## ReadMe
Tabs | Description
TopRisk_Table | Consolidation of Data for WMP Section 6.4.2, Section 7.1.3, and Section 7.2.2.3
Data_Risk | Model Output Data
Data_RR | Risk Reduction Output Data
Mitigations_Formatting | Formatting Table

## TopRisk_Table
| Section 7.2.2.3 |  | 246.5398 | 1275.3115 |  | 457.3313 |  | 413.6287 |  | 368.3106 |  | 328.6541 |  | 2022 Undergrounding |  |  | 2022 Covered Conductor |  |  | 2022 Line Removal |  |  |  | 2023 Undergrounding |  |  | 2023 Covered Conductor |  |  | 2023 Expulsion Fuses |  |  | 2023 Surge Arrestors |  |  | 2023 Aerial Inspections |  |  | 2023 Ground Inspections |  |  | 2023 Non-Pole Backlog |  |  | 2023 Tree Removal |  |  | 2023 Down Conductor Detection (DCD) |  |  | 2023 Line Sensor |  |  | 2023 Line Removal |  |  | 2023 Pole Backlog |  |  |  | 2024 Undergrounding |  |  | 2024 Covered Conductor |  |  | 2024 Expulsion Fuses |  |  | 2024 Surge Arrestors |  |  | 2024 Aerial Inspections |  |  | 2024 Ground Inspections |  |  | 2024 Non-Pole Backlog |  |  | 2024 Tree Removal |  |  | 2024 Down Conductor Detection (DCD) |  |  | 2024 Line Sensor |  |  | 2024 Line Removal |  |  | 2024 Pole Backlog |  |  |  | 2025 Undergrounding |  |  | 2025 Covered Conductor |  |  | 2025 Expulsion Fuses |  |  | 2025 Surge Arrestors |  |  | 2025 Aerial Inspections |  |  | 2025 Ground Inspections |  |  | 2025 Non-Pole Backlog |  |  | 2025 Tree Removal |  |  | 2025 Down Conductor Detection (DCD) |  |  | 2025 Line Sensor |  |  | 2025 Line Removal |  |  | 2025 Pole Backlog |  |  | 883.4394 | Section 6.4.2 |  |  | Section 7.1.3 |  |  |  | Manual True-Up | [7 empty] | EPSS |  |  | 328.6541 | EPSS |  |  | 328.6541 | EPSS |  |  | 328.6541 | EPSS |  |  | 328.6541
Rank | Circuit Segment | Wildfire Mean Risk Score | HFTD Miles | 2022 Initial Total Overall Utility Risk Score | 2022 Mitigation | 2022 Residual Risk | 2023 Mitigation | 2023 Residual Risk | 2024 Mitigation | 2024 Residual Risk | 2025 Mitigation | 2025 Residual Risk | 2022 Initial Total Overall Utility Risk Score | 1. 2022 UG Risk Reduced | 1. 2022 UG % of Segment | 1. 2022 UG Mitigation Effectiveness | 2. 2022 CC Risk Reduced | 2. 2022 CC % of Segment | 2. 2022 CC Mitigation Effectiveness | 1. 2022 Line Removal Risk Reduced | 1. 2022 Line Removal % of Segment | 1. 2022 Line Removal Mitigation Effectiveness | 2022 Residual Risk | 1. 2023 UG Risk Reduced | 1. 2023 UG % of Segment | 1. 2023 UG Mitigation Effectiveness | 2. 2023 CC Risk Reduced | 2. 2023 CC % of Segment | 2. 2023 CC Mitigation Effectiveness | 3. 2023 Fuse Risk Reduced | 3. 2023 Fuse % of Segment | 3. 2023 Fuse Mitigation Effectiveness | 3. 2023 SA Risk Reduced | 3. 2023 SA % of Segment | 3. 2023 SA Mitigation Effectiveness | 4. 2023 Aerial Risk Reduced | 4. 2023 Aerial % of Segment | 4. 2023 Aerial Mitigation Effectiveness | 4. 2023 Ground Risk Reduced | 4. 2023 Ground % of Segment | 4. 2023 Ground Mitigation Effectiveness | 5. 2023 Backlog Risk Reduced | 5. 2023 Backlog % of Segment | 5. 2023 Backlog Mitigation Effectiveness | 8. 2023 Veg Risk Reduced | 8. 2023 Veg % of Segment | 8. 2023 Veg Mitigation Effectiveness | 10. 2023 DCD Risk Reduced | 10. 2023 DCD % of Segment | 10. 2023 DCD Mitigation Effectiveness | 10. 2023 Sensor Risk Reduced | 10. 2023 Sensor % of Segment | 10. 2023 Sensor Mitigation Effectiveness | 1. 2023 Line Removal Risk Reduced | 1. 2023 Line Removal % of Segment | 1. 2023 Line Removal Mitigation Effectiveness | 5. 2023 Pole Backlog Risk Reduced | 5. 2023 Pole Backlog % of Segment | 5. 2023 Pole Backlog Mitigation Effectiveness | 2023 Residual Risk | 1. 2024 UG Risk Reduced | 1. 2024 UG % of Segment | 1. 2024 UG Mitigation Effectiveness | 2. 2024 CC Risk Reduced | 2. 2024 CC % of Segment | 2. 2024 CC Mitigation Effectiveness | 3. 2024 Fuse Risk Reduced | 3. 2024 Fuse % of Segment | 3. 2024 Fuse Mitigation Effectiveness | 3. 2024 SA Risk Reduced | 3. 2024 SA % of Segment | 3. 2024 SA Mitigation Effectiveness | 4. 2024 Aerial Risk Reduced | 4. 2024 Aerial % of Segment | 4. 2024 Aerial Mitigation Effectiveness | 4. 2024 Ground Risk Reduced | 4. 2024 Ground % of Segment | 4. 2024 Ground Mitigation Effectiveness | 5. 2024 Backlog Risk Reduced | 5. 2024 Backlog % of Segment | 5. 2024 Backlog Mitigation Effectiveness | 8. 2024 Veg Risk Reduced | 8. 2024 Veg % of Segment | 8. 2024 Veg Mitigation Effectiveness | 10. 2024 DCD Risk Reduced | 10. 2024 DCD % of Segment | 10. 2024 DCD Mitigation Effectiveness | 10. 2024 Sensor Risk Reduced | 10. 2024 Sensor % of Segment | 10. 2024 Sensor Mitigation Effectiveness | 1. 2024 Line Removal Risk Reduced | 1. 2024 Line Removal % of Segment | 1. 2024 Line Removal Mitigation Effectiveness | 5. 2024 Pole Backlog Risk Reduced | 5. 2024 Pole Backlog % of Segment | 5. 2024 Pole Backlog Mitigation Effectiveness | 2024 Residual Risk | 1. 2025 UG Risk Reduced | 1. 2025 UG % of Segment | 1. 2025 UG Mitigation Effectiveness | 2. 2025 CC Risk Reduced | 2. 2025 CC % of Segment | 2. 2025 CC Mitigation Effectiveness | 3. 2025 Fuse Risk Reduced | 3. 2025 Fuse % of Segment | 3. 2025 Fuse Mitigation Effectiveness | 3. 2025 SA Risk Reduced | 3. 2025 SA % of Segment | 3. 2025 SA Mitigation Effectiveness | 4. 2025 Aerial Risk Reduced | 4. 2025 Aerial % of Segment | 4. 2025 Aerial Mitigation Effectiveness | 4. 2025 Ground Risk Reduced | 4. 2025 Ground % of Segment | 4. 2025 Ground Mitigation Effectiveness | 5. 2025 Backlog Risk Reduced | 5. 2025 Backlog % of Segment | 5. 2025 Backlog Mitigation Effectiveness | 8. 2025 Veg Risk Reduced | 8. 2025 Veg % of Segment | 8. 2025 Veg Mitigation Effectiveness | 10. 2025 DCD Risk Reduced | 10. 2025 DCD % of Segment | 10. 2025 DCD Mitigation Effectiveness | 10. 2025 Sensor Risk Reduced | 10. 2025 Sensor % of Segment | 10. 2025 Sensor Mitigation Effectiveness | 1. 2025 Line Removal Risk Reduced | 1. 2025 Line Removal % of Segment | 1. 2025 Line Removal Mitigation Effectiveness | 5. 2025 Pole Backlog Risk Reduced | 5. 2025 Pole Backlog % of Segment | 5. 2025 Pole Backlog Mitigation Effectiveness | 2025 Residual Risk | Total Ignition Risk Score | Total PSPS Risk Score | Total Overall | Vegetation % Contribution | Equipment Failure % Contribution | All Other % Contribution | PSPS % Contribution | Updated Comments | Original comments | 2022 Mitigation | 2023 Mitgation | 2024 Mitgation | 2025 Mitgation | 2026 Mitgation | Circuit Segment | Percentage of Segment in Plan (2022) | Mitigation Effectiveness (2022) | 1 Year Mitigated Risk (2022) | 2022 Residual Risk w/ EPSS | Percentage of Segment in Plan (2023) | Mitigation Effectiveness (2023) | 1 Year Mitigated Risk (2023) | 2023 Residual Risk w/ EPSS | Percentage of Segment in Plan (2024) | Mitigation Effectiveness (2024) | 1 Year Mitigated Risk (2024) | 2024 Residual Risk w/ EPSS | Percentage of Segment in Plan (2025) | Mitigation Effectiveness (2025) | 1 Year Mitigated Risk (2025) | 2025 Residual Risk w/ EPSS
10 | INDIAN FLAT 1104CB | 0.039297 | 13.7984 | 118.4654 |  | 41.4629 | EPSS Aerial Inspection Ground Inspection Non-Pole Backlog | 41.3816 | EPSS Aerial Inspection Ground Inspection Non-Pole Backlog Pole Backlog | 38.7832 | EPSS Aerial Inspection Ground Inspection Non-Pole Backlog Pole Backlog | 38.5747 | 118.4654 | 0 | 0% | 99% | 0 | 0% | 62.33% | 0 | 0% | 100% | 118.4654 | 0 | 0% | 99% | 0 | 0% | 62.33% | 0 | 0% | 3.142% | 0 | 0% | 0.3553% | 0.98496 | 99.04% | 0.8395% | 1.0347 | 99.04% | 0.8819% | 0.23215 | 3.101% | 6.319% | 0 | 0% | 1.488% | 0 | 0% | 11.8% | 0 | 0% | 0.367% | 0 | 0% | 100% | 0 |  |  | 118.2333 | 0 | 0% | 99% | 0 | 0% | 62.33% | 0 | 0% | 3.142% | 0 | 0% | 0.3553% | 0.98496 | 99.04% | 0.8395% | 1.0347 | 99.04% | 0.8819% | 6.6951 | 89.44% | 6.319% | 0 | 0% | 1.488% | 0 | 0% | 11.8% | 0 | 0% | 0.367% | 0 | 0% | 100% | 0.7291 |  |  | 110.809 | 0 | 0% | 99% | 0 | 0% | 62.33% | 0 | 0% | 3.142% | 0 | 0% | 0.3553% | 0.98496 | 99.04% | 0.8395% | 1.0347 | 99.04% | 0.8819% | 0.54733 | 7.312% | 6.319% | 0 | 0% | 1.488% | 0 | 0% | 11.8% | 0 | 0% | 0.367% | 0 | 0% | 100% | 0.048322 |  |  | 110.2134 | 118.4654 | 0 | 118.4654 | 25.3% | 56.4% | 18.3% | 0% | Undergrounding in 2026 | check dcd, underground 2026 | #REF! | #REF! | #REF! | #REF! | #REF! | #REF! | 100% | 65% | 77.0025 | 41.4629 | 100% | 65% | 76.8516 | 41.3816 | 100% | 65% | 72.0259 | 38.7832 | 100% | 65% | 71.6387 | 38.5747
20 | BONNIE NOOK 1101CB | 0.02949 | 17.8044 | 91.2757 |  | 35.5149 | EPSS Expulsion Fuse Replacement Aerial Inspection Ground Inspection Non-Pole Backlog Pole Backlog | 33.986 | EPSS Aerial Inspection Ground Inspection Non-Pole Backlog Tree Removal Pole Backlog | 33.6066 | EPSS Undergrounding Aerial Inspection Ground Inspection Non-Pole Backlog Line Removal Pole Backlog | 18.6805 | 91.2757 | 0 | 0% | 99% | 0 | 0% | 62.38% | 0 | 0% | 100% | 91.2757 | 0 | 0% | 99% | 0 | 0% | 62.38% | 0.16206 | 8.333% | 2.267% | 0 | 0% | 0.2461% | 0.41267 | 80.7% | 0.5961% | 0.040287 | 7.674% | 0.612% | 3.6797 | 96.49% | 4.445% | 0 | 0% | 2.707% | 0 | 0% | 11.8% | 0 | 0% | 0.3746% | 0 | 0% | 100% | 0.52657 |  |  | 86.9074 | 0 | 0% | 99% | 0 | 0% | 62.38% | 0 | 0% | 2.267% | 0 | 0% | 0.2461% | 0.078397 | 15.33% | 0.5961% | 0.42609 | 81.16% | 0.612% | 0.12582 | 3.299% | 4.445% | 0.93042 | 40.07% | 2.707% | 0 | 0% | 11.8% | 0 | 0% | 0.3746% | 0 | 0% | 100% | 0.027807 |  |  | 85.8233 | 36.8201 | 43.35% | 99% | 0 | 0% | 62.38% | 0 | 0% | 2.267% | 0 | 0% | 0.2461% | 0.41502 | 81.16% | 0.5961% | 0.094661 | 18.03% | 0.612% | 0.0031271 | 0.082% | 4.445% | 0 | 0% | 2.707% | 0 | 0% | 11.8% | 0 | 0% | 0.3746% | 5.8201 | 6.784% | 100% | 0.0025045 |  |  | 43.1775 | 85.7859 | 5.4899 | 91.2757 | 45.98% | 37.24% | 10.76% | 6.015% |  | check dcd | #REF! | #REF! | #REF! | #REF! | #REF! | #REF! | 100% | 65% | 55.7608 | 35.5149 | 100% | 65% | 52.9214 | 33.986 | 100% | 65% | 52.2167 | 33.6066 | 100% | 65% | 24.4969 | 18.6805
41 | ALLEGHANY 1102CB | 0.023951 | 18.911 | 88.6057 |  | 32.6828 | EPSS Surge Arrestor Replacement Aerial Inspection Non-Pole Backlog Line Removal Pole Backlog | 30.6433 | EPSS Aerial Inspection Ground Inspection Non-Pole Backlog Pole Backlog | 30.2574 | EPSS Undergrounding Aerial Inspection Ground Inspection Non-Pole Backlog Pole Backlog | 22.0888 | 88.6057 | 0 | 0% | 99% | 0 | 0% | 61.84% | 0 | 0% | 100% | 88.6057 | 0 | 0% | 99% | 0 | 0% | 61.84% | 0 | 0% | 3.742% | 0.34348 | 100% | 0.3992% | 0.59447 | 80.9% | 0.8541% | 0 | 0% | 0.8869% | 4.5825 | 83.6% | 6.371% | 0 | 0% | 2.328% | 0 | 0% | 11.8% | 0 | 0% | 0.3688% | 0.27493 | 0.3195% | 100% | 0.62637 |  |  | 82.7784 | 0 | 0% | 99% | 0 | 0% | 61.84% | 0 | 0% | 3.742% | 0 | 0% | 0.3992% | 0.14032 | 19.1% | 0.8541% | 0.61735 | 80.9% | 0.8869% | 0.76363 | 13.93% | 6.371% | 0 | 0% | 2.328% | 0 | 0% | 11.8% | 0 | 0% | 0.3688% | 0 | 0% | 100% | 0.33887 |  |  | 81.6759 | 23.1068 | 27.13% | 99% | 0 | 0% | 61.84% | 0 | 0% | 3.742% | 0 | 0% | 0.3992% | 0.59447 | 80.9% | 0.8541% | 0.14572 | 19.1% | 0.8869% | 0.13155 | 2.4% | 6.371% | 0 | 0% | 2.328% | 0 | 0% | 11.8% | 0 | 0% | 0.3688% | 0 | 0% | 100% | 0.10041 |  |  | 58.3371 | 86.0352 | 2.5705 | 88.6057 | 34.14% | 54.58% | 8.384% | 2.901% | missing ground | check dcd, check inspection | #REF! | #REF! | #REF! | #REF! | #REF! | #REF! | 100% | 65% | 55.9229 | 32.6828 | 100% | 65% | 52.1351 | 30.6433 | 100% | 65% | 51.4185 | 30.2574 | 100% | 65% | 36.2483 | 22.0888
22 | OAKHURST 110310140 | 0.028816 | 18.7573 | 88.4072 |  | 31.4189 | EPSS Aerial Inspection Ground Inspection Non-Pole Backlog Tree Removal Down Conductor Detection (DCD) Line Sensors Pole Backlog | 29.9747 | EPSS Aerial Inspection Ground Inspection Non-Pole Backlog Pole Backlog | 29.41 | EPSS Aerial Inspection Ground Inspection Non-Pole Backlog Pole Backlog | 29.4068 | 88.4072 | 0 | 0% | 99% | 0 | 0% | 62.01% | 0 | 0% | 100% | 88.4072 | 0 | 0% | 99% | 0 | 0% | 62.01% | 0 | 0% | 2.523% | 0 | 0% | 0.2838% | 0.54973 | 90.03% | 0.6965% | 0.0020933 | 0.3276% | 0.7289% | 2.9947 | 65.2% | 5.239% | 0.81974 | 33.31% | 2.807% | 3.6209 | 35% | 11.8% | 0.18142 | 55.56% | 0.3725% | 0 | 0% | 100% | 0.31187 |  |  | 84.2809 | 0 | 0% | 99% | 0 | 0% | 62.01% | 0 | 0% | 2.523% | 0 | 0% | 0.2838% | 0.0050304 | 0.8238% | 0.6965% | 0.57724 | 90.33% | 0.7289% | 1.5478 | 33.7% | 5.239% | 0 | 0% | 2.807% | 0 | 0% | 11.8% | 0 | 0% | 0.3725% | 0 | 0% | 100% | 0.065372 |  |  | 82.6677 | 0 | 0% | 99% | 0 | 0% | 62.01% | 0 | 0% | 2.523% | 0 | 0% | 0.2838% | 0.55158 | 90.33% | 0.6965% | 0.054809 | 8.577% | 0.7289% | 0.0080433 | 0.1751% | 5.239% | 0 | 0% | 2.807% | 0 | 0% | 11.8% | 0 | 0% | 0.3725% | 0 | 0% | 100% | 0.0011219 |  |  | 82.6585 | 87.6743 | 0.73284 | 88.4072 | 41.91% | 46.24% | 11.02% | 0.8289% | Tranche 2 | Tranche 2 | #REF! | #REF! | #REF! | #REF! | #REF! | #REF! | 100% | 65% | 56.9883 | 31.4189 | 100% | 65% | 54.3062 | 29.9747 | 100% | 65% | 53.2577 | 29.41 | 100% | 65% | 53.2517 | 29.4068
33 | SILVERADO 2104515946 | 0.025445 | 19.0559 | 85.6002 |  | 33.1202 | EPSS Non-Pole Backlog | 32.5866 | EPSS Aerial Inspection Ground Inspection Tree Removal | 32.2944 | EPSS Aerial Inspection Ground Inspection | 32.2944 | 85.6002 | 0 | 0% | 99% | 0 | 0% | 63.36% | 0 | 0% | 100% | 85.6002 | 0 | 0% | 99% | 0 | 0% | 63.36% | 0 | 0% | 2.614% | 0 | 0% | 0.2898% | 0 | 0% | 0.6378% | 0 | 0% | 0.6697% | 1.5244 | 39.46% | 4.784% | 0 | 0% | 2.581% | 0 | 0% | 11.8% | 0 | 0% | 0.3754% | 0 | 0% | 100% | 0 |  |  | 84.0757 | 0 | 0% | 99% | 0 | 0% | 63.36% | 0 | 0% | 2.614% | 0 | 0% | 0.2898% | 0.030463 | 5.916% | 0.6378% | 0.006653 | 1.231% | 0.6697% | 0 | 0% | 4.784% | 0.83497 | 40.07% | 2.581% | 0 | 0% | 11.8% | 0 | 0% | 0.3754% | 0 | 0% | 100% | 0 |  |  | 83.2408 | 0 | 0% | 99% | 0 | 0% | 63.36% | 0 | 0% | 2.614% | 0 | 0% | 0.2898% | 0.0063367 | 1.231% | 0.6378% | 0.53401 | 98.77% | 0.6697% | 0 | 0% | 4.784% | 0 | 0% | 2.581% | 0 | 0% | 11.8% | 0 | 0% | 0.3754% | 0 | 0% | 100% | 0 |  |  | 83.2408 | 80.7385 | 4.8617 | 85.6002 | 44.67% | 40.28% | 9.365% | 5.68% | check inspection | check dcd & inspection Circuit CURTIS 170356972 | #REF! | #REF! | #REF! | #REF! | #REF! | #REF! | 100% | 65% | 52.48 | 33.1202 | 100% | 65% | 51.4891 | 32.5866 | 100% | 65% | 50.9464 | 32.2944 | 100% | 65% | 50.9464 | 32.2944
29 | HIGHLANDS 1102628 | 0.026126 | 15.7833 | 75.5797 | Line Removal Overhead Hardening | 23.8339 | EPSS Undergrounding Overhead Hardening Aerial Inspection Ground Inspection Non-Pole Backlog Down Conductor Detection (DCD) Line Removal Pole Backlog | 11.6898 | EPSS Surge Arrestor Replacement Aerial Inspection Ground Inspection Non-Pole Backlog Line Removal Pole Backlog | 0.10201 | EPSS Aerial Inspection Ground Inspection Line Removal | 0.10201 | 75.5797 | 0 | 0% | 99% | 4.6772 | 10.22% | 60.67% | 3.097 | 4.106% | 100% | 67.8055 | 14.8188 | 19.85% | 99% | 16.2551 | 35.52% | 60.67% | 0 | 0% | 2.716% | 0 | 0% | 0.3015% | 0.55538 | 85.28% | 0.8634% | 0.62379 | 97.08% | 0.852% | 3.2229 | 66.94% | 6.383% | 0 | 0% | 1.051% | 2.6836 | 30.15% | 11.8% | 0 | 0% | 0.353% | 0.233 | 0.3089% | 100% | 0.16772 |  |  | 33.108 | 0 | 0% | 99% | 0 | 0% | 60.67% | 0 | 0% | 2.716% | 0.041397 | 18.2% | 0.3015% | 0.6322 | 97.08% | 0.8634% | 0.54798 | 85.28% | 0.852% | 1.5916 | 33.06% | 6.383% | 0 | 0% | 1.051% | 0 | 0% | 11.8% | 0 | 0% | 0.353% | 38.5989 | 51.18% | 100% | 0.19274 |  |  | 0 | 0 | 0% | 99% | 0 | 0% | 60.67% | 0 | 0% | 2.716% | 0 | 0% | 0.3015% | 0.55538 | 85.28% | 0.8634% | 0.62379 | 97.08% | 0.852% | 0 | 0% | 6.383% | 0 | 0% | 1.051% | 0 | 0% | 11.8% | 0 | 0% | 0.353% | 4.562 | 6.049% | 100% | 0 |  |  | 0 | 75.4228 | 0.15693 | 75.5797 | 17.71% | 58.33% | 23.75% | 0.2076% | We are interested in doing remote grid, but also doing a lot of backlog work in this area | Change langauge to <1 | #REF! | #REF! | #REF! | #REF! | #REF! | #REF! | 100% | 65% | 43.9716 | 23.8339 | 100% | 65% | 21.4182 | 11.6898 | 100% | 65% | -0.10201 | 0.10201 | 100% | 65% | -0.10201 | 0.10201
35 | UPPER LAKE 11011276 | 0.024971 | 12.2879 | 67.2154 |  | 23.5254 | EPSS Undergrounding Overhead Hardening Ground Inspection Non-Pole Backlog Pole Backlog | 14.0758 | EPSS Surge Arrestor Replacement Aerial Inspection Non-Pole Backlog Tree Removal Pole Backlog | 13.1938 | EPSS Undergrounding Overhead Hardening Ground Inspection Non-Pole Backlog Pole Backlog | 4.6057 | 67.2154 | 0 | 0% | 99% | 0 | 0% | 62.77% | 0 | 0% | 100% | 67.2154 | 20.4827 | 30.78% | 99% | 4.42 | 10.48% | 62.77% | 0 | 0% | 3.3% | 0 | 0% | 0.3509% | 0 | 0% | 0.757% | 0.52614 | 99.15% | 0.7895% | 2.0167 | 53.05% | 5.656% | 0 | 0% | 2.516% | 0 | 0% | 11.8% | 0 | 0% | 0.3734% | 0 | 0% | 100% | 0.079412 |  |  | 40.2165 | 0 | 0% | 99% | 0 | 0% | 62.77% | 0 | 0% | 3.3% | 0.1838 | 77.93% | 0.3509% | 0.50449 | 99.15% | 0.757% | 0 | 0% | 0.7895% | 1.6468 | 43.32% | 5.656% | 0.6776 | 40.07% | 2.516% | 0 | 0% | 11.8% | 0 | 0% | 0.3734% | 0 | 0% | 100% | 0.011809 |  |  | 37.6965 | 0.1206 | 0.1812% | 99% | 24.2777 | 57.54% | 62.77% | 0 | 0% | 3.3% | 0 | 0% | 0.3509% | 0 | 0% | 0.757% | 0.52614 | 99.15% | 0.7895% | 0.13823 | 3.636% | 5.656% | 0 | 0% | 2.516% | 0 | 0% | 11.8% | 0 | 0% | 0.3734% | 0 | 0% | 100% | 0.000868 |  |  | 13.1591 | 67.2154 | 0 | 67.2154 | 38.99% | 49.63% | 11.38% | 0% |  |  | #REF! | #REF! | #REF! | #REF! | #REF! | #REF! | 100% | 65% | 43.69 | 23.5254 | 100% | 65% | 26.1407 | 14.0758 | 100% | 65% | 24.5027 | 13.1938 | 100% | 65% | 8.5534 | 4.6057
13 | MIDDLETOWN 110148212 | 0.035184 | 9.8342 | 58.8187 | Overhead Hardening | 15.1651 | EPSS Undergrounding Overhead Hardening | 11.6493 | EPSS Undergrounding Overhead Hardening Surge Arrestor Replacement Tree Removal | 5.5415 | EPSS Overhead Hardening | 0.37697 | 58.8187 | 0 | 0% | 99% | 16.4487 | 44.87% | 62.87% | 0 | 0% | 100% | 42.37 | 10.0294 | 17.38% | 99% | 0.015733 | 0.04292% | 62.87% | 0 | 0% | 2.032% | 0 | 0% | 0.2261% | 0 | 0% | 0.5612% | 0 | 0% | 0.5777% | 0 | 0% | 4.194% | 0 | 0% | 3.061% | 0 | 0% | 11.8% | 0 | 0% | 0.3755% | 0 | 0% | 100% | 0 |  |  | 32.3249 | 14.3686 | 24.89% | 99% | 2.3135 | 6.311% | 62.87% | 0 | 0% | 2.032% | 0.053615 | 40.68% | 0.2261% | 0 | 0% | 0.5612% | 0 | 0% | 0.5777% | 0 | 0% | 4.194% | 0.71511 | 40.07% | 3.061% | 0 | 0% | 11.8% | 0 | 0% | 0.3755% | 0 | 0% | 100% | 0 |  |  | 14.874 | 0 | 0% | 99% | 14.7558 | 40.25% | 62.87% | 0 | 0% | 2.032% | 0 | 0% | 0.2261% | 0 | 0% | 0.5612% | 0 | 0% | 0.5777% | 0 | 0% | 4.194% | 0 | 0% | 3.061% | 0 | 0% | 11.8% | 0 | 0% | 0.3755% | 0 | 0% | 100% | 0 |  |  | 0.11814 | 58.3023 | 0.51635 | 58.8187 | 51.21% | 37.32% | 10.59% | 0.8779% | BELIEF is DCD is to be deployed <8/1/23 | check DCD coordinating between Tree and SH/UG | #REF! | #REF! | #REF! | #REF! | #REF! | #REF! | 100% | 65% | 27.2049 | 15.1651 | 100% | 65% | 20.6755 | 11.6493 | 100% | 65% | 9.3325 | 5.5415 | 100% | 65% | -0.25884 | 0.37697
32 | APPLE HILL 21026552 | 0.025831 | 13.0241 | 57.1112 |  | 20.8658 | EPSS Aerial Inspection Ground Inspection Non-Pole Backlog Down Conductor Detection (DCD) Pole Backlog | 20.1407 | EPSS Undergrounding Aerial Inspection Ground Inspection Non-Pole Backlog Tree Removal Pole Backlog | 5.0112 | EPSS Aerial Inspection Ground Inspection Non-Pole Backlog Pole Backlog | 4.9705 | 57.1112 | 0 | 0% | 99% | 0 | 0% | 61.66% | 0 | 0% | 100% | 57.1112 | 0 | 0% | 99% | 0 | 0% | 61.66% | 0 | 0% | 1.874% | 0 | 0% | 0.2164% | 0.20178 | 59.43% | 0.6089% | 0.13529 | 38.71% | 0.6267% | 2.0699 | 81.19% | 4.572% | 0 | 0% | 2.894% | 2.1609 | 32.84% | 11.8% | 0 | 0% | 0.3716% | 0 | 0% | 100% | 0.001796 |  |  | 55.0395 | 42.2347 | 76.51% | 99% | 0 | 0% | 61.66% | 0 | 0% | 1.874% | 0 | 0% | 0.2164% | 0.11269 | 33.19% | 0.6089% | 0.2077 | 59.43% | 0.6267% | 0.31933 | 12.53% | 4.572% | 0.64649 | 40.07% | 2.894% | 0 | 0% | 11.8% | 0 | 0% | 0.3716% | 0 | 0% | 100% | 0.026578 |  |  | 11.8124 | 0 | 0% | 99% | 0 | 0% | 61.66% | 0 | 0% | 1.874% | 0 | 0% | 0.2164% | 0.22053 | 64.95% | 0.6089% | 0.11608 | 33.21% | 0.6267% | 0.08992 | 3.527% | 4.572% | 0 | 0% | 2.894% | 0 | 0% | 11.8% | 0 | 0% | 0.3716% | 0 | 0% | 100% | 0.026166 |  |  | 11.6963 | 55.7622 | 1.349 | 57.1112 | 42.59% | 40.36% | 14.69% | 2.362% |  |  | #REF! | #REF! | #REF! | #REF! | #REF! | #REF! | 100% | 65% | 36.2454 | 20.8658 | 100% | 65% | 34.8988 | 20.1407 | 100% | 65% | 6.8012 | 5.0112 | 100% | 65% | 6.7257 | 4.9705
37 | NOTRE DAME 11042028 | 0.024521 | 11.3904 | 50.0967 |  | 17.9039 | EPSS Aerial Inspection Ground Inspection Non-Pole Backlog Down Conductor Detection (DCD) | 17.5619 | EPSS Aerial Inspection Ground Inspection Non-Pole Backlog Pole Backlog | 17.2773 | EPSS Aerial Inspection Ground Inspection Non-Pole Backlog Pole Backlog | 17.2627 | 50.0967 | 0 | 0% | 99% | 0 | 0% | 61.99% | 0 | 0% | 100% | 50.0967 | 0 | 0% | 99% | 0 | 0% | 61.99% | 0 | 0% | 1.812% | 0 | 0% | 0.1998% | 0.24935 | 100% | 0.5035% | 0.045234 | 17.67% | 0.5169% | 0.97739 | 52.46% | 3.762% | 0 | 0% | 3.785% | 1.8785 | 32.14% | 11.8% | 0 | 0% | 0.378% | 0 | 0% | 100% | 0 |  |  | 49.1193 | 0 | 0% | 99% | 0 | 0% | 61.99% | 0 | 0% | 1.812% | 0 | 0% | 0.1998% | 0.044059 | 17.67% | 0.5035% | 0.25601 | 100% | 0.5169% | 0.78734 | 42.26% | 3.762% | 0 | 0% | 3.785% | 0 | 0% | 11.8% | 0 | 0% | 0.378% | 0 | 0% | 100% | 0.025643 |  |  | 48.3063 | 0 | 0% | 99% | 0 | 0% | 61.99% | 0 | 0% | 1.812% | 0 | 0% | 0.1998% | 0.24935 | 100% | 0.5035% | 0.045234 | 17.67% | 0.5169% | 0.040236 | 2.159% | 3.762% | 0 | 0% | 3.785% | 0 | 0% | 11.8% | 0 | 0% | 0.378% | 0 | 0% | 100% | 0.0014236 |  |  | 48.2647 | 49.5273 | 0.56938 | 50.0967 | 54.94% | 33.27% | 10.65% | 1.137% | missing tree work, 55% veg | missing tree work, 55% veg | #REF! | #REF! | #REF! | #REF! | #REF! | #REF! | 100% | 65% | 32.1928 | 17.9039 | 100% | 65% | 31.5575 | 17.5619 | 100% | 65% | 31.029 | 17.2773 | 100% | 65% | 31.0019 | 17.2627
15 | CLAYTON 221296224 | 0.034099 | 10.1751 | 47.284 |  | 16.853 | EPSS Undergrounding Expulsion Fuse Replacement Aerial Inspection Ground Inspection Non-Pole Backlog Line Sensors Pole Backlog | 14.5323 | EPSS Aerial Inspection Ground Inspection Non-Pole Backlog Pole Backlog | 14.2201 | EPSS Overhead Hardening Aerial Inspection Ground Inspection Tree Removal Pole Backlog | 12.5004 | 47.284 | 0 | 0% | 99% | 0 | 0% | 63.49% | 0 | 0% | 100% | 47.284 | 4.2355 | 9.138% | 99% | 0 | 0% | 63.49% | 0.47109 | 33.33% | 3.019% | 0 | 0% | 0.3369% | 0.3561 | 100% | 0.7606% | 0.17463 | 47.04% | 0.793% | 1.8319 | 68.72% | 5.694% | 0 | 0% | 1.715% | 0 | 0% | 11.8% | 0.095849 | 55.56% | 0.3685% | 0 | 0% | 100% | 0.092191 |  |  | 40.6533 | 0 | 0% | 99% | 0 | 0% | 63.49% | 0 | 0% | 3.019% | 0 | 0% | 0.3369% | 0.1675 | 47.04% | 0.7606% | 0.37127 | 100% | 0.793% | 0.83381 | 31.28% | 5.694% | 0 | 0% | 1.715% | 0 | 0% | 11.8% | 0 | 0% | 0.3685% | 0 | 0% | 100% | 0.058125 |  |  | 39.7614 | 0 | 0% | 99% | 4.5474 | 15.3% | 63.49% | 0 | 0% | 3.019% | 0 | 0% | 0.3369% | 0.3561 | 100% | 0.7606% | 0.17463 | 47.04% | 0.793% | 0 | 0% | 5.694% | 0.3631 | 45.22% | 1.715% | 0 | 0% | 11.8% | 0 | 0% | 0.3685% | 0 | 0% | 100% | 0.0029958 |  |  | 34.8479 | 46.8169 | 0.4671 | 47.284 | 32.54% | 50.62% | 15.85% | 0.9879% | potential interaction between line sensors and undergrounding | overlapping work, check with line sensor vs ug, replace with PILOT | #REF! | #REF! | #REF! | #REF! | #REF! | #REF! | 100% | 65% | 30.431 | 16.853 | 100% | 65% | 26.121 | 14.5323 | 100% | 65% | 25.5413 | 14.2201 | 100% | 65% | 22.3475 | 12.5004
11 | ANTLER 11011384 | 0.038738 | 10.3375 | 46.8765 |  | 16.6979 | EPSS Ground Inspection Non-Pole Backlog Down Conductor Detection (DCD) Line Sensors Pole Backlog | 16.2297 | EPSS Aerial Inspection Non-Pole Backlog | 16.0047 | EPSS Aerial Inspection Ground Inspection | 16.0047 | 46.8765 | 0 | 0% | 99% | 0 | 0% | 62.06% | 0 | 0% | 100% | 46.8765 | 0 | 0% | 99% | 0 | 0% | 62.06% | 0 | 0% | 2.031% | 0 | 0% | 0.2186% | 0 | 0% | 0.564% | 0.2671 | 100% | 0.5753% | 1.3085 | 67.05% | 4.203% | 0 | 0% | 2.771% | 1.9175 | 35% | 11.8% | 0.09692 | 55.56% | 0.3757% | 0 | 0% | 100% | 0.029132 |  |  | 45.5389 | 0 | 0% | 99% | 0 | 0% | 62.06% | 0 | 0% | 2.031% | 0 | 0% | 0.2186% | 0.24448 | 93.36% | 0.564% | 0 | 0% | 0.5753% | 0.6431 | 32.95% | 4.203% | 0 | 0% | 2.771% | 0 | 0% | 11.8% | 0 | 0% | 0.3757% | 0 | 0% | 100% | 0 |  |  | 44.8958 | 0 | 0% | 99% | 0 | 0% | 62.06% | 0 | 0% | 2.031% | 0 | 0% | 0.2186% | 0.017386 | 6.639% | 0.564% | 0.24936 | 93.36% | 0.5753% | 0 | 0% | 4.203% | 0 | 0% | 2.771% | 0 | 0% | 11.8% | 0 | 0% | 0.3757% | 0 | 0% | 100% | 0 |  |  | 44.8958 | 46.4286 | 0.4479 | 46.8765 | 47.8% | 36.88% | 14.36% | 0.9555% | Undergrounding in 2026 |  | #REF! | #REF! | #REF! | #REF! | #REF! | #REF! | 100% | 65% | 30.1786 | 16.6979 | 100% | 65% | 29.3091 | 16.2297 | 100% | 65% | 28.8911 | 16.0047 | 100% | 65% | 28.8911 | 16.0047
27 | MONTICELLO 1101654 | 0.026786 | 8.302 | 43.061 |  | 15.7001 | EPSS Aerial Inspection Ground Inspection | 15.7001 | EPSS Aerial Inspection Ground Inspection Non-Pole Backlog Down Conductor Detection (DCD) | 15.5367 | EPSS Aerial Inspection Ground Inspection Non-Pole Backlog Pole Backlog | 14.9263 | 43.061 | 0 | 0% | 99% | 0 | 0% | 63.46% | 0 | 0% | 100% | 43.061 | 0 | 0% | 99% | 0 | 0% | 63.46% | 0 | 0% | 2.621% | 0 | 0% | 0.2971% | 0.29545 | 100% | 0.7019% | 0.2012 | 66.06% | 0.7236% | 0 | 0% | 5.242% | 0 | 0% | 1.636% | 0 | 0% | 11.8% | 0 | 0% | 0.3674% | 0 | 0% | 100% | 0 |  |  | 43.061 | 0 | 0% | 99% | 0 | 0% | 63.46% | 0 | 0% | 2.621% | 0 | 0% | 0.2971% | 0.19517 | 66.06% | 0.7019% | 0.30457 | 100% | 0.7236% | 0.46671 | 21.15% | 5.242% | 0 | 0% | 1.636% | 0.52653 | 10.6% | 11.8% | 0 | 0% | 0.3674% | 0 | 0% | 100% | 0 |  |  | 42.5943 | 0 | 0% | 99% | 0 | 0% | 63.46% | 0 | 0% | 2.621% | 0 | 0% | 0.2971% | 0.29545 | 100% | 0.7019% | 0.2012 | 66.06% | 0.7236% | 1.7399 | 78.85% | 5.242% | 0 | 0% | 1.636% | 0 | 0% | 11.8% | 0 | 0% | 0.3674% | 0 | 0% | 100% | 0.00415 |  |  | 40.8502 | 42.0937 | 0.96729 | 43.061 | 29.77% | 46.74% | 21.24% | 2.246% | >8/1/23 DCD, Tranche 2 | has pole work in 24/25, check why no non-back-log, why 2024 DCD | #REF! | #REF! | #REF! | #REF! | #REF! | #REF! | 100% | 65% | 27.3609 | 15.7001 | 100% | 65% | 27.3609 | 15.7001 | 100% | 65% | 27.0576 | 15.5367 | 100% | 65% | 25.9239 | 14.9263
18 | BALCH NO 1 1101105414 | 0.031265 | 7.471 | 42.1929 |  | 14.7765 | EPSS Aerial Inspection Ground Inspection Non-Pole Backlog Down Conductor Detection (DCD) Pole Backlog | 13.9045 | EPSS Aerial Inspection Ground Inspection Pole Backlog | 13.8972 | EPSS Aerial Inspection Ground Inspection Pole Backlog | 13.8938 | 42.1929 | 0 | 0% | 99% | 0 | 0% | 62.42% | 0 | 0% | 100% | 42.1929 | 0 | 0% | 99% | 0 | 0% | 62.42% | 0 | 0% | 2.724% | 0 | 0% | 0.3188% | 0.32642 | 98.48% | 0.7859% | 0.33873 | 98.48% | 0.8155% | 2.4869 | 100% | 5.896% | 0 | 0% | 1.18% | 1.7363 | 34.89% | 11.8% | 0 | 0% | 0.363% | 0 | 0% | 100% | 0.0047082 |  |  | 39.7013 | 0 | 0% | 99% | 0 | 0% | 62.42% | 0 | 0% | 2.724% | 0 | 0% | 0.3188% | 0.32642 | 98.48% | 0.7859% | 0.33873 | 98.48% | 0.8155% | 0 | 0% | 5.896% | 0 | 0% | 1.18% | 0 | 0% | 11.8% | 0 | 0% | 0.363% | 0 | 0% | 100% | 0.020802 |  |  | 39.6804 | 0 | 0% | 99% | 0 | 0% | 62.42% | 0 | 0% | 2.724% | 0 | 0% | 0.3188% | 0.32642 | 98.48% | 0.7859% | 0.33873 | 98.48% | 0.8155% | 0 | 0% | 5.896% | 0 | 0% | 1.18% | 0 | 0% | 11.8% | 0 | 0% | 0.363% | 0 | 0% | 100% | 0.0095679 |  |  | 39.6709 | 42.179 | 0.013865 | 42.1929 | 17.98% | 53.99% | 28% | 0.03286% | TRANCHE 2 | TRANCHE 2 | #REF! | #REF! | #REF! | #REF! | #REF! | #REF! | 100% | 65% | 27.4164 | 14.7765 | 100% | 65% | 25.7968 | 13.9045 | 100% | 65% | 25.7833 | 13.8972 | 100% | 65% | 25.7771 | 13.8938
34 | CURTIS 170356972 | 0.02502 | 8.4156 | 41.0987 |  | 14.4865 | EPSS Aerial Inspection Ground Inspection Non-Pole Backlog | 13.7088 | EPSS Aerial Inspection Ground Inspection | 13.7088 | EPSS Aerial Inspection Ground Inspection | 13.7088 | 41.0987 | 0 | 0% | 99% | 0 | 0% | 62.28% | 0 | 0% | 100% | 41.0987 | 0 | 0% | 99% | 0 | 0% | 62.28% | 0 | 0% | 2.014% | 0 | 0% | 0.2357% | 0.29762 | 100% | 0.7269% | 0.29925 | 100% | 0.7309% | 2.2218 | 100% | 5.427% | 0 | 0% | 1.032% | 0 | 0% | 11.8% | 0 | 0% | 0.3611% | 0 | 0% | 100% | 0 |  |  | 38.8768 | 0 | 0% | 99% | 0 | 0% | 62.28% | 0 | 0% | 2.014% | 0 | 0% | 0.2357% | 0.29762 | 100% | 0.7269% | 0.29925 | 100% | 0.7309% | 0 | 0% | 5.427% | 0 | 0% | 1.032% | 0 | 0% | 11.8% | 0 | 0% | 0.3611% | 0 | 0% | 100% | 0 |  |  | 38.8768 | 0 | 0% | 99% | 0 | 0% | 62.28% | 0 | 0% | 2.014% | 0 | 0% | 0.2357% | 0.29762 | 100% | 0.7269% | 0.29925 | 100% | 0.7309% | 0 | 0% | 5.427% | 0 | 0% | 1.032% | 0 | 0% | 11.8% | 0 | 0% | 0.3611% | 0 | 0% | 100% | 0 |  |  | 38.8768 | 40.9418 | 0.15684 | 41.0987 | 16.63% | 49.5% | 33.48% | 0.3816% | Undergrounding in 2026 |  | #REF! | #REF! | #REF! | #REF! | #REF! | #REF! | 100% | 65% | 26.6122 | 14.4865 | 100% | 65% | 25.168 | 13.7088 | 100% | 65% | 25.168 | 13.7088 | 100% | 65% | 25.168 | 13.7088
9 | MONTICELLO 1101630 | 0.039591 | 4.9383 | 41.0785 |  | 14.9616 | EPSS Expulsion Fuse Replacement Aerial Inspection Ground Inspection Non-Pole Backlog | 14.3584 | EPSS Aerial Inspection Ground Inspection Non-Pole Backlog Down Conductor Detection (DCD) Pole Backlog | 13.8019 | EPSS Aerial Inspection Ground Inspection | 13.8019 | 41.0785 | 0 | 0% | 99% | 0 | 0% | 63.75% | 0 | 0% | 100% | 41.0785 | 0 | 0% | 99% | 0 | 0% | 63.75% | 1.1263 | 100% | 2.803% | 0 | 0% | 0.3108% | 0.1474 | 51.31% | 0.7149% | 0.18131 | 60.95% | 0.7404% | 0.59705 | 27.81% | 5.344% | 0 | 0% | 1.421% | 0 | 0% | 11.8% | 0 | 0% | 0.3699% | 0 | 0% | 100% | 0 |  |  | 39.3552 | 0 | 0% | 99% | 0 | 0% | 63.75% | 0 | 0% | 2.803% | 0 | 0% | 0.3108% | 0.17508 | 60.95% | 0.7149% | 0.15266 | 51.31% | 0.7404% | 1.5502 | 72.19% | 5.344% | 0 | 0% | 1.421% | 0.50259 | 10.6% | 11.8% | 0 | 0% | 0.3699% | 0 | 0% | 100% | 0.039827 |  |  | 37.7651 | 0 | 0% | 99% | 0 | 0% | 63.75% | 0 | 0% | 2.803% | 0 | 0% | 0.3108% | 0.1474 | 51.31% | 0.7149% | 0.18131 | 60.95% | 0.7404% | 0 | 0% | 5.344% | 0 | 0% | 1.421% | 0 | 0% | 11.8% | 0 | 0% | 0.3699% | 0 | 0% | 100% | 0 |  |  | 37.7651 | 40.1799 | 0.89859 | 41.0785 | 31.23% | 46.91% | 19.67% | 2.188% | covered in 2022 DCD, but more deployment in 2024 | why 2024 DCD | #REF! | #REF! | #REF! | #REF! | #REF! | #REF! | 100% | 65% | 26.117 | 14.9616 | 100% | 65% | 24.9968 | 14.3584 | 100% | 65% | 23.9633 | 13.8019 | 100% | 65% | 23.9633 | 13.8019
6 | PINE GROVE 1101CB | 0.047261 | 5.0523 | 31.9963 |  | 11.8876 | EPSS Ground Inspection Non-Pole Backlog Pole Backlog | 11.6297 | EPSS Aerial Inspection Non-Pole Backlog Pole Backlog | 11.2456 | EPSS Aerial Inspection Ground Inspection Non-Pole Backlog Pole Backlog | 11.214 | 31.9963 | 0 | 0% | 99% | 0 | 0% | 61.56% | 0 | 0% | 100% | 31.9963 | 0 | 0% | 99% | 0 | 0% | 61.56% | 0 | 0% | 2.129% | 0 | 0% | 0.2467% | 0 | 0% | 0.695% | 0.21989 | 98.68% | 0.7203% | 0.56649 | 34.98% | 5.235% | 0 | 0% | 2.228% | 0 | 0% | 11.8% | 0 | 0% | 0.3694% | 0 | 0% | 100% | 0.17017 |  |  | 31.2597 | 0 | 0% | 99% | 0 | 0% | 61.56% | 0 | 0% | 2.129% | 0 | 0% | 0.2467% | 0.18399 | 85.58% | 0.695% | 0 | 0% | 0.7203% | 1.0022 | 61.88% | 5.235% | 0 | 0% | 2.228% | 0 | 0% | 11.8% | 0 | 0% | 0.3694% | 0 | 0% | 100% | 0.095335 |  |  | 30.1621 | 0 | 0% | 99% | 0 | 0% | 61.56% | 0 | 0% | 2.129% | 0 | 0% | 0.2467% | 0.028165 | 13.1% | 0.695% | 0.1907 | 85.58% | 0.7203% | 0.050903 | 3.143% | 5.235% | 0 | 0% | 2.228% | 0 | 0% | 11.8% | 0 | 0% | 0.3694% | 0 | 0% | 100% | 0.039343 |  |  | 30.0719 | 30.9366 | 1.0598 | 31.9963 | 34.16% | 45.47% | 17.07% | 3.312% | Undergrounding in 2026 |  | #REF! | #REF! | #REF! | #REF! | #REF! | #REF! | 100% | 65% | 20.1088 | 11.8876 | 100% | 65% | 19.6299 | 11.6297 | 100% | 65% | 18.9165 | 11.2456 | 100% | 65% | 18.8579 | 11.214
21 | BUCKS CREEK 1101CB | 0.029234 | 4.8133 | 28.5059 |  | 9.9771 | EPSS Undergrounding Overhead Hardening | 5.4157 | EPSS | 5.4157 | EPSS | 5.4157 | 28.5059 | 0 | 0% | 99% | 0 | 0% | 61.76% | 0 | 0% | 100% | 28.5059 | 12.8496 | 45.53% | 99% | 0.18289 | 1.039% | 61.76% | 0 | 0% | 4.613% | 0 | 0% | 0.4984% | 0 | 0% | 1.04% | 0 | 0% | 1.086% | 0 | 0% | 7.769% | 0 | 0% | 1.364% | 0 | 0% | 11.8% | 0 | 0% | 0.3621% | 0 | 0% | 100% | 0 |  |  | 15.4734 | 0 | 0% | 99% | 0 | 0% | 61.76% | 0 | 0% | 4.613% | 0 | 0% | 0.4984% | 0 | 0% | 1.04% | 0 | 0% | 1.086% | 0 | 0% | 7.769% | 0 | 0% | 1.364% | 0 | 0% | 11.8% | 0 | 0% | 0.3621% | 0 | 0% | 100% | 0 |  |  | 15.4734 | 0 | 0% | 99% | 0 | 0% | 61.76% | 0 | 0% | 4.613% | 0 | 0% | 0.4984% | 0 | 0% | 1.04% | 0 | 0% | 1.086% | 0 | 0% | 7.769% | 0 | 0% | 1.364% | 0 | 0% | 11.8% | 0 | 0% | 0.3621% | 0 | 0% | 100% | 0 |  |  | 15.4734 | 28.5059 | 0 | 28.5059 | 21.28% | 68.97% | 9.749% | 0% | Butte | why no inspection listed? | #REF! | #REF! | #REF! | #REF! | #REF! | #REF! | 100% | 65% | 18.5288 | 9.9771 | 100% | 65% | 10.0577 | 5.4157 | 100% | 65% | 10.0577 | 5.4157 | 100% | 65% | 10.0577 | 5.4157
14 | SILVERADO 2104646776 | 0.034265 | 5.6861 | 26.5899 |  | 11.6875 | EPSS Aerial Inspection Ground Inspection Non-Pole Backlog Pole Backlog | 11.3238 | EPSS Aerial Inspection Ground Inspection Non-Pole Backlog | 11.2691 | EPSS Aerial Inspection Ground Inspection | 11.2691 | 26.5899 | 0 | 0% | 99% | 0 | 0% | 63.64% | 0 | 0% | 100% | 26.5899 | 0 | 0% | 99% | 0 | 0% | 63.64% | 0 | 0% | 2.139% | 0 | 0% | 0.235% | 0.01641 | 13.52% | 0.5295% | 0.0017558 | 1.383% | 0.5537% | 0.74254 | 81.62% | 3.968% | 0 | 0% | 2.857% | 0 | 0% | 11.8% | 0 | 0% | 0.3797% | 0 | 0% | 100% | 0.29646 |  |  | 25.5509 | 0 | 0% | 99% | 0 | 0% | 63.64% | 0 | 0% | 2.139% | 0 | 0% | 0.235% | 0.098955 | 81.52% | 0.5295% | 0.017644 | 13.9% | 0.5537% | 0.15639 | 17.19% | 3.968% | 0 | 0% | 2.857% | 0 | 0% | 11.8% | 0 | 0% | 0.3797% | 0 | 0% | 100% | 0 |  |  | 25.3945 | 0 | 0% | 99% | 0 | 0% | 63.64% | 0 | 0% | 2.139% | 0 | 0% | 0.235% | 0.01641 | 13.52% | 0.5295% | 0.10533 | 82.97% | 0.5537% | 0 | 0% | 3.968% | 0 | 0% | 2.857% | 0 | 0% | 11.8% | 0 | 0% | 0.3797% | 0 | 0% | 100% | 0 |  |  | 25.3945 | 22.9267 | 3.6631 | 26.5899 | 48.62% | 30.29% | 7.312% | 13.78% | undergrounding in 2026 | check tree work | #REF! | #REF! | #REF! | #REF! | #REF! | #REF! | 100% | 65% | 14.9024 | 11.6875 | 100% | 65% | 14.227 | 11.3238 | 100% | 65% | 14.1254 | 11.2691 | 100% | 65% | 14.1254 | 11.2691
24 | CALISTOGA 1102131531 | 0.027222 | 5.042 | 26.0276 |  | 9.5453 | EPSS Expulsion Fuse Replacement Non-Pole Backlog Pole Backlog | 9.0163 | EPSS Aerial Inspection Ground Inspection | 9.0163 | EPSS Ground Inspection Non-Pole Backlog Tree Removal Pole Backlog | 8.8459 | 26.0276 | 0 | 0% | 99% | 0 | 0% | 62.7% | 0 | 0% | 100% | 26.0276 | 0 | 0% | 99% | 0 | 0% | 62.7% | 0.35391 | 66.67% | 2.094% | 0 | 0% | 0.2228% | 0 | 0% | 0.4697% | 0 | 0% | 0.492% | 0.88923 | 99.82% | 3.513% | 0 | 0% | 4.213% | 0 | 0% | 11.8% | 0 | 0% | 0.3839% | 0 | 0% | 100% | 0.26821 |  |  | 24.5162 | 0 | 0% | 99% | 0 | 0% | 62.7% | 0 | 0% | 2.094% | 0 | 0% | 0.2228% | 0.087488 | 73.45% | 0.4697% | 0.032562 | 26.1% | 0.492% | 0 | 0% | 3.513% | 0 | 0% | 4.213% | 0 | 0% | 11.8% | 0 | 0% | 0.3839% | 0 | 0% | 100% | 0 |  |  | 24.5162 | 0 | 0% | 99% | 0 | 0% | 62.7% | 0 | 0% | 2.094% | 0 | 0% | 0.2228% | 0 | 0% | 0.4697% | 0.09163 | 73.45% | 0.492% | 0.001565 | 0.1757% | 3.513% | 0.48311 | 45.22% | 4.213% | 0 | 0% | 11.8% | 0 | 0% | 0.3839% | 0 | 0% | 100% | 0.0021853 |  |  | 24.0294 | 25.3574 | 0.67016 | 26.0276 | 61.76% | 29.95% | 5.717% | 2.575% | *REFCL already protects | *REFCL already protects | #REF! | #REF! | #REF! | #REF! | #REF! | #REF! | 100% | 65% | 16.4823 | 9.5453 | 100% | 65% | 15.4999 | 9.0163 | 100% | 65% | 15.4999 | 9.0163 | 100% | 65% | 15.1835 | 8.8459
30 | APPLE HILL 1104CB | 0.025967 | 5.6478 | 16.8603 |  | 6.6031 | EPSS Ground Inspection Non-Pole Backlog Line Sensors Pole Backlog | 6.2823 | EPSS Undergrounding Aerial Inspection Non-Pole Backlog Pole Backlog | 2.3887 | EPSS Ground Inspection Non-Pole Backlog | 2.3881 | 16.8603 | 0 | 0% | 99% | 0 | 0% | 61.54% | 0 | 0% | 100% | 16.8603 | 0 | 0% | 99% | 0 | 0% | 61.54% | 0 | 0% | 2.034% | 0 | 0% | 0.2354% | 0 | 0% | 0.6989% | 0.10297 | 90.64% | 0.7199% | 0.80058 | 96.46% | 5.259% | 0 | 0% | 2.257% | 0 | 0% | 11.8% | 0.0323 | 55.56% | 0.3684% | 0 | 0% | 100% | 0.11597 |  |  | 15.9437 | 11.0792 | 70.92% | 99% | 0 | 0% | 61.54% | 0 | 0% | 2.034% | 0 | 0% | 0.2354% | 0.09996 | 90.64% | 0.6989% | 0 | 0% | 0.7199% | 0.022905 | 2.76% | 5.259% | 0 | 0% | 2.257% | 0 | 0% | 11.8% | 0 | 0% | 0.3684% | 0 | 0% | 100% | 0.022463 |  |  | 4.8191 | 0 | 0% | 99% | 0 | 0% | 61.54% | 0 | 0% | 2.034% | 0 | 0% | 0.2354% | 0 | 0% | 0.6989% | 0.11361 | 100% | 0.7199% | 0.0015811 | 0.1905% | 5.259% | 0 | 0% | 2.257% | 0 | 0% | 11.8% | 0 | 0% | 0.3684% | 0 | 0% | 100% | 0 |  |  | 4.8175 | 15.7803 | 1.08 | 16.8603 | 34.93% | 44.22% | 14.44% | 6.406% | Line Sensor and UG interaction | provide feedback LS vs UG intetraction | #REF! | #REF! | #REF! | #REF! | #REF! | #REF! | 100% | 65% | 10.2572 | 6.6031 | 100% | 65% | 9.6614 | 6.2823 | 100% | 65% | 2.4304 | 2.3887 | 100% | 65% | 2.4294 | 2.3881
38 | MIDDLETOWN 1101171414 | 0.024501 | 3.5913 | 16.553 |  | 5.8148 | EPSS Aerial Inspection Non-Pole Backlog Down Conductor Detection (DCD) Pole Backlog | 5.4922 | EPSS Aerial Inspection Ground Inspection Non-Pole Backlog | 5.4754 | EPSS Aerial Inspection Ground Inspection Non-Pole Backlog Pole Backlog | 5.4693 | 16.553 | 0 | 0% | 99% | 0 | 0% | 62.62% | 0 | 0% | 100% | 16.553 | 0 | 0% | 99% | 0 | 0% | 62.62% | 0 | 0% | 3.555% | 0 | 0% | 0.3742% | 0.12382 | 99.43% | 0.7538% | 0 | 0% | 0.7929% | 0.8688 | 93.28% | 5.638% | 0 | 0% | 2.872% | 0.6713 | 34.44% | 11.8% | 0 | 0% | 0.3765% | 0 | 0% | 100% | 0.052872 |  |  | 15.6313 | 0 | 0% | 99% | 0 | 0% | 62.62% | 0 | 0% | 3.555% | 0 | 0% | 0.3742% | 0.00070548 | 0.5665% | 0.7538% | 0.13026 | 99.43% | 0.7929% | 0.048077 | 5.162% | 5.638% | 0 | 0% | 2.872% | 0 | 0% | 11.8% | 0 | 0% | 0.3765% | 0 | 0% | 100% | 0 |  |  | 15.5833 | 0 | 0% | 99% | 0 | 0% | 62.62% | 0 | 0% | 3.555% | 0 | 0% | 0.3742% | 0.12382 | 99.43% | 0.7538% | 0.00074211 | 0.5665% | 0.7929% | 0.014533 | 1.56% | 5.638% | 0 | 0% | 2.872% | 0 | 0% | 11.8% | 0 | 0% | 0.3765% | 0 | 0% | 100% | 0.002769 |  |  | 15.566 | 16.5203 | 0.032703 | 16.553 | 42.7% | 48.94% | 8.161% | 0.1976% | <8/1/23 DCD, tree removal?, undergroudning in 2026 | Check DCD, tree removal?, undergroudning in 2026 | #REF! | #REF! | #REF! | #REF! | #REF! | #REF! | 100% | 65% | 10.7382 | 5.8148 | 100% | 65% | 10.1391 | 5.4922 | 100% | 65% | 10.1079 | 5.4754 | 100% | 65% | 10.0966 | 5.4693
28 | ELECTRA 1102CB | 0.026433 | 2.6041 | 13.9336 |  | 4.8778 | EPSS Aerial Inspection Ground Inspection | 4.8778 | EPSS Aerial Inspection Ground Inspection Non-Pole Backlog | 4.5233 | EPSS Aerial Inspection Ground Inspection Pole Backlog | 4.523 | 13.9336 | 0 | 0% | 99% | 0 | 0% | 60.94% | 0 | 0% | 100% | 13.9336 | 0 | 0% | 99% | 0 | 0% | 60.94% | 0 | 0% | 2.641% | 0 | 0% | 0.3316% | 0.097062 | 73.25% | 0.9511% | 0.037816 | 26.75% | 1.015% | 0 | 0% | 7.269% | 0 | 0% | 0.8658% | 0 | 0% | 11.8% | 0 | 0% | 0.3611% | 0 | 0% | 100% | 0 |  |  | 13.9336 | 0 | 0% | 99% | 0 | 0% | 60.94% | 0 | 0% | 2.641% | 0 | 0% | 0.3316% | 0.035444 | 26.75% | 0.9511% | 0.10356 | 73.25% | 1.015% | 1.0127 | 100% | 7.269% | 0 | 0% | 0.8658% | 0 | 0% | 11.8% | 0 | 0% | 0.3611% | 0 | 0% | 100% | 0 |  |  | 12.9209 | 0 | 0% | 99% | 0 | 0% | 60.94% | 0 | 0% | 2.641% | 0 | 0% | 0.3316% | 0.097062 | 73.25% | 0.9511% | 0.037816 | 26.75% | 1.015% | 0 | 0% | 7.269% | 0 | 0% | 0.8658% | 0 | 0% | 11.8% | 0 | 0% | 0.3611% | 0 | 0% | 100% | 0.00085261 |  |  | 12.92 | 13.9321 | 0.0015406 | 13.9336 | 12.53% | 65.58% | 21.87% | 0.01106% | TRANCHE 2, incr 2023 DCD | TRANCHE 2, pole work?, DCD, verify tag workplan | #REF! | #REF! | #REF! | #REF! | #REF! | #REF! | 100% | 65% | 9.0558 | 4.8778 | 100% | 65% | 9.0558 | 4.8778 | 100% | 65% | 8.3976 | 4.5233 | 100% | 65% | 8.397 | 4.523
17 | ORO FINO 1102CB | 0.031702 | 2.7342 | 12.5973 |  | 4.5636 | EPSS Aerial Inspection Non-Pole Backlog Pole Backlog | 4.4356 | EPSS Aerial Inspection Ground Inspection Non-Pole Backlog Pole Backlog | 4.3142 | EPSS Aerial Inspection Ground Inspection | 4.3142 | 12.5973 | 0 | 0% | 99% | 0 | 0% | 62.15% | 0 | 0% | 100% | 12.5973 | 0 | 0% | 99% | 0 | 0% | 62.15% | 0 | 0% | 2.385% | 0 | 0% | 0.2751% | 0.068853 | 83.69% | 0.6657% | 0 | 0% | 0.6922% | 0.29706 | 48.14% | 4.993% | 0 | 0% | 2.676% | 0 | 0% | 11.8% | 0 | 0% | 0.37% | 0 | 0% | 100% | 0.068837 |  |  | 12.2314 | 0 | 0% | 99% | 0 | 0% | 62.15% | 0 | 0% | 2.385% | 0 | 0% | 0.2751% | 0.0089277 | 10.85% | 0.6657% | 0.074177 | 86.71% | 0.6922% | 0.32001 | 51.86% | 4.993% | 0 | 0% | 2.676% | 0 | 0% | 11.8% | 0 | 0% | 0.37% | 0 | 0% | 100% | 0.0269 |  |  | 11.8845 | 0 | 0% | 99% | 0 | 0% | 62.15% | 0 | 0% | 2.385% | 0 | 0% | 0.2751% | 0.068853 | 83.69% | 0.6657% | 0.0092829 | 10.85% | 0.6922% | 0 | 0% | 4.993% | 0 | 0% | 2.676% | 0 | 0% | 11.8% | 0 | 0% | 0.37% | 0 | 0% | 100% | 0 |  |  | 11.8845 | 12.3594 | 0.23783 | 12.5973 | 43.48% | 44.6% | 10.03% | 1.888% | No dcd, double check ground in 2023, verify veg 44%, lack of tree work, Underground in 2026 | dcd?, double check ground in 2023, verify veg 44% | #REF! | #REF! | #REF! | #REF! | #REF! | #REF! | 100% | 65% | 8.0336 | 4.5636 | 100% | 65% | 7.7958 | 4.4356 | 100% | 65% | 7.5703 | 4.3142 | 100% | 65% | 7.5703 | 4.3142
36 | FRENCH GULCH 1101CB | 0.024965 | 2.7103 | 12.2201 |  | 4.5031 | EPSS Aerial Inspection Ground Inspection Non-Pole Backlog Pole Backlog | 4.1989 | EPSS Aerial Inspection Ground Inspection | 4.1989 | EPSS Aerial Inspection Ground Inspection | 4.1989 | 12.2201 | 0 | 0% | 99% | 0 | 0% | 62.04% | 0 | 0% | 100% | 12.2201 | 0 | 0% | 99% | 0 | 0% | 62.04% | 0 | 0% | 3.969% | 0 | 0% | 0.426% | 0.10015 | 86.32% | 0.9772% | 0.016477 | 13.68% | 1.014% | 0.86751 | 100% | 7.307% | 0 | 0% | 0.675% | 0 | 0% | 11.8% | 0 | 0% | 0.3628% | 0 | 0% | 100% | 0.0015806 |  |  | 11.351 | 0 | 0% | 99% | 0 | 0% | 62.04% | 0 | 0% | 3.969% | 0 | 0% | 0.426% | 0.015875 | 13.68% | 0.9772% | 0.10395 | 86.32% | 1.014% | 0 | 0% | 7.307% | 0 | 0% | 0.675% | 0 | 0% | 11.8% | 0 | 0% | 0.3628% | 0 | 0% | 100% | 0 |  |  | 11.351 | 0 | 0% | 99% | 0 | 0% | 62.04% | 0 | 0% | 3.969% | 0 | 0% | 0.426% | 0.10015 | 86.32% | 0.9772% | 0.016477 | 13.68% | 1.014% | 0 | 0% | 7.307% | 0 | 0% | 0.675% | 0 | 0% | 11.8% | 0 | 0% | 0.3628% | 0 | 0% | 100% | 0 |  |  | 11.351 | 11.8723 | 0.34779 | 12.2201 | 13.26% | 62.6% | 21.29% | 2.846% | TRANCHE 2 | dcd?, pole workplan change in 2023 | #REF! | #REF! | #REF! | #REF! | #REF! | #REF! | 100% | 65% | 7.717 | 4.5031 | 100% | 65% | 7.1521 | 4.1989 | 100% | 65% | 7.1521 | 4.1989 | 100% | 65% | 7.1521 | 4.1989
23 | PARADISE 1103283794 | 0.027788 | 2.5507 | 12.1216 |  | 4.5164 | EPSS | 4.5164 | EPSS Aerial Inspection | 4.5164 | EPSS Ground Inspection | 4.5164 | 12.1216 | 0 | 0% | 99% | 0 | 0% | 62.24% | 0 | 0% | 100% | 12.1216 | 0 | 0% | 99% | 0 | 0% | 62.24% | 0 | 0% | 2.208% | 0 | 0% | 0.2601% | 0 | 0% | 0.7172% | 0 | 0% | 0.7446% | 0 | 0% | 5.404% | 0 | 0% | 1.747% | 0 | 0% | 11.8% | 0 | 0% | 0.3679% | 0 | 0% | 100% | 0 |  |  | 12.1216 | 0 | 0% | 99% | 0 | 0% | 62.24% | 0 | 0% | 2.208% | 0 | 0% | 0.2601% | 0.083914 | 100% | 0.7172% | 0 | 0% | 0.7446% | 0 | 0% | 5.404% | 0 | 0% | 1.747% | 0 | 0% | 11.8% | 0 | 0% | 0.3679% | 0 | 0% | 100% | 0 |  |  | 12.1216 | 0 | 0% | 99% | 0 | 0% | 62.24% | 0 | 0% | 2.208% | 0 | 0% | 0.2601% | 0 | 0% | 0.7172% | 0.087118 | 100% | 0.7446% | 0 | 0% | 5.404% | 0 | 0% | 1.747% | 0 | 0% | 11.8% | 0 | 0% | 0.3679% | 0 | 0% | 100% | 0 |  |  | 12.1216 | 11.7003 | 0.42127 | 12.1216 | 30.85% | 47.09% | 18.58% | 3.475% | missing tag work? | CHECK INSPECTION PLAN (medium, reasonable), part of Butte, are we still doing tag work there | #REF! | #REF! | #REF! | #REF! | #REF! | #REF! | 100% | 65% | 7.6052 | 4.5164 | 100% | 65% | 7.6052 | 4.5164 | 100% | 65% | 7.6052 | 4.5164 | 100% | 65% | 7.6052 | 4.5164
26 | PARADISE 11061212 | 0.026975 | 2.3681 | 12.042 |  | 6.2146 | EPSS Aerial Inspection | 6.2146 | EPSS Aerial Inspection Ground Inspection | 6.2146 | EPSS Aerial Inspection Ground Inspection | 6.2146 | 12.042 | 0 | 0% | 99% | 0 | 0% | 62.3% | 0 | 0% | 100% | 12.042 | 0 | 0% | 99% | 0 | 0% | 62.3% | 0 | 0% | 2.162% | 0 | 0% | 0.2587% | 0.025194 | 41.42% | 0.6785% | 0 | 0% | 0.7116% | 0 | 0% | 5.126% | 0 | 0% | 2.192% | 0 | 0% | 11.8% | 0 | 0% | 0.3702% | 0 | 0% | 100% | 0 |  |  | 12.042 | 0 | 0% | 99% | 0 | 0% | 62.3% | 0 | 0% | 2.162% | 0 | 0% | 0.2587% | 0.00084992 | 1.397% | 0.6785% | 0.062906 | 98.6% | 0.7116% | 0 | 0% | 5.126% | 0 | 0% | 2.192% | 0 | 0% | 11.8% | 0 | 0% | 0.3702% | 0 | 0% | 100% | 0 |  |  | 12.042 | 0 | 0% | 99% | 0 | 0% | 62.3% | 0 | 0% | 2.162% | 0 | 0% | 0.2587% | 0.025194 | 41.42% | 0.6785% | 0.00089527 | 1.403% | 0.7116% | 0 | 0% | 5.126% | 0 | 0% | 2.192% | 0 | 0% | 11.8% | 0 | 0% | 0.3702% | 0 | 0% | 100% | 0 |  |  | 12.042 | 8.9653 | 3.0768 | 12.042 | 27.84% | 34.59% | 12.02% | 25.55% | missing tag work? | SHOULD BE BUTTE, 35189852 has no associated CPZ | #REF! | #REF! | #REF! | #REF! | #REF! | #REF! | 100% | 65% | 5.8274 | 6.2146 | 100% | 65% | 5.8274 | 6.2146 | 100% | 65% | 5.8274 | 6.2146 | 100% | 65% | 5.8274 | 6.2146
40 | CRESTA 1101103126 | 0.023964 | 0.87202 | 4.9548 |  | 1.7618 | EPSS Aerial Inspection Down Conductor Detection (DCD) | 1.7618 | EPSS Ground Inspection Non-Pole Backlog | 1.6825 | EPSS Aerial Inspection | 1.6825 | 4.9548 | 0 | 0% | 99% | 0 | 0% | 62.28% | 0 | 0% | 100% | 4.9548 | 0 | 0% | 99% | 0 | 0% | 62.28% | 0 | 0% | 3.772% | 0 | 0% | 0.4044% | 0.041139 | 100% | 0.8375% | 0 | 0% | 0.8719% | 0 | 0% | 6.245% | 0 | 0% | 2.105% | 0.20288 | 35% | 11.8% | 0 | 0% | 0.369% | 0 | 0% | 100% | 0 |  |  | 4.9548 | 0 | 0% | 99% | 0 | 0% | 62.28% | 0 | 0% | 3.772% | 0 | 0% | 0.4044% | 0 | 0% | 0.8375% | 0.042828 | 100% | 0.8719% | 0.22651 | 73.84% | 6.245% | 0 | 0% | 2.105% | 0 | 0% | 11.8% | 0 | 0% | 0.369% | 0 | 0% | 100% | 0 |  |  | 4.7282 | 0 | 0% | 99% | 0 | 0% | 62.28% | 0 | 0% | 3.772% | 0 | 0% | 0.4044% | 0.041139 | 100% | 0.8375% | 0 | 0% | 0.8719% | 0 | 0% | 6.245% | 0 | 0% | 2.105% | 0 | 0% | 11.8% | 0 | 0% | 0.369% | 0 | 0% | 100% | 0 |  |  | 4.7282 | 4.9123 | 0.042489 | 4.9548 | 34.98% | 54.94% | 9.22% | 0.8575% | need to notate previously Fire Rebuild, OH harden, "circuit was partially rebuilt" | need to notate previously Fire Rebuild, OH harden, "circuit was partially rebuilt" | #REF! | #REF! | #REF! | #REF! | #REF! | #REF! | 100% | 65% | 3.193 | 1.7618 | 100% | 65% | 3.193 | 1.7618 | 100% | 65% | 3.0457 | 1.6825 | 100% | 65% | 3.0457 | 1.6825
31 | CRESTA 1101546650 | 0.025946 | 0.89675 | 4.3588 |  | 1.5348 | EPSS Aerial Inspection Down Conductor Detection (DCD) | 1.5348 | EPSS Ground Inspection Non-Pole Backlog | 1.4322 | EPSS Aerial Inspection | 1.4322 | 4.3588 | 0 | 0% | 99% | 0 | 0% | 61.7% | 0 | 0% | 100% | 4.3588 | 0 | 0% | 99% | 0 | 0% | 61.7% | 0 | 0% | 4.542% | 0 | 0% | 0.4867% | 0.0442 | 100% | 1.017% | 0 | 0% | 1.057% | 0 | 0% | 7.585% | 0 | 0% | 1.595% | 0.17943 | 35% | 11.8% | 0 | 0% | 0.3624% | 0 | 0% | 100% | 0 |  |  | 4.3588 | 0 | 0% | 99% | 0 | 0% | 61.7% | 0 | 0% | 4.542% | 0 | 0% | 0.4867% | 0 | 0% | 1.017% | 0.045914 | 100% | 1.057% | 0.29319 | 88.97% | 7.585% | 0 | 0% | 1.595% | 0 | 0% | 11.8% | 0 | 0% | 0.3624% | 0 | 0% | 100% | 0 |  |  | 4.0656 | 0 | 0% | 99% | 0 | 0% | 61.7% | 0 | 0% | 4.542% | 0 | 0% | 0.4867% | 0.0442 | 100% | 1.017% | 0 | 0% | 1.057% | 0 | 0% | 7.585% | 0 | 0% | 1.595% | 0 | 0% | 11.8% | 0 | 0% | 0.3624% | 0 | 0% | 100% | 0 |  |  | 4.0656 | 4.3447 | 0.014163 | 4.3588 | 23.49% | 67.05% | 9.137% | 0.3249% | need to notate previously Fire Rebuild, OH harden, "circuit was partially rebuilt" | need to notate previously Fire Rebuild, OH harden, "circuit was partially rebuilt" | #REF! | #REF! | #REF! | #REF! | #REF! | #REF! | 100% | 65% | 2.824 | 1.5348 | 100% | 65% | 2.824 | 1.5348 | 100% | 65% | 2.6335 | 1.4322 | 100% | 65% | 2.6335 | 1.4322
19 | MONTICELLO 1101CB | 0.030464 | 0.53696 | 3.063 |  | 1.072 | EPSS Aerial Inspection Non-Pole Backlog | 1.0288 | EPSS Ground Inspection Non-Pole Backlog Pole Backlog | 0.99758 | EPSS Aerial Inspection | 0.99758 | 3.063 | 0 | 0% | 99% | 0 | 0% | 61.11% | 0 | 0% | 100% | 3.063 | 0 | 0% | 99% | 0 | 0% | 61.11% | 0 | 0% | 2.362% | 0 | 0% | 0.2916% | 0.025722 | 100% | 0.8398% | 0 | 0% | 0.8303% | 0.12358 | 64.93% | 6.214% | 0 | 0% | 1.126% | 0 | 0% | 11.8% | 0 | 0% | 0.3464% | 0 | 0% | 100% | 0 |  |  | 2.9394 | 0 | 0% | 99% | 0 | 0% | 61.11% | 0 | 0% | 2.362% | 0 | 0% | 0.2916% | 0 | 0% | 0.8398% | 0.025433 | 100% | 0.8303% | 0.066755 | 35.07% | 6.214% | 0 | 0% | 1.126% | 0 | 0% | 11.8% | 0 | 0% | 0.3464% | 0 | 0% | 100% | 0.022393 |  |  | 2.8502 | 0 | 0% | 99% | 0 | 0% | 61.11% | 0 | 0% | 2.362% | 0 | 0% | 0.2916% | 0.025722 | 100% | 0.8398% | 0 | 0% | 0.8303% | 0 | 0% | 6.214% | 0 | 0% | 1.126% | 0 | 0% | 11.8% | 0 | 0% | 0.3464% | 0 | 0% | 100% | 0 |  |  | 2.8502 | 3.063 | 0 | 3.063 | 21.22% | 59.52% | 19.27% | 0% | no DCD, No UNDERGROUND | why 2024 DCD | #REF! | #REF! | #REF! | #REF! | #REF! | #REF! | 100% | 65% | 1.9909 | 1.072 | 100% | 65% | 1.9106 | 1.0288 | 100% | 65% | 1.8527 | 0.99758 | 100% | 65% | 1.8527 | 0.99758
8 | TIGER CREEK 0201CB | 0.040941 | 0.39611 | 2.3021 |  | 0.80808 | EPSS Aerial Inspection | 0.80808 | EPSS Undergrounding Ground Inspection Pole Backlog | 0.0049387 | EPSS Aerial Inspection | 0.0049387 | 2.3021 | 0 | 0% | 99% | 0 | 0% | 61.02% | 0 | 0% | 100% | 2.3021 | 0 | 0% | 99% | 0 | 0% | 61.02% | 0 | 0% | 2.553% | 0 | 0% | 0.2839% | 0.018293 | 100% | 0.7959% | 0 | 0% | 0.8275% | 0 | 0% | 5.99% | 0 | 0% | 2.749% | 0 | 0% | 11.8% | 0 | 0% | 0.3687% | 0 | 0% | 100% | 0 |  |  | 2.3021 | 2.2755 | 100% | 99% | 0 | 0% | 61.02% | 0 | 0% | 2.553% | 0 | 0% | 0.2839% | 0 | 0% | 0.7959% | 0.019019 | 100% | 0.8275% | 0 | 0% | 5.99% | 0 | 0% | 2.749% | 0 | 0% | 11.8% | 0 | 0% | 0.3687% | 0 | 0% | 100% | 0.019228 |  |  | 0.0073805 | 0 | 0% | 99% | 0 | 0% | 61.02% | 0 | 0% | 2.553% | 0 | 0% | 0.2839% | 0.018293 | 100% | 0.7959% | 0 | 0% | 0.8275% | 0 | 0% | 5.99% | 0 | 0% | 2.749% | 0 | 0% | 11.8% | 0 | 0% | 0.3687% | 0 | 0% | 100% | 0 |  |  | 0.0073805 | 2.2984 | 0.0036239 | 2.3021 | 39.37% | 52.61% | 7.869% | 0.1574% | "2023" DCd | 2022 dcd check | #REF! | #REF! | #REF! | #REF! | #REF! | #REF! | 100% | 65% | 1.494 | 0.80808 | 100% | 65% | 1.494 | 0.80808 | 100% | 65% | 0.0024417 | 0.0049387 | 100% | 65% | 0.0024417 | 0.0049387
12 | INDIAN FLAT 11044440 | 0.038638 | 0.23656 | 1.7414 |  | 0.60949 | EPSS | 0.60949 | EPSS | 0.60949 | EPSS | 0.60949 | 1.7414 | 0 | 0% | 99% | 0 | 0% | 61.98% | 0 | 0% | 100% | 1.7414 | 0 | 0% | 99% | 0 | 0% | 61.98% | 0 | 0% | 3.379% | 0 | 0% | 0.3875% | 0 | 0% | 0.901% | 0 | 0% | 0.9443% | 0 | 0% | 6.772% | 0 | 0% | 1.094% | 0 | 0% | 11.8% | 0 | 0% | 0.3622% | 0 | 0% | 100% | 0 |  |  | 1.7414 | 0 | 0% | 99% | 0 | 0% | 61.98% | 0 | 0% | 3.379% | 0 | 0% | 0.3875% | 0 | 0% | 0.901% | 0 | 0% | 0.9443% | 0 | 0% | 6.772% | 0 | 0% | 1.094% | 0 | 0% | 11.8% | 0 | 0% | 0.3622% | 0 | 0% | 100% | 0 |  |  | 1.7414 | 0 | 0% | 99% | 0 | 0% | 61.98% | 0 | 0% | 3.379% | 0 | 0% | 0.3875% | 0 | 0% | 0.901% | 0 | 0% | 0.9443% | 0 | 0% | 6.772% | 0 | 0% | 1.094% | 0 | 0% | 11.8% | 0 | 0% | 0.3622% | 0 | 0% | 100% | 0 |  |  | 1.7414 | 1.7414 | 0 | 1.7414 | 21.1% | 61.23% | 17.67% | 0% | <5/1/23 DCD | check proximity to 1104CB, inspections? | #REF! | #REF! | #REF! | #REF! | #REF! | #REF! | 100% | 65% | 1.1319 | 0.60949 | 100% | 65% | 1.1319 | 0.60949 | 100% | 65% | 1.1319 | 0.60949 | 100% | 65% | 1.1319 | 0.60949
3 | CALPINE 1144304 | 0.068443 | 0.046358 | 1.714 |  | 0.60702 | EPSS | 0.60702 | EPSS | 0.60702 | EPSS | 0.60702 | 1.714 | 0 | 0% | 99% | 0 | 0% | 63.08% | 0 | 0% | 100% | 1.714 | 0 | 0% | 99% | 0 | 0% | 63.08% | 0 | 0% | 5.231% | 0 | 0% | 0.577% | 0 | 0% | 1.167% | 0 | 0% | 1.262% | 0 | 0% | 8.838% | 0 | 0% | 0.9124% | 0 | 0% | 11.8% | 0 | 0% | 0.3666% | 0 | 0% | 100% | 0 |  |  | 1.714 | 0 | 0% | 99% | 0 | 0% | 63.08% | 0 | 0% | 5.231% | 0 | 0% | 0.577% | 0 | 0% | 1.167% | 0 | 0% | 1.262% | 0 | 0% | 8.838% | 0 | 0% | 0.9124% | 0 | 0% | 11.8% | 0 | 0% | 0.3666% | 0 | 0% | 100% | 0 |  |  | 1.714 | 0 | 0% | 99% | 0 | 0% | 63.08% | 0 | 0% | 5.231% | 0 | 0% | 0.577% | 0 | 0% | 1.167% | 0 | 0% | 1.262% | 0 | 0% | 8.838% | 0 | 0% | 0.9124% | 0 | 0% | 11.8% | 0 | 0% | 0.3666% | 0 | 0% | 100% | 0 |  |  | 1.714 | 1.703 | 0.010959 | 1.714 | 13.79% | 77.01% | 8.56% | 0.6394% |  | privately owned line | #REF! | #REF! | #REF! | #REF! | #REF! | #REF! | 100% | 65% | 1.107 | 0.60702 | 100% | 65% | 1.107 | 0.60702 | 100% | 65% | 1.107 | 0.60702 | 100% | 65% | 1.107 | 0.60702
2 | APPLE HILL 2102CB | 0.090117 | 0.16914 | 1.4303 |  | 0.53351 | EPSS Ground Inspection Non-Pole Backlog | 0.50764 | EPSS Aerial Inspection | 0.50764 | EPSS Ground Inspection | 0.50764 | 1.4303 | 0 | 0% | 99% | 0 | 0% | 62.05% | 0 | 0% | 100% | 1.4303 | 0 | 0% | 99% | 0 | 0% | 62.05% | 0 | 0% | 2.152% | 0 | 0% | 0.2493% | 0 | 0% | 0.7131% | 0.010113 | 100% | 0.733% | 0.073913 | 100% | 5.357% | 0 | 0% | 1.719% | 0 | 0% | 11.8% | 0 | 0% | 0.3673% | 0 | 0% | 100% | 0 |  |  | 1.3564 | 0 | 0% | 99% | 0 | 0% | 62.05% | 0 | 0% | 2.152% | 0 | 0% | 0.2493% | 0.0098384 | 100% | 0.7131% | 0 | 0% | 0.733% | 0 | 0% | 5.357% | 0 | 0% | 1.719% | 0 | 0% | 11.8% | 0 | 0% | 0.3673% | 0 | 0% | 100% | 0 |  |  | 1.3564 | 0 | 0% | 99% | 0 | 0% | 62.05% | 0 | 0% | 2.152% | 0 | 0% | 0.2493% | 0 | 0% | 0.7131% | 0.010113 | 100% | 0.733% | 0 | 0% | 5.357% | 0 | 0% | 1.719% | 0 | 0% | 11.8% | 0 | 0% | 0.3673% | 0 | 0% | 100% | 0 |  |  | 1.3564 | 1.3798 | 0.050595 | 1.4303 | 31.81% | 46.49% | 18.17% | 3.537% |  | Undergrounding tied to 6878 | #REF! | #REF! | #REF! | #REF! | #REF! | #REF! | 100% | 65% | 0.89684 | 0.53351 | 100% | 65% | 0.8488 | 0.50764 | 100% | 65% | 0.8488 | 0.50764 | 100% | 65% | 0.8488 | 0.50764
25 | MIDDLETOWN 1103CB | 0.027013 | 0.052964 | 1.0905 |  | 0.38168 | EPSS Aerial Inspection | 0.38168 | EPSS Ground Inspection | 0.38168 | EPSS Aerial Inspection | 0.38168 | 1.0905 | 0 | 0% | 99% | 0 | 0% | 60.8% | 0 | 0% | 100% | 1.0905 | 0 | 0% | 99% | 0 | 0% | 60.8% | 0 | 0% | 1.677% | 0 | 0% | 0.2722% | 0.0096355 | 99.92% | 0.8842% | 0 | 0% | 0.9058% | 0 | 0% | 6.665% | 0 | 0% | 0.8327% | 0 | 0% | 11.8% | 0 | 0% | 0.3383% | 0 | 0% | 100% | 0 |  |  | 1.0905 | 0 | 0% | 99% | 0 | 0% | 60.8% | 0 | 0% | 1.677% | 0 | 0% | 0.2722% | 0 | 0% | 0.8842% | 0.00987 | 99.92% | 0.9058% | 0 | 0% | 6.665% | 0 | 0% | 0.8327% | 0 | 0% | 11.8% | 0 | 0% | 0.3383% | 0 | 0% | 100% | 0 |  |  | 1.0905 | 0 | 0% | 99% | 0 | 0% | 60.8% | 0 | 0% | 1.677% | 0 | 0% | 0.2722% | 0.0096355 | 99.92% | 0.8842% | 0 | 0% | 0.9058% | 0 | 0% | 6.665% | 0 | 0% | 0.8327% | 0 | 0% | 11.8% | 0 | 0% | 0.3383% | 0 | 0% | 100% | 0 |  |  | 1.0905 | 1.0905 | 0 | 1.0905 | 15.31% | 66.4% | 18.29% | 0% | check DCD | check DCD | #REF! | #REF! | #REF! | #REF! | #REF! | #REF! | 100% | 65% | 0.70884 | 0.38168 | 100% | 65% | 0.70884 | 0.38168 | 100% | 65% | 0.70884 | 0.38168 | 100% | 65% | 0.70884 | 0.38168
1 | PLACERVILLE 210658118 | 0.10471 | 0.10823 | 0.90325 |  | 0.32433 | EPSS Ground Inspection | 0.32433 | EPSS Aerial Inspection | 0.32433 | EPSS Ground Inspection | 0.32433 | 0.90325 | 0 | 0% | 99% | 0 | 0% | 62.89% | 0 | 0% | 100% | 0.90325 | 0 | 0% | 99% | 0 | 0% | 62.89% | 0 | 0% | 2.298% | 0 | 0% | 0.3209% | 0 | 0% | 0.8364% | 0.0078549 | 100% | 0.8819% | 0 | 0% | 6.332% | 0 | 0% | 1.021% | 0 | 0% | 11.8% | 0 | 0% | 0.3518% | 0 | 0% | 100% | 0 |  |  | 0.90325 | 0 | 0% | 99% | 0 | 0% | 62.89% | 0 | 0% | 2.298% | 0 | 0% | 0.3209% | 0.0074497 | 100% | 0.8364% | 0 | 0% | 0.8819% | 0 | 0% | 6.332% | 0 | 0% | 1.021% | 0 | 0% | 11.8% | 0 | 0% | 0.3518% | 0 | 0% | 100% | 0 |  |  | 0.90325 | 0 | 0% | 99% | 0 | 0% | 62.89% | 0 | 0% | 2.298% | 0 | 0% | 0.3209% | 0 | 0% | 0.8364% | 0.0078549 | 100% | 0.8819% | 0 | 0% | 6.332% | 0 | 0% | 1.021% | 0 | 0% | 11.8% | 0 | 0% | 0.3518% | 0 | 0% | 100% | 0 |  |  | 0.90325 | 0.89064 | 0.012605 | 0.90325 | 15.74% | 60.27% | 22.59% | 1.396% |  |  | #REF! | #REF! | #REF! | #REF! | #REF! | #REF! | 100% | 65% | 0.57892 | 0.32433 | 100% | 65% | 0.57892 | 0.32433 | 100% | 65% | 0.57892 | 0.32433 | 100% | 65% | 0.57892 | 0.32433
5 | BALCH NO 1 1101CB | 0.053317 | 0.0137 | 0.81633 |  | 0.28572 | EPSS Aerial Inspection Ground Inspection | 0.28572 | EPSS Aerial Inspection Ground Inspection | 0.28572 | EPSS Aerial Inspection Ground Inspection | 0.28572 | 0.81633 | 0 | 0% | 99% | 0 | 0% | 62.02% | 0 | 0% | 100% | 0.81633 | 0 | 0% | 99% | 0 | 0% | 62.02% | 0 | 0% | 2.519% | 0 | 0% | 0.3019% | 0.0055709 | 100% | 0.6824% | 0.0058177 | 100% | 0.7127% | 0 | 0% | 5.117% | 0 | 0% | 2.236% | 0 | 0% | 11.8% | 0 | 0% | 0.3658% | 0 | 0% | 100% | 0 |  |  | 0.81633 | 0 | 0% | 99% | 0 | 0% | 62.02% | 0 | 0% | 2.519% | 0 | 0% | 0.3019% | 0.0055709 | 100% | 0.6824% | 0.0058177 | 100% | 0.7127% | 0 | 0% | 5.117% | 0 | 0% | 2.236% | 0 | 0% | 11.8% | 0 | 0% | 0.3658% | 0 | 0% | 100% | 0 |  |  | 0.81633 | 0 | 0% | 99% | 0 | 0% | 62.02% | 0 | 0% | 2.519% | 0 | 0% | 0.3019% | 0.0055709 | 100% | 0.6824% | 0.0058177 | 100% | 0.7127% | 0 | 0% | 5.117% | 0 | 0% | 2.236% | 0 | 0% | 11.8% | 0 | 0% | 0.3658% | 0 | 0% | 100% | 0 |  |  | 0.81633 | 0.81633 | 0 | 0.81633 | 33.03% | 47.81% | 19.16% | 0% | NOT IN EPSS SCOPE, MISSING BACKLOG TAG, TRANCHE 2 | check 2022 dcd, BACKLOG TAG | #REF! | #REF! | #REF! | #REF! | #REF! | #REF! | 100% | 65% | 0.53062 | 0.28572 | 100% | 65% | 0.53062 | 0.28572 | 100% | 65% | 0.53062 | 0.28572 | 100% | 65% | 0.53062 | 0.28572
4 | ALLEGHANY 11021101/2 | 0.066078 | 0.014692 | 0.33724 |  | 0.11803 | EPSS Aerial Inspection | 0.11803 | EPSS Ground Inspection | 0.11803 | EPSS Aerial Inspection | 0.11803 | 0.33724 | 0 | 0% | 99% | 0 | 0% | 61.31% | 0 | 0% | 100% | 0.33724 | 0 | 0% | 99% | 0 | 0% | 61.31% | 0 | 0% | 3.573% | 0 | 0% | 0.3953% | 0.0031043 | 100% | 0.9205% | 0 | 0% | 0.9646% | 0 | 0% | 6.921% | 0 | 0% | 1.97% | 0 | 0% | 11.8% | 0 | 0% | 0.3662% | 0 | 0% | 100% | 0 |  |  | 0.33724 | 0 | 0% | 99% | 0 | 0% | 61.31% | 0 | 0% | 3.573% | 0 | 0% | 0.3953% | 0 | 0% | 0.9205% | 0.0032529 | 100% | 0.9646% | 0 | 0% | 6.921% | 0 | 0% | 1.97% | 0 | 0% | 11.8% | 0 | 0% | 0.3662% | 0 | 0% | 100% | 0 |  |  | 0.33724 | 0 | 0% | 99% | 0 | 0% | 61.31% | 0 | 0% | 3.573% | 0 | 0% | 0.3953% | 0.0031043 | 100% | 0.9205% | 0 | 0% | 0.9646% | 0 | 0% | 6.921% | 0 | 0% | 1.97% | 0 | 0% | 11.8% | 0 | 0% | 0.3662% | 0 | 0% | 100% | 0 |  |  | 0.33724 | 0.33724 | 0 | 0.33724 | 29.48% | 61.13% | 9.39% | 0% | no dcd |  | #REF! | #REF! | #REF! | #REF! | #REF! | #REF! | 100% | 65% | 0.2192 | 0.11803 | 100% | 65% | 0.2192 | 0.11803 | 100% | 65% | 0.2192 | 0.11803 | 100% | 65% | 0.2192 | 0.11803
39 | CALPINE 1144962 | 0.024449 | 0.039372 | 0.20797 |  | 0.072788 | EPSS | 0.072788 | EPSS | 0.072788 | EPSS | 0.072788 | 0.20797 | 0 | 0% | 99% | 0 | 0% | 64.28% | 0 | 0% | 100% | 0.20797 | 0 | 0% | 99% | 0 | 0% | 64.28% | 0 | 0% | 6.131% | 0 | 0% | 0.6614% | 0 | 0% | 1.237% | 0 | 0% | 1.341% | 0 | 0% | 9.339% | 0 | 0% | 0.5416% | 0 | 0% | 11.8% | 0 | 0% | 0.3686% | 0 | 0% | 100% | 0 |  |  | 0.20797 | 0 | 0% | 99% | 0 | 0% | 64.28% | 0 | 0% | 6.131% | 0 | 0% | 0.6614% | 0 | 0% | 1.237% | 0 | 0% | 1.341% | 0 | 0% | 9.339% | 0 | 0% | 0.5416% | 0 | 0% | 11.8% | 0 | 0% | 0.3686% | 0 | 0% | 100% | 0 |  |  | 0.20797 | 0 | 0% | 99% | 0 | 0% | 64.28% | 0 | 0% | 6.131% | 0 | 0% | 0.6614% | 0 | 0% | 1.237% | 0 | 0% | 1.341% | 0 | 0% | 9.339% | 0 | 0% | 0.5416% | 0 | 0% | 11.8% | 0 | 0% | 0.3686% | 0 | 0% | 100% | 0 |  |  | 0.20797 | 0.20797 | 0 | 0.20797 | 7.497% | 81.15% | 11.36% | 0% |  |  | #REF! | #REF! | #REF! | #REF! | #REF! | #REF! | 100% | 65% | 0.13518 | 0.072788 | 100% | 65% | 0.13518 | 0.072788 | 100% | 65% | 0.13518 | 0.072788 | 100% | 65% | 0.13518 | 0.072788
7 | CAMP EVERS 2105BL 2101 | 0.044857 | 0.0032255 | 0.091574 |  | 0.032051 | EPSS | 0.032051 | EPSS | 0.032051 | EPSS | 0.032051 | 0.091574 | 0 | 0% | 99% | 0 | 0% | 64.36% | 0 | 0% | 100% | 0.091574 | 0 | 0% | 99% | 0 | 0% | 64.36% | 0 | 0% | 0.4895% | 0 | 0% | 0.07942% | 0 | 0% | 0.2068% | 0 | 0% | 0.2165% | 0 | 0% | 1.56% | 0 | 0% | 4.409% | 0 | 0% | 11.8% | 0 | 0% | 0.3846% | 0 | 0% | 100% | 0 |  |  | 0.091574 | 0 | 0% | 99% | 0 | 0% | 64.36% | 0 | 0% | 0.4895% | 0 | 0% | 0.07942% | 0 | 0% | 0.2068% | 0 | 0% | 0.2165% | 0 | 0% | 1.56% | 0 | 0% | 4.409% | 0 | 0% | 11.8% | 0 | 0% | 0.3846% | 0 | 0% | 100% | 0 |  |  | 0.091574 | 0 | 0% | 99% | 0 | 0% | 64.36% | 0 | 0% | 0.4895% | 0 | 0% | 0.07942% | 0 | 0% | 0.2068% | 0 | 0% | 0.2165% | 0 | 0% | 1.56% | 0 | 0% | 4.409% | 0 | 0% | 11.8% | 0 | 0% | 0.3846% | 0 | 0% | 100% | 0 |  |  | 0.091574 | 0.091574 | 0 | 0.091574 | 82.45% | 15.98% | 1.57% | 0% | no UG | interconnection with BEN LOMOND 1104BL, 0401CB or BURNS 2101BL at substation , ranked ~800, portion are Tranche 3 UG, has tag backlog, what are we doing about it; 2024 Ground and 2025 Aerial in interconnected circuits | #REF! | #REF! | #REF! | #REF! | #REF! | #REF! | 100% | 65% | 0.059523 | 0.032051 | 100% | 65% | 0.059523 | 0.032051 | 100% | 65% | 0.059523 | 0.032051 | 100% | 65% | 0.059523 | 0.032051
16 | MARIPOSA 2101929360 | 0.033407 | 0.067118 | 0.085249 |  | 0.029837 | EPSS | 0.029837 | EPSS | 0.029837 | EPSS | 0.029837 | 0.085249 | 0 | 0% | 99% | 0 | 0% | 59.99% | 0 | 0% | 100% | 0.085249 | 0 | 0% | 99% | 0 | 0% | 59.99% | 0 | 0% | 1.081% | 0 | 0% | 0.2818% | 0 | 0% | 1.014% | 0 | 0% | 1.023% | 0 | 0% | 7.611% | 0 | 0% | 0.1855% | 0 | 0% | 11.8% | 0 | 0% | 0.3063% | 0 | 0% | 100% | 0 |  |  | 0.085249 | 0 | 0% | 99% | 0 | 0% | 59.99% | 0 | 0% | 1.081% | 0 | 0% | 0.2818% | 0 | 0% | 1.014% | 0 | 0% | 1.023% | 0 | 0% | 7.611% | 0 | 0% | 0.1855% | 0 | 0% | 11.8% | 0 | 0% | 0.3063% | 0 | 0% | 100% | 0 |  |  | 0.085249 | 0 | 0% | 99% | 0 | 0% | 59.99% | 0 | 0% | 1.081% | 0 | 0% | 0.2818% | 0 | 0% | 1.014% | 0 | 0% | 1.023% | 0 | 0% | 7.611% | 0 | 0% | 0.1855% | 0 | 0% | 11.8% | 0 | 0% | 0.3063% | 0 | 0% | 100% | 0 |  |  | 0.085249 | 0.085249 | 0 | 0.085249 | 3.579% | 82.09% | 14.33% | 0% | mariposa 2101309438 (North all years ground/aerial), 2101241564 (south - potentially new) , 2101151918 (alternate AGA east), | mariposa 2101309438 (North all years ground/aerial), 2101241564 (south - potentially new) , 2101151918 (alternate AGA east), | #REF! | #REF! | #REF! | #REF! | #REF! | #REF! | 100% | 65% | 0.055412 | 0.029837 | 100% | 65% | 0.055412 | 0.029837 | 100% | 65% | 0.055412 | 0.029837 | 100% | 65% | 0.055412 | 0.029837

## Data-->
Raw data on following tabs

## Data_Risk
Circuit Segment | psps_risk[ann] | psps_risk[ann] | Circuit Segment | Enterprise Wildfire Risk Score | PSPS Risk Score | Total Overall Utility Risk Score | Vegetation Probability | Equipment Failure Probability | All Other Probability | Vegetation % Contribution | Equipment Failure % Contribution | All Other % Contribution | PSPS % Contribution
ORO FINO 11012022 | 20.0748 | 20.0748 | PLACERVILLE 210658118 | 0.89064 | 0.012605 | 0.90325 | 0.00016606 | 0.00063595 | 0.00023836 | 15.74% | 60.27% | 22.59% | 1.396%
ORO FINO 1101CB | 15.6613 | 15.6613 | APPLE HILL 2102CB | 1.3798 | 0.050595 | 1.4303 | 0.00057424 | 0.00083934 | 0.00032797 | 31.81% | 46.49% | 18.17% | 3.537%
WYANDOTTE 1110747922 | 14.3726 | 14.3726 | CALPINE 1144304 | 1.703 | 0.010959 | 1.714 | 0.0002979 | 0.0016636 | 0.00018491 | 13.79% | 77.01% | 8.56% | 0.6394%
HIGHLANDS 110275140 | 12.1656 | 9.2617 | ALLEGHANY 11021101/2 | 0.33724 | 0 | 0.33724 | 0.00013775 | 0.00028559 | 4.387e-05 | 29.48% | 61.13% | 9.39% | 0%
TEJON 1102732836 | 11.6334 | 11.6334 | BALCH NO 1 1101CB | 0.81633 | 0 | 0.81633 | 0.00016333 | 0.00023641 | 9.4717e-05 | 33.03% | 47.81% | 19.16% | 0%
ORO FINO 11022090 | 10.0689 | 10.0689 | PINE GROVE 1101CB | 30.9366 | 1.0598 | 31.9963 | 0.01559 | 0.020752 | 0.0077891 | 34.16% | 45.47% | 17.07% | 3.312%
REDBUD 1101323962 | 9.8539 | 9.193 | CAMP EVERS 2105BL 2101 | 0.091574 | 0 | 0.091574 | 0.0054105 | 0.0010484 | 0.00010305 | 82.45% | 15.98% | 1.57% | 0%
OREGON TRAIL 110335002 | 9.3139 | 4.0149 | TIGER CREEK 0201CB | 2.2984 | 0.0036239 | 2.3021 | 0.001006 | 0.0013444 | 0.00020108 | 39.37% | 52.61% | 7.869% | 0.1574%
WYANDOTTE 11031504 | 9.0308 | 9.0308 | MONTICELLO 1101630 | 40.1799 | 0.89859 | 41.0785 | 0.013381 | 0.020098 | 0.0084256 | 31.23% | 46.91% | 19.67% | 2.188%
PLACERVILLE 210619732 | 8.8531 | 7.599 | INDIAN FLAT 1104CB | 118.4654 | 0 | 118.4654 | 0.023498 | 0.052375 | 0.016991 | 25.3% | 56.4% | 18.3% | 0%
CALISTOGA 1102706 | 8.8416 | 0 | ANTLER 11011384 | 46.4286 | 0.4479 | 46.8765 | 0.043007 | 0.033176 | 0.012921 | 47.8% | 36.88% | 14.36% | 0.9555%
RINCON 1101576 | 8.596 | 6.2711 | INDIAN FLAT 11044440 | 1.7414 | 0 | 1.7414 | 0.00037872 | 0.0010988 | 0.00031702 | 21.1% | 61.23% | 17.67% | 0%
0 | 8.427 | 7.8359 | MIDDLETOWN 110148212 | 58.3023 | 0.51635 | 58.8187 | 0.03152 | 0.022972 | 0.0065178 | 51.21% | 37.32% | 10.59% | 0.8779%
WYANDOTTE 110777578 | 8.4119 | 8.4119 | SILVERADO 2104646776 | 22.9267 | 3.6631 | 26.5899 | 0.035897 | 0.022366 | 0.0053984 | 48.62% | 30.29% | 7.312% | 13.78%
BANGOR 11017446 | 8.3703 | 0.51766 | CLAYTON 221296224 | 46.8169 | 0.4671 | 47.284 | 0.016527 | 0.02571 | 0.008049 | 32.54% | 50.62% | 15.85% | 0.9879%
FORESTHILL 110150486 | 8.3072 | 0 | MARIPOSA 2101929360 | 0.085249 | 0 | 0.085249 | 5.7355e-06 | 0.00013154 | 2.2965e-05 | 3.579% | 82.09% | 14.33% | 0%
VACAVILLE 11046542 | 8.3033 | 8.3033 | ORO FINO 1102CB | 12.3594 | 0.23783 | 12.5973 | 0.009169 | 0.0094052 | 0.002115 | 43.48% | 44.6% | 10.03% | 1.888%
EL DORADO PH 210119752 | 8.1568 | 7.1104 | BALCH NO 1 1101105414 | 42.179 | 0.013865 | 42.1929 | 0.0047943 | 0.014398 | 0.0074682 | 17.98% | 53.99% | 28% | 0.03286%
0 | 8.1292 | 8.1292 | MONTICELLO 1101CB | 3.063 | 0 | 3.063 | 0.00066244 | 0.0018583 | 0.00060162 | 21.22% | 59.52% | 19.27% | 0%
APPLE HILL 110413512 | 7.9002 | 6.8449 | BONNIE NOOK 1101CB | 85.7859 | 5.4899 | 91.2757 | 0.061604 | 0.049897 | 0.014418 | 45.98% | 37.24% | 10.76% | 6.015%
DUNBAR 1101137736 | 7.7874 | 6.0771 | BUCKS CREEK 1101CB | 28.5059 | 0 | 28.5059 | 0.006401 | 0.020746 | 0.0029323 | 21.28% | 68.97% | 9.749% | 0%
PARADISE 11052214 | 7.4668 | 6.895 | OAKHURST 110310140 | 87.6743 | 0.73284 | 88.4072 | 0.061028 | 0.067327 | 0.016049 | 41.91% | 46.24% | 11.02% | 0.8289%
PARADISE 1105829194 | 7.4034 | 6.8623 | PARADISE 1103283794 | 11.7003 | 0.42127 | 12.1216 | 0.0054943 | 0.0083857 | 0.003309 | 30.85% | 47.09% | 18.58% | 3.475%
VACAVILLE 111112342 | 7.0786 | 7.0786 | CALISTOGA 1102131531 | 25.3574 | 0.67016 | 26.0276 | 0.034367 | 0.016667 | 0.0031813 | 61.76% | 29.95% | 5.717% | 2.575%
VOLTA 110185234 | 6.98 | 6.0726 | MIDDLETOWN 1103CB | 1.0905 | 0 | 1.0905 | 0.00038566 | 0.0016727 | 0.00046059 | 15.31% | 66.4% | 18.29% | 0%
ANDERSON 1101CB | 6.9636 | 5.3812 | PARADISE 11061212 | 8.9653 | 3.0768 | 12.042 | 0.0083336 | 0.010355 | 0.0035978 | 27.84% | 34.59% | 12.02% | 25.55%
SILVERADO 210478268 | 6.9165 | 6.4407 | MONTICELLO 1101654 | 42.0937 | 0.96729 | 43.061 | 0.013379 | 0.021006 | 0.0095464 | 29.77% | 46.74% | 21.24% | 2.246%
OREGON TRAIL 11031500 | 6.8424 | 2.7201 | ELECTRA 1102CB | 13.9321 | 0.0015406 | 13.9336 | 0.0026691 | 0.013965 | 0.0046577 | 12.53% | 65.58% | 21.87% | 0.01106%
PLACERVILLE 21067522 | 6.7992 | 5.8361 | HIGHLANDS 1102628 | 75.4228 | 0.15693 | 75.5797 | 0.0096317 | 0.031724 | 0.012919 | 17.71% | 58.33% | 23.75% | 0.2076%
GIRVAN 11019732 | 6.7962 | 6.2565 | APPLE HILL 1104CB | 15.7803 | 1.08 | 16.8603 | 0.015804 | 0.020006 | 0.0065331 | 34.93% | 44.22% | 14.44% | 6.406%
CEDAR CREEK 11011656 | 6.7224 | 2.5172 | CRESTA 1101546650 | 4.3447 | 0.014163 | 4.3588 | 0.0014636 | 0.0041788 | 0.0005694 | 23.49% | 67.05% | 9.137% | 0.3249%
EL DORADO PH 21016852 | 6.6798 | 5.8221 | APPLE HILL 21026552 | 55.7622 | 1.349 | 57.1112 | 0.032036 | 0.030361 | 0.01105 | 42.59% | 40.36% | 14.69% | 2.362%
BRUNSWICK 110750010 | 6.6507 | 0 | SILVERADO 2104515946 | 80.7385 | 4.8617 | 85.6002 | 0.086109 | 0.077638 | 0.018052 | 44.67% | 40.28% | 9.365% | 5.68%
STILLWATER 11021466 | 6.5838 | 2.8268 | CURTIS 170356972 | 40.9418 | 0.15684 | 41.0987 | 0.0053831 | 0.016023 | 0.010838 | 16.63% | 49.5% | 33.48% | 0.3816%
DUNBAR 1103160 | 6.5773 | 5.279 | UPPER LAKE 11011276 | 67.2154 | 0 | 67.2154 | 0.031675 | 0.040321 | 0.0092482 | 38.99% | 49.63% | 11.38% | 0%
ALLEGHANY 1101804 | 6.4893 | 1.8427 | FRENCH GULCH 1101CB | 11.8723 | 0.34779 | 12.2201 | 0.0022013 | 0.010391 | 0.0035338 | 13.26% | 62.6% | 21.29% | 2.846%
SILVERADO 2104726 | 6.4872 | 6.0405 | NOTRE DAME 11042028 | 49.5273 | 0.56938 | 50.0967 | 0.030871 | 0.018694 | 0.0059816 | 54.94% | 33.27% | 10.65% | 1.137%
VOLTA 11011516 | 6.2852 | 5.0972 | MIDDLETOWN 1101171414 | 16.5203 | 0.032703 | 16.553 | 0.010033 | 0.011498 | 0.0019176 | 42.7% | 48.94% | 8.161% | 0.1976%
CHALLENGE 11025462 | 6.2249 | 0.77228 | CALPINE 1144962 | 0.20797 | 0 | 0.20797 | 1.8626e-05 | 0.00020162 | 2.8214e-05 | 7.497% | 81.15% | 11.36% | 0%
CEDAR CREEK 11011664 | 6.1868 | 2.3172 | CRESTA 1101103126 | 4.9123 | 0.042489 | 4.9548 | 0.0022348 | 0.0035102 | 0.00058905 | 34.98% | 54.94% | 9.22% | 0.8575%
REDBUD 1102432 | 6.1782 | 4.6333 | ALLEGHANY 1102CB | 86.0352 | 2.5705 | 88.6057 | 0.047435 | 0.075839 | 0.01165 | 34.14% | 54.58% | 8.384% | 2.901%
DOBBINS 11011264 | 6.1642 | 2.0185 | FRENCH GULCH 1102CB | 7.4659 | 0.0046218 | 7.4705 | 0.0010337 | 0.0058653 | 0.0018284 | 11.84% | 67.16% | 20.94% | 0.06187%
FORESTHILL 11011802 | 6.1615 | 0 | KESWICK 11019712 | 84.5676 | 2.7719 | 87.3395 | 0.036985 | 0.05786 | 0.016997 | 32.02% | 50.09% | 14.71% | 3.174%
RINCON 1103472 | 6.1335 | 4.7871 | REDBUD 1101454 | 25.2752 | 0.55961 | 25.8348 | 0.0063547 | 0.011614 | 0.0050208 | 27.04% | 49.42% | 21.37% | 2.166%
BONNIE NOOK 1102CB | 6.0858 | 1.0749 | BUCKS CREEK 1102CB | 134.0652 | 2.777 | 136.8422 | 0.045348 | 0.11135 | 0.025025 | 24.45% | 60.03% | 13.49% | 2.029%
PLACERVILLE 21061104 | 6.0718 | 5.3706 | NARROWS 2102CB | 19.6841 | 0.35031 | 20.0344 | 0.010033 | 0.02402 | 0.0090595 | 22.86% | 54.74% | 20.65% | 1.749%
DUNBAR 11034882 | 5.945 | 4.7712 | CLARK ROAD 110247006 | 18.9536 | 3.0468 | 22.0004 | 0.0082889 | 0.014812 | 0.0047915 | 25.6% | 45.75% | 14.8% | 13.85%
SHADY GLEN 1101941844 | 5.9346 | 0 | KESWICK 11011586 | 32.6558 | 0.35087 | 33.0066 | 0.0065929 | 0.02729 | 0.0070126 | 15.95% | 66.02% | 16.97% | 1.063%
COLUMBIA HILL 1101CB | 5.7829 | 0 | EL DORADO PH 210119752 | 163.0313 | 8.1568 | 171.1882 | 0.17333 | 0.12947 | 0.038846 | 48.32% | 36.09% | 10.83% | 4.765%
VOLTA 110280982 | 5.7598 | 4.326 | MIWUK 170236888 | 2.0368 | 0.007703 | 2.0445 | 0.0012522 | 0.0019926 | 0.00053655 | 32.99% | 52.5% | 14.14% | 0.3768%
STANISLAUS 17021850 | 5.5852 | 5.5852 | KONOCTI 11022293 | 7.1283 | 0.19804 | 7.3264 | 0.0037314 | 0.0049025 | 0.0017691 | 34.9% | 45.85% | 16.55% | 2.703%
RINCON 1104207458 | 5.5006 | 3.5516 | PIKE CITY 11011720 | 26.762 | 0.37552 | 27.1376 | 0.020982 | 0.010939 | 0.0035749 | 58.29% | 30.39% | 9.932% | 1.384%
BONNIE NOOK 1101CB | 5.4899 | 1.4076 | BEAR VALLEY 2105CB | 74.1675 | 0 | 74.1675 | 0.010979 | 0.02901 | 0.015928 | 19.63% | 51.88% | 28.49% | 0%
APPLE HILL 2102186912 | 5.4134 | 4.6557 | STANISLAUS 1702CB | 42.2637 | 0.37388 | 42.6376 | 0.014468 | 0.019505 | 0.0085347 | 33.74% | 45.48% | 19.9% | 0.8769%
PARADISE 11032486 | 5.3595 | 4.9512 | APPLE HILL 210289934 | 20.4916 | 0.34975 | 20.8413 | 0.009955 | 0.011152 | 0.0042123 | 38.66% | 43.31% | 16.36% | 1.678%
JESSUP 110276068 | 5.2934 | 5.2934 | MIDDLETOWN 11011314 | 4.3104 | 0.084033 | 4.3945 | 0.0029225 | 0.0015657 | 0.00062332 | 56.08% | 30.05% | 11.96% | 1.912%
BANGOR 11011958 | 5.2932 | 0 | SYCAMORE CREEK 11112268 | 81.6931 | 1.8136 | 83.5066 | 0.085653 | 0.041711 | 0.012426 | 59.94% | 29.19% | 8.696% | 2.172%
PINE GROVE 1102269286 | 5.2214 | 0.60036 | PLACERVILLE 2106935216 | 86.8123 | 2.3775 | 89.1898 | 0.038545 | 0.037976 | 0.0099596 | 43.38% | 42.74% | 11.21% | 2.666%
PARADISE 11042206 | 5.1528 | 4.817 | SILVERADO 2104632 | 91.9264 | 3.2184 | 95.1448 | 0.11683 | 0.06922 | 0.014225 | 56.36% | 33.39% | 6.863% | 3.383%
PARADISE 1104457900 | 5.1466 | 4.7745 | STANISLAUS 17026028 | 29.3681 | 2.1925 | 31.5606 | 0.04223 | 0.03237 | 0.010296 | 46.29% | 35.48% | 11.28% | 6.947%
MIDDLETOWN 1101548 | 5.1356 | 4.4707 | ORO FINO 110276008 | 58.7691 | 3.5011 | 62.2702 | 0.07591 | 0.024277 | 0.0078824 | 66.29% | 21.2% | 6.884% | 5.622%
BRUNSWICK 110651486 | 5.1195 | 0.14898 | ELECTRA 11017104 | 41.0788 | 2.0393 | 43.1182 | 0.034081 | 0.02416 | 0.0074643 | 49.42% | 35.03% | 10.82% | 4.73%
VACAVILLE 1111CB | 5.0933 | 5.0933 | APPLE HILL 21027502 | 93.0394 | 2.3276 | 95.3671 | 0.083653 | 0.045176 | 0.013971 | 57.15% | 30.86% | 9.545% | 2.441%
APPLE HILL 1103CB | 5.0759 | 4.3688 | OREGON TRAIL 11021584 | 54.7451 | 3.3009 | 58.046 | 0.038072 | 0.035304 | 0.01196 | 42.08% | 39.02% | 13.22% | 5.687%
BRUNSWICK 11032784 | 4.9202 | 0 | MARIPOSA REMOTE 0001CB | 0.8531 | 0 | 0.8531 | 9.0295e-05 | 0.00034921 | 5.9102e-05 | 18.11% | 70.04% | 11.85% | 0%
SALT SPRINGS 21023142 | 4.9085 | 1.9703 | STANISLAUS 17011812 | 74.526 | 3.1315 | 77.6575 | 0.06794 | 0.061185 | 0.024688 | 42.39% | 38.17% | 15.4% | 4.032%
BRUNSWICK 11062416 | 4.8878 | 0 | CURTIS 17039240 | 41.6209 | 0.67785 | 42.2987 | 0.026382 | 0.030227 | 0.015318 | 36.09% | 41.35% | 20.96% | 1.603%
PANORAMA 1101713592 | 4.8732 | 4.8732 | PLACERVILLE 210611132 | 177.9509 | 2.7293 | 180.6801 | 0.11458 | 0.084875 | 0.034299 | 48.28% | 35.76% | 14.45% | 1.511%
FORESTHILL 1101CB | 4.8706 | 0 | PARADISE 11032534 | 10.947 | 3.0079 | 13.955 | 0.011431 | 0.010291 | 0.0035496 | 35.48% | 31.94% | 11.02% | 21.55%
SILVERADO 2104515946 | 4.8617 | 4.4922 | MOUNTAIN QUARRIES 210135466 | 25.6797 | 0.25303 | 25.9328 | 0.015809 | 0.013116 | 0.0066554 | 44% | 36.5% | 18.52% | 0.9757%
CEDAR CREEK 11011608 | 4.8273 | 1.7966 | SHADY GLEN 110132726 | 48.0395 | 2.2935 | 50.3331 | 0.032159 | 0.018936 | 0.006634 | 53.17% | 31.31% | 10.97% | 4.557%
WEIMAR 11012058 | 4.8194 | 0 | TEJON 11022455 | 24.5905 | 4.7741 | 29.3646 | 0.034802 | 0.024855 | 0.0031844 | 46.38% | 33.12% | 4.243% | 16.26%
STILLWATER 1102CB | 4.8163 | 1.7455 | GIRVAN 11029012 | 58.1806 | 1.9639 | 60.1446 | 0.025045 | 0.039135 | 0.012635 | 31.54% | 49.28% | 15.91% | 3.265%
ALLEGHANY 1101VR816 | 4.7972 | 0.24716 | BRUNSWICK 1103639148 | 33.4445 | 0.62867 | 34.0731 | 0.020205 | 0.016512 | 0.0036439 | 49.14% | 40.16% | 8.862% | 1.845%
EL DORADO PH 210219542 | 4.7743 | 4.1624 | COLUMBIA HILL 110190730 | 30.5117 | 1.7636 | 32.2754 | 0.020581 | 0.014531 | 0.0055443 | 47.86% | 33.79% | 12.89% | 5.464%
TEJON 11022455 | 4.7741 | 4.7741 | BEAR VALLEY 210576694 | 16.5858 | 0 | 16.5858 | 0.0053349 | 0.0077192 | 0.0027244 | 33.81% | 48.92% | 17.27% | 0%
APPLE HILL 2102836878 | 4.7069 | 4.0534 | MARIPOSA 2102CB | 20.9028 | 0 | 20.9028 | 0.0060484 | 0.015507 | 0.007687 | 20.68% | 53.03% | 26.29% | 0%
KANAKA 110183288 | 4.6861 | 2.0586 | CALISTOGA 1102141073 | 6.5727 | 0.198 | 6.7707 | 0.015958 | 0.0097791 | 0.0030106 | 53.89% | 33.02% | 10.17% | 2.924%
STILLWATER 11011320 | 4.659 | 1.5142 | CALPINE 1146CB | 11.0924 | 0 | 11.0924 | 0.0022211 | 0.011604 | 0.0016644 | 14.34% | 74.91% | 10.75% | 0%
COTTONWOOD 11029026 | 4.6516 | 4.6516 | WEST POINT 11021341 | 33.3388 | 0.47269 | 33.8115 | 0.019382 | 0.012713 | 0.0041637 | 52.71% | 34.57% | 11.32% | 1.398%
SHADY GLEN 11022232 | 4.6374 | 0.8654 | EL DORADO PH 2101CB | 24.4605 | 0.60877 | 25.0693 | 0.018612 | 0.018737 | 0.0036087 | 44.34% | 44.64% | 8.597% | 2.428%
COLUMBIA HILL 110135424 | 4.55 | 0 | MARIPOSA 2101CB | 8.8635 | 0 | 8.8635 | 0.0040843 | 0.0086442 | 0.0041523 | 24.2% | 51.21% | 24.6% | 0%
PINE GROVE 11021222 | 4.5218 | 0.59487 | KESWICK 11011588 | 35.1436 | 1.0003 | 36.1439 | 0.01523 | 0.029043 | 0.0089252 | 27.84% | 53.08% | 16.31% | 2.768%
CLARK ROAD 110292622 | 4.5154 | 2.7742 | BALCH NO 1 1101406582 | 13.5534 | 0 | 13.5534 | 0.001979 | 0.0078688 | 0.0026798 | 15.8% | 62.81% | 21.39% | 0%
WYANDOTTE 11102590 | 4.4985 | 4.4985 | ELK CREEK 11012032 | 34.3844 | 0.35348 | 34.7378 | 0.0088309 | 0.017491 | 0.0095799 | 24.35% | 48.22% | 26.41% | 1.018%
JESSUP 11011496 | 4.4976 | 4.4976 | WILDWOOD 11011454 | 29.8954 | 0.0085084 | 29.9039 | 0.004774 | 0.015489 | 0.0067149 | 17.69% | 57.4% | 24.88% | 0.02845%
ORO FINO 110238698 | 4.4784 | 4.4784 | SILVERADO 2105658898 | 60.6741 | 0.12936 | 60.8035 | 0.10823 | 0.065692 | 0.012176 | 58.03% | 35.22% | 6.529% | 0.2127%
HIGGINS 110332120 | 4.4677 | 4.4677 | FRENCH GULCH 11011464 | 3.2402 | 0.0057773 | 3.246 | 0.0005526 | 0.0022803 | 0.001026 | 14.29% | 58.99% | 26.54% | 0.178%
JAMESON 110265516 | 4.4108 | 4.4108 | SHADY GLEN 110248894 | 44.0215 | 2.2998 | 46.3213 | 0.034776 | 0.023051 | 0.0070736 | 50.92% | 33.75% | 10.36% | 4.965%
OREGON TRAIL 11031448 | 4.4103 | 2.1887 | SILVERADO 2105900104 | 0.28763 | 0.0021884 | 0.28982 | 0.00059887 | 0.00037503 | 0.0001077 | 54.95% | 34.41% | 9.883% | 0.7551%
CALISTOGA 110143924 | 4.4015 | 0.17489 | ANTLER 11011520 | 32.5692 | 0.24874 | 32.8179 | 0.031537 | 0.031864 | 0.010092 | 42.59% | 43.03% | 13.63% | 0.7579%
COLUMBIA HILL 1101764 | 4.3648 | 0 | MIWUK 170111800 | 35.5899 | 0.92766 | 36.5175 | 0.027772 | 0.030737 | 0.012134 | 38.31% | 42.41% | 16.74% | 2.54%
BRUNSWICK 1104CB | 4.3591 | 0 | SHADY GLEN 11022232 | 78.6246 | 4.6374 | 83.2619 | 0.098409 | 0.051405 | 0.018101 | 55.34% | 28.91% | 10.18% | 5.57%
WHITMORE 11011598 | 4.2536 | 0.63571 | ANTLER 1101CB | 4.6632 | 0.026891 | 4.6901 | 0.0038973 | 0.0050804 | 0.0017747 | 36.04% | 46.98% | 16.41% | 0.5734%
VOLTA 110237350 | 4.2436 | 3.1867 | STANISLAUS 1701CB | 125.9733 | 1.4336 | 127.4069 | 0.033917 | 0.060916 | 0.044236 | 24.11% | 43.31% | 31.45% | 1.125%
EL DORADO PH 210113362 | 4.2166 | 3.8511 | PLACERVILLE 210692012 | 61.7379 | 1.9832 | 63.7211 | 0.095233 | 0.05003 | 0.017478 | 56.7% | 29.79% | 10.41% | 3.112%
KANAKA 110165606 | 4.2088 | 1.6211 | FORESTHILL 11022106 | 109.6724 | 3.1174 | 112.7898 | 0.079489 | 0.040586 | 0.014513 | 57.43% | 29.32% | 10.49% | 2.764%
BIG BEND 1101CB | 4.1912 | 4.1912 | STANISLAUS 170237278 | 22.025 | 2.0149 | 24.0399 | 0.033771 | 0.027819 | 0.0089246 | 43.88% | 36.15% | 11.6% | 8.382%
APPLE HILL 21028372 | 4.1843 | 3.5986 | MIDDLETOWN 1101433160 | 6.4391 | 0.089005 | 6.5281 | 0.0061895 | 0.0031926 | 0.00093938 | 59.15% | 30.51% | 8.977% | 1.363%
ORO FINO 11022556 | 4.1761 | 4.1761 | CLAYTON 2212614950 | 6.3116 | 0.048844 | 6.3605 | 0.0022251 | 0.0047437 | 0.0021345 | 24.26% | 51.71% | 23.27% | 0.7679%
BRUNSWICK 110750008 | 4.1559 | 0 | SILVERADO 210478268 | 43.2977 | 6.9165 | 50.2142 | 0.09651 | 0.057661 | 0.010934 | 50.4% | 30.11% | 5.71% | 13.77%
BUCKS CREEK 1103338520 | 4.1514 | 4.1514 | MIDDLETOWN 1101548 | 115.4392 | 5.1356 | 120.5748 | 0.058556 | 0.088941 | 0.015975 | 34.29% | 52.09% | 9.356% | 4.259%
HIGHLANDS 1103520 | 4.1101 | 3.1088 | DRUM 1101CB | 7.4249 | 0.02437 | 7.4493 | 0.0037965 | 0.0077939 | 0.0013707 | 29.2% | 59.94% | 10.54% | 0.3271%
JESSUP 110141356 | 4.0947 | 4.0947 | PIT NO 5 1101CB | 2.6165 | 0.0079656 | 2.6245 | 0.0020636 | 0.0034408 | 0.00069496 | 33.19% | 55.33% | 11.18% | 0.3035%
JESSUP 110296554 | 4.0821 | 4.0821 | CALISTOGA 110143924 | 29.7808 | 4.4015 | 34.1823 | 0.058799 | 0.038297 | 0.012063 | 46.93% | 30.57% | 9.628% | 12.88%
LUCERNE 1103630 | 4.08 | 0 | MOUNTAIN QUARRIES 2101CB | 0.26893 | 0 | 0.26893 | 7.1469e-05 | 0.00023088 | 6.2286e-05 | 19.6% | 63.32% | 17.08% | 0%
MIDDLETOWN 11021312 | 4.0239 | 3.1692 | WEST POINT 11014706 | 40.6983 | 2.1456 | 42.8439 | 0.051111 | 0.029033 | 0.0087893 | 54.59% | 31.01% | 9.388% | 5.008%
CALISTOGA 1102306462 | 4.021 | 0 | BIG BEND 1101180398 | 15.4515 | 0.74782 | 16.1993 | 0.0048129 | 0.013082 | 0.0028336 | 22.15% | 60.2% | 13.04% | 4.616%
RINCON 1101CB | 4.0076 | 2.9212 | WILDWOOD 110198896 | 17.6599 | 0.0091386 | 17.6691 | 0.0060912 | 0.0098306 | 0.0037487 | 30.95% | 49.95% | 19.05% | 0.05172%
NORTH DUBLIN 2103CB | 3.9708 | 3.9708 | WEST POINT 110277204 | 26.0289 | 0.27311 | 26.302 | 0.014717 | 0.014483 | 0.0047116 | 42.95% | 42.26% | 13.75% | 1.038%
NARROWS 21052216 | 3.8995 | 0 | WILDWOOD 1101384582 | 15.2797 | 0.0012605 | 15.281 | 0.0042579 | 0.007001 | 0.0036267 | 28.6% | 47.03% | 24.36% | 0.008249%
APPLE HILL 21021532 | 3.8793 | 3.3365 | COLUMBIA HILL 110135424 | 43.1543 | 4.55 | 47.7043 | 0.042901 | 0.028933 | 0.009987 | 47.43% | 31.99% | 11.04% | 9.538%
JESSUP 11021550 | 3.8772 | 3.8772 | SO. CAL. EDISON #3 1101CB | 27.1247 | 0.043137 | 27.1679 | 0.0041477 | 0.016096 | 0.0063621 | 15.56% | 60.4% | 23.87% | 0.1588%
OREGON TRAIL 110249144 | 3.8754 | 1.8924 | FORESTHILL 110150486 | 44.6354 | 8.3072 | 52.9426 | 0.063807 | 0.032454 | 0.010672 | 50.31% | 25.59% | 8.414% | 15.69%
PARADISE 110636042 | 3.8737 | 3.5701 | CLAYTON 2212681608 | 85.9567 | 1.459 | 87.4158 | 0.026393 | 0.057671 | 0.019187 | 25.14% | 54.92% | 18.27% | 1.669%
APPLE HILL 110497086 | 3.8613 | 3.4732 | PIKE CITY 1101CB | 66.4289 | 2.9366 | 69.3655 | 0.068341 | 0.048995 | 0.013119 | 50.17% | 35.97% | 9.631% | 4.234%
KANAKA 1101CB | 3.8066 | 1.6369 | SILVERADO 2105990552 | 2.5166 | 0.13125 | 2.6479 | 0.00631 | 0.004301 | 0.0015912 | 49.15% | 33.5% | 12.39% | 4.957%
CORNING 110185152 | 3.8013 | 3.8013 | ELECTRA 1101L1697 | 19.6111 | 1.3515 | 20.9626 | 0.0087131 | 0.0097654 | 0.0022531 | 39.32% | 44.07% | 10.17% | 6.447%
COTTONWOOD 11031348 | 3.7935 | 3.7935 | KESWICK 110148480 | 29.7123 | 1.4308 | 31.1431 | 0.015671 | 0.036182 | 0.010449 | 24% | 55.41% | 16% | 4.594%
STILLWATER 11021644 | 3.7275 | 1.5996 | SHADY GLEN 11012768 | 27.6483 | 1.4771 | 29.1254 | 0.02384 | 0.013402 | 0.0047347 | 53.91% | 30.31% | 10.71% | 5.071%
VOLTA 11011596 | 3.7229 | 3.2367 | EL DORADO PH 2102542272 | 24.2061 | 1.0026 | 25.2086 | 0.036884 | 0.032286 | 0.0081163 | 45.83% | 40.11% | 10.08% | 3.977%
APPLE HILL 110412842 | 3.7215 | 3.2406 | PEORIA 170190090 | 91.8133 | 0.085749 | 91.899 | 0.017376 | 0.048557 | 0.04009 | 16.37% | 45.76% | 37.78% | 0.09331%
BRUNSWICK 111061602 | 3.6834 | 0 | FROGTOWN 1702815616 | 3.3383 | 0.0092261 | 3.3475 | 0.001085 | 0.0016724 | 0.0017254 | 24.14% | 37.2% | 38.38% | 0.2756%
BRUNSWICK 1103CB | 3.6662 | 0 | APPLE HILL 110413512 | 99.1476 | 7.9002 | 107.0478 | 0.12493 | 0.086518 | 0.028948 | 48.13% | 33.33% | 11.15% | 7.38%
SILVERADO 2104646776 | 3.6631 | 3.3961 | BEAR VALLEY 21059570 | 24.6815 | 0 | 24.6815 | 0.0060796 | 0.011389 | 0.0058079 | 26.12% | 48.93% | 24.95% | 0%
BRUNSWICK 11051030 | 3.6628 | 0 | MARIPOSA 210110240 | 65.9564 | 0 | 65.9564 | 0.024713 | 0.032251 | 0.010251 | 36.77% | 47.98% | 15.25% | 0%
BANGOR 11011804 | 3.6506 | 0.0086834 | REDBUD 1101323962 | 92.796 | 9.8539 | 102.6499 | 0.027406 | 0.053123 | 0.021273 | 24.34% | 47.17% | 18.89% | 9.6%
VOLTA 110253130 | 3.6473 | 2.7399 | ALLEGHANY 1101VR816 | 13.3357 | 4.7972 | 18.1329 | 0.013621 | 0.020514 | 0.0038416 | 26.38% | 39.73% | 7.44% | 26.46%
BRUNSWICK 11052140 | 3.6436 | 0.67226 | ORO FINO 11022236 | 7.8414 | 0.044975 | 7.8864 | 0.0035106 | 0.004786 | 0.0012473 | 36.57% | 49.86% | 12.99% | 0.5703%
STANISLAUS 170237276 | 3.6284 | 3.6284 | MONTICELLO 11011780 | 0.054888 | 0.44643 | 0.50131 | 3.5554e-05 | 0.0001096 | 2.3845e-05 | 2.303% | 7.101% | 1.545% | 89.05%
GIRVAN 11021028 | 3.5855 | 3.191 | PINE GROVE 11026080 | 95.1939 | 1.7542 | 96.9481 | 0.077693 | 0.042216 | 0.01776 | 55.41% | 30.11% | 12.67% | 1.809%
RESERVATION ROAD 1102CB | 3.573 | 0 | APPLE HILL 2102836878 | 130.0259 | 4.7069 | 134.7329 | 0.12361 | 0.10294 | 0.036098 | 45.42% | 37.82% | 13.26% | 3.494%
HIGHLANDS 1102556 | 3.566 | 2.8459 | SALT SPRINGS 210297924 | 14.7317 | 1.1784 | 15.9101 | 0.033349 | 0.035575 | 0.006528 | 40.92% | 43.66% | 8.011% | 7.406%
WEIMAR 11012740 | 3.5571 | 0 | CALISTOGA 1101122350 | 41.4914 | 1.5678 | 43.0591 | 0.076165 | 0.050425 | 0.0080482 | 54.51% | 36.09% | 5.76% | 3.641%
VACA DIXON 110540092 | 3.5502 | 3.5502 | KESWICK 11011590 | 17.9333 | 0.48443 | 18.4177 | 0.0074514 | 0.018112 | 0.0062253 | 22.82% | 55.48% | 19.07% | 2.63%
ALLEGHANY 1101978 | 3.534 | 1.0214 | NARROWS 2104CB | 0.040776 | 0 | 0.040776 | 6.6021e-06 | 6.51e-05 | 1.5394e-05 | 7.58% | 74.74% | 17.67% | 0%
CALISTOGA 1102184814 | 3.5336 | 0 | MARIPOSA 210110170 | 49.1381 | 0.29869 | 49.4368 | 0.030225 | 0.029421 | 0.0063742 | 45.5% | 44.29% | 9.597% | 0.6042%
SHADY GLEN 1102CB | 3.5297 | 0.0096288 | COLUMBIA HILL 1101CB | 145.5096 | 5.7829 | 151.2925 | 0.10942 | 0.080554 | 0.023816 | 49.23% | 36.24% | 10.71% | 3.822%
ORO FINO 110276008 | 3.5011 | 3.5011 | PINE GROVE 11023172 | 29.5633 | 1.32 | 30.8833 | 0.032276 | 0.020231 | 0.0068608 | 52.04% | 32.62% | 11.06% | 4.274%
GIRVAN 11011636 | 3.4952 | 3.2091 | ORO FINO 110265932 | 33.5869 | 0.55255 | 34.1394 | 0.041276 | 0.013583 | 0.0041158 | 68.86% | 22.66% | 6.866% | 1.619%
EL DORADO PH 2101668674 | 3.476 | 3.0308 | COLUMBIA HILL 11012212 | 27.6184 | 1.7989 | 29.4172 | 0.032347 | 0.022323 | 0.0058793 | 50.16% | 34.61% | 9.116% | 6.115%
FROGTOWN 170113412 | 3.4168 | 3.4168 | WEIMAR 11012084 | 58.4635 | 2.5865 | 61.05 | 0.058032 | 0.024673 | 0.00912 | 60.52% | 25.73% | 9.511% | 4.237%
COTTONWOOD 11021578 | 3.4033 | 3.4033 | ANTLER 11011612 | 24.1272 | 0.24693 | 24.3741 | 0.01463 | 0.017297 | 0.0058496 | 38.34% | 45.32% | 15.33% | 1.013%
OREGON TRAIL 1104CB | 3.4008 | 1.0771 | HIGHLANDS 1103726580 | 25.1461 | 0.24207 | 25.3882 | 0.012859 | 0.0092502 | 0.0038966 | 48.98% | 35.23% | 14.84% | 0.9535%
BRUNSWICK 11052210 | 3.3875 | 0 | APPLE HILL 21029722 | 110.6512 | 2.1365 | 112.7877 | 0.084661 | 0.062433 | 0.019738 | 49.78% | 36.71% | 11.61% | 1.894%
BRUNSWICK 111095576 | 3.3757 | 0 | MIDDLETOWN 1101932140 | 3.4984 | 0.28426 | 3.7826 | 0.0037745 | 0.0049349 | 0.0020757 | 32.37% | 42.32% | 17.8% | 7.515%
LUCERNE 1106664 | 3.3686 | 1.2087 | PINE GROVE 11013166 | 33.188 | 1.1155 | 34.3035 | 0.025902 | 0.01991 | 0.0073306 | 47.16% | 36.25% | 13.35% | 3.252%
WHITMORE 11011594 | 3.3508 | 0.39359 | PLACERVILLE 111219712 | 40.2712 | 0.70892 | 40.9801 | 0.036908 | 0.022482 | 0.010728 | 51.73% | 31.51% | 15.04% | 1.73%
BANGOR 110182350 | 3.3208 | 0 | COLUMBIA HILL 1101764 | 45.8 | 4.3648 | 50.1649 | 0.047314 | 0.02511 | 0.0068932 | 54.46% | 28.9% | 7.934% | 8.701%
ELK CREEK 11012008 | 3.3137 | 3.3137 | ORO FINO 11022090 | 45.9537 | 10.0689 | 56.0226 | 0.072406 | 0.032197 | 0.0097845 | 51.92% | 23.09% | 7.016% | 17.97%
BRUNSWICK 11021010 | 3.3058 | 0.069502 | TIGER CREEK 0201320746 | 11.526 | 0.013218 | 11.5393 | 0.00619 | 0.0071274 | 0.0013746 | 42.08% | 48.46% | 9.345% | 0.1145%
OREGON TRAIL 11021584 | 3.3009 | 1.6182 | KONOCTI 1102806668 | 6.0629 | 0.88739 | 6.9503 | 0.010938 | 0.011157 | 0.001509 | 40.42% | 41.23% | 5.577% | 12.77%
NARROWS 210276952 | 3.2943 | 0 | KESWICK 1101CB | 0.078389 | 0 | 0.078389 | 6.4555e-05 | 0.00028893 | 7.6714e-05 | 15.01% | 67.16% | 17.83% | 0%
PARADISE 110343008 | 3.2918 | 3.0462 | WEST POINT 110236676 | 48.095 | 1.1898 | 49.2848 | 0.039487 | 0.031043 | 0.0085802 | 48.71% | 38.29% | 10.58% | 2.414%
NARROWS 21052426 | 3.2725 | 0 | NOTRE DAME 1104176446 | 24.09 | 0.026838 | 24.1169 | 0.012575 | 0.027716 | 0.0078527 | 26.09% | 57.51% | 16.29% | 0.1113%
GRASS VALLEY 1102CB | 3.2649 | 1.5748 | HIGHLANDS 1103287766 | 51.6199 | 1.1056 | 52.7254 | 0.013617 | 0.028941 | 0.01123 | 24.79% | 52.68% | 20.44% | 2.097%
OREGON TRAIL 11041574 | 3.2644 | 1.1901 | KANAKA 1101859138 | 20.1374 | 0.18226 | 20.3197 | 0.012068 | 0.019945 | 0.0034828 | 33.69% | 55.69% | 9.724% | 0.897%
HIGGINS 11041006 | 3.2214 | 3.2214 | ORO FINO 1101CB | 58.8991 | 15.6613 | 74.5604 | 0.14327 | 0.081789 | 0.024717 | 45.31% | 25.87% | 7.817% | 21%
DESCHUTES 11041370 | 3.22 | 2.4422 | PARADISE 1105829194 | 29.8594 | 7.4034 | 37.2629 | 0.052571 | 0.035465 | 0.01207 | 42.08% | 28.39% | 9.661% | 19.87%
SILVERADO 2104632 | 3.2184 | 2.9884 | MIDDLETOWN 1101959140 | 10.864 | 0.085119 | 10.9492 | 0.004585 | 0.0076092 | 0.0024925 | 30.98% | 51.41% | 16.84% | 0.7774%
PARADISE 1105121988 | 3.2179 | 2.9827 | PINE GROVE 1102CB | 32.5406 | 2.2497 | 34.7903 | 0.029566 | 0.023641 | 0.0085481 | 44.78% | 35.81% | 12.95% | 6.466%
KONOCTI 1102354890 | 3.2157 | 2.5098 | PIKE CITY 1102CB | 29.4753 | 0.30952 | 29.7848 | 0.029808 | 0.027945 | 0.006006 | 46.26% | 43.37% | 9.322% | 1.039%
GIRVAN 110280726 | 3.2151 | 2.6685 | HIGHLANDS 1101CB | 0.087429 | 0 | 0.087429 | 5.0608e-05 | 0.00042059 | 0.00012528 | 8.484% | 70.51% | 21% | 0%
VOLTA 110180454 | 3.2118 | 2.499 | WEST POINT 11024788 | 201.9998 | 2.9137 | 204.9134 | 0.10655 | 0.097375 | 0.034066 | 44.13% | 40.33% | 14.11% | 1.422%
PLACERVILLE 210619552 | 3.1738 | 2.7375 | MOUNTAIN QUARRIES 21012422 | 21.9819 | 0.24527 | 22.2272 | 0.024785 | 0.014544 | 0.0051205 | 55.14% | 32.36% | 11.39% | 1.103%
CLARK ROAD 11022582 | 3.1606 | 1.9143 | WEIMAR 11012058 | 66.191 | 4.8194 | 71.0104 | 0.092274 | 0.042925 | 0.017256 | 56.42% | 26.25% | 10.55% | 6.787%
MONROE 210392868 | 3.1606 | 3.1606 | APPLE HILL 210251792 | 24.6241 | 1.2928 | 25.9169 | 0.027596 | 0.018013 | 0.007639 | 49.24% | 32.14% | 13.63% | 4.988%
STANISLAUS 17021804 | 3.1331 | 3.1331 | HARTLEY 11014710 | 3.8483 | 0 | 3.8483 | 0.0015899 | 0.0035154 | 0.0018022 | 23.02% | 50.89% | 26.09% | 0%
STANISLAUS 17011812 | 3.1315 | 3.1315 | CALPINE 1144CB | 71.8554 | 0.20809 | 72.0634 | 0.017857 | 0.076496 | 0.013666 | 16.48% | 70.61% | 12.62% | 0.2888%
BRUNSWICK 1110CB | 3.1176 | 0 | ALLEGHANY 1101CB | 13.6471 | 1.5056 | 15.1527 | 0.011251 | 0.025078 | 0.0027595 | 25.92% | 57.78% | 6.358% | 9.936%
FORESTHILL 11022106 | 3.1174 | 0 | TULE POWER HOUSE 1101CB | 12.6572 | 0 | 12.6572 | 0.0030117 | 0.010374 | 0.0028691 | 18.53% | 63.82% | 17.65% | 0%
JESSUP 11021314 | 3.1148 | 3.1148 | OAKHURST 11015490 | 67.4774 | 0.73083 | 68.2083 | 0.042239 | 0.051724 | 0.025503 | 34.98% | 42.83% | 21.12% | 1.071%
NARROWS 21052748 | 3.1071 | 0 | NARROWS PH 1151CB | 0.33261 | 0 | 0.33261 | 0.00015044 | 0.00044519 | 0.00011442 | 21.19% | 62.7% | 16.11% | 0%
PARADISE 11061212 | 3.0768 | 2.8158 | MIDDLETOWN 1101439572 | 3.6916 | 0.2213 | 3.9129 | 0.0034555 | 0.0039213 | 0.0016557 | 36.09% | 40.96% | 17.29% | 5.656%
CLARK ROAD 110247006 | 3.0468 | 2.0705 | MIDDLETOWN 1101352182 | 5.714 | 0.030672 | 5.7447 | 0.0033193 | 0.0062036 | 0.0015042 | 29.94% | 55.96% | 13.57% | 0.5339%
CLARK ROAD 110290548 | 3.045 | 2.0957 | EL DORADO PH 210219542 | 23.4156 | 4.7743 | 28.1899 | 0.054318 | 0.037073 | 0.011818 | 43.72% | 29.84% | 9.511% | 16.94%
PARADISE 11052024 | 3.0281 | 2.772 | MOUNTAIN QUARRIES 210192474 | 39.0734 | 0.83172 | 39.9051 | 0.058255 | 0.029215 | 0.010031 | 58.5% | 29.34% | 10.07% | 2.084%
VOLTA 110297816 | 3.0237 | 2.2699 | LOS OSITOS 21033010 | 84.9068 | 0 | 84.9068 | 0.024059 | 0.056076 | 0.022822 | 23.37% | 54.47% | 22.17% | 0%
CLARKSVILLE 2106CB | 3.0166 | 3.0166 | FORESTHILL 11011802 | 65.8352 | 6.1615 | 71.9967 | 0.10217 | 0.062117 | 0.020844 | 50.47% | 30.68% | 10.3% | 8.558%
PARADISE 11032534 | 3.0079 | 2.7526 | SHADY GLEN 1102CB | 62.5226 | 3.5297 | 66.0522 | 0.070568 | 0.050643 | 0.016772 | 48.41% | 34.74% | 11.51% | 5.344%
VOLTA 11011640 | 2.9997 | 2.6085 | ORO FINO 11022556 | 19.4528 | 4.1761 | 23.6289 | 0.027319 | 0.038306 | 0.0066549 | 31.12% | 43.63% | 7.58% | 17.67%
RINCON 110499918 | 2.9949 | 1.9337 | MIDDLETOWN 11014646 | 67.7627 | 1.5223 | 69.285 | 0.066792 | 0.048708 | 0.010034 | 52.04% | 37.95% | 7.817% | 2.197%
BRUNSWICK 11102664 | 2.9912 | 0 | OAKHURST 110310723 | 0.04597 | 0 | 0.04597 | 0.00012344 | 0.00024064 | 2.9731e-05 | 31.34% | 61.11% | 7.55% | 0%
CAYETANO 2109MR198 | 2.9834 | 2.9834 | CALAVERAS CEMENT 11014786 | 46.7823 | 0.44889 | 47.2312 | 0.019281 | 0.025072 | 0.0086197 | 36.05% | 46.88% | 16.12% | 0.9504%
PINE GROVE 11013170 | 2.9779 | 0 | MIDDLETOWN 1101644756 | 49.0956 | 0.21407 | 49.3096 | 0.056026 | 0.029284 | 0.0086997 | 59.34% | 31.01% | 9.214% | 0.4341%
CLOVERDALE 1101112 | 2.9389 | 0 | STANISLAUS 17011331 | 8.0408 | 1.1482 | 9.1889 | 0.022958 | 0.017182 | 0.0060442 | 43.5% | 32.55% | 11.45% | 12.49%
PIKE CITY 1101CB | 2.9366 | 0.22269 | BIG BEND 1102CB | 38.268 | 2.8282 | 41.0962 | 0.041723 | 0.030217 | 0.0068587 | 49.3% | 35.71% | 8.105% | 6.882%
VOLTA 110254932 | 2.921 | 2.1939 | MONTICELLO 1101720 | 21.7807 | 0.625 | 22.4057 | 0.015634 | 0.01215 | 0.0065824 | 44.22% | 34.37% | 18.62% | 2.789%
WEST POINT 11024788 | 2.9137 | 0.44047 | HARTLEY 1101336932 | 21.4115 | 0 | 21.4115 | 0.0096275 | 0.013986 | 0.006149 | 32.35% | 46.99% | 20.66% | 0%
DOBBINS 11011808 | 2.8926 | 0.94735 | APPLE HILL 11038412 | 46.9571 | 1.4681 | 48.4253 | 0.067963 | 0.035201 | 0.011794 | 57.33% | 29.69% | 9.948% | 3.032%
WEST POINT 110293116 | 2.8816 | 0.33139 | WILDWOOD 11011576 | 21.9516 | 0.0088235 | 21.9604 | 0.029462 | 0.022634 | 0.0078139 | 49.16% | 37.76% | 13.04% | 0.04018%
DUNBAR 1103839384 | 2.8656 | 2.2582 | BONNIE NOOK 1102CB | 112.6525 | 6.0858 | 118.7383 | 0.14159 | 0.08202 | 0.02459 | 54.12% | 31.35% | 9.4% | 5.125%
STANISLAUS 17021888 | 2.8652 | 2.8652 | LOS OSITOS 21037014 | 106.2161 | 0.071183 | 106.2873 | 0.01609 | 0.05219 | 0.029541 | 16.44% | 53.32% | 30.18% | 0.06697%
PUEBLO 1105637242 | 2.8497 | 2.6433 | CORNING 110185152 | 58.4083 | 3.8013 | 62.2096 | 0.037348 | 0.043542 | 0.0162 | 36.12% | 42.11% | 15.67% | 6.111%
OREGON TRAIL 11021382 | 2.8385 | 1.3328 | EL DORADO PH 210219562 | 5.6507 | 1.2201 | 6.8708 | 0.018685 | 0.013703 | 0.0039202 | 42.32% | 31.04% | 8.88% | 17.76%
BIG BEND 1102CB | 2.8282 | 2.8282 | SHINGLE SPRINGS 2108CB | 2.956 | 0 | 2.956 | 0.0047763 | 0.013702 | 0.0060584 | 19.47% | 55.84% | 24.69% | 0%
NORTH DUBLIN 2101MR333 | 2.8275 | 2.8275 | APPLE HILL 110497086 | 63.6625 | 3.8613 | 67.5238 | 0.069525 | 0.043145 | 0.012727 | 52.27% | 32.44% | 9.569% | 5.718%
STILLWATER 110148950 | 2.7988 | 0.8981 | CALAVERAS CEMENT 11011419 | 38.0162 | 0.29117 | 38.3074 | 0.015643 | 0.017093 | 0.0059333 | 40.15% | 43.87% | 15.23% | 0.7601%
MIDDLETOWN 1102998 | 2.7957 | 2.1096 | MARIPOSA 2101752630 | 46.2421 | 0 | 46.2421 | 0.014628 | 0.021528 | 0.0066767 | 34.15% | 50.26% | 15.59% | 0%
BRUNSWICK 110456468 | 2.7948 | 0 | CLEAR LAKE 1102904 | 7.846 | 0 | 7.846 | 0.0059448 | 0.0074592 | 0.0040191 | 34.12% | 42.81% | 23.07% | 0%
PINE GROVE 110245292 | 2.7906 | 0.32092 | PARADISE 1104954322 | 8.503 | 2.723 | 11.226 | 0.012212 | 0.011573 | 0.0036887 | 33.67% | 31.91% | 10.17% | 24.26%
PARADISE 110439216 | 2.7829 | 2.5832 | TASSAJARA 2112791386 | 5.6718 | 0.11786 | 5.7897 | 0.0025217 | 0.0066174 | 0.0015292 | 23.16% | 60.77% | 14.04% | 2.036%
BUCKS CREEK 1102CB | 2.777 | 2.777 | SILVERADO 2104726 | 86.3493 | 6.4872 | 92.8365 | 0.049135 | 0.065736 | 0.027835 | 32.02% | 42.85% | 18.14% | 6.988%
KESWICK 11019712 | 2.7719 | 0.95509 | PINE GROVE 110213438 | 42.2694 | 1.8172 | 44.0867 | 0.060134 | 0.033999 | 0.010504 | 55.1% | 31.15% | 9.625% | 4.122%
VOLTA 11029742 | 2.7664 | 2.0774 | BEAR VALLEY 2101CB | 42.2056 | 0 | 42.2056 | 0.014681 | 0.047001 | 0.025757 | 16.79% | 53.75% | 29.46% | 0%
VOLTA 1101CB | 2.7482 | 2.1214 | WEST POINT 11021305 | 29.9262 | 0.50208 | 30.4283 | 0.035796 | 0.023783 | 0.0063112 | 53.43% | 35.5% | 9.42% | 1.65%
0 | 2.7466 | 2.497 | WISHON 1101CB | 18.4652 | 0.01243 | 18.4777 | 0.0061436 | 0.014518 | 0.0079199 | 21.48% | 50.76% | 27.69% | 0.06727%
CHALLENGE 1101CB | 2.7321 | 0.18603 | SHADY GLEN 110151696 | 48.8886 | 2.5304 | 51.419 | 0.064492 | 0.037229 | 0.015642 | 52.25% | 30.16% | 12.67% | 4.921%
PLACERVILLE 210611132 | 2.7293 | 2.3424 | GIRVAN 11019732 | 52.27 | 6.7962 | 59.0662 | 0.03796 | 0.061688 | 0.019184 | 28.27% | 45.94% | 14.29% | 11.51%
PARADISE 1104954322 | 2.723 | 2.5321 | ANTLER 11011376 | 21.9592 | 0.408 | 22.3672 | 0.022316 | 0.01083 | 0.003136 | 60.38% | 29.31% | 8.486% | 1.824%
PARADISE 1105CB | 2.7192 | 2.4905 | MIDDLETOWN 1101614 | 3.0906 | 0.80348 | 3.894 | 0.0089784 | 0.0053878 | 0.0010864 | 46.11% | 27.67% | 5.58% | 20.63%
BIG BEND 1101641808 | 2.7144 | 2.7144 | KANAKA 1101CB | 83.0368 | 3.8066 | 86.8434 | 0.055942 | 0.092186 | 0.015058 | 32.78% | 54.01% | 8.823% | 4.383%
EL DORADO PH 2102CB | 2.7076 | 2.3605 | WEST POINT 11024790 | 86.9388 | 2.5154 | 89.4542 | 0.097094 | 0.086225 | 0.02659 | 44.95% | 39.92% | 12.31% | 2.812%
GIRVAN 11011330 | 2.7035 | 2.4979 | WEIMAR 1101CB | 18.8754 | 2.0517 | 20.9272 | 0.038948 | 0.023387 | 0.0089995 | 49.25% | 29.57% | 11.38% | 9.804%
PINE GROVE 11023168 | 2.6926 | 0.30964 | MOUNTAIN QUARRIES 21011180 | 29.788 | 0.36871 | 30.1567 | 0.04096 | 0.023097 | 0.009585 | 54.94% | 30.98% | 12.86% | 1.223%
EL DORADO PH 210152456 | 2.6913 | 2.4163 | MIWUK 17021808 | 4.2214 | 1.0072 | 5.2286 | 0.0087278 | 0.0096125 | 0.0015442 | 35.44% | 39.03% | 6.27% | 19.26%
GIRVAN 1101323094 | 2.6897 | 2.4865 | CALAVERAS CEMENT 11012646 | 43.0455 | 0.03202 | 43.0775 | 0.019347 | 0.022812 | 0.009963 | 37.09% | 43.73% | 19.1% | 0.07433%
VOLTA 11021504 | 2.666 | 2.0023 | WEST POINT 1101CB | 13.4124 | 0.031512 | 13.4439 | 0.0094744 | 0.015531 | 0.003165 | 33.55% | 55% | 11.21% | 0.2344%
WYANDOTTE 11071510 | 2.6547 | 2.6547 | TEJON 1102732836 | 31.7919 | 11.6334 | 43.4253 | 0.063545 | 0.064521 | 0.0096318 | 33.79% | 34.3% | 5.121% | 26.79%
STANISLAUS 17017144 | 2.6099 | 2.6099 | STILLWATER 11021466 | 36.3656 | 6.5838 | 42.9495 | 0.029807 | 0.036694 | 0.011527 | 32.34% | 39.82% | 12.51% | 15.33%
PARADISE 110599226 | 2.607 | 2.3984 | BUTTE 1105398234 | 30.432 | 1.7013 | 32.1333 | 0.022655 | 0.019341 | 0.0059814 | 44.72% | 38.18% | 11.81% | 5.294%
ELK CREEK 11012212 | 2.6064 | 2.6064 | LUCERNE 1103245134 | 11.9106 | 0.1876 | 12.0982 | 0.0059746 | 0.013251 | 0.0053832 | 23.9% | 53.01% | 21.54% | 1.551%
CHALLENGE 11021064 | 2.605 | 0.28429 | CLAYTON 2212204416 | 25.5309 | 1.1008 | 26.6317 | 0.023314 | 0.019227 | 0.0049197 | 47.09% | 38.84% | 9.937% | 4.133%
OREGON TRAIL 11041634 | 2.5925 | 0.98384 | PIT NO 5 110190846 | 0.17798 | 0.010854 | 0.18883 | 0.00019009 | 0.00016899 | 7.8383e-05 | 40.95% | 36.41% | 16.89% | 5.748%
WEIMAR 11012084 | 2.5865 | 0 | SHINGLE SPRINGS 21099372 | 43.5318 | 1.1446 | 44.6764 | 0.022966 | 0.043622 | 0.021227 | 25.48% | 48.4% | 23.55% | 2.562%
VOLTA 11021650 | 2.5857 | 1.9937 | FROGTOWN 170113412 | 119.8882 | 3.4168 | 123.305 | 0.056172 | 0.0639 | 0.040316 | 34.05% | 38.74% | 24.44% | 2.771%
KONOCTI 11024300 | 2.5824 | 2.0916 | FRENCH GULCH 11012905 | 20.4523 | 0.10168 | 20.554 | 0.010451 | 0.016078 | 0.0064904 | 31.49% | 48.45% | 19.56% | 0.4947%
CALISTOGA 1101894 | 2.5817 | 0 | TEMPLETON 2113A10 | 66.3691 | 0.022549 | 66.3916 | 0.019576 | 0.048937 | 0.010827 | 24.66% | 61.66% | 13.64% | 0.03396%
ALLEGHANY 1102CB | 2.5705 | 0.14653 | UKIAH 1113968652 | 4.2437 | 0 | 4.2437 | 0.0041891 | 0.0049257 | 0.0015234 | 39.38% | 46.3% | 14.32% | 0%
SAN JOAQUIN #2 1103CB | 2.5562 | 0.93599 | PLACERVILLE 2106CB | 15.7829 | 0.12104 | 15.904 | 0.014588 | 0.025233 | 0.0086866 | 29.84% | 51.62% | 17.77% | 0.7611%
COTTONWOOD 11031616 | 2.5557 | 2.5557 | STANISLAUS 170179826 | 26.5834 | 0.46897 | 27.0524 | 0.023889 | 0.026201 | 0.013761 | 36.77% | 40.32% | 21.18% | 1.734%
SHADY GLEN 110151696 | 2.5304 | 0 | FORESTHILL 1101CB | 22.6311 | 4.8706 | 27.5016 | 0.048839 | 0.036828 | 0.012001 | 41.15% | 31.03% | 10.11% | 17.71%
VOLTA 11021646 | 2.5251 | 1.8963 | PINE GROVE 110245292 | 28.3527 | 2.7906 | 31.1433 | 0.036405 | 0.025582 | 0.0079966 | 47.36% | 33.28% | 10.4% | 8.961%
RED BLUFF 110451238 | 2.5244 | 2.5244 | BRUNSWICK 11021010 | 118.9858 | 3.3058 | 122.2916 | 0.14266 | 0.080051 | 0.025684 | 55.88% | 31.36% | 10.06% | 2.703%
WEST POINT 11024790 | 2.5154 | 0.31532 | BALCH NO 1 1101R372 | 9.3111 | 0.00057773 | 9.3117 | 0.004146 | 0.0076568 | 0.0021459 | 29.72% | 54.89% | 15.38% | 0.006204%
WYANDOTTE 11071026 | 2.5058 | 2.5058 | PLACERVILLE 21069712 | 57.3043 | 1.2853 | 58.5896 | 0.10507 | 0.052487 | 0.017888 | 58.57% | 29.26% | 9.972% | 2.194%
GOLDTREE 1108961060 | 2.486 | 2.486 | SHINGLE SPRINGS 210911092 | 56.7895 | 0.6712 | 57.4607 | 0.046411 | 0.038865 | 0.020994 | 43.16% | 36.14% | 19.52% | 1.168%
WYANDOTTE 110796390 | 2.4688 | 2.4688 | CALPINE 1144960 | 7.8093 | 0 | 7.8093 | 0.0028513 | 0.0051373 | 0.00090859 | 32.05% | 57.74% | 10.21% | 0%
BRUNSWICK 11062796 | 2.4658 | 0 | BEAR VALLEY 2105293732 | 59.934 | 0 | 59.934 | 0.033215 | 0.034853 | 0.0105 | 42.28% | 44.36% | 13.36% | 0%
WEIMAR 11022038 | 2.4654 | 0 | PINE GROVE 110194936 | 20.041 | 0.35016 | 20.3912 | 0.017483 | 0.012064 | 0.004936 | 49.83% | 34.38% | 14.07% | 1.717%
DESCHUTES 11011580 | 2.46 | 1.8057 | SHINGLE SPRINGS 210935598 | 24.1507 | 0.51794 | 24.6687 | 0.01231 | 0.021234 | 0.0095762 | 27.95% | 48.21% | 21.74% | 2.1%
MONTICELLO 1101718 | 2.4507 | 0.94192 | MARIPOSA 2101439030 | 38.7797 | 0.34028 | 39.12 | 0.034626 | 0.033801 | 0.0078611 | 44.99% | 43.92% | 10.21% | 0.8698%
JESSUP 110168362 | 2.441 | 2.441 | WEST POINT 110272036 | 32.4689 | 0.98739 | 33.4563 | 0.025255 | 0.014831 | 0.00417 | 55.38% | 32.52% | 9.144% | 2.951%
PLACERVILLE 21062224 | 2.4407 | 2.0949 | BIG BEND 1101CB | 54.8962 | 4.1912 | 59.0874 | 0.038639 | 0.040125 | 0.0092964 | 40.77% | 42.33% | 9.808% | 7.093%
GRASS VALLEY 11032180 | 2.4368 | 1.8282 | BANGOR 1101626862 | 23.5111 | 2.1325 | 25.6436 | 0.027117 | 0.01728 | 0.0058016 | 49.53% | 31.56% | 10.6% | 8.316%
CLOVERDALE 1101CB | 2.4285 | 0 | TASSAJARA 21123202 | 0.94421 | 0.73487 | 1.6791 | 0.00016292 | 0.0010417 | 0.00011212 | 6.958% | 44.49% | 4.788% | 43.77%
HARRIS 1109CB | 2.4245 | 0 | ANTLER 11011378 | 50.1032 | 0.71565 | 50.8188 | 0.055985 | 0.034089 | 0.010601 | 54.83% | 33.38% | 10.38% | 1.408%
APPLE HILL 210277546 | 2.4244 | 2.0851 | GRASS VALLEY 11012208 | 23.2386 | 1.8303 | 25.0689 | 0.07156 | 0.037762 | 0.013861 | 53.85% | 28.42% | 10.43% | 7.301%
WEIMAR 1102CB | 2.4237 | 0 | MARIPOSA 2101151918 | 36.8307 | 0 | 36.8307 | 0.017517 | 0.028917 | 0.010044 | 31.02% | 51.2% | 17.78% | 0%
STILLWATER 110248952 | 2.4235 | 0.99672 | WYANDOTTE 1103640652 | 86.1307 | 1.8226 | 87.9533 | 0.10675 | 0.10374 | 0.01459 | 46.45% | 45.13% | 6.348% | 2.072%
DESCHUTES 110449024 | 2.4195 | 1.8425 | ELECTRA 1101CB | 46.2426 | 0.80973 | 47.0523 | 0.025377 | 0.031054 | 0.011355 | 36.79% | 45.02% | 16.46% | 1.721%
WYANDOTTE 110738438 | 2.4097 | 2.4097 | PUTAH CREEK 110264044 | 14.3902 | 0.24527 | 14.6354 | 0.0052955 | 0.011841 | 0.0053582 | 23.15% | 51.76% | 23.42% | 1.676%
WEST POINT 110113444 | 2.3965 | 0.63641 | PEORIA 170169124 | 6.0283 | 0.10963 | 6.1379 | 0.0055441 | 0.0072404 | 0.0053296 | 30.06% | 39.26% | 28.9% | 1.786%
WHITMORE 110145262 | 2.3953 | 0.077731 | ALLEGHANY 1101806 | 27.2046 | 0.89154 | 28.0961 | 0.039326 | 0.04411 | 0.0073738 | 41.93% | 47.03% | 7.862% | 3.173%
DUNBAR 1101534 | 2.3882 | 2.1527 | PUEBLO 2103678 | 73.3248 | 2.3398 | 75.6646 | 0.16929 | 0.097907 | 0.019451 | 57.23% | 33.1% | 6.576% | 3.092%
DOBBINS 11015202 | 2.3875 | 0.15684 | WEST POINT 110113444 | 59.8743 | 2.3965 | 62.2707 | 0.095066 | 0.053245 | 0.015094 | 55.94% | 31.33% | 8.882% | 3.848%
PLACERVILLE 2106935216 | 2.3775 | 2.137 | RINCON 11035152 | 3.4067 | 0.049159 | 3.4558 | 0.0084025 | 0.005499 | 0.00090387 | 55.95% | 36.61% | 6.018% | 1.423%
NARROWS 21011202 | 2.3771 | 0.6991 | MIDDLETOWN 1101128648 | 1.0145 | 0.12903 | 1.1435 | 0.002756 | 0.0018543 | 0.00044211 | 48.39% | 32.56% | 7.763% | 11.28%
MIDDLETOWN 1102514 | 2.3718 | 1.788 | MONTICELLO 110165454 | 4.5088 | 1.369 | 5.8778 | 0.0053631 | 0.0044771 | 0.002129 | 34.37% | 28.69% | 13.64% | 23.29%
WEST POINT 110234416 | 2.3672 | 0.69075 | CALAVERAS CEMENT 110147968 | 35.3202 | 0.12647 | 35.4467 | 0.016478 | 0.019121 | 0.0068829 | 38.65% | 44.85% | 16.14% | 0.3568%
PUEBLO 2103678 | 2.3398 | 2.0121 | MONTICELLO 11011589 | 7.7074 | 2.2145 | 9.9219 | 0.016616 | 0.010887 | 0.0035621 | 41.55% | 27.22% | 8.907% | 22.32%
PIKE CITY 11011730 | 2.3375 | 0.26996 | FRENCH GULCH 11022902 | 15.0125 | 0.011555 | 15.0241 | 0.0096613 | 0.016333 | 0.0049966 | 31.15% | 52.66% | 16.11% | 0.07691%
SONOMA 11033052 | 2.3339 | 2.3339 | BEAR VALLEY 21054170 | 17.2114 | 0 | 17.2114 | 0.004448 | 0.0086307 | 0.0054501 | 24.01% | 46.58% | 29.41% | 0%
APPLE HILL 21027502 | 2.3276 | 2.0086 | PUEBLO 2103355186 | 4.0717 | 0.0075805 | 4.0793 | 0.01125 | 0.0086026 | 0.0017202 | 52.05% | 39.8% | 7.959% | 0.1858%
PARADISE 1105878870 | 2.3275 | 2.1575 | TEMPLETON 2113A12 | 80.9325 | 0.36083 | 81.2933 | 0.020496 | 0.056309 | 0.023039 | 20.44% | 56.15% | 22.97% | 0.4439%
CEDAR CREEK 1101CB | 2.3264 | 0.86874 | BRUNSWICK 110651484 | 47.4787 | 1.4327 | 48.9115 | 0.059467 | 0.038818 | 0.011643 | 52.51% | 34.28% | 10.28% | 2.929%
SILVERADO 2104722 | 2.3214 | 2.1536 | BIG BEND 1102884340 | 44.8549 | 1.9271 | 46.782 | 0.078705 | 0.059814 | 0.0082777 | 51.41% | 39.07% | 5.407% | 4.119%
WEST POINT 1102CB | 2.3183 | 0.26656 | WEIMAR 11012764 | 10.4393 | 1.0985 | 11.5378 | 0.030943 | 0.015634 | 0.006229 | 53.02% | 26.79% | 10.67% | 9.521%
BANGOR 110180670 | 2.3118 | 0 | STANISLAUS 17017144 | 9.0841 | 2.6099 | 11.694 | 0.007485 | 0.007778 | 0.0033228 | 31.28% | 32.51% | 13.89% | 22.32%
VOLTA 11021502 | 2.31 | 1.7344 | HIGHLANDS 1103917328 | 22.4565 | 0.35199 | 22.8085 | 0.010514 | 0.010556 | 0.0054762 | 38.99% | 39.15% | 20.31% | 1.543%
PLACERVILLE 210623190 | 2.3067 | 1.9799 | FRENCH GULCH 11011892 | 6.4055 | 0.0034664 | 6.409 | 0.0013908 | 0.0054725 | 0.002151 | 15.42% | 60.68% | 23.85% | 0.05409%
SHADY GLEN 110248894 | 2.2998 | 0 | WEIMAR 11012740 | 29.9438 | 3.5571 | 33.5009 | 0.055079 | 0.026293 | 0.010092 | 53.83% | 25.69% | 9.862% | 10.62%
SHADY GLEN 110132726 | 2.2935 | 0 | ORO FINO 110239154 | 81.9297 | 0.1285 | 82.0582 | 0.14485 | 0.058523 | 0.018098 | 65.3% | 26.38% | 8.159% | 0.1566%
BRUNSWICK 11042112 | 2.2864 | 0 | SISQUOC 1102M52 | 61.7067 | 0.1355 | 61.8422 | 0.015834 | 0.054287 | 0.015008 | 18.56% | 63.63% | 17.59% | 0.2191%
HIGHLANDS 1102CB | 2.2833 | 1.7224 | MOUNTAIN QUARRIES 21011184 | 20.4762 | 1.0695 | 21.5457 | 0.07412 | 0.034362 | 0.010904 | 59% | 27.35% | 8.68% | 4.964%
ORO FINO 11022560 | 2.2798 | 2.2798 | SWIFT 2110XR332 | 31.6032 | 0.047216 | 31.6504 | 0.0097703 | 0.018628 | 0.0074721 | 27.2% | 51.85% | 20.8% | 0.1492%
GEYSERVILLE 1102484 | 2.2778 | 2.2778 | PLACERVILLE 21067522 | 160.0329 | 6.7992 | 166.8321 | 0.19862 | 0.11869 | 0.048098 | 52.14% | 31.16% | 12.63% | 4.075%
BOLINAS 1101528 | 2.2651 | 2.2651 | EL DORADO PH 2102CB | 12.2295 | 2.7076 | 14.9371 | 0.022796 | 0.022464 | 0.0060587 | 36.37% | 35.84% | 9.666% | 18.13%
PINE GROVE 1102CB | 2.2497 | 0 | MARTELL 110191216 | 80.2229 | 0.35819 | 80.5811 | 0.09429 | 0.051075 | 0.022373 | 55.96% | 30.31% | 13.28% | 0.4445%
RED BLUFF 11011556 | 2.2496 | 2.2496 | VOLTA 110153118 | 19.1069 | 0.67169 | 19.7786 | 0.0059814 | 0.01149 | 0.0066952 | 23.91% | 45.93% | 26.76% | 3.396%
COTTONWOOD 1102544790 | 2.2465 | 2.2465 | VOLTA 11011596 | 40.0048 | 3.7229 | 43.7276 | 0.041673 | 0.036972 | 0.012125 | 42% | 37.26% | 12.22% | 8.514%
JESSUP 11019752 | 2.2364 | 2.2364 | DOBBINS 110169722 | 14.6327 | 1.1114 | 15.7442 | 0.014932 | 0.011021 | 0.003588 | 46.98% | 34.67% | 11.29% | 7.059%
EUREKA E 1104CB | 2.2279 | 0 | MIWUK 170193062 | 13.1188 | 0.13095 | 13.2498 | 0.011645 | 0.013096 | 0.0046505 | 39.23% | 44.12% | 15.67% | 0.9883%
PLACER 1103238990 | 2.2262 | 2.2262 | APPLE HILL 1103CB | 44.7489 | 5.0759 | 49.8248 | 0.071875 | 0.072548 | 0.028024 | 37.43% | 37.78% | 14.6% | 10.19%
RINCON 1104786782 | 2.2234 | 1.4356 | SCE VEGAS 1701CB | 0.40131 | 0 | 0.40131 | 8.7137e-05 | 0.00028328 | 0.00017739 | 15.91% | 51.71% | 32.38% | 0%
NARROWS 210248484 | 2.2168 | 0 | BRUNSWICK 11052130 | 20.2047 | 0.83448 | 21.0392 | 0.03584 | 0.02036 | 0.0062199 | 55.14% | 31.32% | 9.569% | 3.966%
MONTICELLO 11011589 | 2.2145 | 0.72363 | EL DORADO PH 210119612 | 15.5617 | 1.7964 | 17.3581 | 0.066542 | 0.047249 | 0.011134 | 47.75% | 33.91% | 7.99% | 10.35%
CALISTOGA 11015934 | 2.2097 | 0.10779 | ELECTRA 110136816 | 8.868 | 0.28438 | 9.1524 | 0.012447 | 0.010195 | 0.0048938 | 43.8% | 35.87% | 17.22% | 3.107%
ORO FINO 11022096 | 2.1959 | 2.1959 | TEMPLETON 2113641367 | 72.2745 | 0.062009 | 72.3365 | 0.015635 | 0.051664 | 0.01429 | 19.15% | 63.27% | 17.5% | 0.08572%
VACAVILLE 1112CB | 2.1946 | 2.1946 | NOTRE DAME 11042537 | 8.8956 | 0.12255 | 9.0182 | 0.0039988 | 0.005178 | 0.0021284 | 34.89% | 45.18% | 18.57% | 1.359%
SAN RAMON 2107CB | 2.1933 | 2.1933 | SILVERADO 2105247660 | 6.2672 | 0.036239 | 6.3034 | 0.015592 | 0.0074559 | 0.0026212 | 60.39% | 28.88% | 10.15% | 0.5749%
STANISLAUS 17026028 | 2.1925 | 2.1925 | WYANDOTTE 1107829470 | 22.9003 | 1.0389 | 23.9392 | 0.032 | 0.016189 | 0.0046147 | 57.97% | 29.33% | 8.36% | 4.34%
NARROWS 21022718 | 2.1907 | 0 | PEORIA 1701169700 | 16.4822 | 0.052101 | 16.5343 | 0.0059007 | 0.010903 | 0.0080617 | 23.66% | 43.71% | 32.32% | 0.3151%
PLACERVILLE 1109868678 | 2.1807 | 1.7521 | BRUNSWICK 1105875388 | 5.4146 | 0.2199 | 5.6345 | 0.011588 | 0.0066265 | 0.0017163 | 55.87% | 31.95% | 8.275% | 3.903%
PEABODY 2113CB | 2.1713 | 2.1713 | CALAVERAS CEMENT 110180930 | 31.0617 | 0.58307 | 31.6448 | 0.021251 | 0.024169 | 0.008475 | 38.7% | 44.02% | 15.44% | 1.843%
PARADISE 1104961990 | 2.1649 | 2.0143 | CURTIS 170390320 | 44.9438 | 0.70661 | 45.6504 | 0.038098 | 0.054131 | 0.02818 | 31.15% | 44.26% | 23.04% | 1.548%
SALT SPRINGS 21024796 | 2.1525 | 0.86344 | KONOCTI 110264664 | 47.9747 | 0.70001 | 48.6747 | 0.040441 | 0.045796 | 0.017763 | 38.33% | 43.4% | 16.83% | 1.438%
KONOCTI 1102532 | 2.1494 | 1.8138 | STELLING 1110396595 | 0.72231 | 0 | 0.72231 | 0.0020995 | 0.0023102 | 0.00081364 | 40.19% | 44.23% | 15.58% | 0%
WEST POINT 11014706 | 2.1456 | 0.57062 | CALISTOGA 11015934 | 49.0842 | 2.2097 | 51.2939 | 0.092373 | 0.078804 | 0.016912 | 47% | 40.09% | 8.604% | 4.308%
APPLE HILL 21029722 | 2.1365 | 1.8377 | APPLE HILL 21021532 | 76.5935 | 3.8793 | 80.4728 | 0.089244 | 0.072148 | 0.027074 | 45.07% | 36.44% | 13.67% | 4.821%
BANGOR 1101626862 | 2.1325 | 0.0032563 | PIKE CITY 11011730 | 14.616 | 2.3375 | 16.9535 | 0.031075 | 0.018679 | 0.0062051 | 47.88% | 28.78% | 9.56% | 13.79%
WEST POINT 110112256 | 2.1287 | 0.56614 | PARADISE 1105121988 | 10.3202 | 3.2179 | 13.5381 | 0.024877 | 0.019109 | 0.0059378 | 37.99% | 29.18% | 9.067% | 23.77%
EUREKA A 1103CB | 2.1282 | 0 | PINE GROVE 11023168 | 56.6974 | 2.6926 | 59.39 | 0.087121 | 0.055982 | 0.017966 | 51.64% | 33.18% | 10.65% | 4.534%
COTTONWOOD 11011610 | 2.1217 | 2.1217 | PLACERVILLE 21062224 | 21.5866 | 2.4407 | 24.0273 | 0.056265 | 0.029956 | 0.010767 | 52.12% | 27.75% | 9.973% | 10.16%
REDBUD 1101CB | 2.1176 | 0.98319 | PLACERVILLE 210619552 | 37.8597 | 3.1738 | 41.0335 | 0.068386 | 0.04592 | 0.015415 | 48.64% | 32.66% | 10.96% | 7.735%
CALISTOGA 1102634 | 2.1154 | 0.0059523 | WEST POINT 1102CB | 41.4311 | 2.3183 | 43.7494 | 0.10287 | 0.086824 | 0.0216 | 46.11% | 38.91% | 9.681% | 5.299%
DUNBAR 1102264 | 2.114 | 1.3529 | WEST POINT 110234416 | 58.6687 | 2.3672 | 61.0359 | 0.11747 | 0.066064 | 0.018054 | 56.01% | 31.5% | 8.609% | 3.878%
CHALLENGE 1102CB | 2.1099 | 0.21724 | ELK CREEK 11012106 | 24.4814 | 0.16176 | 24.6431 | 0.0081622 | 0.016985 | 0.0080024 | 24.46% | 50.9% | 23.98% | 0.6564%
BRUNSWICK 110532536 | 2.1018 | 0 | UPPER LAKE 110175370 | 34.9905 | 0.24256 | 35.2331 | 0.025075 | 0.027034 | 0.012405 | 38.6% | 41.62% | 19.1% | 0.6884%
DESCHUTES 11049726 | 2.0994 | 1.5908 | PINE GROVE 11011021 | 6.5801 | 0.49889 | 7.079 | 0.010107 | 0.006698 | 0.0023656 | 49% | 32.48% | 11.47% | 7.048%
HIGHLANDS 11021304 | 2.0981 | 1.5805 | PASO ROBLES 1103N52 | 11.2088 | 0.048722 | 11.2575 | 0.0028766 | 0.013877 | 0.0052024 | 13.05% | 62.93% | 23.59% | 0.4328%
DRUM 11011602 | 2.0839 | 1.7278 | MARIPOSA 2102594143 | 7.3357 | 0 | 7.3357 | 0.0093043 | 0.018781 | 0.01046 | 24.14% | 48.72% | 27.14% | 0%
CORNING 110253184 | 2.082 | 2.082 | JAMESON 110265516 | 22.1923 | 4.4108 | 26.6031 | 0.03089 | 0.037852 | 0.010707 | 32.43% | 39.74% | 11.24% | 16.58%
CLARK ROAD 1102407706 | 2.064 | 1.4026 | CALISTOGA 1101267806 | 0.030347 | 0 | 0.030347 | 1.7778e-05 | 0.0013501 | 4.9204e-05 | 1.255% | 95.27% | 3.472% | 0%
REDBUD 1102523244 | 2.0606 | 1.4634 | BRUNSWICK 110651486 | 117.3267 | 5.1195 | 122.4462 | 0.20908 | 0.10625 | 0.030836 | 57.87% | 29.41% | 8.535% | 4.181%
BRUNSWICK 1102940 | 2.0548 | 0 | PIT NO 5 11011614 | 2.9478 | 0 | 2.9478 | 0.0019806 | 0.0031806 | 0.00072356 | 33.66% | 54.05% | 12.3% | 0%
WEIMAR 1101CB | 2.0517 | 0 | SPAULDING 1101CB | 0.045259 | 0 | 0.045259 | 8.687e-06 | 0.00010631 | 1.145e-05 | 6.87% | 84.07% | 9.055% | 0%
MOUNTAIN QUARRIES 21011346 | 2.0481 | 2.0481 | BIG BEND 1101641808 | 44.1501 | 2.7144 | 46.8645 | 0.033229 | 0.045356 | 0.010547 | 35.12% | 47.94% | 11.15% | 5.792%
ELECTRA 11017104 | 2.0393 | 2.0393 | HIGGINS 1110166282 | 37.6963 | 0.7133 | 38.4096 | 0.052992 | 0.027304 | 0.0097074 | 57.78% | 29.77% | 10.59% | 1.857%
BRUNSWICK 11041020 | 2.0382 | 0 | COVELO 1101516510 | 14.9836 | 0.03195 | 15.0156 | 0.013599 | 0.010948 | 0.0042529 | 47.12% | 37.93% | 14.74% | 0.2128%
DOBBINS 110191464 | 2.0382 | 0.55115 | CALAVERAS CEMENT 1101502 | 76.3532 | 0.45598 | 76.8091 | 0.034855 | 0.052063 | 0.022227 | 31.75% | 47.42% | 20.24% | 0.5937%
CHALLENGE 110198174 | 2.0237 | 0.26628 | FORESTHILL 110137238 | 21.6312 | 1.0824 | 22.7137 | 0.038212 | 0.026723 | 0.0064416 | 50.98% | 35.66% | 8.595% | 4.765%
SAN JOAQUIN #3 1101673480 | 2.0157 | 0.73788 | AUBERRY 110137536 | 5.51 | 0.036047 | 5.5461 | 0.0068696 | 0.012051 | 0.0021931 | 32.32% | 56.71% | 10.32% | 0.65%
STANISLAUS 170237278 | 2.0149 | 2.0149 | COVELO 1101536 | 6.8165 | 0.00087535 | 6.8174 | 0.0056961 | 0.0050605 | 0.0018886 | 45.04% | 40.01% | 14.93% | 0.01284%
RINCON 1102644 | 2.0144 | 0 | CURTIS 170411290 | 13.1629 | 0.44966 | 13.6125 | 0.0088348 | 0.011232 | 0.005748 | 33.09% | 42.07% | 21.53% | 3.303%
PLACERVILLE 210692012 | 1.9832 | 1.7022 | PIT NO 3 2101CB | 9.2842 | 0 | 9.2842 | 0.013341 | 0.015843 | 0.0053364 | 38.65% | 45.9% | 15.46% | 0%
STANISLAUS 170275348 | 1.983 | 1.983 | UPPER LAKE 1101412 | 27.5851 | 0.10714 | 27.6922 | 0.022436 | 0.039843 | 0.011063 | 30.47% | 54.11% | 15.03% | 0.3869%
REDBUD 1102510 | 1.9751 | 1.4812 | PLACERVILLE 1109868678 | 21.0323 | 2.1807 | 23.213 | 0.054291 | 0.033621 | 0.014909 | 47.84% | 29.63% | 13.14% | 9.394%
RESERVATION ROAD 1101975548 | 1.9742 | 0 | MIWUK 1701767890 | 24.0991 | 0.35238 | 24.4515 | 0.027741 | 0.029051 | 0.010177 | 40.83% | 42.75% | 14.98% | 1.441%
GIRVAN 11029012 | 1.9639 | 1.7448 | MONTICELLO 1101256640 | 12.0721 | 0.092191 | 12.1643 | 0.0081212 | 0.018045 | 0.0081035 | 23.52% | 52.26% | 23.47% | 0.7579%
EUREKA E 1105CB | 1.9609 | 0 | CALAVERAS CEMENT 1101544800 | 39.5473 | 0.22206 | 39.7694 | 0.014874 | 0.019736 | 0.0069348 | 35.6% | 47.24% | 16.6% | 0.5584%
TASSAJARA 2112D514R | 1.9546 | 1.9546 | KONOCTI 1102714370 | 4.1121 | 0.31297 | 4.4251 | 0.0058476 | 0.0064744 | 0.0026417 | 36.31% | 40.21% | 16.41% | 7.073%
CURTIS 17026008 | 1.9501 | 1.9501 | COARSEGOLD 210410110 | 76.2995 | 1.438 | 77.7376 | 0.08282 | 0.070429 | 0.02645 | 45.24% | 38.47% | 14.45% | 1.85%
VOLTA 1102641544 | 1.9371 | 1.4516 | SALT SPRINGS 210110416 | 1.4382 | 0.60994 | 2.0482 | 0.0010644 | 0.002439 | 0.00050384 | 18.65% | 42.74% | 8.829% | 29.78%
BIG BEND 1102884340 | 1.9271 | 1.9271 | SPRING GAP 1702188426 | 0.043349 | 0 | 0.043349 | 2.6804e-05 | 9.5913e-05 | 2.764e-05 | 17.83% | 63.79% | 18.38% | 0%
COTTONWOOD 110335470 | 1.9191 | 1.9191 | SHINGLE SPRINGS 210985766 | 41.5524 | 0.51794 | 42.0703 | 0.036606 | 0.040551 | 0.028414 | 34.25% | 37.94% | 26.58% | 1.231%
PUEBLO 1104968601 | 1.9099 | 1.5782 | SANTA YNEZ 1101980192 | 6.4278 | 0 | 6.4278 | 0.0017741 | 0.0074436 | 0.0011692 | 17.08% | 71.66% | 11.26% | 0%
COTTONWOOD 110168190 | 1.9077 | 1.9077 | PUEBLO 2102378860 | 34.9981 | 0.54683 | 35.5449 | 0.074808 | 0.045564 | 0.011034 | 56.05% | 34.14% | 8.267% | 1.538%
APPLE HILL 110412832 | 1.9062 | 1.6591 | HIGGINS 11044281 | 21.515 | 0.1479 | 21.6629 | 0.023117 | 0.01536 | 0.0061183 | 51.48% | 34.21% | 13.63% | 0.6827%
APPLE HILL 110313312 | 1.9008 | 1.6824 | GIRVAN 11011636 | 33.9918 | 3.4952 | 37.487 | 0.042822 | 0.068452 | 0.032565 | 26.99% | 43.15% | 20.53% | 9.324%
VINEYARD 2108609690 | 1.9002 | 1.9002 | HALSEY 1102CB | 32.9483 | 0.16022 | 33.1086 | 0.047706 | 0.038682 | 0.01704 | 45.9% | 37.22% | 16.4% | 0.4839%
MONTICELLO 110152910 | 1.8989 | 0.28232 | STELLING 1110733294 | 1.112 | 0 | 1.112 | 0.0038948 | 0.0031201 | 0.0012317 | 47.23% | 37.83% | 14.94% | 0%
LUCERNE 11031280 | 1.8916 | 0 | DOBBINS 11011264 | 38.8974 | 6.1642 | 45.0617 | 0.064797 | 0.043197 | 0.014928 | 45.5% | 30.33% | 10.48% | 13.68%
CLARKSVILLE 2105CB | 1.8768 | 1.8768 | DOBBINS 1101CB | 0.9178 | 0.059366 | 0.97716 | 0.0005086 | 0.00067004 | 0.00019802 | 34.7% | 45.71% | 13.51% | 6.075%
CORNING 110164090 | 1.8698 | 1.8698 | GIRVAN 11011330 | 47.4444 | 2.7035 | 50.1479 | 0.06046 | 0.059823 | 0.019946 | 40.79% | 40.36% | 13.46% | 5.391%
CALISTOGA 1101257964 | 1.8635 | 0.2566 | SILVERADO 2103920793 | 14.0813 | 0.071341 | 14.1526 | 0.017247 | 0.02162 | 0.0067605 | 37.61% | 47.15% | 14.74% | 0.5041%
SONOMA 110478372 | 1.8624 | 1.8624 | CALPELLA 1101908688 | 14.1169 | 0 | 14.1169 | 0.026469 | 0.01763 | 0.007015 | 51.78% | 34.49% | 13.72% | 0%
BANGOR 1101614048 | 1.8622 | 0 | AUBERRY 1101R324 | 35.7315 | 0.33503 | 36.0665 | 0.040046 | 0.050729 | 0.0089542 | 39.78% | 50.39% | 8.895% | 0.9289%
RED BLUFF 11041630 | 1.8493 | 1.8493 | FRENCH GULCH 11021462 | 12.4569 | 0.28806 | 12.745 | 0.0047327 | 0.013186 | 0.0055827 | 19.68% | 54.84% | 23.22% | 2.26%
MIDDLETOWN 1102414 | 1.8353 | 1.3248 | STELLING 111060090 | 9.6285 | 0.13174 | 9.7602 | 0.02803 | 0.021144 | 0.0072386 | 49.02% | 36.98% | 12.66% | 1.35%
DESCHUTES 1104CB | 1.8326 | 1.1058 | EL DORADO PH 210113532 | 9.4149 | 0.86516 | 10.2801 | 0.026602 | 0.032013 | 0.0053277 | 38.1% | 45.85% | 7.631% | 8.416%
GRASS VALLEY 11012208 | 1.8303 | 1.2749 | WEST POINT 110112256 | 9.0803 | 2.1287 | 11.209 | 0.033144 | 0.020058 | 0.0059154 | 45.42% | 27.49% | 8.106% | 18.99%
REDBUD 11021212 | 1.8257 | 1.1631 | UKIAH 1113548420 | 7.2158 | 0 | 7.2158 | 0.010195 | 0.0065345 | 0.0019661 | 54.53% | 34.95% | 10.52% | 0%
PARADISE 1106CB | 1.8242 | 1.6696 | ARBUCKLE 1101932352 | 1.0269 | 0.015021 | 1.0419 | 0.00015342 | 0.00080444 | 0.00046187 | 10.65% | 55.84% | 32.06% | 1.442%
WYANDOTTE 1103640652 | 1.8226 | 1.8226 | ELECTRA 110161816 | 36.3189 | 1.1101 | 37.429 | 0.03569 | 0.03162 | 0.01115 | 44.14% | 39.11% | 13.79% | 2.966%
LUCERNE 110638436 | 1.8176 | 0.65217 | MONTICELLO 1101718 | 44.5711 | 2.4507 | 47.0218 | 0.055039 | 0.060156 | 0.02029 | 38.51% | 42.09% | 14.2% | 5.212%
PINE GROVE 110213438 | 1.8172 | 0.20898 | UKIAH 1113691436 | 3.8546 | 0 | 3.8546 | 0.007267 | 0.0060233 | 0.0019685 | 47.62% | 39.47% | 12.9% | 0%
SYCAMORE CREEK 11112268 | 1.8136 | 1.8136 | MONTICELLO 110152910 | 3.211 | 1.8989 | 5.1099 | 0.0040448 | 0.0052034 | 0.0022155 | 22.17% | 28.52% | 12.14% | 37.16%
COTTONWOOD 1101384360 | 1.8102 | 1.8102 | CAMP EVERS 210595394 | 0.31849 | 0 | 0.31849 | 0.016453 | 0.0055823 | 0.0007865 | 72.09% | 24.46% | 3.446% | 0%
ALPINE 1102CB | 1.8076 | 0.62016 | BUTTE 1105612016 | 8.025 | 0.22433 | 8.2494 | 0.0059486 | 0.0069243 | 0.002454 | 37.76% | 43.95% | 15.58% | 2.719%
COLUMBIA HILL 11012212 | 1.7989 | 0.12381 | MONTICELLO 1101666 | 19.1833 | 0.79562 | 19.9789 | 0.021775 | 0.023613 | 0.0090195 | 38.43% | 41.67% | 15.92% | 3.982%
EL DORADO PH 210119612 | 1.7964 | 1.5661 | PARADISE 11042034 | 17.0974 | 1.5588 | 18.6562 | 0.012247 | 0.019137 | 0.0062512 | 29.82% | 46.6% | 15.22% | 8.355%
SILVERADO 2104806 | 1.7904 | 1.6675 | MIWUK 170238218 | 23.6479 | 0.98816 | 24.636 | 0.038693 | 0.040475 | 0.014819 | 39.52% | 41.34% | 15.13% | 4.011%
NARROWS 210242584 | 1.7871 | 0 | PUEBLO 2102769868 | 3.9845 | 0.037027 | 4.0215 | 0.0079562 | 0.011351 | 0.0045132 | 33.09% | 47.21% | 18.77% | 0.9207%
NARROWS 2105CB | 1.7849 | 0 | ARBUCKLE 1104669720 | 6.842 | 0.075122 | 6.9171 | 0.0022456 | 0.0082891 | 0.0038645 | 15.43% | 56.94% | 26.55% | 1.086%
CLARK ROAD 110281296 | 1.7789 | 1.104 | MONTICELLO 110193384 | 24.9304 | 0.7001 | 25.6305 | 0.014711 | 0.018395 | 0.0058148 | 36.76% | 45.97% | 14.53% | 2.732%
DESCHUTES 11049718 | 1.7765 | 1.1858 | ELECTRA 11024756 | 14.1679 | 0.3528 | 14.5207 | 0.011109 | 0.020611 | 0.010129 | 25.9% | 48.05% | 23.61% | 2.43%
WEST POINT 110136674 | 1.772 | 0.47059 | TEJON 11023751 | 16.2143 | 0.68802 | 16.9023 | 0.015368 | 0.017898 | 0.0056837 | 37.85% | 44.08% | 14% | 4.071%
CAMP EVERS 210660124 | 1.7666 | 1.7666 | CUYAMA 1103684566 | 5.262 | 0 | 5.262 | 0.00055108 | 0.0031968 | 0.00078206 | 12.17% | 70.57% | 17.26% | 0%
COLUMBIA HILL 110190730 | 1.7636 | 0 | EL DORADO PH 210163464 | 23.6885 | 0.60535 | 24.2939 | 0.043791 | 0.040135 | 0.010877 | 45.04% | 41.28% | 11.19% | 2.492%
ARCATA 1121CB | 1.7636 | 0 | SAN JOAQUIN #3 1101CB | 9.0936 | 0.021569 | 9.1152 | 0.0081835 | 0.018112 | 0.0034731 | 27.42% | 60.7% | 11.64% | 0.2366%
PINE GROVE 11026080 | 1.7542 | 0.20173 | PLACERVILLE 1110953474 | 12.6134 | 1.1033 | 13.7167 | 0.033348 | 0.03988 | 0.019139 | 33.2% | 39.7% | 19.05% | 8.043%
LUCERNE 1106526 | 1.7524 | 0.24342 | RACETRACK 170311270 | 17.4882 | 0.0016281 | 17.4899 | 0.018815 | 0.019364 | 0.014542 | 35.68% | 36.73% | 27.58% | 0.009309%
ARCATA 1122CB | 1.7356 | 0 | CLOVERDALE 1102672 | 34.6223 | 1.4244 | 36.0467 | 0.024028 | 0.043891 | 0.0079102 | 30.44% | 55.59% | 10.02% | 3.952%
VACAVILLE 1111772224 | 1.7327 | 1.7327 | REDBUD 1101754544 | 11.6246 | 0.35791 | 11.9825 | 0.004331 | 0.010834 | 0.0048275 | 21.02% | 52.57% | 23.43% | 2.987%
LUCERNE 110647198 | 1.7163 | 0 | DIAMOND SPRINGS 11057722 | 92.5232 | 0.62678 | 93.15 | 0.080345 | 0.08054 | 0.033087 | 41.14% | 41.24% | 16.94% | 0.6729%
TAMARACK 1101CB | 1.7124 | 1.7124 | PEORIA 1704877670 | 7.5227 | 0 | 7.5227 | 0.0023844 | 0.0069203 | 0.0060584 | 15.52% | 45.05% | 39.43% | 0%
COARSEGOLD 2103CB | 1.7119 | 1.7119 | BRUNSWICK 11062790 | 16.0579 | 0.53934 | 16.5972 | 0.018741 | 0.012232 | 0.003888 | 52.01% | 33.95% | 10.79% | 3.25%
JESSUP 11023105 | 1.7019 | 1.7019 | STANISLAUS 17021888 | 28.2927 | 2.8652 | 31.1579 | 0.06859 | 0.04858 | 0.016594 | 46.56% | 32.98% | 11.26% | 9.196%
BUTTE 1105398234 | 1.7013 | 1.7013 | MOUNTAIN QUARRIES 21011130 | 34.7392 | 1.5348 | 36.274 | 0.048733 | 0.02554 | 0.008212 | 56.58% | 29.65% | 9.535% | 4.231%
ROSSMOOR 1102457174 | 1.6934 | 1.6934 | SHINGLE SPRINGS 210961892 | 42.251 | 0.32083 | 42.5718 | 0.050217 | 0.051517 | 0.025799 | 39.08% | 40.09% | 20.08% | 0.7536%
RINCON 1101580 | 1.6827 | 1.2265 | CALISTOGA 1102177784 | 0.16111 | 0.26654 | 0.42765 | 0.0008055 | 0.00052135 | 0.00016355 | 20.36% | 13.18% | 4.134% | 62.33%
ELECTRA 1101105880 | 1.6802 | 1.6802 | VACAVILLE 11046542 | 28.6608 | 8.3033 | 36.9641 | 0.025514 | 0.047398 | 0.017872 | 21.79% | 40.48% | 15.26% | 22.46%
COTTONWOOD 11039072 | 1.6764 | 1.6764 | WEST POINT 110293116 | 64.6001 | 2.8816 | 67.4818 | 0.14101 | 0.08313 | 0.027148 | 53.72% | 31.67% | 10.34% | 4.27%
SHINGLE SPRINGS 210913322 | 1.6659 | 1.6659 | RINCON 1103925054 | 16.9801 | 0.21824 | 17.1983 | 0.039039 | 0.032378 | 0.0045184 | 50.76% | 42.1% | 5.875% | 1.269%
NARROWS 21022728 | 1.6616 | 0 | APPLE HILL 1104814656 | 0.037069 | 0.0099439 | 0.047013 | 2.2447e-05 | 0.00010995 | 5.564e-05 | 9.412% | 46.11% | 23.33% | 21.15%
REDBUD 11022013 | 1.6544 | 1.2408 | TEJON 11023760 | 11.6424 | 0 | 11.6424 | 0.0060746 | 0.013946 | 0.0020528 | 27.52% | 63.18% | 9.3% | 0%
ELK CREEK 11012002 | 1.6472 | 1.6472 | HIGGINS 110432747 | 2.1884 | 0.57116 | 2.7596 | 0.010912 | 0.005258 | 0.0023042 | 46.84% | 22.57% | 9.891% | 20.7%
CLAYTON 2215184604 | 1.6418 | 1.6418 | CALISTOGA 110135588 | 4.2056 | 1.6367 | 5.8423 | 0.0056838 | 0.0058522 | 0.00074675 | 33.31% | 34.3% | 4.376% | 28.01%
ALPINE 1101CB | 1.6402 | 0.56274 | PLACERVILLE 1109CB | 0.19729 | 0.082247 | 0.27954 | 0.00091634 | 0.00075352 | 0.00034328 | 32.13% | 26.42% | 12.03% | 29.42%
CALISTOGA 110135588 | 1.6367 | 0.76852 | DUNBAR 1102694641 | 4.9948 | 0.2334 | 5.2282 | 0.015579 | 0.01282 | 0.002266 | 48.54% | 39.94% | 7.06% | 4.464%
EL DORADO PH 2102771208 | 1.6363 | 1.4262 | MIDDLETOWN 1102302610 | 8.6247 | 0.14181 | 8.7665 | 0.0054851 | 0.01638 | 0.0075335 | 18.36% | 54.82% | 25.21% | 1.618%
GIRVAN 1101CB | 1.6328 | 1.4401 | LOYOLA 1102550291 | 8.5519 | 0 | 8.5519 | 0.035614 | 0.024525 | 0.0065331 | 53.42% | 36.78% | 9.799% | 0%
CLOVERDALE 1102674 | 1.6259 | 1.2149 | PIT NO 3 21011482 | 14.884 | 0.25142 | 15.1354 | 0.039757 | 0.03296 | 0.0095334 | 47.53% | 39.41% | 11.4% | 1.661%
HIGHLANDS 110265650 | 1.622 | 1.2226 | REDBUD 1101CB | 8.2814 | 2.1176 | 10.399 | 0.010088 | 0.034914 | 0.012485 | 13.97% | 48.37% | 17.3% | 20.36%
MIWUK 17028130 | 1.6168 | 1.227 | OAKHURST 11035480 | 26.0835 | 0.53802 | 26.6215 | 0.046926 | 0.052464 | 0.012469 | 41.1% | 45.95% | 10.92% | 2.021%
CHALLENGE 110113026 | 1.6086 | 0.21166 | PLACERVILLE 21061104 | 70.2756 | 6.0718 | 76.3474 | 0.20587 | 0.098965 | 0.027297 | 57.05% | 27.43% | 7.565% | 7.953%
WYANDOTTE 110737472 | 1.6004 | 1.6004 | SILVERADO 2105167360 | 14.7639 | 0.084926 | 14.8488 | 0.026551 | 0.020863 | 0.0057091 | 49.69% | 39.05% | 10.69% | 0.5719%
KONOCTI 1108CB | 1.6002 | 0.88725 | CURTIS 17039210 | 33.0196 | 0.09606 | 33.1156 | 0.018011 | 0.031315 | 0.01194 | 29.31% | 50.96% | 19.43% | 0.2901%
CLOVERDALE 110276878 | 1.5944 | 0 | MARIPOSA 2102440236 | 55.4238 | 0 | 55.4238 | 0.04735 | 0.054529 | 0.023747 | 37.69% | 43.41% | 18.9% | 0%
CURTIS 170411300 | 1.5831 | 1.5831 | MOUNTAIN QUARRIES 21011350 | 33.8461 | 0.32493 | 34.171 | 0.032734 | 0.034206 | 0.01607 | 39.06% | 40.81% | 19.17% | 0.9509%
DIAMOND SPRINGS 1103467046 | 1.5809 | 1.5809 | PIT NO 5 11011658 | 4.8427 | 0.029254 | 4.8719 | 0.0087299 | 0.009029 | 0.0026285 | 42.56% | 44.02% | 12.82% | 0.6005%
BRUNSWICK 110633050 | 1.5783 | 0 | CURTIS 170234426 | 14.6227 | 0 | 14.6227 | 0.0097836 | 0.019968 | 0.0095599 | 24.89% | 50.79% | 24.32% | 0%
PUEBLO 210182742 | 1.574 | 0 | BUCKS CREEK 1103CB | 4.7432 | 1.3658 | 6.109 | 0.0040916 | 0.013042 | 0.0011361 | 17.39% | 55.43% | 4.829% | 22.36%
DUNBAR 1101440 | 1.572 | 1.4208 | JOLON 11027040 | 31.6004 | 0.079674 | 31.6801 | 0.012492 | 0.04977 | 0.018631 | 15.4% | 61.37% | 22.97% | 0.2515%
CLOVERDALE 1102570 | 1.5712 | 1.0518 | PARADISE 110343008 | 18.5765 | 3.2918 | 21.8683 | 0.017191 | 0.027592 | 0.0090171 | 27.14% | 43.57% | 14.24% | 15.05%
CURTIS 17048140 | 1.5709 | 1.5709 | REDBUD 1102523244 | 27.9898 | 2.0606 | 30.0503 | 0.016365 | 0.045773 | 0.021481 | 18.23% | 50.99% | 23.93% | 6.857%
CALISTOGA 1101122350 | 1.5678 | 0.64628 | CHALLENGE 11025462 | 30.202 | 6.2249 | 36.4269 | 0.10577 | 0.048556 | 0.017177 | 51.13% | 23.47% | 8.304% | 17.09%
JANES CREEK 1102CB | 1.5649 | 0 | BEAR VALLEY 210513430 | 18.0266 | 0.0043417 | 18.031 | 0.011999 | 0.016058 | 0.0040509 | 37.36% | 50% | 12.61% | 0.02408%
BRUNSWICK 1105CB | 1.5618 | 0 | PINE GROVE 11013170 | 55.5037 | 2.9779 | 58.4815 | 0.087489 | 0.068739 | 0.031017 | 44.35% | 34.84% | 15.72% | 5.092%
PARADISE 11042034 | 1.5588 | 1.4533 | CALISTOGA 1101886282 | 13.3288 | 1.0389 | 14.3677 | 0.044201 | 0.020836 | 0.003716 | 59.64% | 28.11% | 5.014% | 7.231%
COARSEGOLD 210410400 | 1.554 | 1.554 | DIAMOND SPRINGS 110676088 | 43.0025 | 0.14821 | 43.1507 | 0.059716 | 0.034155 | 0.0099639 | 57.31% | 32.78% | 9.563% | 0.3435%
KONOCTI 1102985276 | 1.5504 | 1.2101 | PLACERVILLE 210623190 | 4.8823 | 2.3067 | 7.189 | 0.01804 | 0.013911 | 0.005301 | 32.89% | 25.36% | 9.664% | 32.09%
BRUNSWICK 1106CB | 1.5485 | 0 | BUTTE 1105235788 | 12.4594 | 0.4272 | 12.8866 | 0.011256 | 0.01205 | 0.0038093 | 40.14% | 42.97% | 13.58% | 3.315%
SAN JOAQUIN #3 1103CB | 1.5412 | 0.56418 | MONTICELLO 110137384 | 11.2068 | 0.53834 | 11.7452 | 0.017646 | 0.013991 | 0.0043813 | 46.75% | 37.06% | 11.61% | 4.583%
HIGGINS 1107CB | 1.5383 | 1.5383 | SILVERADO 2105337226 | 1.0686 | 0.048529 | 1.1171 | 0.0085546 | 0.0053552 | 0.0013203 | 53.73% | 33.63% | 8.292% | 4.344%
HALSEY 1101CB | 1.536 | 1.536 | LOS GATOS 1106697500 | 9.6044 | 0.20452 | 9.8089 | 0.046258 | 0.049514 | 0.016754 | 40.25% | 43.08% | 14.58% | 2.085%
MOUNTAIN QUARRIES 21011130 | 1.5348 | 1.5348 | CURTIS 17048140 | 53.5441 | 1.5709 | 55.115 | 0.042119 | 0.051198 | 0.02299 | 35.18% | 42.76% | 19.2% | 2.85%
GRASS VALLEY 11031700 | 1.5314 | 1.0669 | SILVERADO 21051306 | 6.6924 | 0.10084 | 6.7933 | 0.021117 | 0.023489 | 0.010238 | 37.93% | 42.19% | 18.39% | 1.484%
CURTIS 17028000 | 1.5305 | 1.5305 | PIT NO 3 21011480 | 2.73 | 0.014338 | 2.7444 | 0.004875 | 0.0059341 | 0.0024026 | 36.71% | 44.68% | 18.09% | 0.5225%
LOS GATOS 110760114 | 1.5243 | 1.5243 | DIAMOND SPRINGS 110656026 | 19.686 | 0.19464 | 19.8807 | 0.041843 | 0.021229 | 0.0076258 | 58.61% | 29.73% | 10.68% | 0.979%
MIDDLETOWN 11014646 | 1.5223 | 1.3364 | PASO ROBLES 1103N02 | 0.034132 | 0.4997 | 0.53383 | 1.5913e-05 | 8.2031e-05 | 3.6701e-05 | 0.7556% | 3.895% | 1.743% | 93.61%
PARADISE 1104CB | 1.5205 | 1.3908 | PUTAH CREEK 110267858 | 14.2131 | 0.497 | 14.7101 | 0.010413 | 0.013489 | 0.0056178 | 34.08% | 44.15% | 18.39% | 3.379%
WYANDOTTE 11031508 | 1.5203 | 1.5203 | STELLING 11109265 | 7.1846 | 0.044415 | 7.229 | 0.018399 | 0.011959 | 0.0031539 | 54.57% | 35.47% | 9.353% | 0.6144%
SUMMIT 110168706 | 1.517 | 1.517 | MONTICELLO 11014360 | 13.7107 | 0.58014 | 14.2908 | 0.017159 | 0.017068 | 0.0054563 | 41.48% | 41.26% | 13.19% | 4.06%
MONTICELLO 1101130412 | 1.5117 | 0.85311 | RINCON 1103655192 | 4.9048 | 0.20893 | 5.1137 | 0.017623 | 0.0091174 | 0.0014973 | 59.86% | 30.97% | 5.086% | 4.086%
SANTA ROSA A 1104210 | 1.5098 | 1.5098 | SWIFT 2110853720 | 42.972 | 0.26654 | 43.2385 | 0.011994 | 0.023943 | 0.0098043 | 26.06% | 52.02% | 21.3% | 0.6164%
SUMMIT 110148636 | 1.5079 | 1.5079 | CALISTOGA 1101257964 | 20.1194 | 1.8635 | 21.9828 | 0.09187 | 0.066305 | 0.016558 | 48.12% | 34.73% | 8.673% | 8.477%
ALLEGHANY 1101CB | 1.5056 | 0.0070028 | BRUNSWICK 11062104 | 11.2536 | 1.307 | 12.5606 | 0.049843 | 0.027045 | 0.010009 | 51.39% | 27.88% | 10.32% | 10.41%
SPAULDING 1101578852 | 1.4978 | 0.90985 | LUCERNE 11034200 | 9.25 | 0.15798 | 9.408 | 0.0037856 | 0.0089905 | 0.0044947 | 21.55% | 51.18% | 25.59% | 1.679%
CLOVERDALE 1102156 | 1.4952 | 1.03 | KONOCTI 110275382 | 30.7048 | 1.3026 | 32.0074 | 0.044268 | 0.044498 | 0.011309 | 42.43% | 42.66% | 10.84% | 4.07%
ANDERSON 11011390 | 1.4885 | 1.1738 | CALPELLA 1101619542 | 1.8051 | 0 | 1.8051 | 0.0048599 | 0.0035087 | 0.001625 | 48.63% | 35.11% | 16.26% | 0%
CLARK ROAD 11022068 | 1.4883 | 1.0114 | BEAR VALLEY 210521160 | 26.3988 | 0.12971 | 26.5285 | 0.01557 | 0.02393 | 0.0084262 | 32.33% | 49.69% | 17.5% | 0.4889%
RESERVATION ROAD 1101383718 | 1.4859 | 0 | SYCAMORE CREEK 11112014 | 30.2167 | 0.47304 | 30.6898 | 0.043339 | 0.031723 | 0.012954 | 48.48% | 35.49% | 14.49% | 1.541%
LUCERNE 110638632 | 1.4825 | 0.53184 | SILVERADO 2104722 | 9.5601 | 2.3214 | 11.8815 | 0.031084 | 0.032746 | 0.0066256 | 35.5% | 37.4% | 7.567% | 19.54%
SHADY GLEN 11012768 | 1.4771 | 0 | APPLE HILL 2102186912 | 80.1831 | 5.4134 | 85.5965 | 0.11819 | 0.083286 | 0.032426 | 47.33% | 33.36% | 12.99% | 6.324%
PEABODY 2106CB | 1.4748 | 1.4748 | MARTELL 110111244 | 32.1327 | 0.13188 | 32.2646 | 0.05712 | 0.036575 | 0.018872 | 50.54% | 32.36% | 16.7% | 0.4087%
PUEBLO 11041304 | 1.4726 | 1.3434 | KONOCTI 1102948 | 8.6389 | 0.30236 | 8.9412 | 0.0098592 | 0.014526 | 0.0057023 | 31.66% | 46.65% | 18.31% | 3.382%
APPLE HILL 11038412 | 1.4681 | 1.2628 | COARSEGOLD 210210050 | 8.2311 | 0.34958 | 8.5806 | 0.020573 | 0.020545 | 0.0054995 | 42.33% | 42.28% | 11.32% | 4.074%
ELK CREEK 11012004 | 1.4623 | 1.4623 | DUNBAR 1101534 | 21.0112 | 2.3882 | 23.3994 | 0.044988 | 0.026661 | 0.0051235 | 52.62% | 31.18% | 5.993% | 10.21%
CLAYTON 2212681608 | 1.459 | 1.459 | BEAR VALLEY 21014160 | 26.5944 | 0 | 26.5944 | 0.0159 | 0.036137 | 0.022868 | 21.23% | 48.24% | 30.53% | 0%
PUEBLO 2103CB | 1.4409 | 0 | RACETRACK 1703CB | 20.0605 | 0.29837 | 20.3588 | 0.03845 | 0.073342 | 0.055105 | 22.7% | 43.3% | 32.53% | 1.466%
VACAVILLE 11088762 | 1.4401 | 1.4401 | MIDDLETOWN 1103830 | 50.3596 | 0.21406 | 50.5736 | 0.036411 | 0.069523 | 0.033226 | 26.05% | 49.75% | 23.78% | 0.4233%
OAKHURST 1103CB | 1.4396 | 1.4396 | ATASCADERO 1103A14 | 33.7903 | 0.050735 | 33.8411 | 0.02632 | 0.032964 | 0.015024 | 35.37% | 44.29% | 20.19% | 0.1499%
COARSEGOLD 210410110 | 1.438 | 1.438 | CURTIS 17028000 | 12.3675 | 1.5305 | 13.898 | 0.029179 | 0.0297 | 0.013737 | 35.76% | 36.4% | 16.83% | 11.01%
APPLE HILL 210239544 | 1.4361 | 1.2349 | LOW GAP 1101449990 | 4.9866 | 0.18279 | 5.1694 | 0.016706 | 0.011134 | 0.0043792 | 50.02% | 33.33% | 13.11% | 3.536%
HIGGINS 110950072 | 1.4345 | 1.4345 | COALINGA NO 2 11059260 | 24.5384 | 0.01903 | 24.5574 | 0.00322 | 0.035088 | 0.01402 | 6.149% | 67% | 26.77% | 0.07749%
STANISLAUS 1701CB | 1.4336 | 1.4336 | TIDEWATER 210614072 | 5.1975 | 0.17913 | 5.3766 | 0.0042413 | 0.019608 | 0.0063664 | 13.57% | 62.73% | 20.37% | 3.332%
SHINGLE SPRINGS 210551738 | 1.4333 | 1.4333 | RACETRACK 170310870 | 3.5903 | 0 | 3.5903 | 0.0053471 | 0.008133 | 0.0063915 | 26.91% | 40.93% | 32.16% | 0%
BRUNSWICK 110651484 | 1.4327 | 0 | DIAMOND SPRINGS 110519910 | 22.4094 | 0.36905 | 22.7784 | 0.018961 | 0.033601 | 0.010729 | 29.47% | 52.23% | 16.68% | 1.62%
KESWICK 110148480 | 1.4308 | 0.4632 | COVELO 1101112804 | 23.0239 | 0.034138 | 23.0581 | 0.016574 | 0.017041 | 0.0052825 | 42.55% | 43.75% | 13.56% | 0.1481%
SHINGLE SPRINGS 210819622 | 1.4298 | 1.4298 | CHALLENGE 11015460 | 35.8934 | 0.9671 | 36.8605 | 0.11021 | 0.094051 | 0.017153 | 48.47% | 41.36% | 7.544% | 2.624%
CLOVERDALE 1102672 | 1.4244 | 1.1549 | OAKHURST 110377384 | 6.3422 | 0.59993 | 6.9421 | 0.028918 | 0.027845 | 0.0072786 | 41.25% | 39.72% | 10.38% | 8.642%
RED BLUFF 1105146070 | 1.4226 | 1.4226 | RINCON 1103474 | 7.9538 | 0.29433 | 8.2481 | 0.030153 | 0.018794 | 0.0029011 | 56.08% | 34.95% | 5.396% | 3.568%
NEWBURG 11322074 | 1.4215 | 0 | CAMP EVERS 210511010 | 1.8988 | 0 | 1.8988 | 0.055453 | 0.015378 | 0.0016011 | 76.56% | 21.23% | 2.21% | 0%
CALISTOGA 1102769230 | 1.4143 | 0.066351 | TEMPLETON 2110N30 | 23.9115 | 0 | 23.9115 | 0.019269 | 0.024249 | 0.0078428 | 37.52% | 47.21% | 15.27% | 0%
CLAYTON 2215W573R | 1.4133 | 1.4133 | KERCKHOFF 1101R308 | 4.2481 | 0.019118 | 4.2672 | 0.0026865 | 0.0059442 | 0.0027362 | 23.53% | 52.06% | 23.96% | 0.448%
MIWUK 1702823548 | 1.4133 | 0.74424 | CURTIS 170510590 | 16.3246 | 0 | 16.3246 | 0.02456 | 0.032026 | 0.013036 | 35.28% | 46% | 18.72% | 0%
HIGHLANDS 110448262 | 1.4093 | 0.78137 | LOS OSITOS 2102258878 | 6.7136 | 0 | 6.7136 | 0.0011208 | 0.01093 | 0.0054042 | 6.421% | 62.62% | 30.96% | 0%
REDBUD 110191960 | 1.4024 | 0.89345 | RINCON 1103568 | 10.0805 | 0.50388 | 10.5844 | 0.039445 | 0.026374 | 0.0045014 | 53.42% | 35.72% | 6.097% | 4.761%
BURNEY 11011340 | 1.4004 | 0 | RACETRACK 170455798 | 26.3063 | 0 | 26.3063 | 0.017976 | 0.029794 | 0.023466 | 25.23% | 41.82% | 32.94% | 0%
GRASS VALLEY 11032110 | 1.3987 | 0.97428 | LOS COCHES 1101625902 | 7.384 | 0 | 7.384 | 0.0022376 | 0.019438 | 0.0063917 | 7.972% | 69.25% | 22.77% | 0%
DESCHUTES 11041582 | 1.3958 | 0.92037 | APPLE HILL 21028372 | 79.1717 | 4.1843 | 83.356 | 0.13621 | 0.10687 | 0.036181 | 46.33% | 36.35% | 12.31% | 5.02%
SILVERADO 210437632 | 1.3926 | 1.1452 | MARIPOSA 2102527766 | 0.091223 | 0 | 0.091223 | 0.00010475 | 0.00025495 | 0.000182 | 19.34% | 47.06% | 33.6% | 0%
BELL 11072400 | 1.3902 | 1.3902 | CHALLENGE 1102CB | 20.8051 | 2.1099 | 22.915 | 0.076106 | 0.038653 | 0.012304 | 54.38% | 27.62% | 8.792% | 9.207%
DUNBAR 1102448 | 1.3888 | 0.89562 | CALISTOGA 1102963232 | 0.098282 | 0.091386 | 0.18967 | 0.0012544 | 0.00067812 | 0.00023259 | 30.02% | 16.23% | 5.567% | 48.18%
DUNBAR 1102CB | 1.3874 | 0.88795 | CURTIS 17039330 | 47.3287 | 0.35819 | 47.6868 | 0.039586 | 0.049315 | 0.022467 | 35.28% | 43.95% | 20.02% | 0.7511%
PARADISE 1104920400 | 1.3857 | 1.2899 | DUNLAP 11037170 | 7.3955 | 0 | 7.3955 | 0.018988 | 0.022989 | 0.002597 | 42.6% | 51.58% | 5.826% | 0%
PUEBLO 1103857188 | 1.381 | 0 | BRUNSWICK 11062416 | 41.2356 | 4.8878 | 46.1234 | 0.14721 | 0.075209 | 0.025991 | 52.98% | 27.07% | 9.354% | 10.6%
BURNEY 110145984 | 1.3749 | 0 | POTTER VALLEY P H 1105640888 | 10.2338 | 0 | 10.2338 | 0.020282 | 0.0095055 | 0.0027194 | 62.39% | 29.24% | 8.366% | 0%
MONTICELLO 110165454 | 1.369 | 0.28347 | CLAYTON 2212158138 | 1.2021 | 0.010242 | 1.2124 | 0.0023875 | 0.0063204 | 0.0025964 | 20.94% | 55.44% | 22.77% | 0.8447%
PUEBLO 2101654716 | 1.3684 | 0 | MOUNTAIN QUARRIES 21011102 | 56.0946 | 0.44881 | 56.5434 | 0.049541 | 0.069007 | 0.044153 | 30.21% | 42.08% | 26.92% | 0.7937%
RINCON 1103649194 | 1.3674 | 1.0672 | GIRVAN 1101323094 | 31.1929 | 2.6897 | 33.8826 | 0.047018 | 0.048159 | 0.019832 | 37.64% | 38.55% | 15.87% | 7.938%
BUCKS CREEK 1103CB | 1.3658 | 1.3658 | MOUNTAIN QUARRIES 21011346 | 41.5519 | 2.0481 | 43.6 | 0.057774 | 0.055001 | 0.025027 | 39.96% | 38.04% | 17.31% | 4.697%
COTTONWOOD 11031508 | 1.3653 | 1.3653 | ALHAMBRA 1105295792 | 3.2431 | 0.10993 | 3.353 | 0.014006 | 0.011703 | 0.0041155 | 45.42% | 37.95% | 13.35% | 3.278%
STELLING 111060094 | 1.3589 | 1.3589 | LOS GATOS 1107914254 | 1.1591 | 0.0072128 | 1.1663 | 0.0043473 | 0.0065963 | 0.0021014 | 33.12% | 50.25% | 16.01% | 0.6184%
HARRIS 11087920 | 1.3587 | 0 | CLARK ROAD 110290548 | 19.638 | 3.045 | 22.683 | 0.020144 | 0.034979 | 0.0081528 | 27.56% | 47.86% | 11.15% | 13.42%
ELECTRA 1101L1697 | 1.3515 | 1.3515 | KONOCTI 1102532 | 9.4014 | 2.1494 | 11.5508 | 0.015081 | 0.023737 | 0.0044234 | 28.39% | 44.68% | 8.326% | 18.61%
JANES CREEK 11017702 | 1.3512 | 0 | JESSUP 110141356 | 38.8226 | 4.0947 | 42.9173 | 0.035669 | 0.039789 | 0.019634 | 33.93% | 37.85% | 18.68% | 9.541%
APPLE HILL 21026552 | 1.349 | 1.1603 | CALISTOGA 1101242919 | 1.7401 | 0.25252 | 1.9926 | 0.0048421 | 0.0039277 | 0.0016105 | 40.74% | 33.04% | 13.55% | 12.67%
LUCERNE 1106857174 | 1.3404 | 0 | HALSEY 110239104 | 46.8481 | 0.87584 | 47.7239 | 0.12327 | 0.062422 | 0.026123 | 57.13% | 28.93% | 12.11% | 1.835%
SALT SPRINGS 210237300 | 1.3355 | 0.5439 | DUNLAP 11027050 | 16.0933 | 0 | 16.0933 | 0.03659 | 0.035807 | 0.0048777 | 47.35% | 46.34% | 6.312% | 0%
CLARKSVILLE 210419632 | 1.3333 | 1.3333 | SILVERADO 210234959 | 30.3071 | 0.98648 | 31.2936 | 0.042641 | 0.049274 | 0.016049 | 38.25% | 44.2% | 14.4% | 3.152%
WISE 11011404 | 1.3295 | 1.3295 | MARIPOSA 210237282 | 56.6156 | 0 | 56.6156 | 0.066062 | 0.079098 | 0.033326 | 37.01% | 44.32% | 18.67% | 0%
JESSUP 1102158468 | 1.3263 | 1.3263 | SAN JOAQUIN #3 110110060 | 7.6118 | 0.48235 | 8.0942 | 0.014156 | 0.018354 | 0.0039754 | 36.49% | 47.31% | 10.25% | 5.959%
HIGHLANDS 1104CB | 1.3257 | 0.2598 | HARTLEY 1101698 | 13.042 | 0 | 13.042 | 0.015402 | 0.022371 | 0.008745 | 33.11% | 48.09% | 18.8% | 0%
HOOPA 1101CB | 1.3239 | 0 | MARIPOSA 210190180 | 5.4192 | 0 | 5.4192 | 0.0029373 | 0.0045281 | 0.0016918 | 32.08% | 49.45% | 18.48% | 0%
TASSAJARA 211238868 | 1.3208 | 1.3208 | LAURELES 11116617 | 2.2821 | 0.24116 | 2.5233 | 0.0035005 | 0.0054789 | 0.0019917 | 28.86% | 45.17% | 16.42% | 9.557%
PINE GROVE 11023172 | 1.32 | 0.1518 | HIGGINS 11041374 | 9.3319 | 0.44369 | 9.7756 | 0.034411 | 0.023222 | 0.0082151 | 49.89% | 33.67% | 11.91% | 4.539%
JANES CREEK 1103CB | 1.3191 | 0 | PARADISE 1104457900 | 20.7585 | 5.1466 | 25.9051 | 0.05269 | 0.041632 | 0.016121 | 38.23% | 30.21% | 11.7% | 19.87%
JANES CREEK 11037588 | 1.315 | 0 | VACAVILLE 110838316 | 26.193 | 1.2678 | 27.4608 | 0.023149 | 0.032301 | 0.010588 | 33.44% | 46.66% | 15.29% | 4.617%
LOS MOLINOS 1102CB | 1.3106 | 0 | SAN JOAQUIN #3 11035100 | 33.1514 | 0 | 33.1514 | 0.035419 | 0.057909 | 0.019176 | 31.48% | 51.47% | 17.04% | 0%
HALSEY 110176178 | 1.3095 | 1.3095 | KANAKA 110183288 | 24.8724 | 4.6861 | 29.5585 | 0.060363 | 0.032308 | 0.0099458 | 49.5% | 26.49% | 8.156% | 15.85%
BRUNSWICK 11062104 | 1.307 | 0 | COALINGA NO 1 110878186 | 43.4701 | 0.055882 | 43.526 | 0.0085893 | 0.039456 | 0.023181 | 12.04% | 55.32% | 32.5% | 0.1284%
HIGHLANDS 110487040 | 1.3046 | 0 | SANTA YNEZ 1101Y52 | 22.6253 | 0 | 22.6253 | 0.010989 | 0.039656 | 0.010069 | 18.1% | 65.32% | 16.59% | 0%
KONOCTI 110275382 | 1.3026 | 0.89844 | SAN JOAQUIN #3 110210342 | 1.7693 | 0.20392 | 1.9732 | 0.0059102 | 0.0087721 | 0.0017583 | 32.23% | 47.84% | 9.59% | 10.33%
REDBUD 1102922 | 1.2976 | 0.97303 | PARADISE 11032486 | 20.8389 | 5.3595 | 26.1985 | 0.033121 | 0.03372 | 0.0099213 | 34.32% | 34.94% | 10.28% | 20.46%
CHESTER 1101CB | 1.2961 | 0 | DIAMOND SPRINGS 11062100 | 51.358 | 0.53571 | 51.8937 | 0.10557 | 0.054329 | 0.020825 | 57.81% | 29.75% | 11.4% | 1.032%
EEL RIVER 1103CB | 1.2938 | 0 | FROGTOWN 17011623 | 22.3889 | 0.25714 | 22.646 | 0.014381 | 0.014082 | 0.0091099 | 37.84% | 37.05% | 23.97% | 1.135%
APPLE HILL 210251792 | 1.2928 | 1.1119 | DUNBAR 1102528 | 4.1685 | 0.41022 | 4.5787 | 0.013345 | 0.011753 | 0.0027166 | 43.68% | 38.47% | 8.892% | 8.959%
BRUNSWICK 110663124 | 1.2904 | 0 | CAMP EVERS 210510996 | 0.35858 | 0 | 0.35858 | 0.015004 | 0.0049374 | 0.00082092 | 72.27% | 23.78% | 3.954% | 0%
PLACERVILLE 21069712 | 1.2853 | 1.1031 | CLEAR LAKE 1101406 | 43.0947 | 0 | 43.0947 | 0.03274 | 0.068583 | 0.036043 | 23.83% | 49.93% | 26.24% | 0%
COARSEGOLD 210310820 | 1.2818 | 1.2818 | PARADISE 1103CB | 9.0716 | 0.76129 | 9.8329 | 0.023493 | 0.02941 | 0.010782 | 34.03% | 42.6% | 15.62% | 7.742%
BRUNSWICK 1107357568 | 1.2812 | 0 | MARIPOSA 21019400 | 74.3995 | 0.39517 | 74.7947 | 0.092615 | 0.10314 | 0.023789 | 41.96% | 46.73% | 10.78% | 0.5283%
COTTONWOOD 11031344 | 1.2788 | 1.2788 | SAN JOAQUIN #2 1103157026 | 2.7729 | 0.18823 | 2.9611 | 0.0062236 | 0.006278 | 0.0017362 | 40.93% | 41.29% | 11.42% | 6.357%
VACAVILLE 110838316 | 1.2678 | 1.2678 | CALAVERAS CEMENT 110111188 | 32.4386 | 0.018452 | 32.4571 | 0.037535 | 0.056013 | 0.024057 | 31.9% | 47.6% | 20.44% | 0.05685%
EUREKA E 1101CB | 1.2597 | 0 | DUNLAP 1102CB | 7.3212 | 0 | 7.3212 | 0.0081898 | 0.015183 | 0.0042291 | 29.67% | 55.01% | 15.32% | 0%
ANDERSON 11011752 | 1.2596 | 1.057 | LOS GATOS 1107CB | 16.2684 | 0.81656 | 17.085 | 0.03955 | 0.049515 | 0.020523 | 34.36% | 43.02% | 17.83% | 4.779%
SALT SPRINGS 210117012 | 1.2563 | 0.49769 | JOLON 1103CB | 24.8559 | 0.78314 | 25.639 | 0.0092221 | 0.053405 | 0.02253 | 10.5% | 60.8% | 25.65% | 3.054%
PUEBLO 2102698 | 1.2495 | 0 | LAYTONVILLE 11022502 | 18.7813 | 0 | 18.7813 | 0.032888 | 0.022901 | 0.0080579 | 51.51% | 35.87% | 12.62% | 0%
SHADY GLEN 1101898212 | 1.2465 | 0 | POSO MOUNTAIN 2101CB | 3.4885 | 0 | 3.4885 | 0.00099969 | 0.013911 | 0.0087636 | 4.223% | 58.76% | 37.02% | 0%
WHITMORE 1101CB | 1.2446 | 0.049124 | CORNING 11021622 | 39.1161 | 0.66071 | 39.7768 | 0.01619 | 0.038692 | 0.016908 | 22.18% | 53% | 23.16% | 1.661%
NORTH DUBLIN 2101MR765 | 1.2408 | 1.2408 | PEORIA 17051834 | 26.3317 | 0 | 26.3317 | 0.014099 | 0.029486 | 0.024372 | 20.75% | 43.39% | 35.86% | 0%
SHADY GLEN 1101585766 | 1.2403 | 0 | KONOCTI 1108950 | 7.5169 | 1.0468 | 8.5637 | 0.01107 | 0.018144 | 0.0078913 | 26.19% | 42.92% | 18.67% | 12.22%
RINCON 1102228730 | 1.2235 | 0 | MARIPOSA 2102241564 | 3.0482 | 0 | 3.0482 | 0.001415 | 0.0042091 | 0.0023284 | 17.79% | 52.93% | 29.28% | 0%
WOODACRE 1102137662 | 1.2232 | 0.35588 | LOS OSITOS 21037062 | 13.4271 | 0 | 13.4271 | 0.0041123 | 0.018628 | 0.0075483 | 13.58% | 61.5% | 24.92% | 0%
EL DORADO PH 210219562 | 1.2201 | 1.0636 | DUNLAP 11037220 | 25.7658 | 0 | 25.7658 | 0.01803 | 0.028537 | 0.012094 | 30.74% | 48.65% | 20.62% | 0%
LUCERNE 1103CB | 1.2187 | 0 | GRASS VALLEY 11032110 | 18.5157 | 1.3987 | 19.9144 | 0.063877 | 0.040704 | 0.016994 | 48.85% | 31.13% | 13% | 7.024%
ELK CREEK 110137334 | 1.2148 | 1.2148 | HOPLAND 1101768 | 22.7366 | 0 | 22.7366 | 0.020348 | 0.025864 | 0.0091696 | 36.74% | 46.7% | 16.56% | 0%
PLACERVILLE 111219742 | 1.2104 | 0.50084 | MORGAN HILL 2111123422 | 1.1617 | 0 | 1.1617 | 0.0017218 | 0.0015982 | 0.00037108 | 46.65% | 43.3% | 10.05% | 0%
0 | 1.2064 | 1.1113 | GRAYS FLAT 0401CB | 12.3681 | 0 | 12.3681 | 0.027024 | 0.020248 | 0.0046344 | 52.06% | 39.01% | 8.928% | 0%
FLINT 110138570 | 1.2048 | 1.2048 | HOPLAND 11014626 | 36.8608 | 0 | 36.8608 | 0.030281 | 0.039147 | 0.014774 | 35.96% | 46.49% | 17.55% | 0%
CAYETANO 2109884904 | 1.1996 | 1.1996 | ELECTRA 11026014 | 4.4769 | 0.070868 | 4.5477 | 0.0060629 | 0.0078606 | 0.0037999 | 33.68% | 43.66% | 21.11% | 1.558%
ARCATA 11057580 | 1.1976 | 0 | BRUNSWICK 11041020 | 31.1063 | 2.0382 | 33.1445 | 0.081179 | 0.048201 | 0.014965 | 52.78% | 31.34% | 9.73% | 6.15%
MENLO 11038512 | 1.1918 | 1.1918 | CLARK ROAD 11022068 | 10.1584 | 1.4883 | 11.6467 | 0.0096626 | 0.02065 | 0.0049136 | 23.93% | 51.13% | 12.17% | 12.78%
WEST POINT 110236676 | 1.1898 | 0.31596 | WYANDOTTE 11031508 | 22.0574 | 1.5203 | 23.5776 | 0.045245 | 0.064605 | 0.017454 | 33.25% | 47.48% | 12.83% | 6.448%
ALLEGHANY 1101183068 | 1.1893 | 0.34375 | GIRVAN 1101CB | 3.5002 | 1.6328 | 5.133 | 0.0069046 | 0.017893 | 0.011797 | 12.87% | 33.34% | 21.98% | 31.81%
BANGOR 1101CB | 1.1834 | 0 | PASO ROBLES 1104R56 | 10.5213 | 0.099054 | 10.6203 | 0.005714 | 0.017236 | 0.0059813 | 19.57% | 59.02% | 20.48% | 0.9327%
TASSAJARA 2112D569R | 1.1805 | 1.1805 | CAMP EVERS 210510214 | 1.8544 | 0 | 1.8544 | 0.048396 | 0.013108 | 0.0018227 | 76.42% | 20.7% | 2.878% | 0%
ANDERSON 1103226050 | 1.1804 | 0.80325 | PINE GROVE 110235576 | 9.3881 | 0.38515 | 9.7732 | 0.030386 | 0.018108 | 0.0065201 | 53.06% | 31.62% | 11.38% | 3.941%
SALT SPRINGS 210297924 | 1.1784 | 0.47199 | MARIPOSA 210110070 | 24.6742 | 0 | 24.6742 | 0.020497 | 0.028773 | 0.011215 | 33.89% | 47.57% | 18.54% | 0%
TYLER 1105816852 | 1.1736 | 1.1736 | LUCERNE 110638632 | 3.7154 | 1.4825 | 5.198 | 0.0072489 | 0.010911 | 0.0037893 | 23.61% | 35.53% | 12.34% | 28.52%
PINE GROVE 110283098 | 1.173 | 0.13489 | HIGGINS 1104324510 | 12.2302 | 0.20952 | 12.4397 | 0.028671 | 0.012003 | 0.0039513 | 63.17% | 26.44% | 8.705% | 1.684%
ELECTRA 1102285758 | 1.1674 | 1.1674 | CALISTOGA 1102769230 | 18.6779 | 1.4143 | 20.0922 | 0.067904 | 0.059817 | 0.017656 | 43.42% | 38.25% | 11.29% | 7.039%
SAN RAMON 2107MR284 | 1.166 | 1.166 | DIAMOND SPRINGS 1106930190 | 19.4771 | 0.62962 | 20.1067 | 0.050449 | 0.03532 | 0.013687 | 49.14% | 34.4% | 13.33% | 3.131%
JAMESON 1105466348 | 1.1652 | 1.1652 | RACETRACK 1704CB | 22.8773 | 0 | 22.8773 | 0.011203 | 0.035771 | 0.029454 | 14.66% | 46.8% | 38.54% | 0%
AUBERRY 1101R2578 | 1.1535 | 0.30868 | CLOVERDALE 1102429006 | 2.0756 | 0.05119 | 2.1268 | 0.0033116 | 0.0035221 | 0.001382 | 39.34% | 41.84% | 16.42% | 2.407%
STANISLAUS 17011331 | 1.1482 | 1.1482 | MOUNTAIN QUARRIES 210151584 | 20.7228 | 0.23571 | 20.9585 | 0.027293 | 0.029709 | 0.018147 | 35.91% | 39.09% | 23.88% | 1.125%
KONOCTI 11081278 | 1.1458 | 0.63529 | PIT NO 5 11011618 | 5.1409 | 0.010224 | 5.1511 | 0.010221 | 0.010722 | 0.0021081 | 44.25% | 46.42% | 9.127% | 0.1985%
SHINGLE SPRINGS 21099372 | 1.1446 | 1.1446 | PUEBLO 2102943820 | 2.9358 | 0.0078781 | 2.9437 | 0.0067254 | 0.0069408 | 0.0020338 | 42.72% | 44.09% | 12.92% | 0.2676%
HALSEY 11022514 | 1.1385 | 1.1385 | MARIPOSA 21021960 | 22.2144 | 0.065861 | 22.2803 | 0.029747 | 0.035302 | 0.013279 | 37.87% | 44.94% | 16.9% | 0.2956%
CURTIS 170463502 | 1.1366 | 1.1366 | SHADY GLEN 1101585766 | 0.66105 | 1.2403 | 1.9013 | 0.0048526 | 0.0022405 | 0.00097612 | 20.91% | 9.654% | 4.206% | 65.23%
BRUNSWICK 110378862 | 1.1356 | 0 | CALPINE 1146400 | 1.9002 | 0 | 1.9002 | 0.0010815 | 0.0042121 | 0.00070037 | 18.04% | 70.27% | 11.68% | 0%
CHESTER 1102CB | 1.1355 | 0 | CAMP EVERS 210660120 | 3.9222 | 0.24583 | 4.1681 | 0.048727 | 0.021783 | 0.0044873 | 61.14% | 27.33% | 5.63% | 5.898%
WOODACRE 1102CB | 1.1349 | 0 | GIRVAN 11021028 | 20.2815 | 3.5855 | 23.867 | 0.048362 | 0.059194 | 0.019478 | 32.35% | 39.6% | 13.03% | 15.02%
LAKEVILLE 1102347280 | 1.1337 | 1.1337 | CAMP EVERS 210510294 | 6.2586 | 0 | 6.2586 | 0.19898 | 0.046618 | 0.0051611 | 79.35% | 18.59% | 2.058% | 0%
CLOVERDALE 11024646 | 1.1322 | 0 | SAN ARDO 1102896438 | 24.1914 | 0.0068452 | 24.1983 | 0.0074251 | 0.026708 | 0.01408 | 15.4% | 55.38% | 29.2% | 0.02829%
SONOMA 1105229588 | 1.1294 | 1.1294 | PINE GROVE 1102269286 | 36.92 | 5.2214 | 42.1414 | 0.12036 | 0.085315 | 0.027375 | 45.25% | 32.07% | 10.29% | 12.39%
HARRIS 11084674 | 1.1238 | 0 | PIT NO 7 1101CB | 2.8344 | 0.015161 | 2.8496 | 0.0027564 | 0.0024436 | 0.00062212 | 47.09% | 41.75% | 10.63% | 0.532%
KONOCTI 11084041 | 1.1175 | 0.6196 | BEAR VALLEY 2105454432 | 13.313 | 0 | 13.313 | 0.02135 | 0.025031 | 0.0086929 | 38.77% | 45.45% | 15.78% | 0%
PINE GROVE 11013166 | 1.1155 | 0 | TEMPLETON 2111A66 | 33.7548 | 0 | 33.7548 | 0.053624 | 0.054011 | 0.025004 | 40.43% | 40.72% | 18.85% | 0%
RED BLUFF 11051564 | 1.1135 | 1.1135 | TASSAJARA 2112676362 | 3.3203 | 0.066439 | 3.3867 | 0.0033752 | 0.0087363 | 0.0018478 | 23.7% | 61.36% | 12.98% | 1.962%
BRUNSWICK 1110528196 | 1.1118 | 0 | UKIAH 1114408 | 37.8517 | 0 | 37.8517 | 0.064931 | 0.055888 | 0.015849 | 47.51% | 40.89% | 11.6% | 0%
DOBBINS 110169722 | 1.1114 | 0.30031 | UKIAH 1111807988 | 4.6209 | 0 | 4.6209 | 0.0050642 | 0.0050166 | 0.0022964 | 40.92% | 40.53% | 18.55% | 0%
EUREKA E 11017104 | 1.1109 | 0 | IGNACIO 1105775176 | 0.40942 | 0 | 0.40942 | 0.0022651 | 0.0018638 | 0.00053072 | 48.61% | 40% | 11.39% | 0%
PLACER 1103429574 | 1.1108 | 1.1108 | SILVERADO 2105131568 | 4.346 | 0.348 | 4.694 | 0.033075 | 0.023919 | 0.0072091 | 47.7% | 34.49% | 10.4% | 7.414%
ELECTRA 110161816 | 1.1101 | 1.1101 | CURTIS 170384944 | 61.2115 | 0 | 61.2115 | 0.042159 | 0.060612 | 0.058058 | 26.21% | 37.69% | 36.1% | 0%
VACAVILLE 111113652 | 1.1089 | 1.1089 | PINE GROVE 11021222 | 15.371 | 4.5218 | 19.8927 | 0.082791 | 0.054963 | 0.016575 | 41.45% | 27.52% | 8.299% | 22.73%
HIGHLANDS 1103287766 | 1.1056 | 1.0465 | SISQUOC 110245261 | 10.3944 | 0.011485 | 10.4058 | 0.00080039 | 0.0086223 | 0.0027738 | 6.555% | 70.62% | 22.72% | 0.1104%
TYLER 110585132 | 1.104 | 1.104 | HIGGINS 11032194 | 2.6881 | 0.5737 | 3.2618 | 0.015568 | 0.0069718 | 0.0029469 | 50.34% | 22.54% | 9.529% | 17.59%
PLACERVILLE 1110953474 | 1.1033 | 0.45863 | POTTER VALLEY P H 110576498 | 5.8682 | 0.034226 | 5.9025 | 0.013836 | 0.010749 | 0.0028412 | 50.15% | 38.97% | 10.3% | 0.5799%
RINCON 1102640 | 1.1029 | 0 | SHINGLE SPRINGS 2108449638 | 0.024554 | 0.059523 | 0.084077 | 2.8071e-05 | 7.2225e-05 | 4.6473e-05 | 5.585% | 14.37% | 9.247% | 70.8%
LUCERNE 110676850 | 1.1009 | 0 | ALLEGHANY 1101183068 | 3.3733 | 1.1893 | 4.5626 | 0.010864 | 0.013056 | 0.0021309 | 30.83% | 37.05% | 6.048% | 26.07%
CLAYTON 2212204416 | 1.1008 | 1.1008 | FROGTOWN 1702592404 | 0.28072 | 0.0032563 | 0.28397 | 0.00049571 | 0.0016263 | 0.0011826 | 14.83% | 48.65% | 35.37% | 1.147%
WEIMAR 11012764 | 1.0985 | 0 | MARIPOSA 2101309438 | 9.8987 | 0 | 9.8987 | 0.012931 | 0.019658 | 0.010753 | 29.83% | 45.36% | 24.81% | 0%
PENNGROVE 1101170 | 1.0835 | 1.0835 | CALAVERAS CEMENT 1101CB | 23.8266 | 0 | 23.8266 | 0.024114 | 0.081327 | 0.039863 | 16.6% | 55.97% | 27.43% | 0%
FORESTHILL 110137238 | 1.0824 | 0.15791 | SARATOGA 1107LC12 | 6.8019 | 0.056425 | 6.8583 | 0.054629 | 0.029396 | 0.0091057 | 58.18% | 31.31% | 9.697% | 0.8227%
EL DORADO PH 2101887684 | 1.0802 | 0.98674 | CHOLAME 21025597 | 4.9761 | 0.028116 | 5.0042 | 0.0020481 | 0.0059145 | 0.0043663 | 16.52% | 47.7% | 35.22% | 0.5618%
APPLE HILL 1104CB | 1.08 | 0.89548 | AUBERRY 1101R2578 | 37.3689 | 1.1535 | 38.5224 | 0.02651 | 0.050314 | 0.0172 | 27.35% | 51.91% | 17.75% | 2.994%
BRUNSWICK 111063100 | 1.0746 | 0 | OAKHURST 110310190 | 7.0629 | 0.10254 | 7.1655 | 0.027348 | 0.029417 | 0.0052775 | 43.45% | 46.74% | 8.385% | 1.431%
LAURELES 11112028 | 1.0744 | 0 | KIRKER 2104442850 | 7.5418 | 0.031863 | 7.5737 | 0.0021937 | 0.011094 | 0.0032804 | 13.18% | 66.68% | 19.72% | 0.4207%
LAS GALLINAS A 1105904 | 1.0733 | 1.0733 | IGNACIO 11051943 | 1.171 | 0 | 1.171 | 0.0045598 | 0.0037926 | 0.00083171 | 49.65% | 41.3% | 9.056% | 0%
SHADY GLEN 1101100230 | 1.0707 | 0 | POTTER VALLEY P H 11051904 | 37.3565 | 0.33538 | 37.6919 | 0.038581 | 0.065032 | 0.021734 | 30.51% | 51.42% | 17.18% | 0.8898%
MOUNTAIN QUARRIES 21011184 | 1.0695 | 1.0695 | OAKHURST 1103719490 | 2.8432 | 0.19482 | 3.038 | 0.013288 | 0.016678 | 0.0020004 | 38.9% | 48.83% | 5.856% | 6.413%
BLUE LAKE 1102CB | 1.0651 | 0 | BIG MEADOWS 21012248 | 7.8421 | 0.018907 | 7.861 | 0.025999 | 0.033306 | 0.01012 | 37.36% | 47.86% | 14.54% | 0.2405%
MIWUK 170247143 | 1.063 | 0.73445 | PINE GROVE 110283098 | 7.3251 | 1.173 | 8.498 | 0.02949 | 0.018613 | 0.0049099 | 47.95% | 30.26% | 7.983% | 13.8%
BURNEY 11019042 | 1.0608 | 0 | SILVERADO 2103507513 | 5.2344 | 0.18135 | 5.4158 | 0.027724 | 0.023785 | 0.010662 | 43.1% | 36.98% | 16.57% | 3.349%
DESCHUTES 11011380 | 1.0606 | 0.60977 | MORGAN HILL 2111919856 | 9.8423 | 0.062132 | 9.9045 | 0.019009 | 0.013975 | 0.0036746 | 51.53% | 37.88% | 9.961% | 0.6273%
LAKEVILLE 110287432 | 1.0605 | 1.0605 | FROGTOWN 17027134 | 21.1929 | 0.094975 | 21.2879 | 0.012068 | 0.02405 | 0.026527 | 19.18% | 38.22% | 42.16% | 0.4461%
CLARK ROAD 1102212118 | 1.0599 | 0.25005 | AUBERRY 1101R2838 | 21.3026 | 0.89112 | 22.1937 | 0.027207 | 0.032108 | 0.0069804 | 39.39% | 46.49% | 10.11% | 4.015%
PINE GROVE 1101CB | 1.0598 | 0 | DOBBINS 110191464 | 5.6229 | 2.0382 | 7.6611 | 0.021293 | 0.0092239 | 0.0033546 | 46.14% | 19.99% | 7.269% | 26.6%
RED BLUFF 110176020 | 1.0565 | 1.0565 | HIGHLANDS 11031282 | 4.7797 | 0.68851 | 5.4682 | 0.011208 | 0.013174 | 0.0058925 | 32.36% | 38.04% | 17.01% | 12.59%
OTTER 1101440 | 1.0528 | 0 | CEDAR CREEK 1101CB | 35.9303 | 2.3264 | 38.2567 | 0.077838 | 0.06311 | 0.020209 | 45.36% | 36.78% | 11.78% | 6.081%
MIDDLETOWN 11011325 | 1.0528 | 0.9338 | CEDAR CREEK 11011664 | 24.6942 | 6.1868 | 30.881 | 0.055151 | 0.048902 | 0.017008 | 36.43% | 32.3% | 11.23% | 20.03%
BIG BASIN 110195690 | 1.0509 | 0 | BEAR VALLEY 210190550 | 6.915 | 0 | 6.915 | 0.0049618 | 0.0090162 | 0.0039838 | 27.62% | 50.2% | 22.18% | 0%
BRUNSWICK 1102CB | 1.0489 | 0 | PUEBLO 1105637242 | 17.6374 | 2.8497 | 20.4871 | 0.031898 | 0.040172 | 0.0096397 | 33.61% | 42.33% | 10.16% | 13.91%
HIGGINS 1103995672 | 1.0484 | 1.0484 | ORO FINO 11022096 | 16.7976 | 2.1959 | 18.9935 | 0.061597 | 0.038225 | 0.0066522 | 51.16% | 31.75% | 5.525% | 11.56%
KONOCTI 1108950 | 1.0468 | 0.58039 | UPPER LAKE 1101CB | 1.4123 | 0 | 1.4123 | 0.00037083 | 0.0012344 | 0.00057227 | 17.03% | 56.69% | 26.28% | 0%
GOLDTREE 1105CB | 1.04 | 1.04 | CALISTOGA 1101843761 | 3.9623 | 0.25252 | 4.2148 | 0.010828 | 0.0096244 | 0.0037077 | 42.13% | 37.45% | 14.43% | 5.991%
GARBERVILLE 1102CB | 1.0399 | 0 | DUNLAP 11027360 | 7.1254 | 0 | 7.1254 | 0.0054427 | 0.009956 | 0.0041499 | 27.84% | 50.93% | 21.23% | 0%
CALISTOGA 1101886282 | 1.0389 | 0.041281 | OAKHURST 1102683678 | 14.6683 | 0.46911 | 15.1374 | 0.018935 | 0.02074 | 0.010154 | 36.82% | 40.33% | 19.75% | 3.099%
WYANDOTTE 1107829470 | 1.0389 | 1.0389 | CLOVERDALE 1102674 | 23.6851 | 1.6259 | 25.3111 | 0.027399 | 0.039623 | 0.012268 | 32.34% | 46.76% | 14.48% | 6.424%
GRASS VALLEY 1101CB | 1.0375 | 0.72247 | DUNLAP 1103CB | 4.7699 | 0 | 4.7699 | 0.0038279 | 0.0077175 | 0.0023366 | 27.57% | 55.59% | 16.83% | 0%
HUMBOLDT BAY 11027598 | 1.0358 | 0 | SILVERADO 2105309298 | 1.5383 | 0.072058 | 1.6104 | 0.0079301 | 0.0049457 | 0.0018305 | 51.51% | 32.13% | 11.89% | 4.475%
AUBERRY 1102CB | 1.0342 | 0.27675 | HARTLEY 1101789752 | 4.2523 | 0 | 4.2523 | 0.0027036 | 0.0055437 | 0.0013722 | 28.11% | 57.63% | 14.27% | 0%
NEWBURG 1131CB | 1.031 | 0 | FROGTOWN 1702307998 | 0.40369 | 0.016824 | 0.42051 | 0.00067094 | 0.0012448 | 0.0011279 | 21.16% | 39.26% | 35.57% | 4.001%
SONOMA 1102441730 | 1.0272 | 1.0272 | ELK CREEK 110137334 | 10.0451 | 1.2148 | 11.2599 | 0.0058655 | 0.016157 | 0.0079825 | 17.44% | 48.04% | 23.73% | 10.79%
LAURELES 111268454 | 1.0262 | 0 | PIT NO 3 21011386 | 5.4234 | 0.11789 | 5.5413 | 0.0089043 | 0.014516 | 0.0044284 | 31.29% | 51.01% | 15.56% | 2.128%
CLARKSVILLE 210951742 | 1.022 | 1.022 | CHALLENGE 1101CB | 18.9283 | 2.7321 | 21.6603 | 0.090343 | 0.064604 | 0.01822 | 45.59% | 32.6% | 9.195% | 12.61%
CLARKSVILLE 2104CB | 1.0196 | 1.0196 | CLOVERDALE 1102801904 | 0.045187 | 0.0015056 | 0.046692 | 4.6182e-05 | 8.1632e-05 | 1.348e-05 | 31.63% | 55.91% | 9.233% | 3.225%
CLARKSVILLE 2109CB | 1.0161 | 1.0161 | CAMP EVERS 2105426822 | 0.93455 | 0.0064075 | 0.94096 | 0.02451 | 0.0082385 | 0.0012675 | 71.56% | 24.05% | 3.701% | 0.681%
GRASS VALLEY 110358498 | 1.0143 | 0.70695 | WEIMAR 1102CB | 12.9948 | 2.4237 | 15.4185 | 0.044694 | 0.028582 | 0.00882 | 45.88% | 29.34% | 9.055% | 15.72%
PIT NO 5 11011660 | 1.0094 | 0.85315 | SILVERADO 2103403102 | 1.3641 | 0.025998 | 1.3901 | 0.0065398 | 0.0077407 | 0.0031838 | 36.75% | 43.49% | 17.89% | 1.87%
MIWUK 17021808 | 1.0072 | 0.69586 | SAN JOAQUIN #3 1101673480 | 11.0547 | 2.0157 | 13.0704 | 0.037283 | 0.045091 | 0.0080978 | 34.85% | 42.15% | 7.57% | 15.42%
BIG BASIN 110212992 | 1.0032 | 0.21677 | CLARKSVILLE 210419772 | 17.4635 | 0.19821 | 17.6617 | 0.017995 | 0.032153 | 0.015868 | 26.95% | 48.16% | 23.77% | 1.122%
EL DORADO PH 2102542272 | 1.0026 | 0.87398 | MILPITAS 110962157 | 0.044774 | 0.27584 | 0.32061 | 1.5705e-05 | 8.8016e-05 | 3.1045e-05 | 1.627% | 9.121% | 3.217% | 86.03%
KESWICK 11011588 | 1.0003 | 0.34861 | DUNBAR 1103681238 | 0.44265 | 0.033613 | 0.47626 | 0.0031556 | 0.0013436 | 0.00039817 | 59.89% | 25.5% | 7.557% | 7.058%
CLEAR LAKE 11011302 | 0.99912 | 0.99912 | FROGTOWN 17016807 | 3.8089 | 0.26754 | 4.0764 | 0.0088163 | 0.011337 | 0.0098053 | 27.5% | 35.36% | 30.58% | 6.563%
BRUNSWICK 11062392 | 0.99175 | 0.078518 | PANOCHE 11034008 | 31.2761 | 0 | 31.2761 | 0.0062058 | 0.028239 | 0.014378 | 12.71% | 57.84% | 29.45% | 0%
OREGON TRAIL 1102CB | 0.99168 | 0.43216 | CURTIS 170411300 | 3.5661 | 1.5831 | 5.1491 | 0.0051318 | 0.0083892 | 0.0041546 | 20.11% | 32.87% | 16.28% | 30.74%
NEWBURG 11326576 | 0.99138 | 0 | LOS GATOS 1108LB86 | 4.3319 | 0.64214 | 4.974 | 0.027049 | 0.021661 | 0.0082152 | 41.38% | 33.14% | 12.57% | 12.91%
WYANDOTTE 110913052 | 0.98823 | 0.98823 | OILFIELDS 1103N48 | 43.1617 | 0 | 43.1617 | 0.025282 | 0.053298 | 0.032745 | 22.71% | 47.88% | 29.41% | 0%
MIWUK 170238218 | 0.98816 | 0.62269 | CALAVERAS CEMENT 1101585 | 12.7536 | 0 | 12.7536 | 0.0061846 | 0.010307 | 0.01205 | 21.67% | 36.11% | 42.22% | 0%
WEST POINT 110272036 | 0.98739 | 0.11355 | AUBERRY 1101R2839 | 12.1408 | 0.27519 | 12.416 | 0.0095553 | 0.016827 | 0.0061252 | 28.74% | 50.62% | 18.42% | 2.216%
SILVERADO 210234959 | 0.98648 | 0.85176 | CORNING 110164090 | 11.9024 | 1.8698 | 13.7722 | 0.015437 | 0.023184 | 0.0086967 | 28.19% | 42.34% | 15.88% | 13.58%
ARCATA 1106CB | 0.98455 | 0 | MONTICELLO 1101130412 | 3.403 | 1.5117 | 4.9148 | 0.0010472 | 0.0030131 | 0.0014251 | 13.22% | 38.03% | 17.99% | 30.76%
PLACER 1103CB | 0.98123 | 0.98123 | ALTO 11243121 | 2.0927 | 0.15611 | 2.2488 | 0.030583 | 0.010562 | 0.0018971 | 66.12% | 22.84% | 4.102% | 6.942%
ROSSMOOR 110845268 | 0.97499 | 0.97499 | OAKHURST 1101636114 | 13.7915 | 0.099947 | 13.8914 | 0.012044 | 0.018514 | 0.0085506 | 30.58% | 47% | 21.71% | 0.7195%
MONTICELLO 1101654 | 0.96729 | 0.14121 | SILVERADO 2104708 | 4.2444 | 0.50056 | 4.745 | 0.031756 | 0.024666 | 0.0071523 | 44.68% | 34.71% | 10.06% | 10.55%
CHALLENGE 11015460 | 0.9671 | 0.065126 | ALTO 1124430 | 4.9471 | 0.63674 | 5.5838 | 0.08579 | 0.030448 | 0.0062262 | 62.06% | 22.03% | 4.504% | 11.4%
VOLTA 11011568 | 0.96682 | 0.7469 | RED BLUFF 11041302 | 14.9314 | 0.67191 | 15.6033 | 0.01291 | 0.023471 | 0.011547 | 25.78% | 46.86% | 23.06% | 4.306%
HALSEY 11011704 | 0.96596 | 0.96596 | PARADISE 1104961990 | 9.1187 | 2.1649 | 11.2836 | 0.019533 | 0.017648 | 0.0055736 | 36.92% | 33.36% | 10.53% | 19.19%
COARSEGOLD 2104905960 | 0.96316 | 0.96316 | SARATOGA 1105LC14 | 8.9082 | 0.0094362 | 8.9176 | 0.050665 | 0.03681 | 0.015252 | 49.27% | 35.79% | 14.83% | 0.1058%
JESSUP 11019002 | 0.96223 | 0.96223 | CLOVERDALE 110247214 | 0.021687 | 0.0015056 | 0.023193 | 1.2836e-05 | 4.188e-05 | 1.2748e-05 | 17.79% | 58.05% | 17.67% | 6.492%
NEWBURG 113137512 | 0.95793 | 0 | EL DORADO PH 21016852 | 23.1324 | 6.6798 | 29.8122 | 0.12073 | 0.077545 | 0.021611 | 42.6% | 27.36% | 7.626% | 22.41%
BANGOR 110131502 | 0.95406 | 0 | OREGON TRAIL 11031448 | 23.8295 | 4.4103 | 28.2398 | 0.033726 | 0.044374 | 0.018805 | 29.37% | 38.64% | 16.38% | 15.62%
LOS GATOS 1106LA64 | 0.9522 | 0.9522 | STAFFORD 11021048 | 4.7215 | 0 | 4.7215 | 0.020665 | 0.018208 | 0.005051 | 47.05% | 41.45% | 11.5% | 0%
ELK CREEK 11012228 | 0.94777 | 0.94777 | CAMP EVERS 210595050 | 0.095274 | 0 | 0.095274 | 0.0033491 | 0.0021281 | 0.00046162 | 56.39% | 35.83% | 7.773% | 0%
CURTIS 170268380 | 0.94511 | 0.94511 | SARATOGA 1107LC26 | 4.7527 | 0.035381 | 4.7881 | 0.029179 | 0.020447 | 0.0078577 | 50.39% | 35.31% | 13.57% | 0.7389%
DUNBAR 1101904852 | 0.94359 | 0.6324 | MENLO 11028896 | 0.86046 | 0 | 0.86046 | 0.011036 | 0.0048815 | 0.0011239 | 64.76% | 28.64% | 6.595% | 0%
WEST POINT 1101L373 | 0.94087 | 0.24986 | WILLITS 11032500 | 22.0928 | 0 | 22.0928 | 0.049573 | 0.028168 | 0.0095587 | 56.78% | 32.27% | 10.95% | 0%
BRUNSWICK 110765574 | 0.9397 | 0 | DUNBAR 110347964 | 7.4221 | 0.42899 | 7.8511 | 0.019294 | 0.03 | 0.0070442 | 32.38% | 50.34% | 11.82% | 5.464%
VACAVILLE 1109799940 | 0.93954 | 0.93954 | HIGGINS 1103995672 | 4.6818 | 1.0484 | 5.7302 | 0.02963 | 0.013979 | 0.0061556 | 48.65% | 22.95% | 10.11% | 18.3%
SHINGLE SPRINGS 210981390 | 0.93739 | 0.93739 | BEAR VALLEY 210110019 | 2.0044 | 0 | 2.0044 | 0.0011178 | 0.0026343 | 0.0017216 | 20.42% | 48.13% | 31.45% | 0%
CALISTOGA 1102447865 | 0.93671 | 0 | SAN LUIS OBISPO 1101V12 | 18.1316 | 0.70457 | 18.8361 | 0.021872 | 0.03565 | 0.0095408 | 31.39% | 51.17% | 13.69% | 3.74%
HALSEY 11012414 | 0.93669 | 0.93669 | PIT NO 1 1101CB | 6.475 | 0.054166 | 6.5292 | 0.0019906 | 0.014195 | 0.0045071 | 9.54% | 68.03% | 21.6% | 0.8296%
AUBURN 1102251946 | 0.93438 | 0.93438 | PUEBLO 1104580658 | 8.8811 | 0.9233 | 9.8044 | 0.019583 | 0.02539 | 0.006279 | 34.61% | 44.87% | 11.1% | 9.417%
HARRIS 1108CB | 0.9313 | 0 | LAYTONVILLE 1101518 | 19.2542 | 0.43063 | 19.6848 | 0.042569 | 0.022283 | 0.0055548 | 59.14% | 30.96% | 7.717% | 2.188%
GEYSERVILLE 1102522 | 0.92818 | 0.92818 | HICKS 2101XR250 | 14.0512 | 0 | 14.0512 | 0.022397 | 0.035049 | 0.016442 | 30.31% | 47.44% | 22.25% | 0%
MIWUK 170111800 | 0.92766 | 0.44909 | BRUNSWICK 11052210 | 21.7508 | 3.3875 | 25.1383 | 0.091178 | 0.056529 | 0.014072 | 48.76% | 30.23% | 7.526% | 13.48%
PUEBLO 1104580658 | 0.9233 | 0.7941 | MORGAN HILL 2111XR398 | 23.868 | 0 | 23.868 | 0.026236 | 0.055274 | 0.019797 | 25.9% | 54.56% | 19.54% | 0%
LUCERNE 11034624 | 0.92074 | 0 | ATASCADERO 1101A02 | 19.3473 | 0 | 19.3473 | 0.028393 | 0.035466 | 0.01312 | 36.88% | 46.07% | 17.04% | 0%
LOW GAP 110137498 | 0.91806 | 0.73977 | JESSUP 1102158468 | 0.68051 | 1.3263 | 2.0068 | 0.0027799 | 0.0037951 | 0.002094 | 10.87% | 14.85% | 8.191% | 66.09%
ALLEGHANY 1101808 | 0.91701 | 0.047269 | CALAVERAS CEMENT 110111236 | 18.4349 | 0.018995 | 18.4539 | 0.015484 | 0.028402 | 0.02888 | 21.26% | 38.99% | 39.65% | 0.1029%
COTTONWOOD 11011510 | 0.90821 | 0.90821 | CHOLAME 2102867686 | 21.3403 | 0 | 21.3403 | 0.0046193 | 0.02778 | 0.019872 | 8.837% | 53.15% | 38.02% | 0%
CORNING 110182846 | 0.90786 | 0.90786 | OILFIELDS 1103N62 | 4.5331 | 0 | 4.5331 | 0.002854 | 0.0060926 | 0.0046768 | 20.95% | 44.72% | 34.33% | 0%
VINEYARD 2107CB | 0.90677 | 0.90677 | LOS GATOS 110160052 | 1.6736 | 0.045921 | 1.7195 | 0.0065194 | 0.0052414 | 0.0023355 | 45.01% | 36.19% | 16.13% | 2.671%
BRUNSWICK 1105733408 | 0.9033 | 0 | WOODACRE 1102851 | 1.0535 | 0.079026 | 1.1325 | 0.011753 | 0.0062402 | 0.0011284 | 57.17% | 30.36% | 5.49% | 6.978%
JESSUP 11011993 | 0.90224 | 0.90224 | OTTER 110263868 | 14.9407 | 0.68855 | 15.6292 | 0.097839 | 0.081412 | 0.01046 | 49.3% | 41.02% | 5.271% | 4.406%
LAS GALLINAS A 1105532 | 0.90038 | 0.90038 | SCE REFUGIO 1701CB | 0.020794 | 0 | 0.020794 | 9.0933e-06 | 4.5754e-05 | 6.9693e-06 | 14.71% | 74.02% | 11.27% | 0%
STANISLAUS 1702L3151 | 0.89868 | 0.89868 | OAKHURST 110310570 | 8.3864 | 0.14657 | 8.533 | 0.014212 | 0.017071 | 0.0042336 | 39.33% | 47.24% | 11.72% | 1.718%
MONTICELLO 1101630 | 0.89859 | 0.13221 | ALLEGHANY 1101804 | 15.8078 | 6.4893 | 22.2971 | 0.046374 | 0.072969 | 0.010281 | 25.36% | 39.91% | 5.623% | 29.1%
SHADY GLEN 1101145584 | 0.89747 | 0 | CURTIS 170247488 | 30.8681 | 0 | 30.8681 | 0.024419 | 0.036215 | 0.019908 | 30.32% | 44.96% | 24.72% | 0%
0 | 0.89469 | 0.76565 | OILFIELDS 1103N04 | 0.36212 | 0 | 0.36212 | 0.00021278 | 0.0008434 | 0.00037233 | 14.9% | 59.04% | 26.06% | 0%
DOBBINS 110183186 | 0.89355 | 0.29272 | OILFIELDS 1103451760 | 0.054555 | 0 | 0.054555 | 1.5042e-05 | 0.00014257 | 5.7602e-05 | 6.989% | 66.25% | 26.77% | 0%
ALLEGHANY 1101806 | 0.89154 | 0.045956 | CAMP EVERS 210533542 | 1.6757 | 0 | 1.6757 | 0.041221 | 0.014434 | 0.0019605 | 71.54% | 25.05% | 3.403% | 0%
AUBERRY 1101R2838 | 0.89112 | 0.34581 | ORO FINO 11012022 | 9.3802 | 20.0748 | 29.455 | 0.12719 | 0.05442 | 0.020197 | 20.07% | 8.588% | 3.187% | 68.15%
GOLDTREE 1105944608 | 0.8876 | 0.8876 | CURTIS 170210940 | 12.3054 | 0.041071 | 12.3465 | 0.014852 | 0.028836 | 0.016388 | 24.64% | 47.84% | 27.19% | 0.3327%
KONOCTI 1102806668 | 0.88739 | 0.74874 | SUNOL 1101MR299 | 3.9303 | 0.20404 | 4.1344 | 0.025131 | 0.017087 | 0.0047539 | 50.86% | 34.58% | 9.621% | 4.935%
REDBUD 110244119 | 0.8855 | 0.66412 | VOLTA 1102CB | 3.8672 | 0.10697 | 3.9742 | 0.0055706 | 0.0081426 | 0.0019301 | 34.65% | 50.65% | 12.01% | 2.692%
HIGHLANDS 110439458 | 0.8855 | 0 | OILFIELDS 11032757 | 2.0226 | 0 | 2.0226 | 0.00095628 | 0.0033917 | 0.0022155 | 14.57% | 51.68% | 33.76% | 0%
BRUNSWICK 111094368 | 0.88345 | 0 | BRUNSWICK 110350070 | 5.5634 | 0.74117 | 6.3046 | 0.027681 | 0.018356 | 0.0047484 | 48.1% | 31.9% | 8.251% | 11.76%
CRESCENT MILLS 21012230 | 0.88335 | 0.88335 | CURTIS 170349746 | 0.2597 | 0 | 0.2597 | 0.00036728 | 0.00065099 | 0.00056549 | 23.19% | 41.1% | 35.71% | 0%
HUMBOLDT BAY 11024714 | 0.88145 | 0 | HIGGINS 11041006 | 22.6694 | 3.2214 | 25.8908 | 0.10042 | 0.057694 | 0.024392 | 48.18% | 27.68% | 11.7% | 12.44%
LOS GATOS 110660116 | 0.87718 | 0.87718 | JARVIS 1111907698 | 1.4439 | 0.016544 | 1.4604 | 0.0064522 | 0.0054423 | 0.0022438 | 45.12% | 38.06% | 15.69% | 1.133%
HALSEY 110239104 | 0.87584 | 0.87584 | SWIFT 2110XR254 | 20.6972 | 0.0045693 | 20.7017 | 0.014832 | 0.029078 | 0.010751 | 27.13% | 53.19% | 19.66% | 0.02207%
HALF MOON BAY 11038920 | 0.87029 | 0.87029 | DUNBAR 110379086 | 5.5798 | 0.80033 | 6.3802 | 0.028004 | 0.023336 | 0.0063987 | 42.42% | 35.35% | 9.692% | 12.54%
HUMBOLDT BAY 1101CB | 0.86985 | 0 | APPLE HILL 210297982 | 7.8035 | 0.59938 | 8.4029 | 0.033029 | 0.022848 | 0.0063482 | 49.29% | 34.1% | 9.474% | 7.133%
BIG BASIN 1101654386 | 0.86974 | 0 | ATASCADERO 1101A50 | 19.9459 | 0 | 19.9459 | 0.038294 | 0.042047 | 0.019372 | 38.4% | 42.17% | 19.43% | 0%
RIO DELL 1101CB | 0.86848 | 0 | WYANDOTTE 11071510 | 17.4703 | 2.6547 | 20.125 | 0.039346 | 0.02687 | 0.00865 | 45.62% | 31.16% | 10.03% | 13.19%
PIT NO 1 110170952 | 0.86825 | 0 | DUNLAP 110239190 | 1.2538 | 0 | 1.2538 | 0.0017739 | 0.0023171 | 0.0008688 | 35.77% | 46.72% | 17.52% | 0%
EL DORADO PH 210113532 | 0.86516 | 0.78778 | CHOLAME 2102796386 | 31.7615 | 0.051418 | 31.8129 | 0.013677 | 0.040289 | 0.027157 | 16.83% | 49.58% | 33.42% | 0.1616%
FORESTHILL 110175340 | 0.86249 | 0 | MIDDLETOWN 1101481876 | 0.93139 | 0.017787 | 0.94918 | 0.0016028 | 0.0032071 | 0.0014458 | 25.14% | 50.31% | 22.68% | 1.874%
NARROWS 21022220 | 0.85547 | 0 | FULTON 1107145720 | 7.2972 | 0.20462 | 7.5018 | 0.025633 | 0.023705 | 0.0048316 | 46.03% | 42.57% | 8.676% | 2.728%
POINT MORETTI 110110726 | 0.85532 | 0 | KING CITY 11037038 | 20.5584 | 0.80098 | 21.3594 | 0.0081763 | 0.030168 | 0.011724 | 15.72% | 57.99% | 22.54% | 3.75%
HUMBOLDT BAY 1102CB | 0.8521 | 0 | CURTIS 170539256 | 21.214 | 0 | 21.214 | 0.034782 | 0.043178 | 0.026297 | 33.36% | 41.42% | 25.22% | 0%
DIAMOND SPRINGS 11052102 | 0.84761 | 0.84761 | AUBERRY 1101233716 | 2.2745 | 0.26849 | 2.543 | 0.0064912 | 0.00848 | 0.0015233 | 35.2% | 45.98% | 8.26% | 10.56%
VACA DIXON 110118292 | 0.84595 | 0.84595 | CALPELLA 1101542 | 25.1256 | 0.48844 | 25.6141 | 0.046523 | 0.039977 | 0.014503 | 45.18% | 38.83% | 14.08% | 1.907%
SPRING GAP 17029690 | 0.84436 | 0.40269 | REDBUD 1101708166 | 6.8939 | 0.30037 | 7.1943 | 0.0080134 | 0.025227 | 0.0098908 | 17.8% | 56.05% | 21.97% | 4.175%
RINCON 1101146053 | 0.8429 | 0.69243 | ALTO 1124432 | 5.7565 | 0.35691 | 6.1134 | 0.081356 | 0.029211 | 0.0060665 | 65.68% | 23.58% | 4.898% | 5.838%
HARRIS 11082062 | 0.84254 | 0 | WEST POINT 1101L1969 | 0.76225 | 0.70038 | 1.4626 | 0.0049417 | 0.0030671 | 0.00099585 | 28.6% | 17.75% | 5.764% | 47.88%
DESCHUTES 11011654 | 0.84154 | 0.46455 | CLOVERDALE 1101964556 | 4.639 | 0.093347 | 4.7324 | 0.0093091 | 0.0050014 | 0.001614 | 57.3% | 30.79% | 9.936% | 1.973%
BRUNSWICK 11052130 | 0.83448 | 0.10252 | SILVERADO 2102808 | 4.9055 | 0.18191 | 5.0874 | 0.0081311 | 0.0097521 | 0.0040988 | 35.67% | 42.78% | 17.98% | 3.576%
MOUNTAIN QUARRIES 210192474 | 0.83172 | 0.83172 | FROGTOWN 170232556 | 0.86764 | 0.092261 | 0.9599 | 0.0019393 | 0.004255 | 0.0032344 | 18.59% | 40.79% | 31.01% | 9.612%
NAPA 1112850068 | 0.83102 | 0.83102 | OAKHURST 1102333062 | 0.23199 | 0.13288 | 0.36486 | 0.0011602 | 0.0023546 | 0.0013151 | 15.27% | 31% | 17.31% | 36.42%
DUNBAR 1103234 | 0.83028 | 0.66957 | COVELO 1101664688 | 0.40488 | 0.011379 | 0.41626 | 0.00098543 | 0.0010123 | 0.00032135 | 41.33% | 42.46% | 13.48% | 2.734%
BANGOR 1101870548 | 0.82948 | 0 | JESSUP 11012839 | 1.0848 | 0.75103 | 1.8359 | 0.0054963 | 0.0054167 | 0.0029855 | 23.37% | 23.03% | 12.69% | 40.91%
EUREKA E 110429676 | 0.82752 | 0 | BRUNSWICK 1103173934 | 7.3448 | 0.69485 | 8.0396 | 0.041324 | 0.022589 | 0.0044641 | 55.21% | 30.18% | 5.964% | 8.643%
SONOMA 1105404 | 0.8271 | 0.8271 | LOS GATOS 1106LA42 | 1.7232 | 0.40744 | 2.1307 | 0.039663 | 0.017563 | 0.0033916 | 52.92% | 23.43% | 4.525% | 19.12%
DESCHUTES 1101CB | 0.82302 | 0.481 | NARROWS 210248484 | 37.1364 | 2.2168 | 39.3532 | 0.091525 | 0.056846 | 0.017016 | 52.22% | 32.44% | 9.709% | 5.633%
PUEBLO 2103489964 | 0.82247 | 0 | HIGHLANDS 1103520 | 35.7902 | 4.1101 | 39.9003 | 0.045527 | 0.055536 | 0.023151 | 32.88% | 40.1% | 16.72% | 10.3%
NARROWS 21052228 | 0.8174 | 0 | AUBERRY 1101R2845 | 12.4304 | 0.33433 | 12.7648 | 0.023884 | 0.026337 | 0.0060416 | 41.34% | 45.59% | 10.46% | 2.619%
LOS GATOS 1107CB | 0.81656 | 0.81656 | WILDWOOD 110185112 | 4.859 | 0 | 4.859 | 0.015039 | 0.013131 | 0.0035674 | 47.38% | 41.37% | 11.24% | 0%
HIGHLANDS 1103CB | 0.81608 | 0.063725 | CORNING 110253184 | 21.4344 | 2.082 | 23.5164 | 0.016686 | 0.04139 | 0.019563 | 19.59% | 48.59% | 22.97% | 8.853%
RIO DELL 1102CB | 0.81454 | 0 | CLAYTON 2212334476 | 0.057344 | 0.0031512 | 0.060495 | 0.00018302 | 0.00045074 | 0.00020143 | 20.77% | 51.16% | 22.86% | 5.209%
LOS MOLINOS 1101CB | 0.81453 | 0 | CLARK ROAD 11022582 | 17.0786 | 3.1606 | 20.2392 | 0.01915 | 0.026759 | 0.012554 | 27.64% | 38.62% | 18.12% | 15.62%
DIAMOND SPRINGS 11071402 | 0.81304 | 0.81304 | LOS GATOS 1106LA46 | 0.85015 | 0.30835 | 1.1585 | 0.025351 | 0.0083973 | 0.0014942 | 52.79% | 17.49% | 3.111% | 26.62%
ELECTRA 1101CB | 0.80973 | 0.80973 | HIGHLANDS 1102CB | 4.4535 | 2.2833 | 6.7368 | 0.0094526 | 0.022146 | 0.0093574 | 15.26% | 35.75% | 15.1% | 33.89%
SAN RAMON 2108CB | 0.80808 | 0.80808 | CLOVERDALE 110184088 | 15.085 | 0.64648 | 15.7315 | 0.030141 | 0.023115 | 0.0080371 | 47.15% | 36.16% | 12.57% | 4.109%
ANDERSON 11029792 | 0.807 | 0 | SARATOGA 1106340986 | 6.0392 | 0.14905 | 6.1883 | 0.036575 | 0.030715 | 0.01269 | 44.63% | 37.48% | 15.48% | 2.409%
MIDDLETOWN 1101614 | 0.80348 | 0.69555 | OAKHURST 1103CB | 24.4456 | 1.4396 | 25.8852 | 0.091275 | 0.12864 | 0.050001 | 31.93% | 45.01% | 17.49% | 5.562%
BIG MEADOWS 21012246 | 0.80252 | 0 | SALT SPRINGS 21011216 | 4.3385 | 0.40681 | 4.7453 | 0.010379 | 0.011594 | 0.0016599 | 40.15% | 44.85% | 6.422% | 8.573%
KING CITY 11037038 | 0.80098 | 0.80098 | ATASCADERO 1103492068 | 5.3336 | 0 | 5.3336 | 0.005665 | 0.008597 | 0.003544 | 31.82% | 48.28% | 19.9% | 0%
DUNBAR 110379086 | 0.80033 | 0.62465 | VOLTA 11011516 | 17.7829 | 6.2852 | 24.0682 | 0.028654 | 0.048511 | 0.025491 | 20.62% | 34.92% | 18.35% | 26.11%
SILVERADO 2104CB | 0.79726 | 0 | LOS GATOS 1106LA64 | 8.5119 | 0.9522 | 9.4641 | 0.16443 | 0.068198 | 0.014616 | 59.81% | 24.81% | 5.317% | 10.06%
SAN RAMON 2107MR287 | 0.79569 | 0.79569 | BIG BASIN 1101391980 | 3.7492 | 0.14515 | 3.8943 | 0.078623 | 0.0248 | 0.0044028 | 70.2% | 22.14% | 3.931% | 3.727%
MONTICELLO 1101666 | 0.79562 | 0.16434 | ALTO 11243745 | 4.9545 | 0.14121 | 5.0957 | 0.036576 | 0.016323 | 0.0033252 | 63.25% | 28.23% | 5.75% | 2.771%
CURTIS 17019230 | 0.79107 | 0.79107 | BRUNSWICK 110532536 | 8.063 | 2.1018 | 10.1648 | 0.042721 | 0.024667 | 0.0071482 | 45.46% | 26.25% | 7.607% | 20.68%
SILVERADO 2104940 | 0.79017 | 0 | MENLO 11028952 | 2.3253 | 0.30061 | 2.6259 | 0.017033 | 0.0094504 | 0.0009248 | 55.03% | 30.53% | 2.988% | 11.45%
BELL 1109724884 | 0.78802 | 0.78802 | DIAMOND SPRINGS 1106176130 | 0.037055 | 0.059523 | 0.096578 | 0.00015319 | 0.00029968 | 0.00012896 | 10.1% | 19.76% | 8.504% | 61.63%
PINE GROVE 11021765 | 0.78781 | 0.090598 | CLARK ROAD 11022070 | 0.036968 | 0 | 0.036968 | 8.2368e-05 | 0.00070071 | 9.4256e-05 | 9.388% | 79.87% | 10.74% | 0%
PUEBLO 110548260 | 0.78387 | 0 | PUTAH CREEK 11028352 | 7.6986 | 0.588 | 8.2866 | 0.0082967 | 0.019365 | 0.0099859 | 20.47% | 47.79% | 24.64% | 7.096%
JOLON 1103CB | 0.78314 | 0.78314 | MIWUK 17029270 | 4.6848 | 0.5161 | 5.2009 | 0.0092481 | 0.014645 | 0.006651 | 27.27% | 43.19% | 19.61% | 9.923%
TASSAJARA 2112725488 | 0.78112 | 0.78112 | MARIPOSA 21029590 | 21.8577 | 0.32468 | 22.1824 | 0.066909 | 0.055435 | 0.014594 | 48.15% | 39.89% | 10.5% | 1.464%
BRUNSWICK 11103907 | 0.78016 | 0 | HIGGINS 110332120 | 22.337 | 4.4677 | 26.8047 | 0.12454 | 0.076312 | 0.03134 | 44.7% | 27.39% | 11.25% | 16.67%
JESSUP 1103728460 | 0.77738 | 0.77738 | HOPLAND 110194006 | 12.5283 | 0 | 12.5283 | 0.019382 | 0.01521 | 0.004853 | 49.14% | 38.56% | 12.3% | 0%
NARROWS 21057203 | 0.77678 | 0 | LAURELES 1111432 | 35.8337 | 0.61022 | 36.444 | 0.043656 | 0.064531 | 0.017627 | 34.12% | 50.43% | 13.78% | 1.674%
SAN JOAQUIN #3 1103403515 | 0.77451 | 0.28352 | BRUNSWICK 11052140 | 25.2913 | 3.6436 | 28.9349 | 0.11549 | 0.061494 | 0.016262 | 52.24% | 27.81% | 7.355% | 12.59%
DIAMOND SPRINGS 11039432 | 0.77174 | 0.77174 | NARROWS 21022220 | 22.279 | 0.85547 | 23.1344 | 0.049494 | 0.044389 | 0.017901 | 42.64% | 38.24% | 15.42% | 3.698%
GOLDTREE 1108CB | 0.77069 | 0.77069 | CLOVERDALE 1102172096 | 0.47544 | 0.045168 | 0.52061 | 0.0014809 | 0.0023113 | 0.000954 | 28.49% | 44.47% | 18.36% | 8.676%
BELLEVUE 2103552 | 0.76936 | 0.76936 | SHINGLE SPRINGS 210913322 | 27.0298 | 1.6659 | 28.6958 | 0.044187 | 0.051943 | 0.021546 | 35.37% | 41.58% | 17.25% | 5.805%
PUEBLO 21031970 | 0.76654 | 0 | SARATOGA 1105431214 | 0.39004 | 0 | 0.39004 | 0.0020634 | 0.0025941 | 0.0012908 | 34.69% | 43.61% | 21.7% | 0%
HIGHLANDS 1103568 | 0.76636 | 0.36064 | MENLO 1102331044 | 0.44196 | 0 | 0.44196 | 0.002542 | 0.0021289 | 0.00063744 | 47.89% | 40.1% | 12.01% | 0%
ANDERSON 1101583708 | 0.76603 | 0.66139 | STELLING 1110568350 | 9.7934 | 0.38401 | 10.1774 | 0.062135 | 0.02886 | 0.0061972 | 61.52% | 28.57% | 6.136% | 3.773%
CLARK ROAD 11022044 | 0.76593 | 0.45098 | MARIPOSA 210197142 | 2.675 | 0 | 2.675 | 0.0039971 | 0.010256 | 0.0043051 | 21.54% | 55.26% | 23.2% | 0%
WISE 11022230 | 0.7626 | 0.7626 | RESEARCH 2102183888 | 2.3496 | 0.087499 | 2.4371 | 0.023509 | 0.014556 | 0.0048185 | 52.85% | 32.72% | 10.83% | 3.59%
CLAYTON 2215CB | 0.76181 | 0.76181 | MENDOCINO 110148750 | 12.3218 | 0 | 12.3218 | 0.038545 | 0.016634 | 0.0044936 | 64.59% | 27.88% | 7.531% | 0%
PARADISE 1103CB | 0.76129 | 0.34897 | JAMESON 1105466348 | 31.0361 | 1.1652 | 32.2013 | 0.038523 | 0.070718 | 0.024346 | 27.79% | 51.02% | 17.57% | 3.618%
AUBERRY 1101R314 | 0.76071 | 0.20357 | STELLING 111060094 | 6.966 | 1.3589 | 8.3249 | 0.09879 | 0.051364 | 0.007777 | 52.34% | 27.21% | 4.12% | 16.32%
BROWNS VALLEY 11011268 | 0.7598 | 0.7598 | SILVERADO 2103617828 | 3.7654 | 0.024422 | 3.7898 | 0.0059762 | 0.0088181 | 0.0034937 | 32.47% | 47.91% | 18.98% | 0.6444%
SALT SPRINGS 21028442 | 0.75682 | 0.30331 | DIAMOND SPRINGS 1106279670 | 3.7372 | 0.28571 | 4.0229 | 0.011211 | 0.00853 | 0.0041562 | 43.58% | 33.16% | 16.16% | 7.102%
PIT NO 1 11013312 | 0.7559 | 0 | DUNBAR 1103416 | 2.1189 | 0.030532 | 2.1494 | 0.012346 | 0.007478 | 0.0021044 | 55.5% | 33.62% | 9.46% | 1.42%
JESSUP 11012839 | 0.75103 | 0.75103 | CLAYTON 2215812394 | 1.1474 | 0.025998 | 1.1734 | 0.0034482 | 0.0044255 | 0.0019544 | 34.31% | 44.03% | 19.44% | 2.216%
MORAGA 110381146 | 0.75 | 0.75 | AUBERRY 110149122 | 10.2952 | 0.083333 | 10.3786 | 0.0066427 | 0.011452 | 0.004438 | 29.24% | 50.41% | 19.54% | 0.8029%
BIG BEND 1101180398 | 0.74782 | 0.74782 | KONOCTI 1102965078 | 4.0828 | 0.079569 | 4.1624 | 0.010852 | 0.017715 | 0.007568 | 29.46% | 48.09% | 20.54% | 1.912%
BRUNSWICK 1107969778 | 0.74117 | 0 | VINEYARD 2108MR172 | 1.8225 | 0.014968 | 1.8375 | 0.0044208 | 0.0095437 | 0.0045128 | 23.73% | 51.23% | 24.22% | 0.8146%
BRUNSWICK 110350070 | 0.74117 | 0 | CAMP EVERS 210660124 | 16.3032 | 1.7666 | 18.0698 | 0.23141 | 0.099593 | 0.016118 | 60.15% | 25.89% | 4.189% | 9.776%
WISE 1101CB | 0.74103 | 0.74103 | ATASCADERO 1103440856 | 22.4101 | 0.041071 | 22.4511 | 0.033426 | 0.039637 | 0.012991 | 38.77% | 45.98% | 15.07% | 0.1829%
BUTTE 11051243 | 0.73715 | 0.73715 | RESEARCH 2102644462 | 1.3479 | 0.061764 | 1.4096 | 0.007784 | 0.0082553 | 0.0030914 | 38.91% | 41.26% | 15.45% | 4.382%
DUNBAR 1102246 | 0.73529 | 0.47059 | PIT NO 5 11011606 | 3.8796 | 0 | 3.8796 | 0.0087196 | 0.010996 | 0.0033696 | 37.77% | 47.63% | 14.6% | 0%
BIG MEADOWS 21012016 | 0.73529 | 0 | COALINGA NO 2 110541954 | 44.7085 | 0 | 44.7085 | 0.0069789 | 0.065439 | 0.040225 | 6.196% | 58.09% | 35.71% | 0%
CLARKSVILLE 210619642 | 0.73511 | 0.73511 | PASO ROBLES 1103N50 | 1.3479 | 0.11878 | 1.4667 | 0.00066324 | 0.0026947 | 0.0011965 | 13.38% | 54.37% | 24.14% | 8.099%
PUEBLO 110298730 | 0.73503 | 0 | SAN LUIS OBISPO 1104982992 | 5.8118 | 0.023354 | 5.8351 | 0.010949 | 0.0077874 | 0.0020119 | 52.56% | 37.38% | 9.658% | 0.4002%
TASSAJARA 21123202 | 0.73487 | 0.73487 | NARROWS 21052748 | 22.4045 | 3.1071 | 25.5116 | 0.063521 | 0.05766 | 0.026281 | 37.83% | 34.34% | 15.65% | 12.18%
OAKHURST 110310140 | 0.73284 | 0.73284 | COARSEGOLD 210210040 | 14.9666 | 0.55043 | 15.517 | 0.04208 | 0.04201 | 0.013155 | 41.74% | 41.67% | 13.05% | 3.547%
RED BLUFF 11031702 | 0.73277 | 0.73277 | AUBERRY 1101R2579 | 22.449 | 0.55619 | 23.0052 | 0.015504 | 0.027578 | 0.010959 | 28% | 49.8% | 19.79% | 2.418%
CALISTOGA 1102102918 | 0.73109 | 0 | CLEAR LAKE 11011302 | 11.7398 | 0.99912 | 12.7389 | 0.030216 | 0.045345 | 0.020503 | 28.99% | 43.5% | 19.67% | 7.843%
AUBERRY 110237466 | 0.73088 | 0.19559 | SUNOL 1101MR387 | 3.3933 | 0.089023 | 3.4824 | 0.006348 | 0.014679 | 0.0080695 | 21.26% | 49.16% | 27.03% | 2.556%
OAKHURST 11015490 | 0.73083 | 0.73083 | MC KEE 1107827486 | 1.9252 | 0.044905 | 1.9701 | 0.0037924 | 0.0066969 | 0.003112 | 27.25% | 48.12% | 22.36% | 2.279%
GOLDTREE 1105588830 | 0.73004 | 0.73004 | MORGAN HILL 2111419718 | 1.7274 | 0.094362 | 1.8217 | 0.0077727 | 0.0040247 | 0.00079904 | 58.51% | 30.3% | 6.015% | 5.18%
PLACERVILLE 11118582 | 0.72745 | 0.30126 | GUSTINE 1102999258 | 5.6269 | 0.0028011 | 5.6297 | 0.0012767 | 0.0084141 | 0.0045186 | 8.981% | 59.19% | 31.78% | 0.04976%
RINCON 1102CB | 0.72564 | 0.13557 | BRUNSWICK 11032200 | 3.9061 | 0.54926 | 4.4553 | 0.031261 | 0.015467 | 0.0054342 | 52.54% | 26% | 9.133% | 12.33%
LAURELES 11122142 | 0.72444 | 0 | MORGAN HILL 2111XR292 | 8.6463 | 0 | 8.6463 | 0.017164 | 0.027888 | 0.012789 | 29.67% | 48.21% | 22.11% | 0%
HARRIS 11098862 | 0.72442 | 0 | KONOCTI 11084037 | 1.2037 | 0.45443 | 1.6581 | 0.0023151 | 0.0043183 | 0.0020106 | 19.44% | 36.27% | 16.89% | 27.41%
0 | 0.72172 | 0.72172 | PARADISE 11052214 | 15.7333 | 7.4668 | 23.2001 | 0.062481 | 0.054716 | 0.020184 | 30.84% | 27.01% | 9.963% | 32.18%
HARRIS 110866386 | 0.72169 | 0 | NARROWS 21022728 | 18.5225 | 1.6616 | 20.1841 | 0.028075 | 0.043711 | 0.017609 | 28.82% | 44.87% | 18.08% | 8.232%
ARCATA 1105CB | 0.721 | 0 | MIRABEL 110257840 | 2.7414 | 0 | 2.7414 | 0.058645 | 0.018825 | 0.0046239 | 71.44% | 22.93% | 5.633% | 0%
CAMP EVERS 2105601610 | 0.71973 | 0.71973 | BEAR VALLEY 2105916436 | 8.2692 | 0 | 8.2692 | 0.01114 | 0.014264 | 0.007357 | 34% | 43.54% | 22.46% | 0%
ARCATA 110658538 | 0.71827 | 0 | UKIAH 1113CB | 3.9514 | 0 | 3.9514 | 0.012631 | 0.026632 | 0.010839 | 25.21% | 53.16% | 21.63% | 0%
ANTLER 11011378 | 0.71565 | 0.71565 | OAKHURST 1102455174 | 1.7183 | 0.068172 | 1.7865 | 0.0049683 | 0.0040681 | 0.0019875 | 43.35% | 35.49% | 17.34% | 3.816%
WOODSIDE 11018974 | 0.71418 | 0.71418 | MIWUK 1701360164 | 6.8896 | 0.23095 | 7.1205 | 0.017249 | 0.020835 | 0.0060489 | 37.82% | 45.68% | 13.26% | 3.243%
HIGGINS 1110166282 | 0.7133 | 0.7133 | DOBBINS 110183186 | 4.3854 | 0.89355 | 5.279 | 0.0094831 | 0.0067728 | 0.0022458 | 42.58% | 30.41% | 10.08% | 16.93%
PLACERVILLE 111219712 | 0.70892 | 0.29286 | HOPLAND 1101960 | 13.5195 | 0.021271 | 13.5408 | 0.015874 | 0.020131 | 0.0062617 | 37.5% | 47.55% | 14.79% | 0.1571%
WYANDOTTE 110313018 | 0.70714 | 0.70714 | VASCO 1102546328 | 43.6273 | 0.44844 | 44.0758 | 0.013069 | 0.046294 | 0.019103 | 16.49% | 58.4% | 24.1% | 1.017%
PUEBLO 110247720 | 0.70667 | 0 | WILLITS 1103538 | 4.0405 | 0 | 4.0405 | 0.014388 | 0.0069908 | 0.0022814 | 60.81% | 29.55% | 9.642% | 0%
CURTIS 170390320 | 0.70661 | 0.70661 | CURTIS 17046060 | 3.5501 | 0.41472 | 3.9648 | 0.0075827 | 0.012841 | 0.008056 | 23.84% | 40.37% | 25.33% | 10.46%
MC ARTHUR 1101648698 | 0.70651 | 0.20026 | EL DORADO PH 2102771208 | 2.275 | 1.6363 | 3.9114 | 0.028146 | 0.024266 | 0.0069301 | 27.59% | 23.78% | 6.793% | 41.84%
SHINGLE SPRINGS 210511172 | 0.70595 | 0.70595 | VACAVILLE 11088762 | 20.7996 | 1.4401 | 22.2397 | 0.021215 | 0.042997 | 0.013978 | 25.38% | 51.43% | 16.72% | 6.475%
MIWUK 170110600 | 0.70535 | 0 | CALISTOGA 1102634 | 5.6468 | 2.1154 | 7.7622 | 0.046536 | 0.050337 | 0.016113 | 29.96% | 32.41% | 10.37% | 27.25%
SAN LUIS OBISPO 1101V12 | 0.70457 | 0.70457 | TEMPLETON 2110941946 | 22.5318 | 0 | 22.5318 | 0.02567 | 0.033912 | 0.011651 | 36.04% | 47.61% | 16.36% | 0%
PUEBLO 1102CB | 0.70351 | 0 | PASO ROBLES 1103N58 | 6.9595 | 0.047916 | 7.0074 | 0.0047868 | 0.01713 | 0.0051908 | 17.54% | 62.76% | 19.02% | 0.6838%
WEST POINT 1101L1969 | 0.70038 | 0.18599 | WOODSIDE 11043583 | 1.8366 | 0 | 1.8366 | 0.034107 | 0.014493 | 0.0028253 | 66.32% | 28.18% | 5.494% | 0%
MONTICELLO 110193384 | 0.7001 | 0.14552 | KONOCTI 11024300 | 14.2777 | 2.5824 | 16.8601 | 0.08829 | 0.05382 | 0.015726 | 47.37% | 28.88% | 8.437% | 15.32%
KONOCTI 110264664 | 0.70001 | 0.39592 | WOODSIDE 11018884 | 5.5115 | 0.23302 | 5.7446 | 0.11097 | 0.060439 | 0.0068971 | 59.71% | 32.52% | 3.711% | 4.056%
ARCATA 11056544 | 0.69984 | 0 | DIAMOND SPRINGS 11052102 | 36.8621 | 0.84761 | 37.7097 | 0.069932 | 0.08138 | 0.036125 | 36.47% | 42.44% | 18.84% | 2.248%
0 | 0.69856 | 0.69856 | SARATOGA 1107413816 | 0.99855 | 0.02022 | 1.0188 | 0.016557 | 0.0061892 | 0.0013122 | 67.45% | 25.22% | 5.346% | 1.985%
ORO FINO 1102127563 | 0.69853 | 0.69853 | OLETA 11022642 | 2.6667 | 0 | 2.6667 | 0.0034914 | 0.0069682 | 0.0034338 | 25.13% | 50.15% | 24.72% | 0%
POINT MORETTI 11015078 | 0.69684 | 0 | CAMP EVERS 21055232 | 2.42 | 0 | 2.42 | 0.078724 | 0.030286 | 0.0054697 | 68.77% | 26.46% | 4.778% | 0%
EL DORADO PH 21026645 | 0.6959 | 0.60661 | RINCON 1101146053 | 13.3203 | 0.8429 | 14.1632 | 0.038065 | 0.036966 | 0.008303 | 42.96% | 41.72% | 9.371% | 5.951%
BRUNSWICK 1103173934 | 0.69485 | 0 | EL DORADO PH 21026645 | 2.6596 | 0.6959 | 3.3555 | 0.019531 | 0.014918 | 0.003461 | 40.84% | 31.19% | 7.236% | 20.74%
DUNBAR 1103592885 | 0.69229 | 0.62612 | LAURELES 111110141 | 1.6607 | 0.15135 | 1.8121 | 0.0089014 | 0.005199 | 0.00057707 | 55.58% | 32.46% | 3.603% | 8.352%
SILVERADO 2105CB | 0.6917 | 0 | SISQUOC 1103858898 | 12.861 | 0 | 12.861 | 0.018331 | 0.025268 | 0.0062299 | 36.79% | 50.71% | 12.5% | 0%
GUALALA 1111887180 | 0.69107 | 0 | MORGAN HILL 2105345099 | 0.17846 | 0 | 0.17846 | 0.0008725 | 0.0013954 | 0.00077153 | 28.71% | 45.91% | 25.38% | 0%
LAURELES 1112CB | 0.69021 | 0 | BRUNSWICK 1104761310 | 0.016218 | 0.0033088 | 0.019527 | 2.4242e-05 | 6.8111e-05 | 3.0066e-05 | 16.45% | 46.21% | 20.4% | 16.94%
SUMMIT 110249484 | 0.68981 | 0.68981 | GANSNER 11012424 | 11.9266 | 0 | 11.9266 | 0.038471 | 0.030656 | 0.01048 | 48.33% | 38.51% | 13.17% | 0%
OTTER 110263868 | 0.68855 | 0 | CHALLENGE 11021064 | 13.3591 | 2.605 | 15.9641 | 0.08202 | 0.027756 | 0.0095683 | 57.51% | 19.46% | 6.709% | 16.32%
HIGHLANDS 11031282 | 0.68851 | 0.45138 | COARSEGOLD 210210330 | 6.6792 | 0.22122 | 6.9004 | 0.024949 | 0.035843 | 0.00853 | 34.84% | 50.05% | 11.91% | 3.206%
TEJON 11023751 | 0.68802 | 0.68802 | MORAGA 1101CB | 4.9915 | 0.25331 | 5.2448 | 0.04405 | 0.037667 | 0.010961 | 45.23% | 38.68% | 11.26% | 4.83%
SHINGLE SPRINGS 2105CB | 0.6875 | 0.6875 | CAMP EVERS 210574170 | 1.8096 | 0 | 1.8096 | 0.08306 | 0.019547 | 0.0030685 | 78.6% | 18.5% | 2.904% | 0%
MIDDLETOWN 1101829164 | 0.68632 | 0.23806 | DIAMOND SPRINGS 110518935 | 4.2994 | 0.18869 | 4.4881 | 0.010218 | 0.0092505 | 0.0042542 | 41.26% | 37.36% | 17.18% | 4.204%
STANISLAUS 17024905 | 0.6835 | 0.6835 | SAND CREEK 11037070 | 11.3707 | 0 | 11.3707 | 0.011249 | 0.023045 | 0.01145 | 24.59% | 50.38% | 25.03% | 0%
SILVERADO 2103CB | 0.68146 | 0 | BEN LOMOND 04015400 | 0.12298 | 0 | 0.12298 | 0.0054439 | 0.0014285 | 0.00024853 | 76.45% | 20.06% | 3.49% | 0%
ORO FINO 11022040 | 0.68105 | 0.68105 | SILVERADO 21051308 | 3.8935 | 0.4656 | 4.3591 | 0.03166 | 0.024551 | 0.0085212 | 43.68% | 33.88% | 11.76% | 10.68%
HIGGINS 1104842642 | 0.67822 | 0.67822 | OTTER 11022166 | 3.0877 | 0.10977 | 3.1975 | 0.031242 | 0.01865 | 0.003269 | 56.75% | 33.88% | 5.938% | 3.433%
CURTIS 17039240 | 0.67785 | 0.67785 | KONOCTI 1102716 | 9.1128 | 0.32715 | 9.4399 | 0.02142 | 0.030263 | 0.012575 | 32.18% | 45.46% | 18.89% | 3.466%
MADISON 2101484892 | 0.67655 | 0.67655 | JESSUP 110168362 | 4.4984 | 2.441 | 6.9394 | 0.017477 | 0.027181 | 0.01438 | 19.19% | 29.84% | 15.79% | 35.18%
COTTONWOOD 110131500 | 0.67636 | 0.67636 | CAMP EVERS 21065020 | 6.6258 | 0.54931 | 7.1751 | 0.14772 | 0.058322 | 0.0090581 | 63.42% | 25.04% | 3.889% | 7.656%
PANORAMA 11019092 | 0.67561 | 0.67561 | WILLITS 110337506 | 6.7401 | 0 | 6.7401 | 0.047289 | 0.018296 | 0.0060049 | 66.06% | 25.56% | 8.388% | 0%
RED BLUFF 11041302 | 0.67191 | 0.67191 | SAN RAFAEL 11071166 | 8.2049 | 0 | 8.2049 | 0.15324 | 0.072291 | 0.019954 | 62.42% | 29.45% | 8.128% | 0%
VOLTA 110153118 | 0.67169 | 0.57132 | CURTIS 1702CB | 16.3774 | 0.088988 | 16.4663 | 0.039569 | 0.064196 | 0.038124 | 27.74% | 45% | 26.72% | 0.5404%
SHINGLE SPRINGS 210911092 | 0.6712 | 0.6712 | ELK CREEK 11012008 | 13.5289 | 3.3137 | 16.8426 | 0.009274 | 0.027472 | 0.013288 | 14.89% | 44.1% | 21.33% | 19.67%
CALISTOGA 1102131531 | 0.67016 | 0 | SAN ARDO 11027030 | 19.7425 | 0.002661 | 19.7451 | 0.0048338 | 0.023758 | 0.014735 | 11.16% | 54.83% | 34% | 0.01348%
PENRYN 11051342 | 0.66708 | 0.66708 | MENLO 11031721 | 4.5193 | 0.50345 | 5.0227 | 0.045117 | 0.023095 | 0.0050773 | 55.39% | 28.35% | 6.233% | 10.02%
RISING RIVER 11019032 | 0.66593 | 0 | TEMPLETON 2111R86 | 9.3695 | 0 | 9.3695 | 0.013278 | 0.016006 | 0.0070429 | 36.55% | 44.06% | 19.39% | 0%
LOS GATOS 110760118 | 0.66538 | 0.66538 | SILVERADO 2104806 | 20.0346 | 1.7904 | 21.825 | 0.051501 | 0.074631 | 0.033385 | 29.64% | 42.95% | 19.21% | 8.204%
LUCERNE 1106439842 | 0.66295 | 0 | CORNING 110185162 | 3.1532 | 0.11042 | 3.2636 | 0.0022334 | 0.010318 | 0.0032548 | 13.65% | 63.07% | 19.89% | 3.383%
CORNING 11021622 | 0.66071 | 0.66071 | SARATOGA 1103LC16 | 3.2395 | 0 | 3.2395 | 0.017927 | 0.020441 | 0.0080396 | 38.63% | 44.05% | 17.32% | 0%
VOLTA 1102159799 | 0.65826 | 0.49439 | SOLEDAD 2102858388 | 8.1911 | 0 | 8.1911 | 0.0034782 | 0.027868 | 0.0094891 | 8.517% | 68.25% | 23.24% | 0%
NEWBURG 113277894 | 0.65819 | 0 | PARADISE 110636042 | 4.9504 | 3.8737 | 8.8241 | 0.034098 | 0.030095 | 0.011024 | 25.43% | 22.45% | 8.222% | 43.9%
JOLON 11027070 | 0.65812 | 0.65812 | POINT MORETTI 110110722 | 0.34491 | 0.041246 | 0.38616 | 0.0080341 | 0.0040487 | 0.00036829 | 57.63% | 29.04% | 2.642% | 10.68%
WOODACRE 11021280 | 0.65488 | 0 | TEMPLETON 2110N32 | 17.4009 | 0 | 17.4009 | 0.020634 | 0.024021 | 0.0081662 | 39.06% | 45.48% | 15.46% | 0%
CHALLENGE 11021902 | 0.65329 | 0.082493 | DIAMOND SPRINGS 110699658 | 4.9717 | 0 | 4.9717 | 0.02027 | 0.018092 | 0.0082877 | 43.45% | 38.78% | 17.77% | 0%
FROGTOWN 170274648 | 0.65288 | 0.65288 | SOLEDAD 2101107872 | 8.6886 | 0 | 8.6886 | 0.0014197 | 0.013883 | 0.0072172 | 6.304% | 61.65% | 32.05% | 0%
JANES CREEK 11031012 | 0.65204 | 0 | BUTTE 1105134600 | 0.23195 | 0 | 0.23195 | 0.0007676 | 0.0016545 | 0.0006251 | 25.19% | 54.3% | 20.51% | 0%
SHINGLE SPRINGS 210851474 | 0.65119 | 0.65119 | ELECTRA 1101175840 | 6.3278 | 0.2757 | 6.6035 | 0.0099874 | 0.013245 | 0.0052617 | 33.59% | 44.54% | 17.69% | 4.175%
DUNBAR 1101835658 | 0.64959 | 0.507 | NAPA 1112850068 | 7.9731 | 0.83102 | 8.8041 | 0.018701 | 0.020175 | 0.0047862 | 38.79% | 41.85% | 9.927% | 9.439%
HAMILTON BRANCH 1101CB | 0.64776 | 0 | LOS GATOS 110660116 | 6.555 | 0.87718 | 7.4321 | 0.13471 | 0.060745 | 0.010591 | 57.66% | 26% | 4.534% | 11.8%
LUCERNE 1103721 | 0.64744 | 0 | HIGGINS 111051794 | 2.4887 | 0.093977 | 2.5827 | 0.012824 | 0.014691 | 0.0052055 | 37.77% | 43.27% | 15.33% | 3.639%
FULTON 1102287172 | 0.64669 | 0.64669 | LAYTONVILLE 110237586 | 7.8959 | 0 | 7.8959 | 0.03613 | 0.017323 | 0.005645 | 61.14% | 29.31% | 9.552% | 0%
CLOVERDALE 110184088 | 0.64648 | 0.22943 | SALT SPRINGS 210237300 | 4.9035 | 1.3355 | 6.239 | 0.023483 | 0.024006 | 0.005336 | 34.94% | 35.72% | 7.939% | 21.41%
SANTA ROSA A 1104642 | 0.64516 | 0.64516 | SCE TEJON TIE 1101CB | 0.015229 | 0 | 0.015229 | 3.8668e-05 | 0.00012742 | 2.3657e-05 | 20.38% | 67.15% | 12.47% | 0%
COARSEGOLD 2104828842 | 0.64453 | 0.64453 | AUBERRY 1101323028 | 2.7896 | 0.14046 | 2.9301 | 0.012819 | 0.012146 | 0.0018116 | 45.58% | 43.19% | 6.441% | 4.794%
LOS GATOS 1108LB86 | 0.64214 | 0.64214 | REDBUD 1102922 | 5.699 | 1.2976 | 6.9966 | 0.011347 | 0.022933 | 0.0085543 | 21.58% | 43.61% | 16.27% | 18.55%
ALTO 1124430 | 0.63674 | 0.63674 | SAN JOAQUIN #2 1103CB | 55.5706 | 2.5562 | 58.1268 | 0.068873 | 0.11392 | 0.04761 | 28.58% | 47.27% | 19.75% | 4.398%
ANDERSON 11031600 | 0.63545 | 0.48489 | SARATOGA 1107167792 | 2.6605 | 0.07605 | 2.7365 | 0.050089 | 0.014582 | 0.002474 | 72.53% | 21.11% | 3.582% | 2.779%
WOODACRE 1101404 | 0.6335 | 0 | DUNBAR 1102CB | 4.9433 | 1.3874 | 6.3308 | 0.039457 | 0.047872 | 0.012634 | 30.82% | 37.39% | 9.869% | 21.92%
RINCON 1104CB | 0.63182 | 0 | LAURELES 11112028 | 4.9558 | 1.0744 | 6.0302 | 0.026679 | 0.025094 | 0.0074152 | 37.04% | 34.84% | 10.3% | 17.82%
OAKLAND K 1102CR014 | 0.63051 | 0.63051 | HARTLEY 110194178 | 2.1127 | 0 | 2.1127 | 0.0073455 | 0.012723 | 0.0058689 | 28.32% | 49.05% | 22.63% | 0%
MILPITAS 1109903328 | 0.6299 | 0.6299 | ALLEGHANY 11011101/2 | 0.035505 | 0 | 0.035505 | 0.00016029 | 0.00039616 | 5.692e-05 | 26.13% | 64.59% | 9.28% | 0%
DIAMOND SPRINGS 1106930190 | 0.62962 | 0.62962 | POINT MORETTI 110139126 | 2.7182 | 0.19851 | 2.9167 | 0.069771 | 0.032072 | 0.0037058 | 61.6% | 28.32% | 3.272% | 6.806%
BRUNSWICK 1103639148 | 0.62867 | 0 | RACETRACK 17032553 | 1.4992 | 0 | 1.4992 | 0.0038617 | 0.0068441 | 0.005545 | 23.76% | 42.12% | 34.12% | 0%
COLUMBIA HILL 11018233 | 0.62815 | 0 | DUNBAR 1103596218 | 0.10479 | 0.10532 | 0.21011 | 0.0011223 | 0.00083692 | 0.00034629 | 24.28% | 18.1% | 7.491% | 50.13%
LUCERNE 1106709252 | 0.62699 | 0 | LOW GAP 11014086 | 7.0616 | 0.25367 | 7.3153 | 0.019192 | 0.018473 | 0.0064371 | 42.01% | 40.44% | 14.09% | 3.468%
DIAMOND SPRINGS 11057722 | 0.62678 | 0.62678 | DOBBINS 11015202 | 12.2843 | 2.3875 | 14.6718 | 0.027951 | 0.019503 | 0.0073487 | 42.7% | 29.8% | 11.23% | 16.27%
GUALALA 1111289822 | 0.62557 | 0 | SPRING GAP 1702CB | 4.6754 | 0.015389 | 4.6908 | 0.0053521 | 0.016939 | 0.004312 | 20.05% | 63.46% | 16.16% | 0.3281%
POINT MORETTI 11015074 | 0.62521 | 0 | MIDDLETOWN 11021312 | 7.4332 | 4.0239 | 11.4571 | 0.013027 | 0.023997 | 0.011604 | 17.38% | 32.02% | 15.48% | 35.12%
MONTICELLO 1101720 | 0.625 | 0.12941 | LOS GATOS 1102526868 | 0.74912 | 0.15131 | 0.90044 | 0.0074093 | 0.0068053 | 0.0029806 | 35.85% | 32.93% | 14.42% | 16.8%
CALISTOGA 1102279135 | 0.62447 | 0 | STILLWATER 11011320 | 16.4822 | 4.659 | 21.1412 | 0.052818 | 0.057077 | 0.021092 | 31.44% | 33.97% | 12.55% | 22.04%
BELL 11082226 | 0.62241 | 0.62241 | COARSEGOLD 2102383092 | 0.067057 | 0.0027311 | 0.069788 | 0.00046689 | 0.00079191 | 0.00019013 | 30.96% | 52.52% | 12.61% | 3.913%
BELL 1108127062 | 0.62241 | 0.62241 | CLARKSVILLE 210413352 | 22.7556 | 0.39047 | 23.1461 | 0.039395 | 0.064134 | 0.033483 | 28.27% | 46.02% | 24.03% | 1.687%
KONOCTI 1102410004 | 0.62064 | 0.34412 | MONTE RIO 1111140 | 1.2306 | 0 | 1.2306 | 0.063116 | 0.012413 | 0.0028682 | 80.51% | 15.83% | 3.659% | 0%
COARSEGOLD 21045525 | 0.61988 | 0.61988 | MORGAN HILL 2105XR152 | 8.6374 | 0 | 8.6374 | 0.024384 | 0.028305 | 0.015593 | 35.71% | 41.45% | 22.84% | 0%
CALISTOGA 1101890 | 0.61775 | 0.19128 | CALISTOGA 1102184814 | 1.2328 | 3.5336 | 4.7664 | 0.020669 | 0.010859 | 0.0038667 | 15.1% | 7.935% | 2.826% | 74.14%
AUBERRY 1101CB | 0.61509 | 0.17365 | HOLLISTER 21054018 | 34.2489 | 0 | 34.2489 | 0.011479 | 0.04693 | 0.025552 | 13.67% | 55.9% | 30.43% | 0%
NARROWS 210534069 | 0.61432 | 0 | ALHAMBRA 1105CB | 1.476 | 0.074632 | 1.5506 | 0.0066132 | 0.013553 | 0.0048765 | 25.14% | 51.51% | 18.54% | 4.813%
SAN LUIS OBISPO 1101483444 | 0.61269 | 0.61269 | MONTE RIO 11125040 | 3.0659 | 0.11315 | 3.179 | 0.066806 | 0.017717 | 0.0034024 | 73.28% | 19.43% | 3.732% | 3.559%
DESCHUTES 11011652 | 0.61239 | 0.33774 | HIGHLANDS 1103568 | 5.9924 | 0.76636 | 6.7587 | 0.016286 | 0.020803 | 0.010583 | 30.29% | 38.69% | 19.68% | 11.34%
SANTA ROSA A 110432180 | 0.6122 | 0.6122 | HIGGINS 1104CB | 8.4277 | 0.10476 | 8.5324 | 0.018504 | 0.027498 | 0.010056 | 32.6% | 48.45% | 17.72% | 1.228%
LAKEWOOD 2227W503R | 0.61213 | 0.61213 | APPLE HILL 110313312 | 12.7422 | 1.9008 | 14.6431 | 0.04694 | 0.043107 | 0.016186 | 38.45% | 35.31% | 13.26% | 12.98%
LAURELES 1111432 | 0.61022 | 0.018137 | CAMP EVERS 2106287578 | 2.144 | 0.39228 | 2.5363 | 0.092518 | 0.025662 | 0.0046316 | 63.68% | 17.66% | 3.188% | 15.47%
SALT SPRINGS 210110416 | 0.60994 | 0.32409 | KONOCTI 11084039 | 1.144 | 0.46327 | 1.6073 | 0.0050082 | 0.0070402 | 0.0030814 | 23.56% | 33.12% | 14.5% | 28.82%
NORTH DUBLIN 2103727584 | 0.60898 | 0.60898 | PIERCY 2110XR258 | 18.4579 | 0 | 18.4579 | 0.020479 | 0.043221 | 0.023265 | 23.55% | 49.7% | 26.75% | 0%
EL DORADO PH 2101CB | 0.60877 | 0.53079 | SILVERADO 210437632 | 3.9603 | 1.3926 | 5.3528 | 0.046113 | 0.030676 | 0.0054156 | 41.5% | 27.61% | 4.874% | 26.02%
JARVIS 1111MR121 | 0.6074 | 0.6074 | CRESCENT MILLS 21012056 | 3.0368 | 0.28386 | 3.3206 | 0.010814 | 0.020573 | 0.0054884 | 26.82% | 51.02% | 13.61% | 8.548%
EL DORADO PH 210163464 | 0.60535 | 0.53809 | ALTO 1125510 | 6.2539 | 0.4366 | 6.6905 | 0.036023 | 0.027062 | 0.0046634 | 49.7% | 37.34% | 6.434% | 6.526%
SILVERADO 2104324994 | 0.60392 | 0.5598 | PINE GROVE 11021765 | 0.67659 | 0.78781 | 1.4644 | 0.0076475 | 0.0059979 | 0.0017667 | 22.93% | 17.98% | 5.296% | 53.8%
BURNEY 11011358 | 0.60136 | 0.20308 | CURTIS 170268380 | 5.0139 | 0.94511 | 5.959 | 0.024418 | 0.027443 | 0.011268 | 32.54% | 36.58% | 15.02% | 15.86%
PLACERVILLE 1111508410 | 0.60112 | 0.24874 | BIG MEADOWS 2101CB | 0.69008 | 0.014706 | 0.70479 | 0.002523 | 0.0030283 | 0.00076693 | 39.1% | 46.93% | 11.89% | 2.087%
OAKHURST 110377384 | 0.59993 | 0.59993 | CALPELLA 1101600 | 17.9422 | 0 | 17.9422 | 0.030687 | 0.033372 | 0.01283 | 39.91% | 43.4% | 16.69% | 0%
APPLE HILL 210297982 | 0.59938 | 0.51546 | CURTIS 170463502 | 6.133 | 1.1366 | 7.2696 | 0.01636 | 0.020762 | 0.014125 | 26.93% | 34.18% | 23.25% | 15.63%
ANDERSON 110299392 | 0.59546 | 0 | MOUNTAIN QUARRIES 21012504 | 15.3207 | 0.39464 | 15.7153 | 0.036226 | 0.058445 | 0.030456 | 28.22% | 45.54% | 23.73% | 2.511%
PUEBLO 1105348368 | 0.59516 | 0.38797 | WOODACRE 1102CB | 6.423 | 1.1349 | 7.5579 | 0.096748 | 0.059807 | 0.013286 | 48.41% | 29.93% | 6.648% | 15.02%
OAKHURST 110110090 | 0.59159 | 0.59159 | KONOCTI 1102354890 | 6.8207 | 3.2157 | 10.0364 | 0.0099232 | 0.020114 | 0.009899 | 16.89% | 34.23% | 16.85% | 32.04%
EUREKA E 110498682 | 0.59128 | 0 | OILFIELDS 110387034 | 3.9934 | 0 | 3.9934 | 0.003915 | 0.0072358 | 0.0032681 | 27.15% | 50.18% | 22.67% | 0%
ANDERSON 1103CB | 0.59095 | 0 | SYCAMORE CREEK 1111976428 | 4.6355 | 0.0090336 | 4.6445 | 0.012727 | 0.02192 | 0.011492 | 27.53% | 47.42% | 24.86% | 0.1945%
MARIPOSA 210237288 | 0.58986 | 0.58986 | MIWUK 1701953336 | 8.4689 | 0.425 | 8.8939 | 0.033805 | 0.039221 | 0.010067 | 38.74% | 44.95% | 11.54% | 4.779%
CAMP EVERS 210610718 | 0.58967 | 0.58967 | EL DORADO PH 210152456 | 6.5407 | 2.6913 | 9.232 | 0.047554 | 0.037579 | 0.0089395 | 35.81% | 28.3% | 6.732% | 29.15%
WILLOW PASS 1101CB | 0.58928 | 0.58928 | LOS GATOS 1106LB48 | 7.6994 | 0.43069 | 8.1301 | 0.12371 | 0.054686 | 0.011039 | 61.85% | 27.34% | 5.518% | 5.297%
SALT SPRINGS 2101TS4913 | 0.58814 | 0.13738 | SHADY GLEN 1101898212 | 0.49811 | 1.2465 | 1.7446 | 0.0039724 | 0.0040409 | 0.0013338 | 12.13% | 12.34% | 4.074% | 71.45%
PUTAH CREEK 11028352 | 0.588 | 0.588 | GEYSERVILLE 110179788 | 23.7734 | 0.0066526 | 23.7801 | 0.099906 | 0.064195 | 0.020364 | 54.14% | 34.79% | 11.04% | 0.02798%
LOS GATOS 1107772050 | 0.58785 | 0.58785 | WESTLEY 1103237522 | 8.9249 | 0.43081 | 9.3557 | 0.0019058 | 0.016242 | 0.0072026 | 7.172% | 61.12% | 27.1% | 4.605%
HAMILTON BRANCH 110137436 | 0.58687 | 0 | MARIPOSA 210110990 | 25.3185 | 0.46911 | 25.7877 | 0.065635 | 0.062561 | 0.018343 | 43.98% | 41.92% | 12.29% | 1.819%
BELLEVUE 2103648 | 0.58671 | 0.58671 | SILVERADO 2104324994 | 0.34124 | 0.60392 | 0.94515 | 0.0034466 | 0.0028479 | 0.00065112 | 17.92% | 14.8% | 3.385% | 63.9%
ROSSMOOR 1106L522R | 0.58639 | 0.58639 | CALISTOGA 1102100335 | 0.072536 | 0 | 0.072536 | 0.00066316 | 0.00052014 | 0.00013394 | 50.34% | 39.49% | 10.17% | 0%
PLACERVILLE 1112239390 | 0.58589 | 0.24244 | PARADISE 110353544 | 0.55874 | 0.33211 | 0.89085 | 0.0040595 | 0.0059762 | 0.001884 | 21.36% | 31.45% | 9.913% | 37.28%
MARTELL 110299214 | 0.5845 | 0.5845 | MERCED FALLS 110287352 | 22.7069 | 0.040704 | 22.7476 | 0.017282 | 0.031231 | 0.016258 | 26.63% | 48.13% | 25.06% | 0.1789%
CORNING 110290036 | 0.58315 | 0.58315 | FELTON 0401CB | 0.76821 | 0 | 0.76821 | 0.040661 | 0.01618 | 0.0035904 | 67.28% | 26.77% | 5.941% | 0%
LAURELES 11112020 | 0.58307 | 0 | OAKHURST 11035120 | 3.2449 | 0.0054622 | 3.2504 | 0.018967 | 0.027285 | 0.0029284 | 38.5% | 55.39% | 5.944% | 0.168%
CALAVERAS CEMENT 110180930 | 0.58307 | 0.58307 | LAYTONVILLE 1102CB | 7.8074 | 0 | 7.8074 | 0.023579 | 0.012783 | 0.0038718 | 58.61% | 31.77% | 9.623% | 0%
0 | 0.58224 | 0.15462 | KETTLEMAN HILLS 2104358094 | 3.2385 | 0.00066526 | 3.2392 | 0.00073811 | 0.0043922 | 0.0048319 | 7.408% | 44.08% | 48.49% | 0.02054%
CLARKSVILLE 2105385236 | 0.58095 | 0.58095 | DUNLAP 11037040 | 13.071 | 0 | 13.071 | 0.018488 | 0.028268 | 0.014873 | 30% | 45.87% | 24.13% | 0%
MONTICELLO 11014360 | 0.58014 | 0.20294 | SHINGLE SPRINGS 210981390 | 10.645 | 0.93739 | 11.5824 | 0.043259 | 0.038662 | 0.019688 | 39.13% | 34.97% | 17.81% | 8.093%
OAKHURST 1103464622 | 0.5799 | 0.5799 | FROGTOWN 1701CB | 7.5779 | 0.30126 | 7.8792 | 0.012214 | 0.029988 | 0.022143 | 18.26% | 44.82% | 33.1% | 3.823%
LOW GAP 11014160 | 0.57834 | 0.39653 | LAS POSITAS 2108631066 | 4.0486 | 0.042542 | 4.0911 | 0.0052435 | 0.018499 | 0.0091429 | 15.78% | 55.67% | 27.51% | 1.04%
WOODSIDE 110147872 | 0.57831 | 0.57831 | PLACERVILLE 1111508410 | 2.4274 | 0.60112 | 3.0285 | 0.020027 | 0.019529 | 0.0084974 | 33.4% | 32.57% | 14.17% | 19.85%
ARCATA 110556120 | 0.57762 | 0 | SHINGLE SPRINGS 210851476 | 3.3378 | 0.087499 | 3.4253 | 0.0072127 | 0.01081 | 0.0050859 | 30.41% | 45.58% | 21.45% | 2.555%
CRESCENT MILLS 21012562 | 0.57619 | 0.57619 | SNEATH LANE 11016525 | 0.01826 | 0 | 0.01826 | 0.00014237 | 0.00042339 | 6.6626e-05 | 22.51% | 66.95% | 10.54% | 0%
PERRY 110179696 | 0.57454 | 0.57454 | CAMP EVERS 210510786 | 2.27 | 0.021078 | 2.2911 | 0.1198 | 0.043889 | 0.006001 | 69.95% | 25.63% | 3.504% | 0.92%
HIGGINS 11032194 | 0.5737 | 0.5737 | CEDAR CREEK 11011656 | 16.3031 | 6.7224 | 23.0255 | 0.058208 | 0.033599 | 0.011129 | 40.04% | 23.11% | 7.655% | 29.2%
SHADY GLEN 1101CB | 0.57339 | 0 | KANAKA 110165606 | 6.7736 | 4.2088 | 10.9823 | 0.069123 | 0.028992 | 0.0089885 | 39.81% | 16.7% | 5.176% | 38.32%
SALT SPRINGS 2102L491 | 0.57335 | 0.22978 | MENLO 1103866118 | 5.9616 | 0.16049 | 6.1221 | 0.043741 | 0.037288 | 0.0090662 | 47.28% | 40.3% | 9.799% | 2.621%
MC ARTHUR 110137344 | 0.5729 | 0 | CRESCENT MILLS 2101CB | 3.7525 | 0.43002 | 4.1825 | 0.0070691 | 0.017178 | 0.0051912 | 21.54% | 52.35% | 15.82% | 10.28%
MORAGA 1104CB | 0.57132 | 0.57132 | SARATOGA 11075696 | 3.4311 | 0 | 3.4311 | 0.035724 | 0.024924 | 0.010606 | 50.14% | 34.98% | 14.89% | 0%
HIGGINS 110432747 | 0.57116 | 0.57116 | CASTRO VALLEY 111010315 | 2.8419 | 0.063813 | 2.9057 | 0.016358 | 0.014508 | 0.0034864 | 46.57% | 41.31% | 9.926% | 2.196%
NOTRE DAME 11042028 | 0.56938 | 0.56938 | WOODSIDE 110147872 | 2.3408 | 0.57831 | 2.9191 | 0.087294 | 0.049266 | 0.0042903 | 49.7% | 28.05% | 2.443% | 19.81%
BURNEY 110257046 | 0.56875 | 0 | CAMP EVERS 2106478670 | 1.4297 | 0.028011 | 1.4577 | 0.044368 | 0.014777 | 0.0018686 | 71.32% | 23.75% | 3.004% | 1.922%
NEWBURG 1132CB | 0.56738 | 0 | BIG BASIN 110212758 | 2.6443 | 0.48923 | 3.1335 | 0.13526 | 0.048482 | 0.0076212 | 59.65% | 21.38% | 3.361% | 15.61%
SUMMIT 110148632 | 0.56502 | 0.56502 | LAURELES 11116421 | 0.92684 | 0.054884 | 0.98172 | 0.0019513 | 0.0024749 | 0.00062346 | 36.48% | 46.27% | 11.66% | 5.591%
GIRVAN 1102CB | 0.56486 | 0.38946 | LUCERNE 110638436 | 2.0892 | 1.8176 | 3.9069 | 0.00537 | 0.0093916 | 0.0027495 | 16.4% | 28.68% | 8.397% | 46.52%
PUEBLO 2101CB | 0.56486 | 0 | CAMP EVERS 2106130936 | 1.4057 | 0.0080882 | 1.4138 | 0.05311 | 0.028634 | 0.0050228 | 60.86% | 32.81% | 5.756% | 0.5721%
WISE 1102CB | 0.56386 | 0.56386 | SAN ARDO 1102323708 | 1.731 | 0.0033263 | 1.7343 | 0.00086235 | 0.0028228 | 0.0010835 | 18.05% | 59.08% | 22.68% | 0.1918%
BRUNSWICK 1103904574 | 0.5625 | 0 | RAWSON 1103428534 | 2.5704 | 0.013305 | 2.5837 | 0.0025006 | 0.01004 | 0.0052627 | 13.97% | 56.1% | 29.41% | 0.515%
BRUNSWICK 11053611 | 0.5625 | 0 | POINT MORETTI 110110726 | 4.8516 | 0.85532 | 5.707 | 0.12594 | 0.052367 | 0.0054957 | 58.25% | 24.22% | 2.542% | 14.99%
FORESTHILL 11011820 | 0.56101 | 0.081845 | LOS GATOS 1106917258 | 2.1788 | 0.1038 | 2.2826 | 0.03475 | 0.014872 | 0.0020292 | 64.22% | 27.48% | 3.75% | 4.547%
PIT NO 1 11019702 | 0.56078 | 0 | SHINGLE SPRINGS 2105CB | 9.9535 | 0.6875 | 10.641 | 0.048961 | 0.073479 | 0.032481 | 29.56% | 44.37% | 19.61% | 6.461%
CLAYTON 2215500240 | 0.55987 | 0.55987 | SAN JUSTO 11014002 | 8.5306 | 0 | 8.5306 | 0.019287 | 0.022413 | 0.0074963 | 39.2% | 45.56% | 15.24% | 0%
REDBUD 1101454 | 0.55961 | 0.52022 | CAMP EVERS 210512590 | 2.2867 | 0.45318 | 2.7399 | 0.11229 | 0.032031 | 0.0066952 | 62.06% | 17.7% | 3.7% | 16.54%
LAURELES 1111CB | 0.55882 | 0 | CLAYTON 2213167700 | 1.837 | 0.0087184 | 1.8457 | 0.002084 | 0.0039355 | 0.0017333 | 26.75% | 50.52% | 22.25% | 0.4724%
RINCON 1103198 | 0.55714 | 0.45 | WYANDOTTE 110213044 | 3.0028 | 0.031512 | 3.0343 | 0.0084659 | 0.016171 | 0.0073461 | 26.19% | 50.04% | 22.73% | 1.039%
AUBERRY 1101R2579 | 0.55619 | 0.14869 | SAN RAFAEL 110839156 | 2.6945 | 0 | 2.6945 | 0.057785 | 0.0256 | 0.0066294 | 64.2% | 28.44% | 7.365% | 0%
EUREKA A 1107CB | 0.55509 | 0 | CLOVERDALE 1102383183 | 8.7944 | 0.046673 | 8.8411 | 0.015598 | 0.01314 | 0.0041894 | 47.12% | 39.69% | 12.66% | 0.5279%
SUMMIT 1102CB | 0.55462 | 0.55462 | RACETRACK 170310850 | 0.62023 | 0 | 0.62023 | 0.0044014 | 0.0082985 | 0.0049943 | 24.87% | 46.9% | 28.23% | 0%
LOS GATOS 1101LB40 | 0.55406 | 0.55406 | OAKHURST 110110090 | 32.5274 | 0.59159 | 33.119 | 0.062836 | 0.062042 | 0.024451 | 41.33% | 40.81% | 16.08% | 1.786%
BRUNSWICK 1103956424 | 0.55257 | 0 | HALF MOON BAY 11038898 | 0.27485 | 0.036554 | 0.3114 | 0.01144 | 0.003778 | 0.0007306 | 63.31% | 20.91% | 4.043% | 11.74%
ORO FINO 110265932 | 0.55255 | 0.55255 | BEN LOMOND 0401CB | 3.2135 | 0 | 3.2135 | 0.15755 | 0.047062 | 0.0065837 | 74.6% | 22.28% | 3.117% | 0%
GARBERVILLE 1103CB | 0.55236 | 0 | OLETA 11021204 | 17.6996 | 0 | 17.6996 | 0.039809 | 0.029492 | 0.012797 | 48.49% | 35.92% | 15.59% | 0%
DIAMOND SPRINGS 1103CB | 0.55119 | 0.55119 | LOS GATOS 1106LB44 | 7.3974 | 0.52535 | 7.9227 | 0.089055 | 0.039994 | 0.0069943 | 61.12% | 27.45% | 4.8% | 6.631%
COARSEGOLD 210210040 | 0.55043 | 0.55043 | GRASS VALLEY 11031700 | 13.5635 | 1.5314 | 15.0949 | 0.065793 | 0.038015 | 0.017092 | 48.9% | 28.25% | 12.7% | 10.15%
CAMP EVERS 21065020 | 0.54931 | 0.54931 | EMERALD LAKE 04028858 | 0.79761 | 0 | 0.79761 | 0.0061 | 0.0063145 | 0.0011851 | 44.85% | 46.43% | 8.714% | 0%
BRUNSWICK 11032200 | 0.54926 | 0 | CALISTOGA 1101890 | 5.4727 | 0.61775 | 6.0905 | 0.031493 | 0.028867 | 0.010074 | 40.18% | 36.83% | 12.85% | 10.14%
TIDEWATER 210695842 | 0.5491 | 0.5491 | SONOMA 11045661 | 3.4286 | 0.30819 | 3.7368 | 0.013413 | 0.016842 | 0.0044952 | 35.42% | 44.47% | 11.87% | 8.247%
COTTONWOOD 110359128 | 0.54884 | 0.54884 | SPRING GAP 17029690 | 7.8936 | 0.84436 | 8.738 | 0.03904 | 0.055573 | 0.011789 | 33.15% | 47.18% | 10.01% | 9.663%
WISE 1102307494 | 0.54692 | 0.54692 | SHADY GLEN 1101145584 | 0.47459 | 0.89747 | 1.3721 | 0.0027369 | 0.0041956 | 0.0015344 | 11.18% | 17.14% | 6.269% | 65.41%
PUEBLO 2102378860 | 0.54683 | 0.41369 | FULTON 1107914380 | 1.4757 | 0.048179 | 1.5239 | 0.0057025 | 0.0042726 | 0.00099434 | 50.34% | 37.72% | 8.778% | 3.162%
WYANDOTTE 1107461887 | 0.54653 | 0.54653 | FROGTOWN 1702812366 | 1.4699 | 0.21329 | 1.6831 | 0.00233 | 0.0035872 | 0.0029958 | 22.83% | 35.15% | 29.35% | 12.67%
PUEBLO 2103694 | 0.54595 | 0 | NOTRE DAME 11042408 | 2.2835 | 0 | 2.2835 | 0.0032681 | 0.016354 | 0.0066954 | 12.42% | 62.14% | 25.44% | 0%
DIAMOND SPRINGS 1104CB | 0.54523 | 0.54523 | MIWUK 1702S2247 | 0.64409 | 0.41982 | 1.0639 | 0.0048113 | 0.0054187 | 0.0012251 | 25.43% | 28.64% | 6.475% | 39.46%
WISE 11022234 | 0.54229 | 0.54229 | CLOVERDALE 11024646 | 0.36442 | 1.1322 | 1.4966 | 0.00061046 | 0.0013999 | 0.00058377 | 5.73% | 13.14% | 5.479% | 75.65%
WILLOW CREEK 11015002 | 0.54212 | 0 | LOS GATOS 110760118 | 8.6875 | 0.66538 | 9.3529 | 0.19742 | 0.083738 | 0.014755 | 61.97% | 26.28% | 4.632% | 7.114%
SAN JOAQUIN #2 110310320 | 0.54117 | 0.19811 | BEAR VALLEY 210110000 | 17.4171 | 0 | 17.4171 | 0.013418 | 0.035533 | 0.016822 | 20.4% | 54.02% | 25.58% | 0%
0 | 0.53935 | 0.37353 | LOW GAP 110137498 | 8.9558 | 0.91806 | 9.8738 | 0.03304 | 0.024055 | 0.0098515 | 44.76% | 32.59% | 13.35% | 9.298%
BRUNSWICK 11062790 | 0.53934 | 0 | CAMP EVERS 210610718 | 3.7166 | 0.58967 | 4.3063 | 0.10712 | 0.051624 | 0.0079649 | 55.46% | 26.73% | 4.124% | 13.69%
MONTICELLO 110137384 | 0.53834 | 0.17311 | CLARK ROAD 1102514690 | 0.8802 | 0.014041 | 0.89424 | 0.0015052 | 0.0047649 | 0.0014318 | 19.24% | 60.9% | 18.3% | 1.57%
OAKHURST 11035480 | 0.53802 | 0.53802 | JOLON 11027068 | 2.0609 | 0.23319 | 2.2941 | 0.00070812 | 0.0035406 | 0.0019448 | 10.27% | 51.36% | 28.21% | 10.16%
DIAMOND SPRINGS 11062100 | 0.53571 | 0.53571 | MIDDLETOWN 1101829164 | 6.9488 | 0.68632 | 7.6352 | 0.01488 | 0.023271 | 0.011608 | 27.22% | 42.56% | 21.23% | 8.989%
KERCKHOFF 1101CB | 0.53534 | 0.53534 | BIG BASIN 11022253 | 0.31434 | 0.022952 | 0.33729 | 0.016812 | 0.0059295 | 0.0012056 | 65.43% | 23.08% | 4.692% | 6.805%
SAN JOAQUIN #3 1102CB | 0.53529 | 0.19595 | POINT MORETTI 110136516 | 1.8013 | 0.20189 | 2.0032 | 0.066029 | 0.029449 | 0.0030151 | 60.28% | 26.89% | 2.753% | 10.08%
CALISTOGA 1101134232 | 0.53309 | 0 | WILLOW CREEK 11032936 | 18.9261 | 0.27379 | 19.1999 | 0.082055 | 0.051865 | 0.017644 | 53.37% | 33.73% | 11.48% | 1.426%
PLACERVILLE 1110CB | 0.53309 | 0.22059 | SAND CREEK 11037110 | 8.8703 | 0 | 8.8703 | 0.015711 | 0.025359 | 0.0093292 | 31.17% | 50.32% | 18.51% | 0%
PARADISE 1103772517 | 0.53137 | 0.48627 | PASO ROBLES 1103N54 | 9.0489 | 0.12482 | 9.1737 | 0.0057621 | 0.036226 | 0.010632 | 10.8% | 67.91% | 19.93% | 1.361%
BELLEVUE 2103646 | 0.52696 | 0.52696 | SARATOGA 1106LC24 | 5.2533 | 0.14755 | 5.4009 | 0.055773 | 0.039315 | 0.015794 | 48.93% | 34.49% | 13.85% | 2.732%
LAURELES 11122768 | 0.52556 | 0 | CALISTOGA 110178734 | 5.6625 | 0.46843 | 6.131 | 0.014151 | 0.018522 | 0.0060337 | 33.77% | 44.2% | 14.4% | 7.64%
LOS GATOS 1106LB44 | 0.52535 | 0.52535 | WILDWOOD 1101CB | 0.037751 | 0 | 0.037751 | 0.00020208 | 0.0002675 | 7.3682e-05 | 37.2% | 49.24% | 13.56% | 0%
PARADISE 110536656 | 0.52188 | 0.47759 | UPPER LAKE 1101472084 | 3.4972 | 0 | 3.4972 | 0.0083769 | 0.019065 | 0.0090807 | 22.94% | 52.2% | 24.86% | 0%
STILLWATER 1101CB | 0.52186 | 0.1664 | CUYAMA 1103622728 | 15.279 | 0 | 15.279 | 0.0039085 | 0.051062 | 0.021423 | 5.116% | 66.84% | 28.04% | 0%
0 | 0.52171 | 0.059996 | CURTIS 1703CB | 6.0779 | 0 | 6.0779 | 0.01753 | 0.035384 | 0.026283 | 22.14% | 44.68% | 33.19% | 0%
ELECTRA 11011238 | 0.52101 | 0.52101 | LOS GATOS 1101LB40 | 6.6547 | 0.55406 | 7.2088 | 0.028423 | 0.02841 | 0.010682 | 38.86% | 38.85% | 14.61% | 7.686%
SAN RAFAEL 1104802 | 0.5184 | 0.5184 | MONTE RIO 1113532 | 0.18825 | 0 | 0.18825 | 0.0090435 | 0.0043601 | 0.00093808 | 63.06% | 30.4% | 6.541% | 0%
ANDERSON 1101426745 | 0.51819 | 0.43914 | PENRYN 1103604 | 9.8412 | 0.30504 | 10.1463 | 0.040684 | 0.038842 | 0.018835 | 40.12% | 38.3% | 18.57% | 3.006%
SHINGLE SPRINGS 210985766 | 0.51794 | 0.51794 | MOUNTAIN QUARRIES 21016953 | 3.0497 | 0.066001 | 3.1157 | 0.0052217 | 0.0068779 | 0.0028697 | 34.14% | 44.97% | 18.76% | 2.118%
SHINGLE SPRINGS 210935598 | 0.51794 | 0.51794 | MORAGA 1102CB | 3.7306 | 0.25735 | 3.9879 | 0.04811 | 0.033079 | 0.011156 | 48.74% | 33.51% | 11.3% | 6.453%
REDBUD 1101400 | 0.51785 | 0.38787 | COVELO 1101430286 | 3.0332 | 0.0056722 | 3.0389 | 0.0039086 | 0.0039063 | 0.0018362 | 40.42% | 40.4% | 18.99% | 0.1867%
TIDEWATER 210665866 | 0.5168 | 0.5168 | ALLEGHANY 1101808 | 2.8501 | 0.91701 | 3.7671 | 0.013837 | 0.025844 | 0.0027331 | 24.68% | 46.1% | 4.875% | 24.34%
MIDDLETOWN 110148212 | 0.51635 | 0.35957 | NARROWS 2105CB | 15.1836 | 1.7849 | 16.9685 | 0.04141 | 0.072074 | 0.030112 | 25.8% | 44.91% | 18.76% | 10.52%
MIWUK 17029270 | 0.5161 | 0.35658 | BIG BASIN 110165444 | 0.21958 | 0.047111 | 0.26669 | 0.011533 | 0.0043768 | 0.00081894 | 56.76% | 21.54% | 4.031% | 17.66%
BIG MEADOWS 21012260 | 0.51526 | 0.069012 | HOPLAND 1101154790 | 9.3159 | 0.050105 | 9.366 | 0.015706 | 0.033081 | 0.011095 | 26.09% | 54.95% | 18.43% | 0.535%
BELL 11082202 | 0.51456 | 0.51456 | OREGON TRAIL 11031500 | 18.3756 | 6.8424 | 25.218 | 0.059138 | 0.056062 | 0.023104 | 31.16% | 29.54% | 12.17% | 27.13%
MIDDLETOWN 1101571926 | 0.51437 | 0.47734 | MIWUK 17028130 | 5.7807 | 1.6168 | 7.3976 | 0.021285 | 0.022999 | 0.0081332 | 31.73% | 34.29% | 12.12% | 21.86%
SHINGLE SPRINGS 1104556218 | 0.51309 | 0.51309 | CLAYTON 2215W531R | 5.2262 | 0.50893 | 5.7351 | 0.012342 | 0.033869 | 0.013099 | 18.96% | 52.04% | 20.13% | 8.874%
COARSEGOLD 21035020 | 0.51253 | 0.51253 | COARSEGOLD 2102CB | 6.4007 | 0.086484 | 6.4871 | 0.012011 | 0.019529 | 0.0079667 | 30% | 48.77% | 19.9% | 1.333%
SILVERADO 210258626 | 0.51236 | 0.44539 | SUMMIT 1101CB | 0.02457 | 0 | 0.02457 | 2.9289e-05 | 0.00091133 | 5.2912e-05 | 2.948% | 91.73% | 5.326% | 0%
PANORAMA 1101CB | 0.51127 | 0.51127 | GEYSERVILLE 1102484 | 36.6168 | 2.2778 | 38.8946 | 0.058288 | 0.12147 | 0.038908 | 25.1% | 52.3% | 16.75% | 5.856%
BRUNSWICK 1103234378 | 0.50956 | 0 | WILLITS 1103409216 | 8.0564 | 0 | 8.0564 | 0.051252 | 0.026482 | 0.0064218 | 60.9% | 31.47% | 7.631% | 0%
CLAYTON 2215W531R | 0.50893 | 0.50893 | LOS GATOS 110760092 | 4.1458 | 0.43818 | 4.584 | 0.093643 | 0.049409 | 0.0097513 | 55.43% | 29.24% | 5.772% | 9.559%
CLARKSVILLE 210551478 | 0.50774 | 0.50774 | BEN LOMOND 040116010 | 0.74406 | 0 | 0.74406 | 0.031781 | 0.015794 | 0.0028568 | 63.02% | 31.32% | 5.665% | 0%
CLOVERDALE 110282888 | 0.50738 | 0 | CAMP EVERS 21055146 | 2.3161 | 0 | 2.3161 | 0.099204 | 0.043406 | 0.011862 | 64.22% | 28.1% | 7.679% | 0%
VACAVILLE 1104CB | 0.50549 | 0.50549 | MONTE RIO 111264682 | 0.68737 | 0.062009 | 0.74938 | 0.03151 | 0.0072806 | 0.0017201 | 71.35% | 16.48% | 3.895% | 8.275%
RINCON 1103568 | 0.50388 | 0.40698 | PARADISE 1105828400 | 0.036522 | 0 | 0.036522 | 0.00056436 | 0.00052443 | 0.00022638 | 42.91% | 39.88% | 17.21% | 0%
MENLO 11031721 | 0.50345 | 0.50345 | BIG MEADOWS 21012510 | 4.6447 | 0.0031512 | 4.6478 | 0.016464 | 0.020844 | 0.0044948 | 39.36% | 49.83% | 10.75% | 0.0678%
NEWBURG 113190644 | 0.50252 | 0 | EAST QUINCY 1101186938 | 1.5946 | 0 | 1.5946 | 0.006371 | 0.012137 | 0.0040023 | 28.3% | 53.92% | 17.78% | 0%
WEST POINT 11021305 | 0.50208 | 0.13333 | ROSSMOOR 1109CB | 0.018485 | 0 | 0.018485 | 0.00035244 | 0.00053605 | 0.00021745 | 31.87% | 48.47% | 19.66% | 0%
SILVERADO 2104708 | 0.50056 | 0.37687 | LAURELES 11112020 | 16.5362 | 0.58307 | 17.1193 | 0.034285 | 0.064521 | 0.019188 | 28.07% | 52.82% | 15.71% | 3.406%
WEIMAR 11026175 | 0.49986 | 0 | SAN ARDO 110273254 | 1.4302 | 0 | 1.4302 | 0.00043261 | 0.0038536 | 0.0021267 | 6.746% | 60.09% | 33.16% | 0%
PASO ROBLES 1103N02 | 0.4997 | 0.4997 | SAN RAFAEL 1101546438 | 0.31342 | 0 | 0.31342 | 0.010284 | 0.004662 | 0.00099617 | 64.51% | 29.24% | 6.249% | 0%
LOW GAP 110186816 | 0.49949 | 0.31533 | AUBERRY 1101D4982 | 1.0521 | 0.027346 | 1.0794 | 0.0052891 | 0.0057628 | 0.00094125 | 42.98% | 46.83% | 7.649% | 2.533%
PINE GROVE 11011021 | 0.49889 | 0 | BIG BASIN 110169550 | 5.2783 | 0.38655 | 5.6648 | 0.15433 | 0.054008 | 0.0092957 | 66.07% | 23.12% | 3.98% | 6.824%
PIT NO 1 11011552 | 0.49865 | 0 | MIRABEL 1102332 | 2.793 | 0 | 2.793 | 0.073794 | 0.017927 | 0.0043312 | 76.83% | 18.66% | 4.509% | 0%
DESCHUTES 1104622260 | 0.49762 | 0.3007 | LOS GATOS 1101950286 | 0.43955 | 0.14454 | 0.58408 | 0.0046384 | 0.0050336 | 0.0021831 | 29.44% | 31.95% | 13.86% | 24.75%
PUTAH CREEK 110267858 | 0.497 | 0.497 | SHINGLE SPRINGS 21107742 | 12.3303 | 0 | 12.3303 | 0.040081 | 0.041683 | 0.014552 | 41.61% | 43.28% | 15.11% | 0%
BRUNSWICK 11067099 | 0.49632 | 0 | APPLE HILL 110412842 | 5.9056 | 3.7215 | 9.6272 | 0.061928 | 0.037747 | 0.012245 | 33.94% | 20.69% | 6.711% | 38.66%
HIGGINS 1103789714 | 0.49299 | 0.49299 | MONTE RIO 1112387984 | 0.18707 | 0.0068452 | 0.19391 | 0.0051765 | 0.0012727 | 0.00028378 | 74.17% | 18.24% | 4.066% | 3.53%
CLOVERDALE 1102CB | 0.49233 | 0 | WOODACRE 1102137662 | 3.8192 | 1.2232 | 5.0424 | 0.06567 | 0.034994 | 0.008122 | 45.72% | 24.36% | 5.655% | 24.26%
BIG BASIN 110212758 | 0.48923 | 0 | SCE TEHACHAPI 1101CB | 0.51568 | 0.027153 | 0.54283 | 0.00015438 | 0.00051218 | 0.00019512 | 17.02% | 56.47% | 21.51% | 5.002%
SALMON CREEK 1101660 | 0.48857 | 0 | SAN RAFAEL 1108322 | 2.4504 | 0 | 2.4504 | 0.06016 | 0.030171 | 0.0081994 | 61.06% | 30.62% | 8.322% | 0%
CALPELLA 1101542 | 0.48844 | 0.48844 | SUNOL 1101MR297 | 2.6685 | 0.16623 | 2.8347 | 0.014273 | 0.017798 | 0.0087101 | 32.95% | 41.08% | 20.11% | 5.864%
LAURELES 1112562376 | 0.48564 | 0 | POINT MORETTI 110136514 | 2.9644 | 0.19972 | 3.1641 | 0.076571 | 0.028632 | 0.003447 | 66.03% | 24.69% | 2.972% | 6.312%
SILVERADO 2102714 | 0.48471 | 0.28146 | JAMESON 1105913400 | 0.56351 | 0.047864 | 0.61138 | 0.00078564 | 0.0016141 | 0.00043504 | 25.54% | 52.48% | 14.15% | 7.829%
KESWICK 11011590 | 0.48443 | 0.15366 | HICKS 111660050 | 3.6383 | 0.084313 | 3.7226 | 0.01905 | 0.016904 | 0.0063502 | 44.01% | 39.05% | 14.67% | 2.265%
SAN JOAQUIN #3 110110060 | 0.48235 | 0.17657 | LUCERNE 1106664 | 4.2934 | 3.3686 | 7.662 | 0.028173 | 0.037543 | 0.01258 | 20.16% | 26.87% | 9.003% | 43.96%
FAIRHAVEN 110353174 | 0.48203 | 0 | CAMP EVERS 210510728 | 3.9574 | 0 | 3.9574 | 0.18462 | 0.0737 | 0.015355 | 67.46% | 26.93% | 5.611% | 0%
SHINGLE SPRINGS 210519522 | 0.47797 | 0.47797 | DUNLAP 11037080 | 4.582 | 0 | 4.582 | 0.022863 | 0.042788 | 0.0048456 | 32.43% | 60.69% | 6.874% | 0%
HIGGINS 11097831 | 0.47724 | 0.47724 | LAYTONVILLE 1101402 | 12.0871 | 0.011274 | 12.0984 | 0.049096 | 0.025685 | 0.009441 | 58.24% | 30.47% | 11.2% | 0.09319%
TASSAJARA 210419042 | 0.47694 | 0.47694 | HIGGINS 1104533648 | 2.9312 | 0.34895 | 3.2802 | 0.025313 | 0.01493 | 0.0066508 | 48.24% | 28.45% | 12.67% | 10.64%
DUNBAR 1102261774 | 0.47477 | 0.30618 | AUBURN 11028611 | 0.70576 | 0.18025 | 0.88601 | 0.0061578 | 0.0080794 | 0.0039737 | 26.93% | 35.34% | 17.38% | 20.34%
HAMILTON BRANCH 110187784 | 0.47416 | 0 | PEORIA 170413490 | 3.6354 | 0 | 3.6354 | 0.0027187 | 0.019907 | 0.017114 | 6.841% | 50.09% | 43.07% | 0%
ALHAMBRA 110595016 | 0.47389 | 0.47389 | CAMP EVERS 210510912 | 2.1089 | 0.042157 | 2.151 | 0.091603 | 0.028937 | 0.0038691 | 72.19% | 22.8% | 3.049% | 1.96%
SAN RAMON 2106CB | 0.47347 | 0.47347 | LOS GATOS 110760024 | 1.7178 | 0.27048 | 1.9882 | 0.0020798 | 0.004834 | 0.001143 | 22.3% | 51.84% | 12.26% | 13.6%
SYCAMORE CREEK 11112014 | 0.47304 | 0.47304 | WILLOW CREEK 110347966 | 6.9123 | 0.33729 | 7.2495 | 0.052518 | 0.027446 | 0.010059 | 55.62% | 29.07% | 10.65% | 4.653%
WEST POINT 11021341 | 0.47269 | 0.054359 | BURNS 2101CB | 0.64416 | 0.026891 | 0.67105 | 0.025489 | 0.014406 | 0.0016403 | 58.91% | 33.29% | 3.791% | 4.007%
CLOVERDALE 1101474708 | 0.47125 | 0 | PUEBLO 210378504 | 5.1978 | 0.17489 | 5.3727 | 0.049628 | 0.02679 | 0.0078079 | 57% | 30.77% | 8.968% | 3.255%
SILVERADO 210298998 | 0.46964 | 0.26245 | SAN RAFAEL 1108516 | 4.5695 | 0 | 4.5695 | 0.076523 | 0.042449 | 0.0093546 | 59.63% | 33.08% | 7.29% | 0%
MARIPOSA 210110990 | 0.46911 | 0.46911 | LOS GATOS 1107812664 | 4.2496 | 0.13704 | 4.3866 | 0.0083176 | 0.011414 | 0.0032547 | 35.05% | 48.11% | 13.72% | 3.124%
OAKHURST 1102683678 | 0.46911 | 0.46911 | LOS GATOS 1107772050 | 5.715 | 0.58785 | 6.3029 | 0.12422 | 0.053409 | 0.0077339 | 60.76% | 26.13% | 3.783% | 9.327%
RESERVATION ROAD 1101CB | 0.46901 | 0 | CARBONA 1101975330 | 0.71666 | 0.0021008 | 0.71876 | 0.00013185 | 0.0016911 | 0.00083445 | 4.947% | 63.45% | 31.31% | 0.2923%
STANISLAUS 170179826 | 0.46897 | 0.46897 | SHADY GLEN 1101578248 | 0.10368 | 0.018697 | 0.12238 | 0.00073455 | 0.00034023 | 0.00019085 | 49.17% | 22.78% | 12.78% | 15.28%
CALISTOGA 110178734 | 0.46843 | 0.13335 | MORGAN HILL 2105XR070 | 3.6573 | 0 | 3.6573 | 0.012515 | 0.01909 | 0.0086589 | 31.08% | 47.41% | 21.51% | 0%
CARLOTTA 1121CB | 0.46838 | 0 | HIGHLANDS 1103CB | 4.9231 | 0.81608 | 5.7392 | 0.020081 | 0.038274 | 0.020256 | 21.91% | 41.76% | 22.1% | 14.22%
MIWUK 1702576504 | 0.46726 | 0 | OAKHURST 1102538042 | 0.1588 | 0.11035 | 0.26915 | 0.0017371 | 0.0028335 | 0.0014196 | 17.11% | 27.91% | 13.98% | 41%
CLAYTON 221296224 | 0.4671 | 0.4671 | CLARK ROAD 1102407706 | 3.7359 | 2.064 | 5.7999 | 0.0052101 | 0.011401 | 0.0037168 | 16.51% | 36.13% | 11.78% | 35.59%
TRINIDAD 11021032 | 0.46633 | 0 | RISING RIVER 11019032 | 13.5015 | 0.66593 | 14.1674 | 0.029523 | 0.037405 | 0.012129 | 35.59% | 45.09% | 14.62% | 4.7%
ARCATA 110538786 | 0.46565 | 0 | FROGTOWN 17021573 | 6.346 | 0.086292 | 6.4323 | 0.0082306 | 0.012009 | 0.0098 | 27.03% | 39.44% | 32.19% | 1.342%
SILVERADO 21051308 | 0.4656 | 0.02521 | CALISTOGA 1101727772 | 0.92431 | 0.23797 | 1.1623 | 0.0060612 | 0.0056921 | 0.0017501 | 35.7% | 33.52% | 10.31% | 20.47%
KONOCTI 11084039 | 0.46327 | 0.25686 | OLETA 1101296804 | 1.5225 | 0 | 1.5225 | 0.0016186 | 0.0088776 | 0.0032185 | 11.8% | 64.73% | 23.47% | 0%
DAIRYVILLE 1101147562 | 0.46297 | 0 | ELK CREEK 11012212 | 17.4232 | 2.6064 | 20.0296 | 0.017199 | 0.037128 | 0.01671 | 21.06% | 45.46% | 20.46% | 13.01%
CALISTOGA 1101959538 | 0.46286 | 0.12017 | BIG BASIN 110112838 | 0.84108 | 0.22589 | 1.067 | 0.043584 | 0.01688 | 0.003613 | 53.62% | 20.77% | 4.445% | 21.17%
SILVERADO 2102922022 | 0.4625 | 0.42232 | LOW GAP 11014160 | 7.3479 | 0.57834 | 7.9263 | 0.042306 | 0.035532 | 0.01089 | 44.2% | 37.12% | 11.38% | 7.296%
BURNEY 110297318 | 0.46201 | 0 | DUNBAR 1103302 | 2.2408 | 0.26744 | 2.5083 | 0.017095 | 0.014094 | 0.0053993 | 41.74% | 34.41% | 13.18% | 10.66%
SPRING GAP 17029280 | 0.45859 | 0.21871 | CURTIS 1701CB | 5.051 | 0 | 5.051 | 0.017528 | 0.047181 | 0.03221 | 18.09% | 48.68% | 33.23% | 0%
WISE 11022054 | 0.45854 | 0.45854 | KERCKHOFF 1101CB | 7.6956 | 0.53534 | 8.231 | 0.011099 | 0.030458 | 0.01296 | 19.03% | 52.24% | 22.23% | 6.504%
SOBRANTE 1101CB | 0.45845 | 0.45845 | MIWUK 1702576504 | 1.6537 | 0.46726 | 2.1209 | 0.013575 | 0.017556 | 0.0054534 | 28.93% | 37.42% | 11.62% | 22.03%
RED BLUFF 1105161818 | 0.45781 | 0.45781 | POINT MORETTI 11015078 | 5.8843 | 0.69684 | 6.5812 | 0.1418 | 0.061044 | 0.0072079 | 60.36% | 25.98% | 3.068% | 10.59%
CALAVERAS CEMENT 1101502 | 0.45598 | 0.45598 | APPLE HILL 210277546 | 21.1883 | 2.4244 | 23.6127 | 0.076822 | 0.058405 | 0.023265 | 43.49% | 33.07% | 13.17% | 10.27%
KONOCTI 11084037 | 0.45443 | 0.25196 | LONE TREE 2105708440 | 8.4854 | 0.10557 | 8.591 | 0.0045367 | 0.017004 | 0.0091123 | 14.62% | 54.79% | 29.36% | 1.229%
CAMP EVERS 210512590 | 0.45318 | 0.45318 | WYANDOTTE 110738438 | 5.6842 | 2.4097 | 8.0939 | 0.023034 | 0.018171 | 0.0045323 | 35.37% | 27.9% | 6.959% | 29.77%
ARCATA 11216004 | 0.45131 | 0 | TEMPLETON 2110317796 | 2.9021 | 0 | 2.9021 | 0.0080181 | 0.012096 | 0.0053848 | 31.45% | 47.44% | 21.12% | 0%
RACETRACK 17038120 | 0.45037 | 0.45037 | WOODSIDE 11018974 | 5.7241 | 0.71418 | 6.4382 | 0.19689 | 0.070811 | 0.0058327 | 64% | 23.02% | 1.896% | 11.09%
CURTIS 170411290 | 0.44966 | 0.44966 | NARROWS 21052216 | 21.3874 | 3.8995 | 25.2869 | 0.13038 | 0.10225 | 0.038845 | 40.62% | 31.86% | 12.1% | 15.42%
PEORIA 17013186 | 0.44937 | 0.44937 | CLARK ROAD 110281296 | 11.0443 | 1.7789 | 12.8232 | 0.010102 | 0.03204 | 0.010753 | 16.45% | 52.17% | 17.51% | 13.87%
CALAVERAS CEMENT 11014786 | 0.44889 | 0.44889 | SARATOGA 1115463510 | 1.3778 | 0 | 1.3778 | 0.0079277 | 0.0078553 | 0.0032439 | 41.67% | 41.29% | 17.05% | 0%
MOUNTAIN QUARRIES 21011102 | 0.44881 | 0.44881 | CAMP EVERS 210612518 | 6.2225 | 0.32046 | 6.5429 | 0.19791 | 0.062553 | 0.010643 | 69.43% | 21.94% | 3.734% | 4.898%
EEL RIVER 11024396 | 0.44858 | 0 | POSO MOUNTAIN 2104CB | 2.1641 | 0 | 2.1641 | 0.0012564 | 0.026612 | 0.013997 | 3.001% | 63.57% | 33.43% | 0%
VASCO 1102546328 | 0.44844 | 0.44844 | CAMP EVERS 210311056 | 1.53 | 0 | 1.53 | 0.082084 | 0.025025 | 0.0061868 | 72.45% | 22.09% | 5.461% | 0%
ANTLER 11011384 | 0.4479 | 0.4479 | SANTA YNEZ 1102320270 | 7.6244 | 0 | 7.6244 | 0.012834 | 0.033233 | 0.01126 | 22.39% | 57.97% | 19.64% | 0%
MONTICELLO 11011780 | 0.44643 | 0.092436 | FULTON 1107604 | 1.8092 | 0.099369 | 1.9086 | 0.010369 | 0.0054105 | 0.0015543 | 56.71% | 29.59% | 8.5% | 5.206%
BIG BASIN 1101393582 | 0.44454 | 0 | MONTE RIO 111164758 | 5.4387 | 0.14939 | 5.5881 | 0.10739 | 0.0272 | 0.0052899 | 74.72% | 18.93% | 3.681% | 2.673%
RISING RIVER 1101CB | 0.44448 | 0 | CAMP EVERS 2105601610 | 4.1391 | 0.71973 | 4.8588 | 0.091715 | 0.024478 | 0.0037635 | 65.13% | 17.38% | 2.673% | 14.81%
HIGGINS 11041374 | 0.44369 | 0.44369 | CAYETANO 2109884904 | 13.9304 | 1.1996 | 15.13 | 0.010736 | 0.037464 | 0.011374 | 16.59% | 57.9% | 17.58% | 7.928%
HIGHLANDS 1103828 | 0.44329 | 0.22586 | SUMMIT 11016627 | 0.22276 | 0.17332 | 0.39608 | 0.0032063 | 0.003103 | 0.00027966 | 27.37% | 26.49% | 2.387% | 43.76%
HOOPA 110137202 | 0.44243 | 0 | APPLE HILL 110412832 | 9.209 | 1.9062 | 11.1151 | 0.075669 | 0.0408 | 0.015468 | 47.52% | 25.62% | 9.713% | 17.15%
ARCATA 112293912 | 0.44107 | 0 | CURTIS 170565908 | 7.6982 | 0 | 7.6982 | 0.024679 | 0.030395 | 0.02968 | 29.12% | 35.86% | 35.02% | 0%
FROGTOWN 170275252 | 0.44068 | 0.44068 | SAN RAMON 210853732 | 3.3805 | 0.15278 | 3.5333 | 0.0182 | 0.022932 | 0.0079276 | 35.49% | 44.72% | 15.46% | 4.324%
WOODSIDE 11018522 | 0.43963 | 0.43963 | EL DORADO PH 210126000 | 1.3273 | 0.0092787 | 1.3366 | 0.01051 | 0.0083551 | 0.002185 | 49.58% | 39.42% | 10.31% | 0.6942%
SAN JOAQUIN #3 1103501771 | 0.43921 | 0.16078 | WYANDOTTE 1105601234 | 3.864 | 0 | 3.864 | 0.0029834 | 0.01948 | 0.0053345 | 10.73% | 70.08% | 19.19% | 0%
FROGTOWN 1702CB | 0.43906 | 0.43906 | ELK CREEK 11012002 | 16.9845 | 1.6472 | 18.6316 | 0.015633 | 0.04619 | 0.035199 | 14.69% | 43.4% | 33.07% | 8.841%
AUBERRY 1102R2850 | 0.43878 | 0.11742 | PUTAH CREEK 110396792 | 2.2973 | 0.26875 | 2.566 | 0.0035791 | 0.0052711 | 0.0022496 | 28.87% | 42.51% | 18.14% | 10.47%
BIG BASIN 110212124 | 0.4385 | 0 | LAYTONVILLE 1102572 | 6.5913 | 0.22815 | 6.8195 | 0.05573 | 0.027266 | 0.0096259 | 58.16% | 28.45% | 10.04% | 3.346%
PENRYN 11032198 | 0.4383 | 0.4383 | HICKS 2103LB50 | 5.1631 | 0.042909 | 5.206 | 0.016576 | 0.013605 | 0.0058313 | 45.65% | 37.47% | 16.06% | 0.8242%
LOS GATOS 110760092 | 0.43818 | 0.43818 | NORTH BRANCH 1101CB | 7.3295 | 0 | 7.3295 | 0.011735 | 0.045555 | 0.024401 | 14.37% | 55.76% | 29.87% | 0%
SALT SPRINGS 21011232 | 0.43785 | 0.10252 | RADUM 1105806392 | 2.203 | 0.24265 | 2.4456 | 0.020372 | 0.020391 | 0.0084236 | 37.31% | 37.34% | 15.43% | 9.922%
ALTO 1125510 | 0.4366 | 0.4366 | BANGOR 11017446 | 16.4866 | 8.3703 | 24.8569 | 0.07455 | 0.059038 | 0.023228 | 31.53% | 24.97% | 9.824% | 33.67%
GOLDTREE 1107CB | 0.43648 | 0.43648 | MIDDLETOWN 1102878 | 6.294 | 0.27232 | 6.5663 | 0.0049217 | 0.014 | 0.0068691 | 18.29% | 52.03% | 25.53% | 4.147%
TIDEWATER 2106C514R | 0.43487 | 0.43487 | MORGAN HILL 2105XR176 | 11.771 | 0 | 11.771 | 0.036189 | 0.056904 | 0.026801 | 30.18% | 47.46% | 22.35% | 0%
PUTAH CREEK 1102710384 | 0.43205 | 0.43205 | WEST POINT 110136674 | 5.4036 | 1.772 | 7.1756 | 0.054517 | 0.031958 | 0.0098643 | 42.61% | 24.98% | 7.711% | 24.7%
HAMILTON BRANCH 110137534 | 0.43141 | 0 | LAYTONVILLE 11011760 | 5.4252 | 0.32717 | 5.7523 | 0.060995 | 0.024328 | 0.0086463 | 61.22% | 24.42% | 8.678% | 5.688%
WESTLEY 1103237522 | 0.43081 | 0.43081 | DIAMOND SPRINGS 1104705100 | 3.6478 | 0.096428 | 3.7442 | 0.01683 | 0.015144 | 0.0066645 | 42.44% | 38.18% | 16.8% | 2.575%
LOS GATOS 1106LB48 | 0.43069 | 0.43069 | DUNLAP 11027849F | 3.5345 | 0 | 3.5345 | 0.0081262 | 0.0091874 | 0.0036348 | 38.79% | 43.86% | 17.35% | 0%
LAYTONVILLE 1101518 | 0.43063 | 0.43063 | UKIAH 1111534 | 9.2771 | 0 | 9.2771 | 0.027855 | 0.019848 | 0.0081767 | 49.85% | 35.52% | 14.63% | 0%
CRESCENT MILLS 2101CB | 0.43002 | 0.43002 | BIG TREES 0402737512 | 2.5356 | 0 | 2.5356 | 0.13812 | 0.044868 | 0.0064793 | 72.9% | 23.68% | 3.42% | 0%
PEORIA 170184318 | 0.42929 | 0.42929 | PINE GROVE 1102467560 | 0.78266 | 0.29412 | 1.0768 | 0.0065717 | 0.0050381 | 0.0013959 | 36.73% | 28.16% | 7.801% | 27.31%
DUNBAR 110347964 | 0.42899 | 0.37857 | CURTIS 17019230 | 0.95571 | 0.79107 | 1.7468 | 0.0054866 | 0.0094673 | 0.0064376 | 14.03% | 24.21% | 16.47% | 45.29%
LOW GAP 11012094 | 0.4286 | 0.27143 | FROGTOWN 1702737236 | 14.2849 | 0.24042 | 14.5253 | 0.024465 | 0.030824 | 0.020472 | 31.76% | 40.01% | 26.57% | 1.655%
BUTTE 1105235788 | 0.4272 | 0.4272 | SHINGLE SPRINGS 21092679 | 2.5688 | 0.064881 | 2.6336 | 0.009769 | 0.010241 | 0.0057938 | 36.93% | 38.71% | 21.9% | 2.464%
FULTON 1107214 | 0.42603 | 0.42603 | BOLINAS 1101806 | 1.2402 | 0.0058298 | 1.2461 | 0.0098243 | 0.010145 | 0.0023566 | 43.8% | 45.23% | 10.51% | 0.4679%
MIWUK 1701953336 | 0.425 | 0 | SPANISH CREEK 4401CB | 2.6534 | 0 | 2.6534 | 0.010092 | 0.016791 | 0.0047274 | 31.93% | 53.12% | 14.96% | 0%
GUALALA 11121294 | 0.42382 | 0 | SAN RAFAEL 11081210 | 2.3338 | 0 | 2.3338 | 0.062037 | 0.026218 | 0.0071024 | 65.06% | 27.49% | 7.448% | 0%
JESSUP 11013383 | 0.423 | 0.423 | CLARKSVILLE 210551478 | 0.030408 | 0.50774 | 0.53814 | 0.00020643 | 0.00072898 | 0.00039711 | 0.8754% | 3.091% | 1.684% | 94.35%
PARADISE 1103283794 | 0.42127 | 0.38986 | MONTE RIO 1112CB | 1.1412 | 0 | 1.1412 | 0.050878 | 0.01989 | 0.0053517 | 66.84% | 26.13% | 7.031% | 0%
MIWUK 1702S2247 | 0.41982 | 0.29005 | SALT SPRINGS 21028442 | 4.9975 | 0.75682 | 5.7544 | 0.049478 | 0.05557 | 0.010013 | 37.35% | 41.94% | 7.558% | 13.15%
PUEBLO 210398394 | 0.41912 | 0 | PUEBLO 2102895310 | 1.0103 | 0.033876 | 1.0442 | 0.0061323 | 0.0073282 | 0.0023906 | 37.43% | 44.73% | 14.59% | 3.244%
RIO DELL 110138332 | 0.41785 | 0 | UKIAH 1114206824 | 14.442 | 0.022847 | 14.4648 | 0.023001 | 0.024998 | 0.0094902 | 39.95% | 43.41% | 16.48% | 0.1579%
JESSUP 1103770356 | 0.41579 | 0.41579 | MONTE RIO 1111506 | 0.45391 | 0.0044292 | 0.45834 | 0.020771 | 0.0058168 | 0.0014871 | 73.27% | 20.52% | 5.246% | 0.9664%
SANTA ROSA A 1111114 | 0.4156 | 0.4156 | BUTTE 1105751990 | 0.88002 | 0 | 0.88002 | 0.0050031 | 0.011043 | 0.0044011 | 24.47% | 54.01% | 21.52% | 0%
GUALALA 111135562 | 0.41554 | 0 | CANTUA 1103792930 | 1.7369 | 0.0034664 | 1.7403 | 0.0003792 | 0.0030668 | 0.0023075 | 6.578% | 53.2% | 40.03% | 0.1992%
CURTIS 17046060 | 0.41472 | 0.41472 | BIG BASIN 110276752 | 0.95202 | 0.27904 | 1.2311 | 0.048225 | 0.016465 | 0.0035302 | 54.67% | 18.66% | 4.002% | 22.67%
BRUNSWICK 11052204 | 0.41029 | 0 | PINE GROVE 110152088 | 1.1781 | 0.2386 | 1.4167 | 0.007097 | 0.0065405 | 0.002978 | 35.52% | 32.73% | 14.9% | 16.84%
DUNBAR 1102528 | 0.41022 | 0.31884 | WHITMORE 11011594 | 11.4448 | 3.3508 | 14.7956 | 0.046726 | 0.030545 | 0.010403 | 41.23% | 26.95% | 9.178% | 22.65%
LAS GALLINAS A 1106685656 | 0.40938 | 0.40938 | HIGGINS 1104498932 | 1.8193 | 0.1556 | 1.9749 | 0.01541 | 0.009608 | 0.0037819 | 49.29% | 30.73% | 12.1% | 7.879%
ZACA 1102Y54 | 0.40933 | 0.40933 | EAST QUINCY 1101424048 | 0.40547 | 0 | 0.40547 | 0.0018397 | 0.0020155 | 0.00065976 | 40.75% | 44.64% | 14.61% | 0%
ANTLER 11011376 | 0.408 | 0.408 | FROGTOWN 170212282 | 3.6542 | 0.096603 | 3.7508 | 0.0057496 | 0.0099825 | 0.0073669 | 24.25% | 42.1% | 31.07% | 2.576%
LOS GATOS 1106LA42 | 0.40744 | 0.40744 | DUNBAR 1101440 | 9.6944 | 1.572 | 11.2665 | 0.019338 | 0.045091 | 0.011321 | 21.97% | 51.22% | 12.86% | 13.95%
PUEBLO 1104536006 | 0.4073 | 0 | VINEYARD 2108609690 | 3.2608 | 1.9002 | 5.161 | 0.010614 | 0.022505 | 0.010125 | 15.51% | 32.88% | 14.79% | 36.82%
SALT SPRINGS 21011216 | 0.40681 | 0.24464 | OILFIELDS 1103N64 | 3.9323 | 0 | 3.9323 | 0.0036695 | 0.027905 | 0.013591 | 8.124% | 61.78% | 30.09% | 0%
NORTH DUBLIN 2101CB | 0.40572 | 0.40572 | FULTON 1107214 | 4.189 | 0.42603 | 4.615 | 0.034999 | 0.025527 | 0.00798 | 46.37% | 33.82% | 10.57% | 9.231%
DUNBAR 1101725292 | 0.40555 | 0.31652 | HICKS 1116583284 | 0.16243 | 0 | 0.16243 | 0.0005814 | 0.0013333 | 0.00049207 | 24.16% | 55.4% | 20.45% | 0%
TASSAJARA 2113MR276 | 0.40535 | 0.40535 | PLACERVILLE 210619732 | 3.3036 | 8.8531 | 12.1567 | 0.047347 | 0.041043 | 0.017325 | 12.17% | 10.55% | 4.454% | 72.82%
BRUNSWICK 110584480 | 0.40367 | 0 | SONOMA 11033052 | 8.0287 | 2.3339 | 10.3625 | 0.032597 | 0.046462 | 0.011544 | 27.87% | 39.73% | 9.872% | 22.52%
0 | 0.40226 | 0.34201 | ATASCADERO 1103A16 | 7.2749 | 0 | 7.2749 | 0.015441 | 0.026426 | 0.011702 | 28.83% | 49.33% | 21.84% | 0%
SALMON CREEK 1101668 | 0.40199 | 0 | MENDOCINO 110137462 | 1.9737 | 0 | 1.9737 | 0.014441 | 0.012552 | 0.0054368 | 44.53% | 38.7% | 16.76% | 0%
CLOVERDALE 1102262 | 0.40138 | 0.24932 | SAN RAFAEL 11081457 | 0.23741 | 0 | 0.23741 | 0.0072528 | 0.0047775 | 0.0012479 | 54.62% | 35.98% | 9.398% | 0%
HIGGINS 110950078 | 0.39979 | 0.39979 | HOPLAND 1101558 | 3.454 | 0 | 3.454 | 0.011704 | 0.026767 | 0.0090748 | 24.62% | 56.3% | 19.09% | 0%
SOBRANTE 1103CB | 0.39926 | 0.39926 | DUNBAR 1103234 | 8.6613 | 0.83028 | 9.4915 | 0.039546 | 0.04285 | 0.014088 | 37.4% | 40.53% | 13.32% | 8.748%
HIGGINS 1109CB | 0.39902 | 0.39902 | CURTIS 170190120 | 1.7453 | 0 | 1.7453 | 0.0088418 | 0.019035 | 0.013041 | 21.61% | 46.52% | 31.87% | 0%
SHADY GLEN 1101256576 | 0.39888 | 0 | RACETRACK 17038120 | 3.1365 | 0.45037 | 3.5868 | 0.027913 | 0.024081 | 0.015256 | 36.3% | 31.31% | 19.84% | 12.56%
SAN LUIS OBISPO 1101592368 | 0.39877 | 0.39877 | SAN JOAQUIN #3 1102CB | 3.4644 | 0.53529 | 3.9997 | 0.019501 | 0.033888 | 0.0085293 | 27.28% | 47.41% | 11.93% | 13.38%
BRUNSWICK 11052100 | 0.39706 | 0 | DUNBAR 1103799422 | 0.17089 | 0.062395 | 0.23329 | 0.00064168 | 0.00064495 | 0.00013341 | 33.1% | 33.27% | 6.882% | 26.75%
EUREKA E 110435934 | 0.39601 | 0 | AUBURN 1101173014 | 2.1642 | 0.26421 | 2.4284 | 0.0095281 | 0.011931 | 0.0048511 | 32.27% | 40.41% | 16.43% | 10.88%
MARIPOSA 21019400 | 0.39517 | 0.39517 | OILFIELDS 1103N44 | 6.0643 | 0 | 6.0643 | 0.0065702 | 0.017278 | 0.010511 | 19.12% | 50.29% | 30.59% | 0%
DUNBAR 1103831696 | 0.39476 | 0.31677 | PASO ROBLES 1104R12 | 13.5978 | 0.099054 | 13.6968 | 0.02295 | 0.049606 | 0.019831 | 24.66% | 53.31% | 21.31% | 0.7232%
PUEBLO 1102662 | 0.39469 | 0 | KONOCTI 1108CB | 3.3407 | 1.6002 | 4.9409 | 0.0096475 | 0.022375 | 0.0088472 | 15.96% | 37.02% | 14.64% | 32.39%
MOUNTAIN QUARRIES 21012504 | 0.39464 | 0.39464 | RINCON 1103198 | 2.476 | 0.55714 | 3.0331 | 0.012557 | 0.017121 | 0.003517 | 30.88% | 42.1% | 8.649% | 18.37%
CLARK ROAD 110284624 | 0.39313 | 0.26716 | OTTER 11012052 | 4.0381 | 0.072514 | 4.1106 | 0.050368 | 0.028326 | 0.0022352 | 61.14% | 34.38% | 2.713% | 1.764%
RED BLUFF 1103CB | 0.39259 | 0.39259 | BIG BASIN 1101393582 | 1.7951 | 0.44454 | 2.2396 | 0.093991 | 0.036571 | 0.0061903 | 55.09% | 21.43% | 3.628% | 19.85%
CAMP EVERS 2106287578 | 0.39228 | 0.39228 | CHALLENGE 11021902 | 1.7682 | 0.65329 | 2.4215 | 0.030934 | 0.01424 | 0.0046838 | 45.31% | 20.86% | 6.86% | 26.98%
SALMON CREEK 1101654 | 0.39221 | 0 | DUNBAR 1102261774 | 5.3038 | 0.47477 | 5.7786 | 0.028273 | 0.028558 | 0.0067549 | 40.81% | 41.22% | 9.75% | 8.216%
CLARKSVILLE 210413352 | 0.39047 | 0.39047 | BIG BASIN 110110720 | 1.6911 | 0.32132 | 2.0124 | 0.084473 | 0.030199 | 0.0058003 | 58.92% | 21.06% | 4.046% | 15.97%
SAN RAMON 2107818336 | 0.38997 | 0.38997 | CALISTOGA 1102CB | 0.07552 | 0.030462 | 0.10598 | 0.0011376 | 0.0034425 | 0.00073843 | 15.24% | 46.12% | 9.893% | 28.74%
BELL 1109CB | 0.38977 | 0.38977 | HALF MOON BAY 1103825502 | 0.54072 | 0 | 0.54072 | 0.0045151 | 0.0038493 | 0.00095958 | 48.42% | 41.28% | 10.29% | 0%
MIWUK 170153038 | 0.38869 | 0 | SAN BENITO 2101295566 | 0.46221 | 0 | 0.46221 | 0.0012947 | 0.0030635 | 0.0016318 | 21.61% | 51.14% | 27.24% | 0%
PLACERVILLE 1110421358 | 0.38802 | 0.19338 | SAN MIGUEL 1106605393 | 10.0392 | 0 | 10.0392 | 0.00497 | 0.027723 | 0.021893 | 9.105% | 50.79% | 40.11% | 0%
EL DORADO PH 210136764 | 0.38802 | 0.3535 | LAYTONVILLE 1101448108 | 2.7148 | 0 | 2.7148 | 0.02705 | 0.0081997 | 0.0031219 | 70.5% | 21.37% | 8.136% | 0%
0 | 0.38713 | 0 | BIG TREES 04025300 | 3.0796 | 0 | 3.0796 | 0.1821 | 0.044251 | 0.0043929 | 78.92% | 19.18% | 1.904% | 0%
BIG BASIN 110169550 | 0.38655 | 0 | BIG BASIN 110212992 | 5.2618 | 1.0032 | 6.265 | 0.21019 | 0.075199 | 0.010578 | 59.65% | 21.34% | 3.002% | 16.01%
SANTA ROSA A 1104220 | 0.38652 | 0.38652 | BIG BASIN 110110296 | 4.7359 | 0 | 4.7359 | 0.26232 | 0.085968 | 0.012084 | 72.79% | 23.86% | 3.353% | 0%
NARROWS 210551582 | 0.38585 | 0 | HIGHLANDS 1103828 | 5.2054 | 0.44329 | 5.6487 | 0.01434 | 0.021005 | 0.01116 | 28.41% | 41.62% | 22.11% | 7.848%
VINEYARD 2107MR332 | 0.38524 | 0.38524 | DUNLAP 11027060 | 8.1364 | 0 | 8.1364 | 0.014785 | 0.018276 | 0.0062288 | 37.63% | 46.52% | 15.85% | 0%
PINE GROVE 110235576 | 0.38515 | 0.044292 | HALF MOON BAY 1103157944 | 1.5301 | 0.06355 | 1.5936 | 0.01952 | 0.011906 | 0.0025195 | 55.21% | 33.68% | 7.126% | 3.988%
GOLDTREE 1105912920 | 0.38445 | 0.38445 | MARTELL 11016074 | 1.171 | 0 | 1.171 | 0.012182 | 0.009856 | 0.0057993 | 43.76% | 35.41% | 20.83% | 0%
STELLING 1110568350 | 0.38401 | 0.38401 | SALT SPRINGS 21023118 | 0.019277 | 0 | 0.019277 | 0.00031652 | 0.00099833 | 6.6538e-05 | 22.91% | 72.27% | 4.817% | 0%
BLUE LAKE 110256630 | 0.38235 | 0 | SANTA ROSA A 1111147198 | 0.90263 | 0.074649 | 0.97727 | 0.0083144 | 0.0069083 | 0.0017241 | 45.31% | 37.65% | 9.397% | 7.639%
DESCHUTES 1104378894 | 0.3785 | 0.25931 | BIG BASIN 11015000 | 0.54601 | 0.051995 | 0.598 | 0.024325 | 0.013314 | 0.0014729 | 56.79% | 31.08% | 3.438% | 8.695%
BRUNSWICK 1103262343 | 0.37792 | 0 | SHINGLE SPRINGS 210819762 | 2.6087 | 0.083928 | 2.6926 | 0.0095772 | 0.016678 | 0.0093797 | 26.04% | 45.34% | 25.5% | 3.117%
GARBERVILLE 11016014 | 0.37778 | 0.20094 | BIG BASIN 110212124 | 1.4492 | 0.4385 | 1.8877 | 0.07777 | 0.025952 | 0.0043761 | 55.23% | 18.43% | 3.108% | 23.23%
OAKHURST 110363334 | 0.37656 | 0.37656 | WOODSIDE 1104420146 | 1.3793 | 0 | 1.3793 | 0.027559 | 0.013806 | 0.0030832 | 62% | 31.06% | 6.937% | 0%
BRUNSWICK 1104244027 | 0.37649 | 0 | PARADISE 1105878870 | 0.86839 | 2.3275 | 3.1958 | 0.012208 | 0.010559 | 0.0036072 | 12.58% | 10.88% | 3.716% | 72.83%
HIGHLANDS 1102623120 | 0.37554 | 0.29991 | SAN LUIS OBISPO 1104V46 | 10.1494 | 0.035434 | 10.1849 | 0.018788 | 0.027788 | 0.010389 | 32.87% | 48.61% | 18.17% | 0.3479%
PIKE CITY 11011720 | 0.37552 | 0.061449 | CAMP EVERS 210611006 | 0.60149 | 0 | 0.60149 | 0.029326 | 0.012749 | 0.0037486 | 64% | 27.82% | 8.181% | 0%
JANES CREEK 1101CB | 0.37552 | 0 | MONTE RIO 11135024 | 0.082721 | 0 | 0.082721 | 0.0041748 | 0.0016665 | 0.00046062 | 66.25% | 26.44% | 7.309% | 0%
BRUNSWICK 110756240 | 0.37389 | 0 | KERN OIL 1106412184 | 0.29062 | 0 | 0.29062 | 0.00018379 | 0.0017314 | 0.0011139 | 6.068% | 57.16% | 36.77% | 0%
STANISLAUS 1702CB | 0.37388 | 0.37388 | HOLLISTER 2102855412 | 13.0454 | 0 | 13.0454 | 0.0094929 | 0.053834 | 0.025636 | 10.67% | 60.51% | 28.82% | 0%
OREGON TRAIL 1103CB | 0.37216 | 0.12943 | MIWUK 1702823548 | 9.5596 | 1.4133 | 10.9729 | 0.040968 | 0.048125 | 0.015691 | 34.06% | 40.01% | 13.05% | 12.88%
HAMILTON BRANCH 11012046 | 0.37052 | 0 | WOODSIDE 11018972 | 3.0614 | 0.30394 | 3.3653 | 0.057764 | 0.023626 | 0.0015066 | 63.39% | 25.93% | 1.653% | 9.031%
DIAMOND SPRINGS 110519910 | 0.36905 | 0.36905 | BIG BASIN 11028403 | 2.1651 | 0.2497 | 2.4148 | 0.06586 | 0.018347 | 0.0029986 | 67.71% | 18.86% | 3.083% | 10.34%
MOUNTAIN QUARRIES 21011180 | 0.36871 | 0.36871 | LOS GATOS 110760114 | 16.0551 | 1.5243 | 17.5794 | 0.098632 | 0.060479 | 0.010652 | 53.06% | 32.54% | 5.731% | 8.671%
HIGGINS 1110861610 | 0.36743 | 0.36743 | SHINGLE SPRINGS 2110386572 | 8.181 | 0.039881 | 8.2209 | 0.031456 | 0.035484 | 0.013139 | 39.09% | 44.1% | 16.33% | 0.4851%
PLACER 1103284874 | 0.3668 | 0.3668 | OAKHURST 1101910120 | 0.57594 | 0.15425 | 0.7302 | 0.0039691 | 0.004576 | 0.0023068 | 28.85% | 33.26% | 16.77% | 21.12%
FAIRVIEW 2207P148 | 0.36654 | 0.36654 | OLETA 110241396 | 2.3563 | 0 | 2.3563 | 0.024309 | 0.018115 | 0.0069838 | 49.2% | 36.66% | 14.14% | 0%
GOLDTREE 1108939400 | 0.36561 | 0.36561 | KONOCTI 11081278 | 2.964 | 1.1458 | 4.1098 | 0.018448 | 0.0285 | 0.012074 | 22.54% | 34.83% | 14.75% | 27.88%
JAMESON 1105371694 | 0.36274 | 0.36274 | MONTE RIO 1111CB | 0.042533 | 0 | 0.042533 | 0.0011866 | 0.0010304 | 0.0002457 | 48.18% | 41.84% | 9.977% | 0%
BURNEY 1101CB | 0.36089 | 0 | BEN LOMOND 1101BL 1101 | 3.0124 | 0 | 3.0124 | 0.16272 | 0.049917 | 0.0084814 | 73.59% | 22.57% | 3.836% | 0%
TEMPLETON 2113A12 | 0.36083 | 0.36083 | BIG BASIN 110195690 | 1.4672 | 1.0509 | 2.5181 | 0.078659 | 0.030695 | 0.0067334 | 39.48% | 15.41% | 3.38% | 41.73%
WYANDOTTE 11095607 | 0.36015 | 0.36015 | MENLO 1102223286 | 0.37407 | 0.023302 | 0.39738 | 0.0029869 | 0.0013711 | 0.00016251 | 62.2% | 28.55% | 3.384% | 5.864%
RISING RIVER 11011530 | 0.36005 | 0 | MIWUK 1702531976 | 0.30251 | 0.039881 | 0.34239 | 0.0032304 | 0.0045684 | 0.0016875 | 30.09% | 42.55% | 15.72% | 11.65%
HIGGINS 1109594 | 0.35819 | 0.35819 | MARIPOSA 21014410 | 8.0254 | 0.26575 | 8.2911 | 0.035881 | 0.0338 | 0.0078471 | 44.8% | 42.2% | 9.797% | 3.205%
CURTIS 17039330 | 0.35819 | 0.35819 | MIRABEL 1102503000 | 1.4633 | 0 | 1.4633 | 0.050928 | 0.018872 | 0.0050445 | 68.05% | 25.21% | 6.74% | 0%
MARTELL 110191216 | 0.35819 | 0.35819 | PAUL SWEET 2106974130 | 1.2653 | 0 | 1.2653 | 0.046599 | 0.023078 | 0.005565 | 61.93% | 30.67% | 7.396% | 0%
CRESCENT MILLS 21012232 | 0.358 | 0.358 | SONOMA 1102441730 | 2.3134 | 1.0272 | 3.3406 | 0.010972 | 0.017476 | 0.0036034 | 23.71% | 37.76% | 7.786% | 30.75%
LUCERNE 11062355 | 0.35793 | 0 | RISING RIVER 11011530 | 5.3888 | 0.36005 | 5.7488 | 0.009551 | 0.024107 | 0.0078797 | 21.55% | 54.4% | 17.78% | 6.263%
REDBUD 1101754544 | 0.35791 | 0.32955 | RACETRACK 17036014 | 4.0167 | 0 | 4.0167 | 0.014057 | 0.012718 | 0.0088859 | 39.42% | 35.66% | 24.92% | 0%
BANGOR 1101542442 | 0.35777 | 0 | TAR FLAT 0401CB | 0.91224 | 0.31726 | 1.2295 | 0.012549 | 0.015593 | 0.0036711 | 29.27% | 36.37% | 8.562% | 25.8%
BANGOR 1101678574 | 0.35777 | 0 | FULTON 1102885254 | 0.80312 | 0.012045 | 0.81516 | 0.0041459 | 0.0022555 | 0.00097321 | 55.39% | 30.13% | 13% | 1.478%
ALTO 1124432 | 0.35691 | 0.35691 | WILLOW CREEK 1103205028 | 0.39294 | 0.12017 | 0.51311 | 0.0044832 | 0.0048081 | 0.0015337 | 31.72% | 34.01% | 10.85% | 23.42%
CURTIS 1702S2123 | 0.35658 | 0.35658 | COTTONWOOD 11021578 | 11.5218 | 3.4033 | 14.9252 | 0.038263 | 0.049701 | 0.026181 | 25.88% | 33.61% | 17.71% | 22.8%
COARSEGOLD 210410030 | 0.35562 | 0.35562 | SAN RAFAEL 110863598 | 0.724 | 0 | 0.724 | 0.012721 | 0.0061759 | 0.0010576 | 63.75% | 30.95% | 5.3% | 0%
BRUNSWICK 1104285704 | 0.35404 | 0 | NARROWS 21022718 | 2.6135 | 2.1907 | 4.8043 | 0.029311 | 0.030836 | 0.015873 | 20.97% | 22.07% | 11.36% | 45.6%
BRUNSWICK 11038918 | 0.35404 | 0 | CALPELLA 1101345230 | 1.0504 | 0 | 1.0504 | 0.0030884 | 0.0059667 | 0.0021311 | 27.61% | 53.34% | 19.05% | 0%
HAMILTON BRANCH 11012082 | 0.35367 | 0 | CRESCENT MILLS 21012232 | 7.4883 | 0.358 | 7.8463 | 0.0409 | 0.034151 | 0.0094604 | 46.19% | 38.57% | 10.68% | 4.563%
ELK CREEK 11012032 | 0.35348 | 0.35348 | CUYAMA 21013542 | 5.1648 | 0 | 5.1648 | 0.011219 | 0.020795 | 0.012184 | 25.38% | 47.05% | 27.57% | 0%
ARCATA 110589784 | 0.35299 | 0 | CAMP EVERS 210612840 | 1.2839 | 0 | 1.2839 | 0.063626 | 0.022949 | 0.0047162 | 69.7% | 25.14% | 5.166% | 0%
ELECTRA 11024756 | 0.3528 | 0.3528 | WILLOW CREEK 1103CB | 0.70198 | 0.086712 | 0.7887 | 0.0083278 | 0.0076854 | 0.002671 | 39.67% | 36.61% | 12.72% | 10.99%
TAR FLAT 04023144 | 0.35269 | 0.35269 | OTTER 1101CB | 2.3196 | 0.11476 | 2.4344 | 0.0084368 | 0.046376 | 0.0038944 | 13.69% | 75.27% | 6.321% | 4.714%
MIWUK 1701767890 | 0.35238 | 0 | CAMP EVERS 210511384 | 1.4982 | 0 | 1.4982 | 0.075066 | 0.031543 | 0.0066676 | 66.27% | 27.85% | 5.886% | 0%
HIGHLANDS 1103917328 | 0.35199 | 0.26376 | PEORIA 170449256 | 0.027101 | 0 | 0.027101 | 3.8056e-05 | 0.00022649 | 0.00031413 | 6.576% | 39.14% | 54.28% | 0%
RINCON 1103CB | 0.35171 | 0.27451 | CLOVERDALE 1102570 | 10.1895 | 1.5712 | 11.7607 | 0.02941 | 0.036954 | 0.0097858 | 33.46% | 42.04% | 11.13% | 13.36%
HIGGINS 1110197930 | 0.35126 | 0.35126 | HIGGINS 11102408 | 4.093 | 0.13172 | 4.2247 | 0.021103 | 0.013065 | 0.0054001 | 51.67% | 31.99% | 13.22% | 3.118%
KESWICK 11011586 | 0.35087 | 0.13365 | HOPLAND 110180620 | 2.2928 | 0 | 2.2928 | 0.0079708 | 0.015335 | 0.0054791 | 27.69% | 53.27% | 19.03% | 0%
WOODSIDE 1101775939 | 0.3508 | 0.3508 | MONTE RIO 1113250 | 0.41147 | 0 | 0.41147 | 0.023754 | 0.0059215 | 0.0016711 | 75.78% | 18.89% | 5.331% | 0%
MIWUK 1702S1547 | 0.35049 | 0.24216 | LOW GAP 1101CB | 0.69309 | 0.085556 | 0.77864 | 0.0065931 | 0.0059131 | 0.0010393 | 43.33% | 38.86% | 6.829% | 10.99%
NARROWS 2102CB | 0.35031 | 0 | BRUNSWICK 11042112 | 6.4077 | 2.2864 | 8.6941 | 0.050983 | 0.0323 | 0.012054 | 39.41% | 24.97% | 9.318% | 26.3%
PINE GROVE 110194936 | 0.35016 | 0 | COTTONWOOD 11011610 | 13.3941 | 2.1217 | 15.5158 | 0.029375 | 0.039481 | 0.016853 | 29.59% | 39.77% | 16.97% | 13.67%
OAKLAND J 1102CR102 | 0.35 | 0.35 | PEORIA 170587222 | 1.6245 | 0 | 1.6245 | 0.010046 | 0.014507 | 0.013641 | 26.3% | 37.98% | 35.71% | 0%
APPLE HILL 210289934 | 0.34975 | 0.30094 | SILVERADO 2102922022 | 3.3872 | 0.4625 | 3.8497 | 0.011344 | 0.010951 | 0.0026434 | 40.02% | 38.64% | 9.327% | 12.01%
COARSEGOLD 210210050 | 0.34958 | 0.34958 | CEDAR CREEK 11011362 | 0.0087448 | 0 | 0.0087448 | 6.3265e-05 | 0.00011862 | 4.3372e-05 | 28.09% | 52.66% | 19.25% | 0%
CARLOTTA 11214914 | 0.34958 | 0 | SHEPHERD 2111327814 | 5.2833 | 0 | 5.2833 | 0.00766 | 0.020251 | 0.0097387 | 20.35% | 53.79% | 25.87% | 0%
PUEBLO 2103895784 | 0.34954 | 0.21246 | MORGAN HILL 2105XR268 | 2.5671 | 0.057423 | 2.6245 | 0.015745 | 0.01264 | 0.0024493 | 49.95% | 40.1% | 7.77% | 2.188%
LUCERNE 11031663 | 0.34946 | 0 | SALT SPRINGS 21023142 | 6.417 | 4.9085 | 11.3256 | 0.11722 | 0.069956 | 0.015048 | 32.84% | 19.6% | 4.216% | 43.34%
HIGGINS 1104533648 | 0.34895 | 0.34895 | OAKLAND K 1101CR178 | 0.1041 | 0 | 0.1041 | 0.0015574 | 0.001519 | 0.00057373 | 42.67% | 41.61% | 15.72% | 0%
BELL 110750172 | 0.34895 | 0.34895 | OAKLAND K 1101CR346 | 0.050279 | 0 | 0.050279 | 0.00099964 | 0.000884 | 0.0002329 | 47.23% | 41.77% | 11% | 0%
SILVERADO 2105131568 | 0.348 | 0.24716 | PARADISE 110439216 | 0.96268 | 2.7829 | 3.7456 | 0.010834 | 0.011162 | 0.0043563 | 10.57% | 10.89% | 4.249% | 74.3%
FRENCH GULCH 1101CB | 0.34779 | 0 | MIRABEL 11022043 | 0.1845 | 0 | 0.1845 | 0.0087573 | 0.0028618 | 0.00056764 | 71.86% | 23.48% | 4.658% | 0%
CHESTER 1101922138 | 0.3472 | 0 | HOLLISTER 21054048 | 9.9781 | 0 | 9.9781 | 0.018431 | 0.034723 | 0.014677 | 27.17% | 51.19% | 21.64% | 0%
BIG BASIN 1102307348 | 0.34314 | 0.20784 | TASSAJARA 2112725488 | 1.0954 | 0.78112 | 1.8766 | 0.016873 | 0.016369 | 0.0064051 | 24.84% | 24.1% | 9.431% | 41.63%
ALTO 1125902 | 0.343 | 0.343 | BIG BASIN 1102307348 | 4.1338 | 0.34314 | 4.4769 | 0.079945 | 0.030211 | 0.0046681 | 64.29% | 24.29% | 3.754% | 7.665%
BROWNS VALLEY 110193870 | 0.34286 | 0.34286 | CURTIS 17026008 | 9.018 | 1.9501 | 10.9682 | 0.032285 | 0.038034 | 0.016823 | 30.46% | 35.89% | 15.87% | 17.78%
SILVERADO 2102636 | 0.34214 | 0.23184 | DIAMOND SPRINGS 11071402 | 13.6809 | 0.81304 | 14.4939 | 0.059458 | 0.0793 | 0.031914 | 32.88% | 43.86% | 17.65% | 5.61%
MARIPOSA 2101439030 | 0.34028 | 0.34028 | CALPELLA 1101931142 | 3.04 | 0 | 3.04 | 0.016327 | 0.0093744 | 0.0038446 | 55.26% | 31.73% | 13.01% | 0%
PUEBLO 1104640 | 0.33797 | 0 | EL DORADO PH 210136764 | 0.82117 | 0.38802 | 1.2092 | 0.010303 | 0.011645 | 0.0017972 | 29.47% | 33.3% | 5.14% | 32.09%
WILLOW CREEK 110347966 | 0.33729 | 0 | SAN RAFAEL 11081262 | 1.3888 | 0 | 1.3888 | 0.031747 | 0.018993 | 0.0049315 | 57.03% | 34.12% | 8.858% | 0%
PLACERVILLE 1112566624 | 0.33669 | 0.13907 | BRUNSWICK 111061602 | 4.7558 | 3.6834 | 8.4392 | 0.050613 | 0.035942 | 0.013717 | 28.44% | 20.2% | 7.709% | 43.65%
BURNEY 1102CB | 0.33615 | 0 | ALTO 1125902 | 3.9609 | 0.343 | 4.3039 | 0.035076 | 0.032268 | 0.0058045 | 44.13% | 40.6% | 7.303% | 7.969%
BURNEY 110237284 | 0.33615 | 0 | CEDAR CREEK 1101451856 | 0.016925 | 0.05021 | 0.067135 | 2.2747e-05 | 0.00013946 | 2.7152e-05 | 3.028% | 18.57% | 3.615% | 74.79%
FULTON 110777670 | 0.33592 | 0.33592 | WILLOW CREEK 1101CB | 0.056408 | 0.0040966 | 0.060504 | 0.0012957 | 0.0016078 | 0.00036259 | 36.99% | 45.89% | 10.35% | 6.771%
POTTER VALLEY P H 11051904 | 0.33538 | 0.33538 | LAURELES 111268454 | 4.4777 | 1.0262 | 5.5039 | 0.033353 | 0.045416 | 0.013654 | 29.36% | 39.98% | 12.02% | 18.64%
DUNBAR 11034817 | 0.33529 | 0.26912 | VOLTA 11021504 | 3.5482 | 2.666 | 6.2142 | 0.027599 | 0.016814 | 0.0058842 | 31.33% | 19.09% | 6.68% | 42.9%
AUBERRY 1101R324 | 0.33503 | 0.08981 | BEN LOMOND 110196738 | 2.0786 | 0 | 2.0786 | 0.11511 | 0.032876 | 0.0055634 | 74.97% | 21.41% | 3.623% | 0%
AUBERRY 1101R2845 | 0.33433 | 0.091263 | LAYTONVILLE 1102682 | 4.5706 | 0.2232 | 4.7938 | 0.083323 | 0.022028 | 0.0079165 | 70.14% | 18.54% | 6.664% | 4.656%
PARADISE 110353544 | 0.33211 | 0.30714 | MENLO 1102154024 | 0.75116 | 0.15368 | 0.90484 | 0.010909 | 0.006354 | 0.00061783 | 50.65% | 29.5% | 2.868% | 16.98%
TASSAJARA 2103CB | 0.33188 | 0.33188 | BEN LOMOND 04015206 | 2.1735 | 0 | 2.1735 | 0.10937 | 0.022069 | 0.002352 | 81.75% | 16.49% | 1.758% | 0%
AUBERRY 1102R1013 | 0.33121 | 0.08848 | HIGGINS 1103789714 | 8.8476 | 0.49299 | 9.3406 | 0.06149 | 0.042264 | 0.01741 | 48.07% | 33.04% | 13.61% | 5.278%
EUREKA A 11075980 | 0.32909 | 0 | COALINGA NO 1 11089080 | 4.6354 | 0.0079831 | 4.6434 | 0.0023837 | 0.026343 | 0.020145 | 4.869% | 53.81% | 41.15% | 0.1719%
SOBRANTE 1101L534R | 0.32904 | 0.32904 | CURTIS 1702295684 | 3.6685 | 0 | 3.6685 | 0.013074 | 0.017493 | 0.012186 | 30.58% | 40.92% | 28.5% | 0%
MC ARTHUR 110137388 | 0.32757 | 0 | WILLITS 1104934 | 10.2041 | 0 | 10.2041 | 0.069708 | 0.031213 | 0.011362 | 62.08% | 27.8% | 10.12% | 0%
LAYTONVILLE 11011760 | 0.32717 | 0.32717 | HOLLISTER 21064004 | 7.171 | 0 | 7.171 | 0.013809 | 0.038656 | 0.018532 | 19.45% | 54.45% | 26.1% | 0%
KONOCTI 1102716 | 0.32715 | 0.18535 | WOODSIDE 11011922 | 1.5672 | 0.16435 | 1.7316 | 0.042561 | 0.026027 | 0.0048316 | 52.47% | 32.08% | 5.956% | 9.492%
OAKLAND X 1106CR008 | 0.32647 | 0.32647 | RED BLUFF 110451238 | 12.8833 | 2.5244 | 15.4076 | 0.02581 | 0.039284 | 0.01854 | 25.8% | 39.28% | 18.54% | 16.38%
JANES CREEK 110191072 | 0.325 | 0 | FROGTOWN 1702CB | 1.5216 | 0.43906 | 1.9607 | 0.0057136 | 0.02009 | 0.016774 | 10.41% | 36.62% | 30.57% | 22.39%
MOUNTAIN QUARRIES 21011350 | 0.32493 | 0.32493 | PUEBLO 2102595938 | 1.2963 | 0.028361 | 1.3247 | 0.0083409 | 0.011791 | 0.0047807 | 32.76% | 46.32% | 18.78% | 2.141%
MARIPOSA 21029590 | 0.32468 | 0.32468 | APPLE HILL 210239544 | 6.5717 | 1.4361 | 8.0078 | 0.11191 | 0.093898 | 0.021252 | 40.45% | 33.94% | 7.681% | 17.93%
PUEBLO 1105716 | 0.32458 | 0 | OAKHURST 1101CB | 0.42709 | 0.27962 | 0.70671 | 0.0026623 | 0.0071568 | 0.0035683 | 12.02% | 32.31% | 16.11% | 39.57%
SAN RAFAEL 1104717160 | 0.32388 | 0.32388 | TASSAJARA 2108437582 | 1.434 | 0.019118 | 1.4531 | 0.011271 | 0.0081332 | 0.0028782 | 49.92% | 36.02% | 12.75% | 1.316%
MC ARTHUR 11011546 | 0.32332 | 0.12621 | SHINGLE SPRINGS 1103CB | 3.9019 | 0.18869 | 4.0906 | 0.017663 | 0.034365 | 0.015957 | 24.78% | 48.22% | 22.39% | 4.613%
BIG BASIN 110110720 | 0.32132 | 0 | BANGOR 11011804 | 9.8838 | 3.6506 | 13.5344 | 0.052398 | 0.034381 | 0.011136 | 39.08% | 25.64% | 8.306% | 26.97%
SHINGLE SPRINGS 210961892 | 0.32083 | 0.32083 | BOLINAS 1101504 | 2.2736 | 0.1525 | 2.4261 | 0.02113 | 0.021337 | 0.0048644 | 41.84% | 42.25% | 9.631% | 6.286%
CAMP EVERS 210612518 | 0.32046 | 0.32046 | HARTLEY 11011306 | 1.2236 | 0 | 1.2236 | 0.0038963 | 0.0057251 | 0.0028292 | 31.29% | 45.98% | 22.72% | 0%
WISE 1102697216 | 0.32045 | 0.32045 | NAPA 1112943158 | 0.64119 | 0.040476 | 0.68166 | 0.0037008 | 0.0049177 | 0.0010662 | 35.94% | 47.76% | 10.36% | 5.938%
RIO DELL 11026151 | 0.31954 | 0 | CURTIS 17058110 | 2.5667 | 0 | 2.5667 | 0.0088528 | 0.012877 | 0.0075061 | 30.28% | 44.04% | 25.67% | 0%
DIAMOND SPRINGS 1104147386 | 0.31905 | 0.31905 | SUNOL 1101MR298 | 1.9693 | 0.1166 | 2.0859 | 0.0087237 | 0.013436 | 0.0053701 | 29.92% | 46.08% | 18.42% | 5.59%
SPRING GAP 1702693441 | 0.31863 | 0.15196 | HICKS 1116983580 | 0.71765 | 0 | 0.71765 | 0.00485 | 0.0058741 | 0.0020647 | 37.92% | 45.93% | 16.14% | 0%
PUEBLO 11031751 | 0.31749 | 0 | SARATOGA 1107899344 | 4.3582 | 0.20737 | 4.5656 | 0.058064 | 0.024034 | 0.0038152 | 64.51% | 26.7% | 4.239% | 4.542%
TAR FLAT 0401CB | 0.31726 | 0.31726 | EL DORADO PH 2101668674 | 2.05 | 3.476 | 5.526 | 0.049824 | 0.033328 | 0.010332 | 19.77% | 13.23% | 4.1% | 62.9%
SALMON CREEK 1101242382 | 0.31467 | 0 | FORESTHILL 11011820 | 1.708 | 0.56101 | 2.269 | 0.022654 | 0.009763 | 0.0034011 | 47.61% | 20.52% | 7.148% | 24.72%
MIWUK 170219772 | 0.3135 | 0.21647 | HIGGINS 1104842642 | 1.5176 | 0.67822 | 2.1958 | 0.026889 | 0.013361 | 0.0055655 | 40.56% | 20.16% | 8.396% | 30.89%
KONOCTI 1102714370 | 0.31297 | 0.17353 | BANGOR 1101870548 | 1.2214 | 0.82948 | 2.0508 | 0.0026271 | 0.0047953 | 0.0014879 | 17.56% | 32.05% | 9.945% | 40.45%
AUBERRY 1102R902 | 0.31257 | 0.08349 | ZACA 1102Y54 | 15.2477 | 0.40933 | 15.657 | 0.020871 | 0.075835 | 0.018301 | 17.67% | 64.22% | 15.5% | 2.614%
SONOMA 1105539450 | 0.31194 | 0.31194 | FAIRVIEW 2207P150 | 0.54539 | 0.056617 | 0.60201 | 0.0042673 | 0.0070282 | 0.0021889 | 28.67% | 47.22% | 14.71% | 9.405%
SPRING GAP 170210720 | 0.3118 | 0.1487 | CAMP EVERS 210411048 | 6.767 | 0 | 6.767 | 0.25543 | 0.08167 | 0.015176 | 72.51% | 23.18% | 4.308% | 0%
SHINGLE SPRINGS 210912392 | 0.31131 | 0.31131 | FORT ROSS 112170288 | 8.6124 | 0.076032 | 8.6884 | 0.13237 | 0.028374 | 0.0063655 | 78.52% | 16.83% | 3.776% | 0.8751%
PUEBLO 1103CB | 0.31119 | 0 | MONTE RIO 1112938174 | 0.22749 | 0 | 0.22749 | 0.012762 | 0.0035973 | 0.00097145 | 73.64% | 20.76% | 5.605% | 0%
TYLER 11051536 | 0.31113 | 0.31113 | LOW GAP 11012094 | 2.9632 | 0.4286 | 3.3918 | 0.022998 | 0.016814 | 0.0044988 | 45.34% | 33.15% | 8.87% | 12.64%
COARSEGOLD 21025380 | 0.3101 | 0.3101 | TEMPLETON 2113R82 | 21.5518 | 0.044292 | 21.5961 | 0.016394 | 0.088381 | 0.03681 | 11.56% | 62.29% | 25.95% | 0.2051%
PIKE CITY 1102CB | 0.30952 | 0.035714 | LAURELES 1111CB | 2.7356 | 0.55882 | 3.2944 | 0.01226 | 0.02913 | 0.0090005 | 20.2% | 48% | 14.83% | 16.96%
SOBRANTE 1102CB | 0.30919 | 0.30919 | TEMPLETON 2110901690 | 13.0029 | 0.17409 | 13.177 | 0.030536 | 0.045516 | 0.010743 | 34.72% | 51.75% | 12.21% | 1.321%
LOS GATOS 1106LA46 | 0.30835 | 0.30835 | DUNBAR 1103160 | 0.8728 | 6.5773 | 7.4501 | 0.01109 | 0.014729 | 0.0063401 | 4.04% | 5.366% | 2.31% | 88.28%
DIAMOND SPRINGS 1105CB | 0.30833 | 0.30833 | BANGOR 11011806 | 1.1783 | 0.073389 | 1.2517 | 0.0029908 | 0.0058192 | 0.0021967 | 25.58% | 49.77% | 18.79% | 5.863%
SONOMA 11045661 | 0.30819 | 0.30819 | CAMP EVERS 210637210 | 1.7512 | 0 | 1.7512 | 0.088197 | 0.021825 | 0.0040814 | 77.3% | 19.13% | 3.577% | 0%
SANTA ROSA A 1104173590 | 0.30805 | 0.30805 | FROGTOWN 170274648 | 1.9389 | 0.65288 | 2.5918 | 0.0068446 | 0.01618 | 0.013591 | 13.98% | 33.06% | 27.77% | 25.19%
SHINGLE SPRINGS 11038752 | 0.30655 | 0.30655 | JOLON 11027002 | 8.4223 | 0.19553 | 8.6178 | 0.0036856 | 0.017156 | 0.0088106 | 12.15% | 56.54% | 29.04% | 2.269%
SALMON CREEK 1101460 | 0.30564 | 0 | DUNBAR 1102861496 | 1.3746 | 0.25823 | 1.6329 | 0.014598 | 0.011526 | 0.0025454 | 42.87% | 33.85% | 7.474% | 15.81%
PANORAMA 1102280170 | 0.3052 | 0.3052 | ALTO 11251226 | 1.7786 | 0.22153 | 2.0001 | 0.062097 | 0.033302 | 0.0077896 | 53.51% | 28.7% | 6.713% | 11.08%
PENRYN 1103604 | 0.30504 | 0.30504 | PAUL SWEET 2107774760 | 0.84964 | 0 | 0.84964 | 0.041305 | 0.014689 | 0.0029083 | 70.12% | 24.94% | 4.938% | 0%
WYANDOTTE 1103CB | 0.30474 | 0.30474 | GEYSERVILLE 110135492 | 8.5887 | 0 | 8.5887 | 0.051685 | 0.046964 | 0.01513 | 45.43% | 41.28% | 13.3% | 0%
JESSUP 1101271314 | 0.30404 | 0.30404 | OAKLAND X 1104438648 | 0.044943 | 0 | 0.044943 | 0.0029141 | 0.0012245 | 0.00033963 | 65.07% | 27.34% | 7.584% | 0%
WOODSIDE 11018972 | 0.30394 | 0.30394 | CALPELLA 1102144510 | 1.2586 | 0 | 1.2586 | 0.0063216 | 0.006138 | 0.0030202 | 40.84% | 39.65% | 19.51% | 0%
CLARKSVILLE 2103593454 | 0.30357 | 0.30357 | OAKHURST 1102CB | 0.84836 | 0.12248 | 0.97084 | 0.0082743 | 0.010565 | 0.0043836 | 31.13% | 39.76% | 16.49% | 12.62%
KONOCTI 1102948 | 0.30236 | 0.16765 | SANTA ROSA A 110432180 | 0.77195 | 0.6122 | 1.3841 | 0.010678 | 0.01198 | 0.0036639 | 22.62% | 25.38% | 7.763% | 44.23%
FROGTOWN 1701CB | 0.30126 | 0.30126 | JESSUP 11013383 | 0.60893 | 0.423 | 1.0319 | 0.0064742 | 0.0053023 | 0.0031877 | 25.53% | 20.91% | 12.57% | 40.99%
LUCERNE 11062327 | 0.30115 | 0 | CALPELLA 1102789282 | 0.7758 | 0 | 0.7758 | 0.0041235 | 0.0039749 | 0.0018754 | 41.34% | 39.85% | 18.8% | 0%
SILVERADO 2102772792 | 0.30115 | 0.20504 | REDBUD 110191960 | 1.8029 | 1.4024 | 3.2053 | 0.011536 | 0.024407 | 0.0091639 | 14.39% | 30.44% | 11.43% | 43.75%
JAMESON 11059472 | 0.30065 | 0.30065 | PUEBLO 1104105708 | 7.4987 | 0.054411 | 7.5532 | 0.03135 | 0.028452 | 0.0073899 | 46.32% | 42.04% | 10.92% | 0.7204%
MENLO 11028952 | 0.30061 | 0.30061 | NARROWS 2101CB | 4.7598 | 0.18298 | 4.9428 | 0.0094508 | 0.02201 | 0.011322 | 21.27% | 49.54% | 25.48% | 3.702%
REDBUD 1101708166 | 0.30037 | 0.17668 | SAN LUIS OBISPO 1101483444 | 1.463 | 0.61269 | 2.0757 | 0.010829 | 0.018491 | 0.0046036 | 22.5% | 38.42% | 9.565% | 29.52%
GEYSERVILLE 1102756 | 0.29965 | 0.29965 | SAN CARLOS 1104699632 | 0.90007 | 0 | 0.90007 | 0.007177 | 0.0093831 | 0.0015854 | 39.55% | 51.71% | 8.737% | 0%
DAIRYVILLE 1101CB | 0.29886 | 0 | DOBBINS 11011808 | 4.3156 | 2.8926 | 7.2082 | 0.023817 | 0.014203 | 0.0054022 | 32.84% | 19.58% | 7.449% | 40.13%
CLARKSVILLE 21096502 | 0.29881 | 0.29881 | SUNOL 1101MR650 | 0.77705 | 0.083508 | 0.86056 | 0.0052168 | 0.0093173 | 0.0045712 | 24.66% | 44.04% | 21.6% | 9.704%
MARIPOSA 210110170 | 0.29869 | 0.29869 | CLEAR LAKE 11024708 | 0.95219 | 0 | 0.95219 | 0.0032063 | 0.006947 | 0.0036378 | 23.25% | 50.37% | 26.38% | 0%
RACETRACK 1703CB | 0.29837 | 0.29837 | GRASS VALLEY 11032180 | 12.1064 | 2.4368 | 14.5432 | 0.067423 | 0.043148 | 0.015519 | 44.51% | 28.49% | 10.25% | 16.76%
SOBRANTE 1102L510R | 0.29816 | 0.29816 | HIGHLANDS 1102623120 | 2.263 | 0.37554 | 2.6386 | 0.0070635 | 0.017175 | 0.0085553 | 18.47% | 44.92% | 22.38% | 14.23%
RINCON 1101205854 | 0.29643 | 0.21607 | MENLO 11038512 | 4.723 | 1.1918 | 5.9147 | 0.13538 | 0.04776 | 0.0085539 | 56.39% | 19.89% | 3.563% | 20.15%
HAMILTON BRANCH 11012436 | 0.29538 | 0 | MIWUK 1702667248 | 0.67381 | 0.025 | 0.69881 | 0.0060699 | 0.0068252 | 0.002474 | 38.08% | 42.82% | 15.52% | 3.577%
POINT MORETTI 1101415734 | 0.29524 | 0 | PACIFICA 1104230272 | 0.33889 | 0 | 0.33889 | 0.0029594 | 0.0063588 | 0.0010156 | 28.64% | 61.53% | 9.828% | 0%
MC ARTHUR 11011544 | 0.29496 | 0 | BIG BASIN 1101CB | 1.3071 | 0.10872 | 1.4158 | 0.041795 | 0.028486 | 0.0033502 | 52.4% | 35.72% | 4.201% | 7.679%
HOOPA 110182542 | 0.29496 | 0 | WOODSIDE 1104456052 | 0.22254 | 0 | 0.22254 | 0.0039784 | 0.0030134 | 0.00087029 | 50.6% | 38.33% | 11.07% | 0%
RINCON 1103474 | 0.29433 | 0.24942 | CAMP EVERS 21055188 | 0.56246 | 0 | 0.56246 | 0.024322 | 0.014341 | 0.0039028 | 57.14% | 33.69% | 9.169% | 0%
PINE GROVE 1102467560 | 0.29412 | 0.033823 | MADISON 2101351038 | 6.9182 | 0.23547 | 7.1537 | 0.016416 | 0.03883 | 0.023955 | 20.04% | 47.41% | 29.25% | 3.292%
FROGTOWN 1702835115 | 0.29387 | 0.29387 | MIDDLETOWN 1101CB | 0.027128 | 0.0023459 | 0.029474 | 0.00022523 | 0.0010194 | 0.00033994 | 13.08% | 59.21% | 19.75% | 7.959%
LUCERNE 110693293 | 0.29128 | 0 | WOODSIDE 11012299 | 0.46182 | 0.10163 | 0.56344 | 0.014973 | 0.0085664 | 0.0018981 | 48.25% | 27.6% | 6.116% | 18.04%
CALAVERAS CEMENT 11011419 | 0.29117 | 0.29117 | SAND CREEK 110345190 | 10.386 | 0 | 10.386 | 0.027083 | 0.041702 | 0.0144 | 32.56% | 50.13% | 17.31% | 0%
PENRYN 110551676 | 0.2904 | 0.2904 | LAS GALLINAS A 110599904 | 1.5153 | 0.054411 | 1.5697 | 0.032096 | 0.014222 | 0.0026119 | 63.32% | 28.06% | 5.153% | 3.466%
OAKLAND K 1103CR188 | 0.28823 | 0.28823 | OILFIELDS 110383158 | 4.0451 | 0.12761 | 4.1727 | 0.0061202 | 0.02686 | 0.018608 | 11.5% | 50.47% | 34.97% | 3.058%
FRENCH GULCH 11021462 | 0.28806 | 0.13323 | SAN LUIS OBISPO 1107136678 | 3.9254 | 0 | 3.9254 | 0.021298 | 0.021817 | 0.0050212 | 44.25% | 45.32% | 10.43% | 0%
DESCHUTES 11019722 | 0.28732 | 0.16555 | DIAMOND SPRINGS 1104CB | 0.74678 | 0.54523 | 1.292 | 0.0084037 | 0.012157 | 0.0062467 | 18.12% | 26.21% | 13.47% | 42.2%
RED BLUFF 11041566 | 0.28645 | 0.28645 | BERKELEY F 1103813976 | 0.04089 | 0 | 0.04089 | 0.0008549 | 0.00061031 | 0.00018822 | 51.7% | 36.91% | 11.38% | 0%
PUEBLO 2102656 | 0.28598 | 0 | MARIPOSA 210237288 | 22.8023 | 0.58986 | 23.3921 | 0.06923 | 0.076204 | 0.031082 | 38.23% | 42.08% | 17.16% | 2.522%
PUEBLO 110475462 | 0.28598 | 0 | OAKLAND K 1104CR206 | 0.32351 | 0.094485 | 0.418 | 0.015207 | 0.0080045 | 0.0019677 | 46.74% | 24.6% | 6.048% | 22.6%
DIAMOND SPRINGS 1106279670 | 0.28571 | 0.28571 | MIRABEL 110238514 | 2.8084 | 0 | 2.8084 | 0.096619 | 0.035436 | 0.0092123 | 68.39% | 25.08% | 6.521% | 0%
GREEN VALLEY 210111054 | 0.28443 | 0.28443 | HALF MOON BAY 11038920 | 0.028671 | 0.87029 | 0.89896 | 0.00078588 | 0.00047938 | 0.00012746 | 1.8% | 1.098% | 0.2919% | 96.81%
ELECTRA 110136816 | 0.28438 | 0.28438 | WILLITS 1104627552 | 0.0071658 | 0 | 0.0071658 | 0.00027104 | 0.00012211 | 4.2684e-05 | 62.19% | 28.02% | 9.794% | 0%
MIDDLETOWN 1101932140 | 0.28426 | 0.092822 | SANTA ROSA A 1104642 | 2.3612 | 0.64516 | 3.0064 | 0.026564 | 0.023763 | 0.0080495 | 35.74% | 31.97% | 10.83% | 21.46%
CRESCENT MILLS 21012056 | 0.28386 | 0.28386 | SILVERADO 210258626 | 3.3912 | 0.51236 | 3.9035 | 0.020471 | 0.019899 | 0.0058878 | 38.45% | 37.37% | 11.06% | 13.13%
CLARKSVILLE 210575884 | 0.28333 | 0.28333 | WILLOW CREEK 11033090 | 2.8623 | 0.047794 | 2.9101 | 0.033072 | 0.010022 | 0.0040489 | 69% | 20.91% | 8.447% | 1.642%
LOW GAP 1101750090 | 0.28319 | 0.17763 | SANTA MARIA 1108M18 | 3.6635 | 0 | 3.6635 | 0.006534 | 0.023447 | 0.00644 | 17.94% | 64.38% | 17.68% | 0%
GUALALA 1112662 | 0.28305 | 0 | CLARK ROAD 110292622 | 9.2934 | 4.5154 | 13.8088 | 0.030912 | 0.039255 | 0.011557 | 25.46% | 32.33% | 9.517% | 32.7%
WILLOW CREEK 11037514 | 0.28267 | 0 | UKIAH 1114844294 | 1.9576 | 0 | 1.9576 | 0.0082035 | 0.008583 | 0.0033999 | 40.64% | 42.52% | 16.84% | 0%
WISE 1102465074 | 0.28235 | 0.28235 | PINECREST 0401CB | 0.0046822 | 0 | 0.0046822 | 0.0001903 | 0.00011183 | 1.4573e-05 | 60.09% | 35.31% | 4.601% | 0%
OAKLAND X 1106950688 | 0.28162 | 0.28162 | WILLOW CREEK 1103181562 | 0.004681 | 0 | 0.004681 | 9.9222e-05 | 0.00012892 | 4.289e-05 | 36.61% | 47.57% | 15.82% | 0%
MC ARTHUR 11011488 | 0.28078 | 0 | ROB ROY 2104974520 | 4.8829 | 0 | 4.8829 | 0.20473 | 0.059876 | 0.011734 | 74.09% | 21.67% | 4.246% | 0%
WEST POINT 11025357 | 0.28011 | 0.032213 | SANTA MARIA 1108M80 | 15.9608 | 0.0080532 | 15.9689 | 0.038828 | 0.063391 | 0.018356 | 32.19% | 52.55% | 15.22% | 0.05043%
TRINIDAD 1102CB | 0.27994 | 0 | FITCH MOUNTAIN 11134566 | 6.4846 | 0 | 6.4846 | 0.068768 | 0.040212 | 0.013414 | 56.19% | 32.85% | 10.96% | 0%
OAKHURST 1101CB | 0.27962 | 0.27962 | SAN RAMON 2106CB | 0.58199 | 0.47347 | 1.0555 | 0.0036974 | 0.017811 | 0.0077674 | 6.964% | 33.55% | 14.63% | 44.86%
BIG BASIN 110276752 | 0.27904 | 0 | BUELLTON 1101Y36 | 12.9501 | 0 | 12.9501 | 0.035974 | 0.08935 | 0.026712 | 23.66% | 58.77% | 17.57% | 0%
SANTA ROSA A 1104716 | 0.27899 | 0.27899 | MONTE RIO 11135020 | 0.97612 | 0 | 0.97612 | 0.048235 | 0.021087 | 0.004626 | 65.23% | 28.52% | 6.256% | 0%
BELLEVUE 2103746290 | 0.27899 | 0.27899 | MIWUK 1701CB | 1.1642 | 0.19762 | 1.3618 | 0.014412 | 0.025591 | 0.0076118 | 25.88% | 45.95% | 13.67% | 14.51%
MIWUK 1702CB | 0.27797 | 0 | COVELO 1101562360 | 17.299 | 0.24536 | 17.5443 | 0.043488 | 0.048723 | 0.019118 | 38.52% | 43.15% | 16.93% | 1.399%
MORAGA 1103E510R | 0.2761 | 0.2761 | CALPELLA 11011204 | 0.58561 | 0 | 0.58561 | 0.0039769 | 0.0067695 | 0.0027271 | 29.52% | 50.24% | 20.24% | 0%
MILPITAS 110962157 | 0.27584 | 0.27584 | SHADY GLEN 1101100230 | 0.19699 | 1.0707 | 1.2677 | 0.0026208 | 0.0053597 | 0.0016951 | 4.209% | 8.608% | 2.722% | 84.46%
ELECTRA 1101175840 | 0.2757 | 0.2757 | ALTO 1124207690 | 0.12263 | 0.024615 | 0.14724 | 0.0052052 | 0.0031888 | 0.00072199 | 47.55% | 29.13% | 6.596% | 16.72%
AUBERRY 1101R2839 | 0.27519 | 0.073179 | PAUL SWEET 21065178 | 2.3361 | 0 | 2.3361 | 0.11111 | 0.044485 | 0.010098 | 67.06% | 26.85% | 6.095% | 0%
TASSAJARA 2112CB | 0.27495 | 0.27495 | SHEPHERD 2111688294 | 0.0068252 | 0 | 0.0068252 | 5.8225e-05 | 0.00020044 | 0.00010191 | 16.15% | 55.59% | 28.26% | 0%
LAKEWOOD 2107396264 | 0.2739 | 0.2739 | JESSUP 110296554 | 4.4625 | 4.0821 | 8.5446 | 0.012106 | 0.021155 | 0.0073039 | 15.59% | 27.24% | 9.404% | 47.77%
WILLOW CREEK 11032936 | 0.27379 | 0 | MILPITAS 1109903328 | 6.2388 | 0.6299 | 6.8687 | 0.012653 | 0.023826 | 0.0084129 | 25.6% | 48.21% | 17.02% | 9.171%
FAIRVIEW 2207P142 | 0.27316 | 0.27316 | MIRABEL 1102503294 | 0.70978 | 0 | 0.70978 | 0.033442 | 0.0091789 | 0.001855 | 75.19% | 20.64% | 4.171% | 0%
NEWBURG 1133CB | 0.27311 | 0 | CAMP EVERS 210310946 | 1.0061 | 0 | 1.0061 | 0.045473 | 0.019474 | 0.0069726 | 63.23% | 27.08% | 9.695% | 0%
WEST POINT 110277204 | 0.27311 | 0.031407 | GARBERVILLE 11016014 | 12.1739 | 0.37778 | 12.5517 | 0.06931 | 0.046369 | 0.012194 | 52.57% | 35.17% | 9.249% | 3.01%
OTTER 1101696967 | 0.27288 | 0.035049 | CAMP EVERS 210612760 | 6.5333 | 0 | 6.5333 | 0.31408 | 0.092447 | 0.019867 | 73.66% | 21.68% | 4.659% | 0%
GUALALA 1112CB | 0.27251 | 0 | CAMP EVERS 210584166 | 1.9351 | 0.020326 | 1.9554 | 0.089808 | 0.043777 | 0.012977 | 60.64% | 29.56% | 8.762% | 1.039%
MIDDLETOWN 1102878 | 0.27232 | 0.20536 | LOS GATOS 1106CB | 0.12859 | 0.042909 | 0.1715 | 0.0022764 | 0.0045518 | 0.0019077 | 19.54% | 39.07% | 16.37% | 25.02%
FAIRVIEW 2207P304 | 0.27095 | 0.27095 | SUMMIT 110148632 | 0.66653 | 0.56502 | 1.2316 | 0.010175 | 0.016198 | 0.0017721 | 19.57% | 31.15% | 3.408% | 45.88%
SOBRANTE 1102690098 | 0.27059 | 0.27059 | MONTE RIO 1111969182 | 1.9912 | 0.059191 | 2.0504 | 0.096781 | 0.021505 | 0.0050988 | 76.17% | 16.93% | 4.013% | 2.887%
LOS GATOS 110760024 | 0.27048 | 0.27048 | JOLON 1102CB | 4.8168 | 0.085574 | 4.9024 | 0.0045983 | 0.028262 | 0.012112 | 10.05% | 61.75% | 26.46% | 1.746%
COARSEGOLD 210490356 | 0.27038 | 0.27038 | FITCH MOUNTAIN 111324918 | 7.6012 | 0.021341 | 7.6226 | 0.20183 | 0.054625 | 0.0092615 | 75.74% | 20.5% | 3.476% | 0.28%
0 | 0.2702 | 0.23002 | KERCKHOFF 1101R353 | 3.3745 | 0 | 3.3745 | 0.0040017 | 0.0080329 | 0.0036294 | 25.55% | 51.28% | 23.17% | 0%
WYANDOTTE 1105329930 | 0.26983 | 0.26983 | ELK CREEK 11012004 | 18.1783 | 1.4623 | 19.6406 | 0.015237 | 0.0455 | 0.023556 | 16.73% | 49.96% | 25.86% | 7.445%
WILLOW CREEK 11035012 | 0.26969 | 0 | MIDDLETOWN 1102414 | 5.7459 | 1.8353 | 7.5812 | 0.01658 | 0.028697 | 0.015758 | 20.59% | 35.63% | 19.57% | 24.21%
SILVERADO 21023010 | 0.26964 | 0.15068 | TASSAJARA 210812712 | 0.78621 | 0.13493 | 0.92114 | 0.018475 | 0.014961 | 0.0054162 | 40.59% | 32.87% | 11.9% | 14.65%
PIT NO 3 21011360 | 0.26924 | 0 | BIG BASIN 11025066 | 2.4612 | 0.028991 | 2.4902 | 0.13477 | 0.042826 | 0.0066247 | 72.31% | 22.98% | 3.554% | 1.164%
PUTAH CREEK 110396792 | 0.26875 | 0.26875 | FORESTHILL 110175340 | 1.2092 | 0.86249 | 2.0717 | 0.022883 | 0.014429 | 0.0044649 | 31.97% | 20.16% | 6.238% | 41.63%
BRENTWOOD 2105B504R | 0.26864 | 0.26864 | PLACERVILLE 1112566624 | 1.4393 | 0.33669 | 1.776 | 0.018229 | 0.017564 | 0.0083277 | 33.48% | 32.26% | 15.3% | 18.96%
AUBERRY 1101233716 | 0.26849 | 0.071848 | CAMP EVERS 210355638 | 0.7418 | 0 | 0.7418 | 0.030796 | 0.016238 | 0.0047423 | 59.48% | 31.36% | 9.159% | 0%
PUEBLO 2103373667 | 0.26766 | 0.20543 | PACIFICA 1103885952 | 0.06647 | 0 | 0.06647 | 0.0016457 | 0.001541 | 0.00032496 | 46.86% | 43.88% | 9.254% | 0%
FROGTOWN 17016807 | 0.26754 | 0.26754 | CAMP EVERS 210311046 | 4.0143 | 0 | 4.0143 | 0.18783 | 0.079187 | 0.016097 | 66.34% | 27.97% | 5.686% | 0%
DUNBAR 1103302 | 0.26744 | 0.21465 | BRUNSWICK 1103164092 | 0.010959 | 0.1125 | 0.12346 | 0.00030034 | 0.00035835 | 0.0001084 | 3.476% | 4.147% | 1.254% | 91.12%
OAKHURST 110311900 | 0.26674 | 0.26674 | SPAULDING 1101578852 | 7.4424 | 1.4978 | 8.9402 | 0.047658 | 0.073899 | 0.012683 | 29.55% | 45.83% | 7.865% | 16.75%
SWIFT 2110853720 | 0.26654 | 0.26654 | WOODACRE 11021280 | 2.193 | 0.65488 | 2.8479 | 0.039757 | 0.037685 | 0.0094262 | 35.24% | 33.41% | 8.356% | 23%
CALISTOGA 1102177784 | 0.26654 | 0 | KING CITY 1106958502 | 2.9646 | 0.021498 | 2.9861 | 0.002105 | 0.01076 | 0.0063119 | 10.9% | 55.7% | 32.68% | 0.72%
GUALALA 1111445166 | 0.26649 | 0 | GARBERVILLE 11011770 | 2.4171 | 0.043014 | 2.4601 | 0.052972 | 0.016575 | 0.0056041 | 69.25% | 21.67% | 7.327% | 1.748%
WEST POINT 11021535 | 0.2661 | 0.030602 | FORT SEWARD 1121CB | 8.6277 | 0.11015 | 8.7379 | 0.068155 | 0.03768 | 0.0095812 | 58.31% | 32.24% | 8.197% | 1.261%
MARIPOSA 21014410 | 0.26575 | 0.26575 | OAKLAND K 1102CB | 0.23141 | 0.20772 | 0.43913 | 0.0029768 | 0.0062748 | 0.0021083 | 13.81% | 29.11% | 9.78% | 47.3%
RESERVATION ROAD 11023030 | 0.26444 | 0 | ALTO 1124870444 | 0.59819 | 0 | 0.59819 | 0.028402 | 0.013452 | 0.0027814 | 63.63% | 30.14% | 6.231% | 0%
AUBURN 1101173014 | 0.26421 | 0.26421 | HIGHLANDS 11034630 | 0.81452 | 0.17332 | 0.98784 | 0.0060119 | 0.0094406 | 0.0047113 | 24.58% | 38.6% | 19.27% | 17.55%
MC ARTHUR 110153120 | 0.26376 | 0 | ALHAMBRA 11058302 | 1.8024 | 0.076102 | 1.8785 | 0.015636 | 0.017122 | 0.005291 | 39.43% | 43.18% | 13.34% | 4.051%
FLINT 1101CB | 0.2619 | 0.2619 | MORAGA 110183424 | 0.40144 | 0.00625 | 0.40769 | 0.0073011 | 0.013059 | 0.0042324 | 29.23% | 52.29% | 16.95% | 1.533%
LAURELES 1112438 | 0.26112 | 0 | SONOMA 110478372 | 4.6104 | 1.8624 | 6.4728 | 0.033476 | 0.040081 | 0.0093417 | 28.76% | 34.44% | 8.027% | 28.77%
ARCATA 11225384 | 0.26082 | 0 | MONTE RIO 1112120 | 1.4329 | 0.04389 | 1.4768 | 0.057368 | 0.014485 | 0.0033059 | 74.06% | 18.7% | 4.268% | 2.972%
WYANDOTTE 1110873858 | 0.25952 | 0.25952 | FROGTOWN 17028482 | 3.4007 | 0.18778 | 3.5884 | 0.0076005 | 0.018236 | 0.014879 | 17.69% | 42.45% | 34.63% | 5.233%
BIG MEADOWS 21012586 | 0.25907 | 0.10991 | SANTA ROSA A 1104716 | 2.1653 | 0.27899 | 2.4443 | 0.014746 | 0.018878 | 0.0038937 | 34.82% | 44.57% | 9.194% | 11.41%
DUNBAR 1102861496 | 0.25823 | 0.16527 | SUMMIT 110186658 | 0.12903 | 0.083193 | 0.21222 | 0.0015696 | 0.0040235 | 0.00043221 | 15.84% | 40.6% | 4.361% | 39.2%
PANORAMA 1102508502 | 0.25777 | 0.25777 | NAPA 11121302 | 8.7611 | 0.1324 | 8.8935 | 0.042766 | 0.05861 | 0.01551 | 36.04% | 49.4% | 13.07% | 1.489%
MORAGA 1102CB | 0.25735 | 0.25735 | SAN RAMON 2103MR279 | 0.053043 | 0.045693 | 0.098736 | 0.00022169 | 0.0024217 | 0.0012688 | 3.044% | 33.25% | 17.42% | 46.28%
FROGTOWN 17011623 | 0.25714 | 0.25714 | OTTER 11022002 | 2.5908 | 0.15327 | 2.7441 | 0.022198 | 0.021885 | 0.0033748 | 44.16% | 43.54% | 6.714% | 5.586%
PARADISE 110439214 | 0.25609 | 0.23757 | CAMP EVERS 210312990 | 3.1315 | 0 | 3.1315 | 0.15056 | 0.057449 | 0.012125 | 68.39% | 26.1% | 5.508% | 0%
PENRYN 110351658 | 0.25497 | 0.25497 | PEORIA 17013186 | 2.1763 | 0.44937 | 2.6256 | 0.019486 | 0.024927 | 0.012505 | 28.38% | 36.3% | 18.21% | 17.11%
LOW GAP 11014086 | 0.25367 | 0.20441 | PUEBLO 1104968601 | 0.012785 | 1.9099 | 1.9227 | 0.0001892 | 0.00029966 | 8.5912e-05 | 0.2189% | 0.3467% | 0.09939% | 99.34%
MORAGA 1101CB | 0.25331 | 0.25331 | PEORIA 1705CB | 1.7865 | 0 | 1.7865 | 0.0029549 | 0.01116 | 0.0089382 | 12.82% | 48.41% | 38.77% | 0%
MOUNTAIN QUARRIES 210135466 | 0.25303 | 0.25303 | CAMP EVERS 210611044 | 2.4621 | 0.13174 | 2.5938 | 0.15894 | 0.087838 | 0.026471 | 55.21% | 30.51% | 9.196% | 5.079%
GUALALA 1111CB | 0.25259 | 0 | HALF MOON BAY 11012500 | 2.0038 | 0.20476 | 2.2086 | 0.055285 | 0.040005 | 0.0050922 | 49.97% | 36.16% | 4.603% | 9.271%
CALISTOGA 1101242919 | 0.25252 | 0.069747 | MONTE RIO 11131067 | 0.2083 | 0 | 0.2083 | 0.011624 | 0.0034492 | 0.0007957 | 73.25% | 21.74% | 5.014% | 0%
CALISTOGA 1101843761 | 0.25252 | 0.069747 | SONOMA 1106746130 | 0.22099 | 0.039706 | 0.26069 | 0.0017639 | 0.0037898 | 0.0010026 | 22.81% | 49% | 12.96% | 15.23%
BIG MEADOWS 21012474 | 0.2521 | 0 | ROSSMOOR 1106CB | 1.0404 | 0.10221 | 1.1426 | 0.018919 | 0.023091 | 0.0081857 | 34.32% | 41.89% | 14.85% | 8.945%
0 | 0.25178 | 0.25178 | MONTE RIO 1113180 | 0.43726 | 0 | 0.43726 | 0.025188 | 0.0065052 | 0.0015575 | 75.75% | 19.56% | 4.684% | 0%
PIT NO 3 21011482 | 0.25142 | 0.21318 | GREENBRAE 1103718674 | 0.29956 | 0 | 0.29956 | 0.0068322 | 0.0042718 | 0.0014665 | 54.35% | 33.98% | 11.67% | 0%
EEL RIVER 1102530 | 0.25126 | 0 | ELK CREEK 110193504 | 0.74432 | 0.049159 | 0.79348 | 0.00051618 | 0.0020881 | 0.0012078 | 12.7% | 51.38% | 29.72% | 6.195%
SALT SPRINGS 2102L7283 | 0.25115 | 0.1007 | MONTE RIO 1113524 | 1.5336 | 0 | 1.5336 | 0.079623 | 0.028347 | 0.007089 | 69.2% | 24.64% | 6.161% | 0%
OAKLAND X 1104CR022 | 0.2511 | 0.2511 | GANSNER 110137550 | 0.52525 | 0 | 0.52525 | 0.0030633 | 0.0081711 | 0.0026071 | 22.13% | 59.03% | 18.84% | 0%
BIG BASIN 11028403 | 0.2497 | 0.064881 | DUNBAR 1103831696 | 2.0167 | 0.39476 | 2.4115 | 0.022541 | 0.020873 | 0.0042226 | 39.57% | 36.64% | 7.413% | 16.37%
PIT NO 5 1101884224 | 0.24965 | 0.21099 | MONTE RIO 1112212 | 0.29655 | 0 | 0.29655 | 0.016871 | 0.0045496 | 0.0011714 | 74.68% | 20.14% | 5.185% | 0%
ORINDA 0402402/2 LR | 0.2489 | 0.2489 | PEORIA 170492888 | 0.072202 | 0 | 0.072202 | 0.0002715 | 0.00070808 | 0.00081666 | 15.12% | 39.42% | 45.46% | 0%
ANTLER 11011520 | 0.24874 | 0.24874 | SAN RAFAEL 11081250 | 0.90112 | 0 | 0.90112 | 0.012939 | 0.0094285 | 0.0019569 | 53.19% | 38.76% | 8.045% | 0%
MC ARTHUR 11011492 | 0.24816 | 0 | MERCED FALLS 110238748 | 3.4222 | 0.098774 | 3.521 | 0.011138 | 0.025626 | 0.010011 | 23.14% | 53.25% | 20.8% | 2.805%
0 | 0.24776 | 0.24776 | CAMP EVERS 210511004 | 0.95291 | 0 | 0.95291 | 0.039987 | 0.025672 | 0.0063872 | 55.5% | 35.63% | 8.865% | 0%
ANTLER 11011612 | 0.24693 | 0.24693 | CLOVERDALE 1101474708 | 0.24326 | 0.47125 | 0.71452 | 0.0025846 | 0.0030816 | 0.0011011 | 13% | 15.5% | 5.54% | 65.95%
CAMP EVERS 210660120 | 0.24583 | 0.24583 | MC KEE 1111711900 | 4.3077 | 0.0047269 | 4.3125 | 0.012521 | 0.028265 | 0.011929 | 23.73% | 53.56% | 22.6% | 0.1096%
PLACERVILLE 111019582 | 0.24573 | 0.10168 | BIG BASIN 1102243760 | 1.231 | 0.067647 | 1.2986 | 0.055824 | 0.023713 | 0.003807 | 63.49% | 26.97% | 4.33% | 5.209%
COVELO 1101562360 | 0.24536 | 0.019958 | PERRY 110179696 | 8.466 | 0.57454 | 9.0406 | 0.017117 | 0.032908 | 0.0088751 | 27.21% | 52.32% | 14.11% | 6.355%
PUTAH CREEK 110264044 | 0.24527 | 0.24527 | FOOTHILL 1102CB | 3.4299 | 0 | 3.4299 | 0.012419 | 0.034839 | 0.011391 | 21.18% | 59.4% | 19.42% | 0%
MOUNTAIN QUARRIES 21012422 | 0.24527 | 0.24527 | TRIDAM POWERHOUSE 2101CB | 0.037301 | 0 | 0.037301 | 0.00024572 | 0.00041542 | 0.00010373 | 32.13% | 54.31% | 13.56% | 0%
SONOMA 1104914376 | 0.24457 | 0.24457 | STILLWATER 11021644 | 5.2968 | 3.7275 | 9.0243 | 0.03047 | 0.033671 | 0.012996 | 23.18% | 25.62% | 9.889% | 41.3%
HOPLAND 1101865263 | 0.24454 | 0.24454 | OLETA 1101CB | 0.0093034 | 0 | 0.0093034 | 8.0977e-05 | 0.00041306 | 0.00021472 | 11.43% | 58.28% | 30.29% | 0%
LUCERNE 1106349368 | 0.24438 | 0 | SAN RAMON 2107MR441 | 0.084041 | 0.067752 | 0.15179 | 0.00074401 | 0.0035631 | 0.001598 | 6.976% | 33.41% | 14.98% | 44.63%
PINECREST 04011818 | 0.24352 | 0.11614 | ALTO 11221260 | 0.58597 | 0 | 0.58597 | 0.027784 | 0.011275 | 0.0027742 | 66.42% | 26.95% | 6.632% | 0%
RINCON 110275816 | 0.24343 | 0 | PLACERVILLE 1110421358 | 3.3416 | 0.38802 | 3.7296 | 0.025923 | 0.028376 | 0.015241 | 33.4% | 36.56% | 19.64% | 10.4%
HIGGINS 11071070 | 0.24342 | 0.24342 | MOLINO 1102509516 | 0.067679 | 0.0040266 | 0.071705 | 0.0029317 | 0.0010723 | 0.0003308 | 63.83% | 23.35% | 7.203% | 5.615%
RADUM 1105806392 | 0.24265 | 0.24265 | MONTE RIO 111137520 | 1.8413 | 0.017314 | 1.8586 | 0.047189 | 0.011359 | 0.0021666 | 77% | 18.53% | 3.535% | 0.9316%
UPPER LAKE 110175370 | 0.24256 | 0.24256 | SHEPHERD 2111443696 | 2.6825 | 0 | 2.6825 | 0.0038142 | 0.020562 | 0.013081 | 10.18% | 54.9% | 34.92% | 0%
HIGHLANDS 1103726580 | 0.24207 | 0.18535 | OAKHURST 1102204618 | 0.044485 | 0.080304 | 0.12479 | 0.0006223 | 0.0015921 | 0.00089287 | 7.139% | 18.27% | 10.24% | 64.35%
LAURELES 11116617 | 0.24116 | 0 | PURISIMA 1101CB | 1.177 | 0 | 1.177 | 0.0025959 | 0.021662 | 0.0052671 | 8.792% | 73.37% | 17.84% | 0%
MC ARTHUR 1102CB | 0.24107 | 0 | GEYSERVILLE 1101482 | 0.71032 | 0 | 0.71032 | 0.0095447 | 0.010763 | 0.0037917 | 39.61% | 44.66% | 15.73% | 0%
HAMILTON BRANCH 11013049 | 0.24096 | 0 | SHINGLE SPRINGS 210519522 | 2.394 | 0.47797 | 2.872 | 0.010968 | 0.015072 | 0.0068518 | 27.8% | 38.2% | 17.36% | 16.64%
FROGTOWN 1702737236 | 0.24042 | 0.24042 | MONTE RIO 1111240 | 1.1748 | 0.064828 | 1.2396 | 0.065341 | 0.015562 | 0.0034857 | 73.38% | 17.48% | 3.915% | 5.23%
TRINIDAD 1101CB | 0.23965 | 0 | ROB ROY 2105439972 | 1.9725 | 0 | 1.9725 | 0.10799 | 0.034916 | 0.0055681 | 72.73% | 23.52% | 3.75% | 0%
MESA 11016111 | 0.23918 | 0.23918 | RED BLUFF 110176020 | 3.7793 | 1.0565 | 4.8358 | 0.015463 | 0.025366 | 0.012853 | 22.51% | 36.93% | 18.71% | 21.85%
NORTH DUBLIN 210311101 | 0.23879 | 0.23879 | COARSEGOLD 21046210 | 2.3366 | 0.035504 | 2.3721 | 0.0067348 | 0.010851 | 0.004821 | 29.61% | 47.7% | 21.19% | 1.497%
PINE GROVE 110152088 | 0.2386 | 0 | HALF MOON BAY 110329454 | 1.2627 | 0 | 1.2627 | 0.013027 | 0.009714 | 0.00181 | 53.06% | 39.57% | 7.373% | 0%
CALISTOGA 1101727772 | 0.23797 | 0.062815 | BRIDGEVILLE 110137484 | 2.2399 | 0.062395 | 2.3023 | 0.022645 | 0.018169 | 0.0031429 | 50.12% | 40.21% | 6.956% | 2.71%
ORO FINO 1102CB | 0.23783 | 0.23783 | MONTE RIO 1113652 | 0.36841 | 0 | 0.36841 | 0.020787 | 0.0058689 | 0.00089707 | 75.44% | 21.3% | 3.256% | 0%
JESSUP 1101183490 | 0.23762 | 0.23762 | ROB ROY 2104588930 | 1.1197 | 0.04459 | 1.1643 | 0.055429 | 0.02097 | 0.003788 | 66.48% | 25.15% | 4.543% | 3.83%
AUBERRY 1102R309 | 0.23741 | 0.063533 | ZACA 1101CB | 3.499 | 0 | 3.499 | 0.006639 | 0.033026 | 0.0092944 | 13.56% | 67.46% | 18.98% | 0%
PARADISE 1103143744 | 0.23722 | 0.21709 | MENLO 11038982 | 1.0417 | 0.19914 | 1.2409 | 0.05761 | 0.014229 | 0.0014728 | 65.97% | 16.29% | 1.687% | 16.05%
RESERVATION ROAD 11023032 | 0.23617 | 0 | VIEJO 2202CB | 0.49222 | 0 | 0.49222 | 0.015338 | 0.018227 | 0.0039339 | 40.9% | 48.61% | 10.49% | 0%
MOUNTAIN QUARRIES 210151584 | 0.23571 | 0.23571 | CORNING 110182846 | 1.2573 | 0.90786 | 2.1652 | 0.0058209 | 0.013867 | 0.0056909 | 13.32% | 31.73% | 13.02% | 41.93%
MADISON 2101351038 | 0.23547 | 0.23547 | WOODACRE 1101CB | 0.57091 | 0.090038 | 0.66095 | 0.018178 | 0.012526 | 0.0029037 | 46.72% | 32.19% | 7.463% | 13.62%
DUNBAR 1102694641 | 0.2334 | 0.18141 | MIRABEL 1101774276 | 1.1075 | 0 | 1.1075 | 0.039004 | 0.012931 | 0.0042048 | 69.48% | 23.03% | 7.49% | 0%
JOLON 11027068 | 0.23319 | 0.23319 | MIWUK 170153038 | 1.4357 | 0.38869 | 1.8244 | 0.02218 | 0.022381 | 0.0052233 | 35.06% | 35.38% | 8.257% | 21.3%
WOODSIDE 11018884 | 0.23302 | 0.23302 | PHILO 110137222 | 6.6276 | 0.11842 | 6.746 | 0.047443 | 0.030766 | 0.0087385 | 53.61% | 34.76% | 9.874% | 1.755%
HARRIS 1109700 | 0.23282 | 0 | LAYTONVILLE 1102141962 | 1.1651 | 0.029727 | 1.1948 | 0.020767 | 0.010043 | 0.0026858 | 60.46% | 29.24% | 7.819% | 2.488%
MORAGA 1103CB | 0.23272 | 0.23272 | GIRVAN 1102296428 | 0.85225 | 0 | 0.85225 | 0.010947 | 0.019156 | 0.012054 | 25.97% | 45.44% | 28.59% | 0%
PLACERVILLE 1112CB | 0.23193 | 0.096218 | OAKLAND K 1104CR204 | 0.71548 | 0.19632 | 0.91181 | 0.034036 | 0.016003 | 0.0044684 | 49% | 23.04% | 6.433% | 21.53%
MIWUK 1701360164 | 0.23095 | 0 | SNEATH LANE 1101CB | 0.18657 | 0 | 0.18657 | 0.0022373 | 0.0094556 | 0.0016879 | 16.72% | 70.67% | 12.61% | 0%
PUEBLO 1105642 | 0.23083 | 0 | ELK CREEK 11012228 | 2.6431 | 0.94777 | 3.5909 | 0.0087623 | 0.016362 | 0.0094317 | 18.66% | 34.85% | 20.09% | 26.39%
VACA DIXON 11059792 | 0.22847 | 0.22847 | NORTH BRANCH 110113496 | 0.95354 | 0 | 0.95354 | 0.0042855 | 0.013196 | 0.0078099 | 16.94% | 52.18% | 30.88% | 0%
LAYTONVILLE 1102572 | 0.22815 | 0.22815 | WOODACRE 11011456 | 1.0013 | 0.058298 | 1.0596 | 0.02988 | 0.012178 | 0.0024127 | 63.49% | 25.88% | 5.127% | 5.502%
HOOPA 11013174 | 0.22804 | 0 | MIDDLETOWN 1102998 | 5.4549 | 2.7957 | 8.2506 | 0.017247 | 0.025352 | 0.012577 | 20.67% | 30.38% | 15.07% | 33.89%
SAN RAFAEL 11061230 | 0.22801 | 0.22801 | RINCON 1103CB | 1.0442 | 0.35171 | 1.3959 | 0.0099031 | 0.019854 | 0.0050555 | 21.28% | 42.66% | 10.86% | 25.2%
FULTON 11024522 | 0.22768 | 0.22768 | TEMPLETON 2108A64 | 2.2738 | 0 | 2.2738 | 0.013109 | 0.034896 | 0.021771 | 18.79% | 50.01% | 31.2% | 0%
WEST POINT 1102L3733 | 0.22759 | 0.026173 | MIRABEL 1102976908 | 0.23725 | 0 | 0.23725 | 0.0083056 | 0.0036515 | 0.0010781 | 63.72% | 28.01% | 8.271% | 0%
GARBERVILLE 110135706 | 0.22668 | 0 | WOODSIDE 11018912 | 0.89626 | 0.081162 | 0.97742 | 0.035247 | 0.016129 | 0.0024457 | 60.05% | 27.48% | 4.167% | 8.304%
HARRIS 1109183860 | 0.22668 | 0 | ALTO 1122591122 | 0.10828 | 0 | 0.10828 | 0.0059021 | 0.0014813 | 0.00034816 | 76.34% | 19.16% | 4.503% | 0%
HARRIS 1109355914 | 0.226 | 0 | MONTE RIO 1113202 | 1.1471 | 0 | 1.1471 | 0.046829 | 0.014786 | 0.0036618 | 71.74% | 22.65% | 5.61% | 0%
BIG BASIN 110112838 | 0.22589 | 0 | SILVERADO 2105764650 | 0.48851 | 0.0078781 | 0.49639 | 0.0034998 | 0.0027289 | 0.0012058 | 46.33% | 36.12% | 15.96% | 1.587%
MONTE RIO 1111292 | 0.22437 | 0.22437 | LOW GAP 1101750090 | 1.7059 | 0.28319 | 1.9891 | 0.031686 | 0.024954 | 0.0054833 | 43.74% | 34.45% | 7.57% | 14.24%
BUTTE 1105612016 | 0.22433 | 0.22433 | MERCED FALLS 11029470 | 4.7967 | 0 | 4.7967 | 0.014381 | 0.045049 | 0.021203 | 17.84% | 55.87% | 26.3% | 0%
SANTA ROSA A 1107CB | 0.22395 | 0.22395 | OLETA 1102186326 | 4.0195 | 0 | 4.0195 | 0.012935 | 0.025202 | 0.013205 | 25.19% | 49.09% | 25.72% | 0%
JESSUP 110194468 | 0.22355 | 0.22355 | DRUM 11011602 | 4.2877 | 2.0839 | 6.3715 | 0.047384 | 0.063855 | 0.011929 | 25.89% | 34.89% | 6.518% | 32.71%
LAYTONVILLE 1102682 | 0.2232 | 0.2232 | MONTE RIO 1111256 | 1.7167 | 0.064828 | 1.7815 | 0.08425 | 0.03264 | 0.0090402 | 64.47% | 24.98% | 6.917% | 3.639%
PENNGROVE 1101461338 | 0.22279 | 0.22279 | BIG BASIN 110296986 | 1.0575 | 0.09543 | 1.1529 | 0.057769 | 0.018686 | 0.0026778 | 66.96% | 21.66% | 3.104% | 8.277%
PENRYN 11051378 | 0.22262 | 0.22262 | BOLINAS 1101CB | 0.40986 | 0 | 0.40986 | 0.005672 | 0.0050772 | 0.001644 | 45.77% | 40.97% | 13.27% | 0%
CALAVERAS CEMENT 1101544800 | 0.22206 | 0.22206 | GREEN VALLEY 210111054 | 5.4011 | 0.28443 | 5.6855 | 0.20459 | 0.093783 | 0.023308 | 60.42% | 27.7% | 6.883% | 5.003%
WISE 1102449556 | 0.22185 | 0.22185 | COARSEGOLD 21045310 | 6.6798 | 0 | 6.6798 | 0.021625 | 0.030732 | 0.01718 | 31.1% | 44.2% | 24.71% | 0%
ALTO 11251226 | 0.22153 | 0.22153 | SANTA YNEZ 1104Y66 | 4.3963 | 0 | 4.3963 | 0.0062589 | 0.028269 | 0.0078508 | 14.77% | 66.71% | 18.53% | 0%
0 | 0.22148 | 0.22148 | MIWUK 170247143 | 1.0375 | 1.063 | 2.1005 | 0.01326 | 0.016942 | 0.006968 | 17.62% | 22.51% | 9.259% | 50.61%
DIAMOND SPRINGS 110610587 | 0.22143 | 0.22143 | NARROWS 21052228 | 4.164 | 0.8174 | 4.9814 | 0.033462 | 0.023648 | 0.010118 | 41.61% | 29.4% | 12.58% | 16.41%
MIDDLETOWN 1101439572 | 0.2213 | 0.072409 | SHADY GLEN 1101941844 | 0.19689 | 5.9346 | 6.1315 | 0.0032324 | 0.0036206 | 0.00181 | 1.198% | 1.342% | 0.6709% | 96.79%
COARSEGOLD 210210330 | 0.22122 | 0.22122 | LAKEWOOD 2107396264 | 1.4059 | 0.2739 | 1.6798 | 0.025763 | 0.022747 | 0.0078775 | 38.24% | 33.76% | 11.69% | 16.31%
ARCATA 11220664 | 0.22053 | 0 | ROSSMOOR 110639424 | 0.52767 | 0.093014 | 0.62068 | 0.010109 | 0.0084527 | 0.0036238 | 38.74% | 32.39% | 13.89% | 14.99%
BRUNSWICK 1105875388 | 0.2199 | 0.044538 | HALF MOON BAY 1103695411 | 1.7009 | 0 | 1.7009 | 0.049952 | 0.023823 | 0.0042253 | 64.04% | 30.54% | 5.417% | 0%
DESCHUTES 1104116082 | 0.21934 | 0.13254 | PEORIA 1704CB | 1.7091 | 0 | 1.7091 | 0.0024633 | 0.010908 | 0.0095672 | 10.74% | 47.55% | 41.71% | 0%
PUEBLO 2103253312 | 0.21884 | 0.14006 | CAMP EVERS 210694770 | 0.65002 | 0 | 0.65002 | 0.045178 | 0.02623 | 0.0091731 | 56.07% | 32.55% | 11.38% | 0%
0 | 0.2188 | 0.2188 | SAN CARLOS 1103586832 | 0.76974 | 0 | 0.76974 | 0.011589 | 0.016376 | 0.0060585 | 34.06% | 48.13% | 17.81% | 0%
SUMMIT 11022302 | 0.21838 | 0.21838 | CALISTOGA 110266730 | 0.25964 | 0.027468 | 0.28711 | 0.002317 | 0.0029632 | 0.00086303 | 34.11% | 43.62% | 12.7% | 9.567%
RINCON 1103925054 | 0.21824 | 0.18358 | TASSAJARA 2113MR276 | 0.93485 | 0.40535 | 1.3402 | 0.009847 | 0.013776 | 0.0052516 | 23.79% | 33.28% | 12.69% | 30.25%
JESSUP 1102936897 | 0.21719 | 0.21719 | ALTO 11221212 | 0.33946 | 0 | 0.33946 | 0.022399 | 0.0091869 | 0.0018828 | 66.92% | 27.45% | 5.626% | 0%
PUTAH CREEK 110246012 | 0.21635 | 0.21635 | OLETA 110113478 | 2.2971 | 0 | 2.2971 | 0.010671 | 0.019155 | 0.0084825 | 27.85% | 50% | 22.14% | 0%
MORAGA 1104N532R | 0.21618 | 0.21618 | OLETA 11011217 | 3.4664 | 0 | 3.4664 | 0.0089061 | 0.0145 | 0.0076951 | 28.64% | 46.62% | 24.74% | 0%
FRUITLAND 11422006 | 0.21576 | 0 | WEIMAR 11022038 | 2.765 | 2.4654 | 5.2304 | 0.053123 | 0.028288 | 0.010459 | 30.57% | 16.28% | 6.018% | 47.14%
MIDDLETOWN 1101644756 | 0.21407 | 0.084086 | FITCH MOUNTAIN 1113356 | 4.4497 | 0 | 4.4497 | 0.061878 | 0.030082 | 0.0090137 | 61.28% | 29.79% | 8.927% | 0%
MIDDLETOWN 1103830 | 0.21406 | 0.073039 | LAS GALLINAS A 1105532 | 1.2825 | 0.90038 | 2.1828 | 0.011151 | 0.011734 | 0.0028665 | 25.44% | 26.77% | 6.54% | 41.25%
FROGTOWN 1702812366 | 0.21329 | 0.21329 | CORRAL 110214028 | 1.7637 | 0 | 1.7637 | 0.0098325 | 0.026601 | 0.013868 | 19.55% | 52.88% | 27.57% | 0%
MOLINO 1102104 | 0.21099 | 0.21099 | DIAMOND SPRINGS 11039432 | 5.7577 | 0.77174 | 6.5294 | 0.055317 | 0.045658 | 0.021626 | 39.79% | 32.84% | 15.55% | 11.82%
OREGON TRAIL 11043310 | 0.21078 | 0.066789 | CLAYTON 22159765 | 0.29903 | 0.1489 | 0.44792 | 0.0019271 | 0.0050984 | 0.002752 | 13.16% | 34.81% | 18.79% | 33.24%
POINT MORETTI 11015401 | 0.21057 | 0 | WILLITS 110391810 | 7.3387 | 0 | 7.3387 | 0.10629 | 0.038837 | 0.012906 | 67.26% | 24.58% | 8.167% | 0%
HIGGINS 1104324510 | 0.20952 | 0.20952 | ORINDA 0402402/2 LR | 1.1862 | 0.2489 | 1.4351 | 0.036749 | 0.026332 | 0.0064511 | 43.69% | 31.3% | 7.669% | 17.34%
HUMBOLDT BAY 1102104220 | 0.20893 | 0 | STELLING 1110LL72 | 0.67592 | 0 | 0.67592 | 0.0096959 | 0.015709 | 0.0054568 | 31.42% | 50.9% | 17.68% | 0%
RINCON 1103655192 | 0.20893 | 0.16875 | MONTE RIO 11131313 | 0.28919 | 0 | 0.28919 | 0.016113 | 0.0048426 | 0.0010751 | 73.14% | 21.98% | 4.88% | 0%
CALPINE 1144CB | 0.20809 | 0.20809 | HATTON 11029642 | 0.29052 | 0 | 0.29052 | 0.0082083 | 0.012721 | 0.0012038 | 37.09% | 57.47% | 5.439% | 0%
OAKLAND K 1102CB | 0.20772 | 0.20772 | COVELO 1101679050 | 1.1772 | 0.13261 | 1.3098 | 0.0044206 | 0.0047906 | 0.0019824 | 35.49% | 38.46% | 15.92% | 10.12%
NEWBURG 113397612 | 0.20756 | 0 | BRUNSWICK 1103904574 | 0.34938 | 0.5625 | 0.91188 | 0.0092093 | 0.0065736 | 0.0027397 | 19.05% | 13.6% | 5.667% | 61.69%
COARSEGOLD 21036110 | 0.20756 | 0.20756 | MONTE RIO 1113320 | 0.80996 | 0 | 0.80996 | 0.035512 | 0.0076665 | 0.0012898 | 79.86% | 17.24% | 2.9% | 0%
SARATOGA 1107899344 | 0.20737 | 0.20737 | STANISLAUS 17021850 | 2.5102 | 5.5852 | 8.0954 | 0.070144 | 0.06773 | 0.023201 | 13.5% | 13.04% | 4.466% | 68.99%
VINEYARD 2107978364 | 0.20719 | 0.20719 | OAKLAND X 1104391688 | 0.24027 | 0.089338 | 0.3296 | 0.011643 | 0.0053705 | 0.0012904 | 46.37% | 21.39% | 5.139% | 27.1%
SUNOL 1101CB | 0.20719 | 0.20719 | MIRABEL 1101116 | 1.2011 | 0 | 1.2011 | 0.049682 | 0.011826 | 0.004651 | 75.1% | 17.87% | 7.03% | 0%
LOS GATOS 1106991992 | 0.20567 | 0.20567 | MORAGA 1101822414 | 0.55302 | 0.1511 | 0.70412 | 0.010936 | 0.010618 | 0.003871 | 33.78% | 32.8% | 11.96% | 21.46%
GOLDTREE 110814115 | 0.20536 | 0.20536 | SANTA ROSA A 1104220 | 1.7579 | 0.38652 | 2.1445 | 0.019838 | 0.020991 | 0.0056316 | 35% | 37.04% | 9.936% | 18.02%
BRUNSWICK 11047181 | 0.20515 | 0 | UPPER LAKE 1101660 | 2.4016 | 0.0047269 | 2.4063 | 0.011736 | 0.022366 | 0.0085979 | 27.43% | 52.28% | 20.1% | 0.1964%
LUCERNE 1106988590 | 0.20488 | 0 | PENRYN 11032198 | 4.6613 | 0.4383 | 5.0996 | 0.036808 | 0.035889 | 0.016893 | 37.55% | 36.62% | 17.24% | 8.595%
HALF MOON BAY 11012500 | 0.20476 | 0.20476 | SILVERADO 2102636 | 1.6327 | 0.34214 | 1.9748 | 0.04599 | 0.03032 | 0.0099015 | 44.1% | 29.08% | 9.495% | 17.32%
FULTON 1107145720 | 0.20462 | 0.20462 | SHADY GLEN 1101CB | 0.59627 | 0.57339 | 1.1697 | 0.011319 | 0.008402 | 0.0027626 | 25.66% | 19.05% | 6.264% | 49.02%
LOS GATOS 1106697500 | 0.20452 | 0.20452 | MIRABEL 1101298 | 2.4967 | 0 | 2.4967 | 0.11714 | 0.031215 | 0.0075605 | 75.13% | 20.02% | 4.849% | 0%
SUNOL 1101MR299 | 0.20404 | 0.20404 | PEORIA 170590374 | 0.92714 | 0 | 0.92714 | 0.0055988 | 0.0095234 | 0.0075954 | 24.65% | 41.92% | 33.43% | 0%
SAN JOAQUIN #3 110210342 | 0.20392 | 0.074649 | CAMP EVERS 21067603 | 0.17748 | 0 | 0.17748 | 0.0094654 | 0.0032102 | 0.0006667 | 70.94% | 24.06% | 4.997% | 0%
BLUE LAKE 110266454 | 0.20278 | 0 | POSO MOUNTAIN 2103CB | 3.6793 | 0.019608 | 3.6989 | 0.0019448 | 0.022215 | 0.010745 | 5.542% | 63.31% | 30.62% | 0.5301%
MORAGA 1102221914 | 0.2022 | 0.2022 | DESCHUTES 11011580 | 12.7895 | 2.46 | 15.2495 | 0.083302 | 0.082078 | 0.041794 | 33.72% | 33.23% | 16.92% | 16.13%
POINT MORETTI 110136516 | 0.20189 | 0 | BRIDGEVILLE 110169866 | 1.2802 | 0.039601 | 1.3198 | 0.017126 | 0.018706 | 0.0032082 | 42.55% | 46.48% | 7.971% | 3%
SILVERADO 2102285782 | 0.20178 | 0.11276 | CLARK ROAD 1102212118 | 3.0536 | 1.0599 | 4.1136 | 0.0063791 | 0.013543 | 0.007529 | 17.25% | 36.62% | 20.36% | 25.77%
SILVERADO 2102942170 | 0.20131 | 0.11702 | SAN JOAQUIN #3 1103CB | 7.5025 | 1.5412 | 9.0437 | 0.049463 | 0.082596 | 0.022127 | 26.61% | 44.44% | 11.91% | 17.04%
POINT MORETTI 110136514 | 0.19972 | 0 | FULTON 1102287172 | 5.3009 | 0.64669 | 5.9476 | 0.052446 | 0.039346 | 0.017738 | 42.68% | 32.02% | 14.43% | 10.87%
EUREKA A 1106CB | 0.19937 | 0 | ROB ROY 210410298 | 2.3553 | 0.13533 | 2.4906 | 0.12979 | 0.046843 | 0.014071 | 64.36% | 23.23% | 6.977% | 5.434%
MENLO 11038982 | 0.19914 | 0.19914 | WYANDOTTE 110366146 | 0.05292 | 0.020798 | 0.073718 | 0.00056948 | 0.0011533 | 0.00043149 | 18.98% | 38.43% | 14.38% | 28.21%
HALSEY 11015731 | 0.19874 | 0.19874 | OILFIELDS 1103643162 | 1.202 | 0 | 1.202 | 0.0013842 | 0.0072449 | 0.0045253 | 10.52% | 55.08% | 34.4% | 0%
POINT MORETTI 110139126 | 0.19851 | 0 | BRUNSWICK 11062392 | 2.015 | 0.99175 | 3.0067 | 0.02984 | 0.018673 | 0.0063596 | 36.44% | 22.81% | 7.767% | 32.98%
LOS GATOS 110712041 | 0.19835 | 0.19835 | MIRABEL 11014859 | 0.40629 | 0 | 0.40629 | 0.024581 | 0.0040169 | 0.00083808 | 83.51% | 13.65% | 2.847% | 0%
CLARKSVILLE 210419772 | 0.19821 | 0.19821 | OAKLAND K 1104CB | 0.20167 | 0 | 0.20167 | 0.0066131 | 0.0069067 | 0.0023521 | 41.67% | 43.52% | 14.82% | 0%
KONOCTI 11022293 | 0.19804 | 0.1098 | MIWUK 1702CB | 1.0878 | 0.27797 | 1.3658 | 0.014519 | 0.024059 | 0.0082142 | 24.71% | 40.95% | 13.98% | 20.35%
CALISTOGA 1102141073 | 0.198 | 0 | EMERALD LAKE 0402CB | 0.28644 | 0 | 0.28644 | 0.0048463 | 0.0068757 | 0.0010844 | 37.84% | 53.69% | 8.468% | 0%
FLINT 1101750 | 0.19797 | 0.19797 | CLOVERDALE 1102670 | 0.42856 | 0.079796 | 0.50836 | 0.0058651 | 0.010294 | 0.0042864 | 24.18% | 42.45% | 17.67% | 15.7%
SILVERADO 2105861266 | 0.19778 | 0.15366 | CURTIS 170511790 | 0.005281 | 0 | 0.005281 | 0.00010977 | 0.00014835 | 0.00012031 | 29.01% | 39.2% | 31.79% | 0%
MIWUK 1701CB | 0.19762 | 0 | FORT SEWARD 11211690 | 3.5157 | 0.078413 | 3.5942 | 0.047557 | 0.02258 | 0.0052192 | 61.73% | 29.31% | 6.775% | 2.182%
OAKLAND K 1104CR204 | 0.19632 | 0.19632 | ALHAMBRA 110213333 | 0.047368 | 0 | 0.047368 | 0.00085165 | 0.0016481 | 0.00053414 | 28.07% | 54.32% | 17.61% | 0%
LUCERNE 1106CB | 0.19571 | 0 | SILVERADO 2102772792 | 0.58127 | 0.30115 | 0.88242 | 0.011065 | 0.0094332 | 0.0037908 | 30.01% | 25.58% | 10.28% | 34.13%
MC ARTHUR 11021324 | 0.19569 | 0 | LAYTONVILLE 110189606 | 1.0389 | 0 | 1.0389 | 0.018268 | 0.008166 | 0.002399 | 63.36% | 28.32% | 8.32% | 0%
ROSSMOOR 110168920 | 0.19559 | 0.19559 | MONTE RIO 11133970 | 1.3905 | 0 | 1.3905 | 0.073932 | 0.02831 | 0.0073459 | 67.46% | 25.83% | 6.703% | 0%
JOLON 11027002 | 0.19553 | 0.19553 | BIG BASIN 1102351054 | 0.33631 | 0.0045693 | 0.34087 | 0.015077 | 0.00554 | 0.00083709 | 69.33% | 25.48% | 3.849% | 1.34%
BRUNSWICK 1105963830 | 0.19522 | 0 | CAMP EVERS 2103CB | 0.040372 | 0 | 0.040372 | 0.0012826 | 0.0022853 | 0.00089559 | 28.74% | 51.2% | 20.06% | 0%
OAKHURST 1103719490 | 0.19482 | 0.19482 | MONTE RIO 1113CB | 0.0026096 | 0 | 0.0026096 | 4.7134e-05 | 9.2121e-05 | 1.1843e-05 | 31.19% | 60.97% | 7.838% | 0%
DIAMOND SPRINGS 110656026 | 0.19464 | 0.19464 | GARBERVILLE 110135706 | 1.9192 | 0.22668 | 2.1459 | 0.059375 | 0.019327 | 0.0065697 | 62.28% | 20.27% | 6.891% | 10.56%
ANDERSON 1102CB | 0.19422 | 0 | MENLO 11037902 | 0.27996 | 0 | 0.27996 | 0.0070654 | 0.0084318 | 0.0027405 | 38.74% | 46.23% | 15.03% | 0%
COARSEGOLD 210410335 | 0.19391 | 0.19391 | COTTONWOOD 11039072 | 5.4447 | 1.6764 | 7.1211 | 0.020472 | 0.033714 | 0.012149 | 23.6% | 38.86% | 14% | 23.54%
FLINT 110150960 | 0.19335 | 0.19335 | HALF MOON BAY 1102350336 | 0.39032 | 0 | 0.39032 | 0.0035268 | 0.0053915 | 0.0010989 | 35.21% | 53.82% | 10.97% | 0%
HUMBOLDT BAY 1101898396 | 0.19322 | 0 | STAFFORD 1102CB | 0.10565 | 0 | 0.10565 | 0.0008832 | 0.0026849 | 0.00084337 | 20.02% | 60.86% | 19.12% | 0%
JESSUP 1103348657 | 0.19293 | 0.19293 | ATASCADERO 1103A18 | 3.3189 | 0 | 3.3189 | 0.017017 | 0.023704 | 0.011261 | 32.74% | 45.6% | 21.66% | 0%
HICKS 2101574315 | 0.19196 | 0.19196 | PUEBLO 21031968 | 2.384 | 0 | 2.384 | 0.020148 | 0.019632 | 0.0051401 | 44.85% | 43.7% | 11.44% | 0%
BELLEVUE 2103478 | 0.19067 | 0.19067 | CLAY 1103R5386 | 3.3937 | 0 | 3.3937 | 0.013895 | 0.024758 | 0.015455 | 25.68% | 45.76% | 28.56% | 0%
CASTRO VALLEY 11088971 | 0.19009 | 0.19009 | SILVERADO 2102437194 | 0.26364 | 0.054306 | 0.31795 | 0.0053555 | 0.0030952 | 0.00095522 | 47.21% | 27.29% | 8.421% | 17.08%
HIGHLANDS 110484640 | 0.18986 | 0 | BRUNSWICK 11062796 | 3.5395 | 2.4658 | 6.0053 | 0.087655 | 0.052261 | 0.014771 | 33.4% | 19.91% | 5.628% | 41.06%
MENLO 1102560798 | 0.18981 | 0.18981 | SAND CREEK 11037140 | 5.6337 | 0 | 5.6337 | 0.013721 | 0.038217 | 0.013713 | 20.9% | 58.21% | 20.89% | 0%
PARADISE 1103468200 | 0.18977 | 0.17367 | TASSAJARA 2104CB | 2.6344 | 0.0012605 | 2.6357 | 0.012722 | 0.027269 | 0.011588 | 24.65% | 52.84% | 22.46% | 0.04782%
DESCHUTES 1104747398 | 0.18958 | 0.1261 | SANTA ROSA A 1104173590 | 0.78958 | 0.30805 | 1.0976 | 0.0090192 | 0.0084819 | 0.0022149 | 32.91% | 30.95% | 8.081% | 28.07%
KONOCTI 1102CB | 0.1892 | 0.1049 | DUNBAR 1102246 | 2.8611 | 0.73529 | 3.5964 | 0.043968 | 0.036814 | 0.0095144 | 38.74% | 32.43% | 8.383% | 20.45%
COTTONWOOD 110331548 | 0.18907 | 0.18907 | MARTELL 1101473004 | 0.013592 | 0 | 0.013592 | 0.00026809 | 0.00048585 | 0.00028156 | 25.89% | 46.92% | 27.19% | 0%
SHINGLE SPRINGS 1103CB | 0.18869 | 0.18869 | POSO MOUNTAIN 210448268 | 0.83241 | 0 | 0.83241 | 0.00071196 | 0.0065663 | 0.0047561 | 5.916% | 54.56% | 39.52% | 0%
DIAMOND SPRINGS 110518935 | 0.18869 | 0.18869 | CAMP EVERS 21035404 | 0.60835 | 0 | 0.60835 | 0.049517 | 0.030639 | 0.0081889 | 56.05% | 34.68% | 9.269% | 0%
EEL RIVER 1102680 | 0.18844 | 0 | OLETA 1101440008 | 0.14162 | 0 | 0.14162 | 0.00082717 | 0.0014368 | 0.00069014 | 28% | 48.64% | 23.36% | 0%
0 | 0.18844 | 0 | OAKLAND K 1102378866 | 0.29341 | 0.12059 | 0.414 | 0.0087269 | 0.0098355 | 0.0026803 | 29.12% | 32.81% | 8.942% | 29.13%
SAN JOAQUIN #2 1103157026 | 0.18823 | 0.068907 | DIAMOND SPRINGS 1103467046 | 5.097 | 1.5809 | 6.6779 | 0.060853 | 0.070047 | 0.035281 | 27.95% | 32.17% | 16.2% | 23.67%
FROGTOWN 17028482 | 0.18778 | 0.18778 | BURNEY 11011340 | 4.5643 | 1.4004 | 5.9647 | 0.017977 | 0.029038 | 0.0096958 | 24.26% | 39.18% | 13.08% | 23.48%
LUCERNE 1103245134 | 0.1876 | 0 | HALF MOON BAY 1103389114 | 0.92588 | 0 | 0.92588 | 0.0095578 | 0.011444 | 0.0023371 | 40.95% | 49.03% | 10.01% | 0%
GIRVAN 1102212096 | 0.1875 | 0.1348 | SOBRANTE 1102CB | 1.9505 | 0.30919 | 2.2597 | 0.045777 | 0.041972 | 0.017399 | 37.58% | 34.46% | 14.28% | 13.68%
WOODSIDE 110179892 | 0.18594 | 0.18594 | WILLOW CREEK 11037514 | 1.8706 | 0.28267 | 2.1533 | 0.033861 | 0.01909 | 0.0074525 | 48.7% | 27.46% | 10.72% | 13.13%
TULUCAY 1101628 | 0.18592 | 0.18592 | VIEJO 2201CB | 0.88958 | 0 | 0.88958 | 0.031191 | 0.031816 | 0.0069985 | 44.56% | 45.45% | 9.997% | 0%
MC ARTHUR 11011490 | 0.18577 | 0 | WOODSIDE 1104520832 | 1.4289 | 0 | 1.4289 | 0.044146 | 0.03055 | 0.0054692 | 55.07% | 38.11% | 6.822% | 0%
GEYSERVILLE 1102868292 | 0.18575 | 0.18575 | FLINT 1101750 | 2.5743 | 0.19797 | 2.7722 | 0.011206 | 0.013784 | 0.0062359 | 33.32% | 40.99% | 18.54% | 7.141%
SANTA ROSA A 1104CB | 0.18375 | 0.18375 | RISING RIVER 11011532 | 0.78778 | 0.063725 | 0.85151 | 0.0015538 | 0.0063432 | 0.001895 | 14.68% | 59.93% | 17.9% | 7.484%
PARADISE 1103983930 | 0.18363 | 0.16994 | LLAGAS 2107142710 | 0.081233 | 0 | 0.081233 | 0.0013699 | 0.0022188 | 0.0011623 | 28.83% | 46.7% | 24.46% | 0%
CURTIS 1704CB | 0.18321 | 0.18321 | WILLITS 110434008 | 3.6768 | 0 | 3.6768 | 0.11695 | 0.042634 | 0.011452 | 68.38% | 24.93% | 6.696% | 0%
MOLINO 1102318 | 0.18321 | 0.18321 | GEYSERVILLE 1101711966 | 2.5137 | 0 | 2.5137 | 0.020552 | 0.032045 | 0.012692 | 31.48% | 49.08% | 19.44% | 0%
NARROWS 2101CB | 0.18298 | 0.030672 | BIG BASIN 110210254 | 0.40541 | 0.0072479 | 0.41266 | 0.014309 | 0.0098744 | 0.001205 | 55.37% | 38.21% | 4.663% | 1.756%
PASO ROBLES 1103351084 | 0.18281 | 0.18281 | CURTIS 1705CB | 2.7733 | 0 | 2.7733 | 0.025026 | 0.038768 | 0.027084 | 27.54% | 42.66% | 29.8% | 0%
LOW GAP 1101449990 | 0.18279 | 0.1476 | SAN RAFAEL 1108CB | 1.0869 | 0 | 1.0869 | 0.051177 | 0.034132 | 0.0091515 | 54.18% | 36.13% | 9.688% | 0%
KANAKA 1101859138 | 0.18226 | 0.069467 | SPRING GAP 17029280 | 1.4264 | 0.45859 | 1.885 | 0.023987 | 0.032451 | 0.0065382 | 28.82% | 38.99% | 7.856% | 24.33%
FORT ROSS 11214614 | 0.18218 | 0 | ROSSMOOR 1108CB | 0.82845 | 0.099999 | 0.92845 | 0.010985 | 0.0156 | 0.0051184 | 30.92% | 43.91% | 14.41% | 10.77%
SILVERADO 2102808 | 0.18191 | 0.1567 | PIT NO 1 110170952 | 0.2916 | 0.86825 | 1.1599 | 0.0012988 | 0.0052563 | 0.0018567 | 3.882% | 15.71% | 5.549% | 74.86%
SILVERADO 2103507513 | 0.18135 | 0.051365 | BRENTWOOD 2105B504R | 2.0839 | 0.26864 | 2.3525 | 0.003381 | 0.021209 | 0.013086 | 7.949% | 49.86% | 30.77% | 11.42%
MOLINO 1102495692 | 0.1812 | 0.1812 | SAN CARLOS 1104833770 | 0.0032572 | 0 | 0.0032572 | 7.9522e-05 | 0.00012291 | 4.5703e-05 | 32.05% | 49.53% | 18.42% | 0%
SUMMIT 1101742 | 0.18025 | 0.18025 | CAMP EVERS 2104189010 | 0.036321 | 0 | 0.036321 | 0.0020721 | 0.0014206 | 0.00078498 | 48.44% | 33.21% | 18.35% | 0%
AUBURN 11028611 | 0.18025 | 0.18025 | EMERALD LAKE 0401CB | 2.3819 | 0 | 2.3819 | 0.044035 | 0.054456 | 0.010878 | 40.26% | 49.79% | 9.946% | 0%
GRASS VALLEY 11012766 | 0.18023 | 0.12554 | POTTER VALLEY P H 1104546986 | 0.813 | 0 | 0.813 | 0.0054597 | 0.010077 | 0.004228 | 27.62% | 50.99% | 21.39% | 0%
VOLTA 110165764 | 0.18013 | 0.14531 | LAURELES 11122768 | 1.6502 | 0.52556 | 2.1758 | 0.019196 | 0.025764 | 0.0078631 | 27.56% | 36.99% | 11.29% | 24.16%
MADISON 210113372 | 0.17983 | 0.17983 | VOLTA 110280982 | 0.092234 | 5.7598 | 5.852 | 0.002282 | 0.0017449 | 0.00058342 | 0.7801% | 0.5965% | 0.1995% | 98.42%
TIDEWATER 210614072 | 0.17913 | 0.17913 | SAUSALITO 11021268 | 1.0315 | 0 | 1.0315 | 0.0065585 | 0.021517 | 0.0040152 | 20.44% | 67.05% | 12.51% | 0%
SAN RAFAEL 1106910 | 0.17748 | 0.17748 | MIWUK 170179118 | 0.014537 | 0.042857 | 0.057394 | 0.00035388 | 0.00063502 | 0.00011859 | 8.093% | 14.52% | 2.712% | 74.67%
SALMON CREEK 1101676 | 0.17691 | 0 | OAKLAND X 1104CR214 | 0.45738 | 0.090808 | 0.54819 | 0.017453 | 0.01259 | 0.0029141 | 44.18% | 31.87% | 7.378% | 16.57%
TRINIDAD 1101495696 | 0.17615 | 0 | SALT SPRINGS 21024796 | 1.4641 | 2.1525 | 3.6166 | 0.04225 | 0.038272 | 0.0073998 | 19.45% | 17.62% | 3.407% | 59.52%
BIG MEADOWS 21012476 | 0.17542 | 0 | PUEBLO 2103253312 | 0.091424 | 0.21884 | 0.31026 | 0.00059456 | 0.0017965 | 0.00077999 | 5.525% | 16.69% | 7.248% | 70.53%
PUEBLO 210378504 | 0.17489 | 0 | BRUNSWICK 1106CB | 1.5301 | 1.5485 | 3.0786 | 0.04138 | 0.034804 | 0.011913 | 23.34% | 19.63% | 6.721% | 50.3%
TEMPLETON 2110901690 | 0.17409 | 0.17409 | VACAVILLE 1109799940 | 0.2742 | 0.93954 | 1.2137 | 0.0005485 | 0.0020341 | 0.00095817 | 3.5% | 12.98% | 6.113% | 77.41%
DESCHUTES 1104803158 | 0.174 | 0.12089 | BIG MEADOWS 21012476 | 2.0901 | 0.17542 | 2.2655 | 0.027542 | 0.025557 | 0.0074315 | 41.98% | 38.95% | 11.33% | 7.743%
HIGHLANDS 11034630 | 0.17332 | 0 | VIEJO 22012064 | 0.15788 | 0 | 0.15788 | 0.0053217 | 0.0055512 | 0.0011545 | 44.25% | 46.15% | 9.599% | 0%
SUMMIT 11016627 | 0.17332 | 0.17332 | OAKLAND X 1104CR022 | 0.5748 | 0.2511 | 0.8259 | 0.024265 | 0.01646 | 0.0040529 | 37.71% | 25.58% | 6.299% | 30.4%
SALMON CREEK 1101194 | 0.17314 | 0 | WHITMORE 11011598 | 5.8858 | 4.2536 | 10.1394 | 0.081261 | 0.052355 | 0.017733 | 31.17% | 20.08% | 6.801% | 41.95%
MILPITAS 1109XR524 | 0.17283 | 0.17283 | GARCIA 0401CB | 0.0047713 | 0 | 0.0047713 | 0.0001449 | 0.0001003 | 1.841e-05 | 54.97% | 38.05% | 6.984% | 0%
TAR FLAT 0402588710 | 0.17262 | 0.17262 | STAFFORD 1102784704 | 0.014303 | 0 | 0.014303 | 0.00013241 | 0.00013489 | 4.1739e-05 | 42.84% | 43.65% | 13.51% | 0%
LOS GATOS 1106622226 | 0.17255 | 0.17255 | PAUL SWEET 2105CB | 1.363 | 0 | 1.363 | 0.068234 | 0.048244 | 0.010739 | 53.64% | 37.92% | 8.441% | 0%
LAS GALLINAS A 1106228906 | 0.1723 | 0.1723 | ATASCADERO 1103A06 | 0.41883 | 0 | 0.41883 | 0.0021481 | 0.003323 | 0.0019203 | 29.06% | 44.96% | 25.98% | 0%
0 | 0.17227 | 0.10469 | CAL WATER 1102690954 | 0.74598 | 0.014636 | 0.76062 | 0.0003416 | 0.004113 | 0.0016042 | 5.53% | 66.58% | 25.97% | 1.924%
MC ARTHUR 1101501106 | 0.17159 | 0 | LOS GATOS 1101CB | 0.70089 | 0 | 0.70089 | 0.015844 | 0.021607 | 0.0089949 | 34.11% | 46.52% | 19.37% | 0%
MORAGA 1102161484 | 0.17132 | 0.17132 | GARBERVILLE 1102802246 | 1.4905 | 0.05667 | 1.5471 | 0.062457 | 0.011316 | 0.003529 | 77.84% | 14.1% | 4.398% | 3.663%
HAMILTON BRANCH 110190334 | 0.17101 | 0 | BOLINAS 1101530 | 2.3963 | 0.07036 | 2.4666 | 0.019 | 0.019033 | 0.0032631 | 44.7% | 44.77% | 7.676% | 2.853%
HAMILTON BRANCH 110153192 | 0.16971 | 0 | GOLDTREE 1105551904 | 0.0047262 | 0.0010504 | 0.0057766 | 1.2897e-05 | 0.00010001 | 3.023e-05 | 7.372% | 57.16% | 17.28% | 18.18%
DIAMOND SPRINGS 1107116815 | 0.16957 | 0.16957 | PARADISE 1106CB | 0.67261 | 1.8242 | 2.4969 | 0.021835 | 0.01748 | 0.0068911 | 12.73% | 10.19% | 4.018% | 73.06%
BIG BASIN 1101595388 | 0.16912 | 0 | DIAMOND SPRINGS 1106762780 | 0.16782 | 0.051785 | 0.2196 | 0.0027273 | 0.0022226 | 0.00097901 | 35.15% | 28.65% | 12.62% | 23.58%
NOTRE DAME 1103317782 | 0.16903 | 0.16903 | MORGAN HILL 210542348 | 0.91289 | 0 | 0.91289 | 0.0052661 | 0.015656 | 0.0087149 | 17.77% | 52.83% | 29.41% | 0%
ARCATA 1123CB | 0.16864 | 0 | OAKLAND K 1102172340 | 0.17822 | 0.13235 | 0.31057 | 0.0070461 | 0.0054107 | 0.0011201 | 29.78% | 22.87% | 4.734% | 42.62%
HIGHLANDS 110476156 | 0.16859 | 0 | CALAVERAS CEMENT 110113424 | 0.69356 | 0 | 0.69356 | 0.0046019 | 0.01126 | 0.0061745 | 20.88% | 51.1% | 28.02% | 0%
MOLINO 1101322 | 0.16791 | 0.16791 | CMC 1102CB | 0.038834 | 0.080532 | 0.11937 | 0.00013576 | 0.00072983 | 0.0002458 | 3.974% | 21.36% | 7.195% | 67.47%
FORT SEWARD 1121694680 | 0.1678 | 0.13708 | MIWUK 1701992162 | 0.68585 | 0.036309 | 0.72216 | 0.0081774 | 0.011301 | 0.0028595 | 34.77% | 48.05% | 12.16% | 5.028%
PUEBLO 2102773926 | 0.16751 | 0.1423 | OAKLAND K 1104CR326 | 0.16193 | 0.054779 | 0.21671 | 0.0074209 | 0.0038236 | 0.00086917 | 45.78% | 23.59% | 5.361% | 25.28%
DESCHUTES 1104385724 | 0.16696 | 0.10089 | VACA DIXON 110540092 | 8.6392 | 3.5502 | 12.1893 | 0.040595 | 0.062006 | 0.026933 | 22.21% | 33.93% | 14.74% | 29.13%
LAKEWOOD 210738404 | 0.16691 | 0.16691 | GARBERVILLE 11026084 | 1.5224 | 0.11675 | 1.6391 | 0.057136 | 0.011361 | 0.004024 | 73.17% | 14.55% | 5.154% | 7.123%
HOOPA 11013290 | 0.1666 | 0 | FULTON 110258990 | 0.077286 | 0.0060224 | 0.083308 | 0.0011602 | 0.00087305 | 0.00037728 | 44.65% | 33.6% | 14.52% | 7.229%
SUNOL 1101MR297 | 0.16623 | 0.16623 | VOLTA 110165764 | 1.8876 | 0.18013 | 2.0677 | 0.0067099 | 0.0090766 | 0.004093 | 30.81% | 41.68% | 18.8% | 8.712%
MOLINO 1101338 | 0.1659 | 0.1659 | AUBERRY 1101R314 | 7.6012 | 0.76071 | 8.3619 | 0.016044 | 0.035749 | 0.015946 | 21.53% | 47.97% | 21.4% | 9.097%
PUEBLO 1105426584 | 0.16563 | 0.14279 | SAN RAMON 2107MR284 | 2.3325 | 1.166 | 3.4985 | 0.023216 | 0.04268 | 0.015248 | 19.08% | 35.07% | 12.53% | 33.33%
FROGTOWN 170236870 | 0.16499 | 0.16499 | OAKLAND K 1102CR014 | 1.5885 | 0.63051 | 2.219 | 0.068819 | 0.04088 | 0.011526 | 40.64% | 24.14% | 6.806% | 28.41%
WOODSIDE 11011922 | 0.16435 | 0.16435 | HIGHLANDS 1104CB | 1.2955 | 1.3257 | 2.6212 | 0.018563 | 0.028638 | 0.012 | 15.5% | 23.91% | 10.02% | 50.58%
OAKLAND X 1104CR288 | 0.16434 | 0.16434 | JESSUP 1101271314 | 0.4216 | 0.30404 | 0.72564 | 0.0036196 | 0.0052063 | 0.0031869 | 17.51% | 25.18% | 15.41% | 41.9%
GARBERVILLE 110139524 | 0.16386 | 0 | PARADISE 110439214 | 0.17588 | 0.25609 | 0.43198 | 0.0030274 | 0.00549 | 0.0022991 | 11.4% | 20.67% | 8.654% | 59.28%
UPPER LAKE 11016663 | 0.16369 | 0.16369 | MARTELL 1101131918 | 0.077079 | 0 | 0.077079 | 0.0018813 | 0.002717 | 0.0012738 | 32.04% | 46.27% | 21.69% | 0%
GUALALA 111223444 | 0.16336 | 0 | OAKLAND K 1104CR210 | 0.35045 | 0 | 0.35045 | 0.013592 | 0.010234 | 0.002832 | 50.99% | 38.39% | 10.62% | 0%
EEL RIVER 1102CB | 0.1625 | 0 | CAMP EVERS 210616000 | 0.53109 | 0 | 0.53109 | 0.039561 | 0.019718 | 0.0060008 | 60.6% | 30.21% | 9.192% | 0%
ELK CREEK 11012106 | 0.16176 | 0.16176 | DUNBAR 1103839384 | 2.6983 | 2.8656 | 5.5639 | 0.043133 | 0.046525 | 0.018324 | 19.37% | 20.89% | 8.23% | 51.5%
MIWUK 1701176798 | 0.16131 | 0 | GANSNER 11012006 | 2.8663 | 0 | 2.8663 | 0.029182 | 0.031134 | 0.0080229 | 42.7% | 45.56% | 11.74% | 0%
BELL 110880680 | 0.16099 | 0.16099 | PEORIA 17048040 | 3.89 | 0 | 3.89 | 0.0076953 | 0.026884 | 0.025678 | 12.77% | 44.62% | 42.61% | 0%
PUEBLO 2102CB | 0.16071 | 0 | ALLEGHANY 1101978 | 5.1 | 3.534 | 8.634 | 0.046695 | 0.04855 | 0.0057146 | 27.32% | 28.41% | 3.343% | 40.93%
MENLO 1103866118 | 0.16049 | 0.16049 | MARTELL 110299214 | 0.36118 | 0.5845 | 0.94568 | 0.0052361 | 0.0070633 | 0.0046573 | 11.79% | 15.91% | 10.49% | 61.81%
HALSEY 1102CB | 0.16022 | 0.16022 | HALF MOON BAY 110398440 | 1.4719 | 0 | 1.4719 | 0.080584 | 0.027073 | 0.0044724 | 71.87% | 24.14% | 3.989% | 0%
ARCATA 112233060 | 0.15977 | 0 | NORTH BRANCH 1101752104 | 4.8452 | 0 | 4.8452 | 0.0074131 | 0.023066 | 0.011941 | 17.48% | 54.37% | 28.15% | 0%
ROSSMOOR 1101L503R | 0.15956 | 0.15956 | AUBERRY 1102R1013 | 2.1685 | 0.33121 | 2.4997 | 0.0081878 | 0.013913 | 0.0056888 | 25.56% | 43.43% | 17.76% | 13.25%
MAXWELL 11053008 | 0.15945 | 0.15945 | HICKS 1116647210 | 0.73672 | 0 | 0.73672 | 0.009982 | 0.010887 | 0.0052216 | 38.26% | 41.73% | 20.01% | 0%
MILPITAS 1109XR044 | 0.15931 | 0.15931 | BRUNSWICK 110633050 | 0.60923 | 1.5783 | 2.1875 | 0.026797 | 0.014599 | 0.0051439 | 16.04% | 8.736% | 3.078% | 72.15%
PLACERVILLE 1112774186 | 0.15882 | 0.065966 | SOBRANTE 1102L510R | 1.529 | 0.29816 | 1.8272 | 0.056334 | 0.032772 | 0.012209 | 46.53% | 27.07% | 10.08% | 16.32%
HIGGINS 11095703 | 0.15868 | 0.15868 | SOBRANTE 1102690098 | 1.2515 | 0.27059 | 1.5221 | 0.034974 | 0.026811 | 0.0099019 | 40.11% | 30.75% | 11.36% | 17.78%
ORICK 1102CB | 0.1584 | 0 | CAMP EVERS 210410442 | 1.609 | 0 | 1.609 | 0.1098 | 0.040879 | 0.011676 | 67.63% | 25.18% | 7.192% | 0%
0 | 0.15835 | 0.15835 | MENDOCINO 1101450 | 5.5696 | 0.030462 | 5.6 | 0.035257 | 0.031903 | 0.012197 | 44.19% | 39.98% | 15.29% | 0.544%
LUCERNE 11034200 | 0.15798 | 0 | JAMESON 1102865502 | 0.49795 | 0.042349 | 0.5403 | 0.0030243 | 0.0090226 | 0.0028034 | 18.77% | 55.99% | 17.4% | 7.838%
HIGHLANDS 1102628 | 0.15693 | 0.13251 | WOODACRE 110196844 | 1.0415 | 0.055707 | 1.0972 | 0.035598 | 0.022821 | 0.00436 | 53.82% | 34.51% | 6.592% | 5.077%
CURTIS 170356972 | 0.15684 | 0.15684 | STANISLAUS 17021804 | 1.3249 | 3.1331 | 4.458 | 0.037955 | 0.034734 | 0.012324 | 13.27% | 12.14% | 4.308% | 70.28%
VINA 110135730 | 0.15648 | 0 | ALTO 1124703432 | 0.096415 | 0 | 0.096415 | 0.0042121 | 0.0026281 | 0.00050496 | 57.35% | 35.78% | 6.875% | 0%
ALTO 11243121 | 0.15611 | 0.15611 | SAN RAFAEL 11071276 | 0.61307 | 0 | 0.61307 | 0.031509 | 0.017076 | 0.0041371 | 59.76% | 32.39% | 7.847% | 0%
DUNBAR 110313481 | 0.15567 | 0.12495 | MILPITAS 1109XR524 | 1.9286 | 0.17283 | 2.1015 | 0.0029365 | 0.0084363 | 0.0031608 | 18.54% | 53.27% | 19.96% | 8.224%
HIGGINS 1104498932 | 0.1556 | 0.1556 | VACAVILLE 1109592742 | 0.092591 | 0.0056197 | 0.09821 | 0.00062458 | 0.0013764 | 0.00061933 | 22.47% | 49.52% | 22.28% | 5.722%
VACA DIXON 1105965390 | 0.15536 | 0.15536 | HIGGINS 1108CB | 0.0045031 | 0 | 0.0045031 | 4.1397e-05 | 0.00019939 | 8.1891e-05 | 12.83% | 61.79% | 25.38% | 0%
DIAMOND SPRINGS 1107217974 | 0.15536 | 0.15536 | MONTE RIO 11135026 | 0.32464 | 0 | 0.32464 | 0.018588 | 0.0076161 | 0.0017535 | 66.49% | 27.24% | 6.272% | 0%
SONOMA 1103581588 | 0.15522 | 0.15522 | STILLWATER 1101CB | 0.64956 | 0.52186 | 1.1714 | 0.011016 | 0.017094 | 0.0058161 | 18% | 27.94% | 9.506% | 44.55%
MADISON 21011606 | 0.15494 | 0.15494 | HALF MOON BAY 11018902 | 3.0295 | 0 | 3.0295 | 0.049927 | 0.050057 | 0.011184 | 44.91% | 45.03% | 10.06% | 0%
OAKHURST 1101910120 | 0.15425 | 0.15425 | BELMONT 11038958 | 0.74382 | 0 | 0.74382 | 0.014182 | 0.019107 | 0.0055819 | 36.48% | 49.16% | 14.36% | 0%
MENLO 1102154024 | 0.15368 | 0.15368 | SOBRANTE 1103CB | 0.70948 | 0.39926 | 1.1087 | 0.022105 | 0.01849 | 0.0070434 | 29.69% | 24.84% | 9.461% | 36.01%
CLAYTON 2213CB | 0.15362 | 0.15362 | DIAMOND SPRINGS 110777086 | 0.68465 | 0.057072 | 0.74172 | 0.007385 | 0.0093842 | 0.0048904 | 31.47% | 39.99% | 20.84% | 7.695%
OTTER 11022002 | 0.15327 | 0.030199 | OAKLAND K 1103CR188 | 0.52531 | 0.28823 | 0.81355 | 0.02354 | 0.013868 | 0.0038784 | 36.82% | 21.69% | 6.066% | 35.43%
SAN RAMON 210853732 | 0.15278 | 0.15278 | WOODACRE 1101404 | 2.2107 | 0.6335 | 2.8442 | 0.097884 | 0.040391 | 0.0086937 | 51.77% | 21.36% | 4.598% | 22.27%
MOLINO 1102178 | 0.15261 | 0.15261 | OAKLAND K 1104432850 | 0.28959 | 0.0040441 | 0.29364 | 0.012114 | 0.0072766 | 0.0023264 | 55.01% | 33.05% | 10.56% | 1.377%
BOLINAS 1101504 | 0.1525 | 0.1525 | SANTA ROSA A 1104210 | 1.3968 | 1.5098 | 2.9066 | 0.063532 | 0.045763 | 0.013178 | 24.93% | 17.96% | 5.171% | 51.94%
DIAMOND SPRINGS 1106290705 | 0.15238 | 0.15238 | SAN ARDO 11017632 | 1.7699 | 0 | 1.7699 | 0.001067 | 0.013396 | 0.0069549 | 4.982% | 62.55% | 32.47% | 0%
LAURELES 111110141 | 0.15135 | 0 | CLOVERDALE 1101409224 | 0.046574 | 0.034629 | 0.081203 | 0.0010713 | 0.00079206 | 0.00029639 | 28.45% | 21.03% | 7.871% | 42.64%
LOS GATOS 1102526868 | 0.15131 | 0.15131 | PUEBLO 1105426584 | 0.89415 | 0.16563 | 1.0598 | 0.0054813 | 0.0080358 | 0.0020661 | 29.68% | 43.51% | 11.19% | 15.63%
MORAGA 1101822414 | 0.1511 | 0.1511 | ROSSMOOR 1108543356 | 0.19412 | 0.046691 | 0.24081 | 0.0052829 | 0.0066185 | 0.0026008 | 29.37% | 36.79% | 14.46% | 19.39%
JANES CREEK 11011184 | 0.15089 | 0 | PAUL SWEET 21045394 | 2.3866 | 0 | 2.3866 | 0.10633 | 0.046134 | 0.011426 | 64.88% | 28.15% | 6.972% | 0%
MADISON 1105495270 | 0.15058 | 0.15058 | WHITMORE 1101CB | 0.99237 | 1.2446 | 2.237 | 0.020467 | 0.012164 | 0.0039792 | 24.8% | 14.74% | 4.822% | 55.64%
HARRIS 11085984 | 0.15021 | 0 | HOOPA 11013174 | 3.6257 | 0.22804 | 3.8537 | 0.08992 | 0.038114 | 0.019895 | 57.19% | 24.24% | 12.65% | 5.918%
SILVERADO 2105533226 | 0.14968 | 0 | PANOCHE 11034036 | 5.8096 | 0.034208 | 5.8438 | 0.0035089 | 0.026087 | 0.014785 | 7.86% | 58.44% | 33.12% | 0.5854%
MONTE RIO 111164758 | 0.14939 | 0.14939 | GRASS VALLEY 1101750804 | 0.05266 | 0.020308 | 0.072968 | 0.0015182 | 0.0010304 | 0.00042911 | 36.79% | 24.97% | 10.4% | 27.83%
SARATOGA 1106340986 | 0.14905 | 0.14905 | TEMPLETON 2111CB | 3.1835 | 0 | 3.1835 | 0.0079136 | 0.037775 | 0.019663 | 12.11% | 57.8% | 30.09% | 0%
CLAYTON 22159765 | 0.1489 | 0.1489 | BRUNSWICK 1103234378 | 0.105 | 0.50956 | 0.61455 | 0.004233 | 0.0024913 | 0.0010298 | 9.327% | 5.489% | 2.269% | 82.91%
BRUNSWICK 1103851116 | 0.1489 | 0 | BUELLTON 1101Y26 | 3.1163 | 0 | 3.1163 | 0.01065 | 0.032688 | 0.013072 | 18.88% | 57.95% | 23.17% | 0%
ROSSMOOR 110982962 | 0.1489 | 0.1489 | ZACA 1101Y72 | 1.2459 | 0 | 1.2459 | 0.0027932 | 0.010126 | 0.0030092 | 17.54% | 63.57% | 18.89% | 0%
FROGTOWN 1702204480 | 0.1487 | 0.1487 | GARBERVILLE 11011514 | 1.5993 | 0.067594 | 1.6669 | 0.069696 | 0.020336 | 0.008502 | 67.86% | 19.8% | 8.279% | 4.055%
HIGGINS 1103CB | 0.14867 | 0.14867 | BERKELEY F 1103162952 | 0.2964 | 0 | 0.2964 | 0.0080467 | 0.0076524 | 0.0017926 | 46% | 43.75% | 10.25% | 0%
DIAMOND SPRINGS 110676088 | 0.14821 | 0.14821 | MONTE RIO 1113678 | 0.29276 | 0 | 0.29276 | 0.016513 | 0.0047489 | 0.0010406 | 74.04% | 21.29% | 4.666% | 0%
GARBERVILLE 11022540 | 0.14816 | 0 | ANDERSON 1101337668 | 0.055202 | 0.038725 | 0.093927 | 0.0012443 | 0.0013766 | 0.00097344 | 20.35% | 22.51% | 15.92% | 41.23%
HIGGINS 11044281 | 0.1479 | 0.1479 | SHINGLE SPRINGS 210912392 | 2.403 | 0.31131 | 2.7143 | 0.032621 | 0.032014 | 0.016223 | 35.72% | 35.05% | 17.76% | 11.47%
SARATOGA 1106LC24 | 0.14755 | 0.14755 | PARADISE 1104920400 | 0.77069 | 1.3857 | 2.1564 | 0.017781 | 0.014105 | 0.0049555 | 17.25% | 13.68% | 4.807% | 64.26%
DUNBAR 1101872066 | 0.14715 | 0.11485 | PARADISE 1105CB | 1.0436 | 2.7192 | 3.7629 | 0.030256 | 0.028761 | 0.011209 | 11.95% | 11.36% | 4.427% | 72.26%
EEL RIVER 11033820 | 0.1468 | 0 | MONTE RIO 1113477 | 0.3535 | 0 | 0.3535 | 0.017359 | 0.0078679 | 0.0017041 | 64.46% | 29.22% | 6.328% | 0%
OAKHURST 110310570 | 0.14657 | 0.14657 | TYLER 110585132 | 5.4665 | 1.104 | 6.5705 | 0.021188 | 0.04575 | 0.022707 | 19.66% | 42.46% | 21.07% | 16.8%
BIG BASIN 1101391980 | 0.14515 | 0.073879 | WILLOW CREEK 110237374 | 0.34605 | 0.0013655 | 0.34742 | 0.01023 | 0.0049552 | 0.0016843 | 60.4% | 29.26% | 9.945% | 0.3931%
ELECTRA 110213414 | 0.14482 | 0.14482 | SNEATH LANE 110134438 | 0.68615 | 0 | 0.68615 | 0.018267 | 0.030281 | 0.0051384 | 34.02% | 56.4% | 9.571% | 0%
CALISTOGA 1102640833 | 0.14469 | 0 | VIEJO 220235388 | 0.051132 | 0 | 0.051132 | 0.001258 | 0.002875 | 0.00045299 | 27.43% | 62.69% | 9.878% | 0%
LOS GATOS 1101950286 | 0.14454 | 0.14454 | PLACERVILLE 1112774186 | 0.098471 | 0.15882 | 0.25729 | 0.0046791 | 0.0039458 | 0.0020967 | 16.7% | 14.09% | 7.484% | 61.73%
SUNOL 1101MR169 | 0.14417 | 0.14417 | BRIDGEVILLE 110255612 | 3.4445 | 0.041649 | 3.4862 | 0.069053 | 0.030683 | 0.0063694 | 64.3% | 28.57% | 5.931% | 1.195%
SALMON CREEK 110188998 | 0.14378 | 0 | SUMMIT 110249484 | 0.41685 | 0.68981 | 1.1067 | 0.0077871 | 0.017358 | 0.0020172 | 10.8% | 24.07% | 2.797% | 62.33%
PUEBLO 21033020 | 0.14338 | 0 | CURTIS 1704CB | 2.3852 | 0.18321 | 2.5684 | 0.023878 | 0.032275 | 0.018684 | 29.63% | 40.05% | 23.19% | 7.133%
ANNAPOLIS 1101528344 | 0.14303 | 0 | HARTLEY 110186876 | 1.8901 | 0 | 1.8901 | 0.015701 | 0.0292 | 0.011825 | 27.68% | 51.47% | 20.85% | 0%
MIDDLETOWN 1102302610 | 0.14181 | 0.10242 | COARSEGOLD 21025380 | 2.3088 | 0.3101 | 2.6189 | 0.030967 | 0.029104 | 0.0073316 | 40.5% | 38.07% | 9.589% | 11.84%
ALTO 11243745 | 0.14121 | 0.14121 | GEYSERVILLE 1102756 | 0.10423 | 0.29965 | 0.40388 | 0.0013343 | 0.0019368 | 0.00060112 | 8.893% | 12.91% | 4.006% | 74.19%
SILVERADO 21022495 | 0.14107 | 0.078834 | FITCH MOUNTAIN 1113352 | 2.1033 | 0 | 2.1033 | 0.056173 | 0.028964 | 0.0084646 | 60.01% | 30.94% | 9.043% | 0%
LAKEWOOD 2109432198 | 0.14102 | 0.14102 | OTTER 110298036 | 1.8882 | 0.10369 | 1.9919 | 0.012578 | 0.02091 | 0.0031984 | 32.5% | 54.03% | 8.264% | 5.206%
0 | 0.14093 | 0 | TEMPLETON 2113A70 | 14.2954 | 0 | 14.2954 | 0.016728 | 0.092074 | 0.049552 | 10.56% | 58.14% | 31.29% | 0%
LOS MOLINOS 110163998 | 0.14077 | 0 | OAKLAND X 1106CR020 | 0.41199 | 0.029044 | 0.44103 | 0.0236 | 0.0066264 | 0.0020772 | 68.25% | 19.16% | 6.007% | 6.585%
VINA 110198144 | 0.14069 | 0 | FAIRVIEW 220799096 | 1.6608 | 0.013971 | 1.6748 | 0.0097522 | 0.020804 | 0.0077659 | 25.24% | 53.83% | 20.1% | 0.8342%
NEWBURG 11313446 | 0.14065 | 0 | CALISTOGA 1101CB | 0.09075 | 0.076155 | 0.1669 | 0.0018572 | 0.0046015 | 0.00093583 | 13.66% | 33.83% | 6.881% | 45.63%
AUBERRY 1101323028 | 0.14046 | 0.037587 | SAN LUIS OBISPO 110596874 | 0.18767 | 0.049404 | 0.23707 | 0.0051683 | 0.0050193 | 0.0014053 | 35.29% | 34.27% | 9.596% | 20.84%
RIO DELL 110270960 | 0.13997 | 0 | PHILO 11013700 | 4.1092 | 0 | 4.1092 | 0.040492 | 0.024525 | 0.008491 | 55.09% | 33.36% | 11.55% | 0%
PUTAH CREEK 1105665952 | 0.13949 | 0.13949 | MORGAN HILL 2105XR564 | 1.0855 | 0 | 1.0855 | 0.0065598 | 0.020059 | 0.0090103 | 18.41% | 56.3% | 25.29% | 0%
CAMBRIA 1102CB | 0.13767 | 0.13767 | VOLTA 110237350 | 4.9433 | 4.2436 | 9.1869 | 0.050312 | 0.03883 | 0.013667 | 26.33% | 20.32% | 7.153% | 46.19%
LOS GATOS 1107812664 | 0.13704 | 0.13704 | TAR FLAT 04023144 | 0.81999 | 0.35269 | 1.1727 | 0.017114 | 0.015578 | 0.0039076 | 32.7% | 29.76% | 7.466% | 30.08%
POTTER VALLEY P H 110495878 | 0.1369 | 0.1369 | PUEBLO 2102391312 | 0.2369 | 0.014181 | 0.25108 | 0.0018704 | 0.0028341 | 0.001074 | 30.54% | 46.28% | 17.54% | 5.648%
PUEBLO 1105419634 | 0.13634 | 0.10168 | JESSUP 11021314 | 2.6054 | 3.1148 | 5.7202 | 0.013176 | 0.021613 | 0.0092246 | 13.64% | 22.37% | 9.546% | 54.45%
0 | 0.13557 | 0.13557 | FORESTHILL 1102CB | 0.25806 | 0.033823 | 0.29188 | 0.0045329 | 0.0049393 | 0.00189 | 35.27% | 38.43% | 14.71% | 11.59%
SISQUOC 1102M52 | 0.1355 | 0.1355 | BIG RIVER 1101CB | 0.0041612 | 0 | 0.0041612 | 0.00011801 | 0.00015527 | 4.3735e-05 | 37.22% | 48.98% | 13.8% | 0%
ROB ROY 210410298 | 0.13533 | 0.13533 | STANISLAUS 170237276 | 1.6024 | 3.6284 | 5.2308 | 0.052835 | 0.040348 | 0.013486 | 15.17% | 11.59% | 3.873% | 69.37%
TASSAJARA 210812712 | 0.13493 | 0.13493 | BRUNSWICK 110584480 | 0.73283 | 0.40367 | 1.1365 | 0.025336 | 0.016228 | 0.0042805 | 35.64% | 22.83% | 6.021% | 35.52%
FORT ROSS 1121134 | 0.13475 | 0 | SPRING GAP 1702693441 | 0.69211 | 0.31863 | 1.0107 | 0.021806 | 0.01562 | 0.0041258 | 35.94% | 25.74% | 6.799% | 31.52%
SALMON CREEK 110137368 | 0.13475 | 0 | GANSNER 1101336664 | 0.23305 | 0 | 0.23305 | 0.0020337 | 0.0042003 | 0.0015884 | 26% | 53.7% | 20.31% | 0%
CLEAR LAKE 110192870 | 0.13473 | 0.13473 | FAIRVIEW 2207M501R | 0.86503 | 0 | 0.86503 | 0.014683 | 0.021831 | 0.0067919 | 33.91% | 50.41% | 15.68% | 0%
PUEBLO 110548264 | 0.13472 | 0 | ORINDA 0401401/2 LR | 0.018116 | 0 | 0.018116 | 0.00076927 | 0.00076123 | 0.00028411 | 42.39% | 41.95% | 15.66% | 0%
POINT MORETTI 110112122 | 0.13459 | 0 | HOPLAND 1101865263 | 1.7795 | 0.24454 | 2.0241 | 0.013552 | 0.015809 | 0.0054688 | 34.21% | 39.91% | 13.8% | 12.08%
CALISTOGA 1101537148 | 0.13451 | 0.035504 | WILLITS 11032506 | 1.9715 | 0 | 1.9715 | 0.051259 | 0.01769 | 0.0059251 | 68.46% | 23.63% | 7.913% | 0%
CLARK ROAD 1102CB | 0.13409 | 0.030602 | CLAYTON 2212CB | 2.5912 | 0.014181 | 2.6054 | 0.021612 | 0.068586 | 0.024071 | 18.81% | 59.7% | 20.95% | 0.5443%
GARBERVILLE 11024744 | 0.13382 | 0 | LUCERNE 110647198 | 1.3558 | 1.7163 | 3.072 | 0.0088065 | 0.014075 | 0.0056126 | 13.64% | 21.8% | 8.693% | 55.87%
OAKHURST 1102963056 | 0.13346 | 0.13346 | GARBERVILLE 11022124 | 0.49094 | 0.0027311 | 0.49367 | 0.013309 | 0.005948 | 0.0018168 | 62.81% | 28.07% | 8.573% | 0.5532%
BRUNSWICK 1105297538 | 0.13307 | 0 | TIVY VALLEY 1107869946 | 5.3777 | 0 | 5.3777 | 0.010951 | 0.024054 | 0.011757 | 23.42% | 51.44% | 25.14% | 0%
0 | 0.13291 | 0.13291 | TAR FLAT 0402588710 | 0.13444 | 0.17262 | 0.30706 | 0.0035357 | 0.0049637 | 0.0015951 | 15.34% | 21.53% | 6.919% | 56.22%
OAKHURST 1102333062 | 0.13288 | 0.13288 | DEL MONTE 2104181640 | 0.0047884 | 0 | 0.0047884 | 3.1337e-05 | 0.00018123 | 6.469e-05 | 11.3% | 65.37% | 23.33% | 0%
SAN RAFAEL 1106155772 | 0.13279 | 0.13279 | PLACERVILLE 1112239390 | 0.29382 | 0.58589 | 0.87971 | 0.0084157 | 0.010489 | 0.0045269 | 12% | 14.95% | 6.453% | 66.6%
CLARKSVILLE 210419662 | 0.13274 | 0.13274 | MARTELL 1101532836 | 0.56272 | 0 | 0.56272 | 0.0029821 | 0.0064969 | 0.0044324 | 21.44% | 46.7% | 31.86% | 0%
COVELO 1101679050 | 0.13261 | 0 | GARBERVILLE 110256048 | 0.80868 | 0.0061449 | 0.81482 | 0.030738 | 0.011996 | 0.0028832 | 66.87% | 26.1% | 6.273% | 0.7541%
NAPA 11121302 | 0.1324 | 0.1324 | LAYTONVILLE 1102538750 | 1.1364 | 0 | 1.1364 | 0.018889 | 0.0088102 | 0.0025041 | 62.54% | 29.17% | 8.291% | 0%
OAKLAND K 1102172340 | 0.13235 | 0.13235 | TASSAJARA 2108954811 | 0.14617 | 0.023897 | 0.17007 | 0.0046596 | 0.0036705 | 0.00096592 | 43.08% | 33.94% | 8.931% | 14.05%
MARTELL 110111244 | 0.13188 | 0.13188 | MOLINO 1102658 | 1.7451 | 0.010469 | 1.7556 | 0.066345 | 0.015583 | 0.0042159 | 76.56% | 17.98% | 4.865% | 0.5963%
CAMP EVERS 210611044 | 0.13174 | 0.13174 | EDES 1112484536 | 0.15262 | 0 | 0.15262 | 0.0046154 | 0.005128 | 0.0018835 | 39.7% | 44.1% | 16.2% | 0%
STELLING 111060090 | 0.13174 | 0.13174 | TASSAJARA 2109CB | 0.33621 | 0.007563 | 0.34377 | 0.0018354 | 0.0098994 | 0.0041909 | 11.27% | 60.79% | 25.74% | 2.2%
DUNBAR 1103134392 | 0.13172 | 0.10572 | WILLOW CREEK 11015002 | 2.0344 | 0.54212 | 2.5765 | 0.052897 | 0.026694 | 0.010592 | 46.31% | 23.37% | 9.274% | 21.04%
HIGGINS 11102408 | 0.13172 | 0.13172 | OAKLAND K 1104CR208 | 0.27697 | 0 | 0.27697 | 0.01124 | 0.0088453 | 0.0022886 | 50.24% | 39.53% | 10.23% | 0%
SAN LUIS OBISPO 1101CB | 0.13162 | 0.13162 | COALINGA NO 1 1109696152 | 1.4934 | 0.0039916 | 1.4974 | 0.0010818 | 0.01247 | 0.010904 | 4.411% | 50.85% | 44.47% | 0.2666%
0 | 0.13155 | 0.11106 | PACIFICA 1102968736 | 0.12291 | 0 | 0.12291 | 0.0043952 | 0.0045298 | 0.00054368 | 46.42% | 47.84% | 5.742% | 0%
SILVERADO 2105990552 | 0.13125 | 0.0375 | COTTONWOOD 110335470 | 3.7297 | 1.9191 | 5.6488 | 0.016622 | 0.041312 | 0.020402 | 14.01% | 34.82% | 17.2% | 33.97%
MIWUK 170193062 | 0.13095 | 0 | MONTE RIO 1113346 | 1.6581 | 0 | 1.6581 | 0.073085 | 0.029348 | 0.0075291 | 66.46% | 26.69% | 6.847% | 0%
PUEBLO 110447912 | 0.13078 | 0 | ROB ROY 2105796388 | 0.78389 | 0 | 0.78389 | 0.039655 | 0.016212 | 0.0038519 | 66.4% | 27.15% | 6.45% | 0%
FRUITLAND 11418860 | 0.13041 | 0 | COTTONWOOD 1102544790 | 2.7218 | 2.2465 | 4.9683 | 0.014468 | 0.029612 | 0.014633 | 13.5% | 27.63% | 13.65% | 45.22%
HARRIS 11095982 | 0.13041 | 0 | SAUSALITO 1101331806 | 0.074334 | 0 | 0.074334 | 0.00092715 | 0.0017992 | 0.00043316 | 29.35% | 56.95% | 13.71% | 0%
BEAR VALLEY 210521160 | 0.12971 | 0.12971 | TEMPLETON 2113A08 | 3.5688 | 0 | 3.5688 | 0.019855 | 0.039051 | 0.017076 | 26.13% | 51.4% | 22.47% | 0%
HALSEY 11025739 | 0.12941 | 0.12941 | CRESCENT MILLS 21012230 | 1.9051 | 0.88335 | 2.7884 | 0.015974 | 0.024134 | 0.0066185 | 23.36% | 35.29% | 9.677% | 31.68%
ORINDA 04013442 | 0.12941 | 0.12941 | PEORIA 170184318 | 1.5156 | 0.42929 | 1.9449 | 0.016266 | 0.028986 | 0.015616 | 20.82% | 37.11% | 19.99% | 22.07%
SILVERADO 2105658898 | 0.12936 | 0.037185 | MONROE 2107380760 | 0.11991 | 0.026208 | 0.14612 | 0.0036472 | 0.0017212 | 0.00066496 | 49.61% | 23.41% | 9.045% | 17.94%
MIDDLETOWN 1101128648 | 0.12903 | 0.11169 | VIEJO 22029104 | 0.77204 | 0 | 0.77204 | 0.022751 | 0.034169 | 0.0080823 | 35% | 52.57% | 12.43% | 0%
ROSSMOOR 110676468 | 0.12868 | 0.12868 | RINCON 1104786782 | 0.44886 | 2.2234 | 2.6722 | 0.01542 | 0.019308 | 0.0065859 | 6.269% | 7.85% | 2.678% | 83.2%
CORNING 110187304 | 0.12857 | 0.12857 | RINCON 1101576 | 2.0586 | 8.596 | 10.6546 | 0.036673 | 0.055303 | 0.02119 | 6.261% | 9.442% | 3.618% | 80.68%
ORO FINO 110239154 | 0.1285 | 0.1285 | LAS AROMAS 04013342 | 0.31494 | 0.077205 | 0.39215 | 0.012941 | 0.0078665 | 0.0020859 | 45.4% | 27.6% | 7.318% | 19.69%
SANTA ROSA A 1104316278 | 0.12787 | 0.12787 | DEL MONTE 21049500 | 1.0055 | 0 | 1.0055 | 0.0091955 | 0.023457 | 0.0064637 | 23.51% | 59.97% | 16.52% | 0%
OILFIELDS 110383158 | 0.12761 | 0.12761 | WILLOW CREEK 1102CB | 1.1097 | 0.10788 | 1.2176 | 0.027007 | 0.019443 | 0.0059267 | 46.99% | 33.83% | 10.31% | 8.86%
FLINT 110140666 | 0.1271 | 0.1271 | SAN LUIS OBISPO 1107V02 | 2.6283 | 0 | 2.6283 | 0.022121 | 0.042024 | 0.014498 | 28.13% | 53.44% | 18.44% | 0%
COVELO 11014678 | 0.12693 | 0 | MONTE RIO 11131989 | 0.1229 | 0 | 0.1229 | 0.0071065 | 0.0017342 | 0.0003721 | 77.14% | 18.82% | 4.039% | 0%
CALAVERAS CEMENT 110147968 | 0.12647 | 0.12647 | BRUNSWICK 1102CB | 0.77117 | 1.0489 | 1.8201 | 0.028807 | 0.019451 | 0.0082767 | 21.59% | 14.58% | 6.203% | 57.63%
BELL 1110946229 | 0.12633 | 0.12633 | FRUITLAND 1142899734 | 0.50513 | 0.020483 | 0.52561 | 0.026254 | 0.0092566 | 0.0035685 | 64.56% | 22.76% | 8.776% | 3.897%
CARLOTTA 112142896 | 0.12563 | 0 | TEMPLETON 2112116402 | 1.2933 | 0.029797 | 1.3231 | 0.0023828 | 0.0082506 | 0.003393 | 16.61% | 57.5% | 23.65% | 2.252%
TRINIDAD 110137474 | 0.12563 | 0 | BEN LOMOND 04015144 | 0.54492 | 0 | 0.54492 | 0.027522 | 0.011728 | 0.0018585 | 66.95% | 28.53% | 4.521% | 0%
FORT SEWARD 11211602 | 0.12503 | 0.097724 | CURTIS 17036064 | 3.4807 | 0 | 3.4807 | 0.017935 | 0.02712 | 0.022114 | 26.7% | 40.38% | 32.92% | 0%
SANTA ROSA A 110464565 | 0.12498 | 0.12498 | MADISON 2101484892 | 1.788 | 0.67655 | 2.4646 | 0.0051448 | 0.018014 | 0.011336 | 10.82% | 37.89% | 23.84% | 27.45%
PASO ROBLES 1103N54 | 0.12482 | 0.12482 | CMC 1101CB | 0.27278 | 0 | 0.27278 | 0.0012263 | 0.0048894 | 0.0017001 | 15.69% | 62.56% | 21.75% | 0%
SAN RAMON 2108363116 | 0.12437 | 0.12437 | BRUNSWICK 1105452800 | 0.14462 | 0.072794 | 0.21741 | 0.0056176 | 0.0036339 | 0.0015978 | 34.44% | 22.28% | 9.796% | 33.48%
PUEBLO 1105684564 | 0.12342 | 0.099789 | SANTA ROSA A 1111758024 | 1.0612 | 0.075367 | 1.1366 | 0.010407 | 0.013825 | 0.0034275 | 35.13% | 46.67% | 11.57% | 6.631%
VOLTA 110293418 | 0.12342 | 0.092699 | HATTON 11022010 | 0.84339 | 0 | 0.84339 | 0.01416 | 0.017352 | 0.001449 | 42.96% | 52.64% | 4.396% | 0%
GARBERVILLE 11011604 | 0.1229 | 0 | HALF MOON BAY 1103H80 | 3.0341 | 0.033998 | 3.0681 | 0.080091 | 0.04976 | 0.010739 | 56.34% | 35% | 7.554% | 1.108%
HUMBOLDT BAY 1102309413 | 0.1229 | 0 | MENLO 1102W80 | 1.7078 | 0.088462 | 1.7962 | 0.030691 | 0.021959 | 0.0044822 | 51.07% | 36.54% | 7.459% | 4.925%
NOTRE DAME 11042537 | 0.12255 | 0.12255 | PLACERVILLE 1111610322 | 0.021522 | 0.03757 | 0.059091 | 0.00090014 | 0.00065984 | 0.00046611 | 16.18% | 11.86% | 8.379% | 63.58%
OAKHURST 1102CB | 0.12248 | 0.12248 | LAS GALLINAS A 1105126886 | 0.10635 | 0.11789 | 0.22424 | 0.0015836 | 0.0045008 | 0.0014701 | 9.942% | 28.26% | 9.229% | 52.57%
LOS MOLINOS 11011308 | 0.12195 | 0 | EMERALD LAKE 04028872 | 0.32271 | 0 | 0.32271 | 0.0074985 | 0.010911 | 0.0022988 | 36.21% | 52.69% | 11.1% | 0%
ARCATA 11211206 | 0.12153 | 0 | SAUSALITO 110284278 | 0.31004 | 0 | 0.31004 | 0.0030599 | 0.0061741 | 0.001206 | 29.31% | 59.14% | 11.55% | 0%
CLARK ROAD 1101CB | 0.12148 | 0 | OAKLAND K 1101CR170 | 0.19238 | 0 | 0.19238 | 0.0070724 | 0.00702 | 0.0018152 | 44.46% | 44.13% | 11.41% | 0%
SAN LUIS OBISPO 1103153199 | 0.12141 | 0.12141 | JESSUP 11011496 | 2.5277 | 4.4976 | 7.0254 | 0.03293 | 0.033194 | 0.014138 | 14.76% | 14.88% | 6.338% | 64.02%
PLACERVILLE 2106CB | 0.12104 | 0.10319 | MOLINO 1102318 | 3.8211 | 0.18321 | 4.0043 | 0.1434 | 0.039435 | 0.0066702 | 72.21% | 19.86% | 3.359% | 4.575%
WOODSIDE 11018601 | 0.12103 | 0.12103 | BRUNSWICK 11051030 | 2.1705 | 3.6628 | 5.8333 | 0.076073 | 0.044018 | 0.014507 | 21.03% | 12.17% | 4.01% | 62.79%
FROGTOWN 1701L3361 | 0.12101 | 0.12101 | RED BLUFF 11011556 | 6.2672 | 2.2496 | 8.5168 | 0.035918 | 0.053411 | 0.023954 | 23.33% | 34.69% | 15.56% | 26.41%
LAS AROMAS 0401LA401R | 0.12059 | 0.12059 | VIEJO 2203CB | 0.45286 | 0 | 0.45286 | 0.015663 | 0.018357 | 0.0037623 | 41.46% | 48.59% | 9.958% | 0%
OAKLAND K 1102378866 | 0.12059 | 0.12059 | ROSSMOOR 1102457174 | 0.24986 | 1.6934 | 1.9432 | 0.0029234 | 0.0083454 | 0.0036269 | 2.524% | 7.204% | 3.131% | 87.14%
0 | 0.12024 | 0.066666 | COVELO 1101694140 | 0.58275 | 0.002626 | 0.58537 | 0.00077842 | 0.00095969 | 0.00040135 | 36.22% | 44.66% | 18.68% | 0.4486%
WILLOW CREEK 1103205028 | 0.12017 | 0 | GARBERVILLE 11028189 | 0.16912 | 0.0075105 | 0.17663 | 0.0043374 | 0.001737 | 0.0004961 | 63.21% | 25.31% | 7.229% | 4.252%
FAIRHAVEN 1103CB | 0.12017 | 0 | NORTH DUBLIN 2101MR765 | 0.0051323 | 1.2408 | 1.2459 | 1.5828e-05 | 0.00026094 | 9.1001e-05 | 0.01773% | 0.2923% | 0.1019% | 99.59%
OAKHURST 1101352740 | 0.11959 | 0.11959 | VACAVILLE 111112342 | 0.02497 | 7.0786 | 7.1036 | 0.0011105 | 0.0016473 | 0.00083883 | 0.1085% | 0.161% | 0.08198% | 99.65%
BURNEY 11011322 | 0.11948 | 0 | BRUNSWICK 110663124 | 0.80873 | 1.2904 | 2.0992 | 0.0333 | 0.018937 | 0.0071527 | 21.6% | 12.28% | 4.64% | 61.47%
ROSSMOOR 110654472 | 0.11948 | 0.11948 | WILLITS 1104504 | 3.3133 | 0 | 3.3133 | 0.0878 | 0.032453 | 0.0098254 | 67.5% | 24.95% | 7.553% | 0%
RED BLUFF 1104952448 | 0.11926 | 0.11926 | SAN CARLOS 11049052 | 0.27114 | 0 | 0.27114 | 0.005653 | 0.0072815 | 0.0015481 | 39.03% | 50.28% | 10.69% | 0%
TRINIDAD 110233936 | 0.1188 | 0 | SAUSALITO 1102964592 | 0.19071 | 0 | 0.19071 | 0.0047869 | 0.0095595 | 0.0026702 | 28.13% | 56.18% | 15.69% | 0%
PASO ROBLES 1103N50 | 0.11878 | 0.11878 | MOLINO 110266006 | 1.3927 | 0.089793 | 1.4825 | 0.056444 | 0.024713 | 0.0061019 | 60.77% | 26.61% | 6.569% | 6.057%
PHILO 110137222 | 0.11842 | 0.11842 | MOLINO 1102178 | 2.0463 | 0.15261 | 2.1989 | 0.08239 | 0.033357 | 0.010375 | 60.79% | 24.61% | 7.655% | 6.94%
FRUITLAND 1141200856 | 0.11812 | 0 | VACAVILLE 111113652 | 0.59497 | 1.1089 | 1.7039 | 0.0095311 | 0.011677 | 0.0049159 | 12.74% | 15.61% | 6.571% | 65.08%
PIT NO 3 21011386 | 0.11789 | 0 | STANISLAUS 170275348 | 0.69217 | 1.983 | 2.6752 | 0.020301 | 0.018893 | 0.0068164 | 11.42% | 10.62% | 3.833% | 74.13%
LAS GALLINAS A 1105126886 | 0.11789 | 0.11789 | WOODWARD 210878448 | 4.3981 | 0 | 4.3981 | 0.0084214 | 0.023116 | 0.011706 | 19.47% | 53.45% | 27.07% | 0%
TASSAJARA 2112791386 | 0.11786 | 0.11786 | JAMESON 1103118944 | 0.56585 | 0.038603 | 0.60445 | 0.0056076 | 0.0067179 | 0.0025531 | 35.28% | 42.27% | 16.06% | 6.386%
GARBERVILLE 11026084 | 0.11675 | 0 | DUNBAR 1102448 | 1.7133 | 1.3888 | 3.1021 | 0.03266 | 0.032476 | 0.010752 | 23.77% | 23.64% | 7.825% | 44.77%
RINCON 1102666 | 0.1166 | 0 | MORAGA 1101669542 | 0.64165 | 0.087132 | 0.72878 | 0.019982 | 0.01684 | 0.0034317 | 43.71% | 36.83% | 7.506% | 11.96%
PUEBLO 210375612 | 0.1166 | 0 | COARSEGOLD 2104570682 | 0.29475 | 0.060994 | 0.35574 | 0.0023462 | 0.002932 | 0.0013536 | 29.31% | 36.63% | 16.91% | 17.15%
SUNOL 1101MR298 | 0.1166 | 0.1166 | OILFIELDS 1103N40 | 0.15626 | 0 | 0.15626 | 0.00025882 | 0.0018495 | 0.00088413 | 8.649% | 61.81% | 29.55% | 0%
RESERVATION ROAD 110222136 | 0.11642 | 0 | DEL MONTE 21043088 | 2.2987 | 0 | 2.2987 | 0.021224 | 0.031345 | 0.010606 | 33.6% | 49.62% | 16.79% | 0%
GIRVAN 110255307 | 0.11593 | 0 | SAN RAMON 2108CB | 1.7304 | 0.80808 | 2.5385 | 0.020195 | 0.024879 | 0.0091775 | 25.37% | 31.26% | 11.53% | 31.83%
OTTER 1101CB | 0.11476 | 0 | WILLITS 1104936096 | 0.43607 | 0 | 0.43607 | 0.019383 | 0.00676 | 0.0021239 | 68.57% | 23.92% | 7.514% | 0%
BRIDGEVILLE 1102353222 | 0.11471 | 0 | POTTER VALLEY P H 110564118 | 1.8638 | 0.053221 | 1.917 | 0.013172 | 0.022469 | 0.0087869 | 28.82% | 49.17% | 19.23% | 2.776%
MORAGA 1101121620 | 0.11434 | 0.11434 | FROGTOWN 170275252 | 9.5298 | 0.44068 | 9.9705 | 0.026625 | 0.053195 | 0.047641 | 19.97% | 39.89% | 35.72% | 4.42%
NEWBURG 113190242 | 0.11402 | 0 | ORINDA 04013442 | 0.67836 | 0.12941 | 0.80777 | 0.032567 | 0.017654 | 0.0043648 | 50.1% | 27.16% | 6.715% | 16.02%
CAMP EVERS 2106995261 | 0.11379 | 0.11379 | GOLDTREE 1108CB | 0.67684 | 0.77069 | 1.4475 | 0.0076416 | 0.020764 | 0.0058757 | 10.42% | 28.32% | 8.014% | 53.24%
ROSSMOOR 11018132 | 0.1136 | 0.1136 | OAKLAND X 1104CR288 | 0.437 | 0.16434 | 0.60133 | 0.018618 | 0.012 | 0.0031561 | 40.06% | 25.82% | 6.791% | 27.33%
HUMBOLDT BAY 1102741980 | 0.11334 | 0 | PARADISE 110599226 | 0.41062 | 2.607 | 3.0176 | 0.011891 | 0.011325 | 0.0042592 | 5.889% | 5.609% | 2.109% | 86.39%
MONTE RIO 11125040 | 0.11315 | 0.11315 | MOLINO 1102104 | 3.1511 | 0.21099 | 3.3621 | 0.1089 | 0.03683 | 0.0078524 | 66.46% | 22.48% | 4.792% | 6.276%
BLUE LAKE 11021024 | 0.11266 | 0 | OAKHURST 1101352740 | 0.037316 | 0.11959 | 0.15691 | 0.00061928 | 0.0015056 | 0.00071796 | 5.181% | 12.6% | 6.006% | 76.22%
EEL RIVER 11028416 | 0.11266 | 0 | NARROWS 210551582 | 3.3465 | 0.38585 | 3.7324 | 0.018791 | 0.026456 | 0.0092878 | 30.89% | 43.5% | 15.27% | 10.34%
VOLTA 110149742 | 0.1125 | 0.08792 | HALF MOON BAY 1101818874 | 1.1205 | 0 | 1.1205 | 0.015163 | 0.018159 | 0.0039899 | 40.64% | 48.67% | 10.69% | 0%
BRUNSWICK 1103164092 | 0.1125 | 0 | PLACERVILLE 111019582 | 1.1534 | 0.24573 | 1.3992 | 0.016533 | 0.018527 | 0.011178 | 29.48% | 33.03% | 19.93% | 17.56%
HIGGINS 1110429714 | 0.11246 | 0.11246 | SONOMA 1105229588 | 2.0041 | 1.1294 | 3.1334 | 0.015564 | 0.021512 | 0.0045189 | 23.93% | 33.08% | 6.949% | 36.04%
JOLON 11027004 | 0.11224 | 0.11224 | KONOCTI 1102CB | 1.1958 | 0.1892 | 1.385 | 0.009787 | 0.025243 | 0.010954 | 18.38% | 47.4% | 20.57% | 13.66%
ROB ROY 21046577 | 0.1122 | 0.1122 | MARTELL 1101803328 | 0.014825 | 0 | 0.014825 | 0.00011642 | 0.00036825 | 0.00018179 | 17.47% | 55.26% | 27.28% | 0%
COVELO 110137328 | 0.11204 | 0 | EL CERRITO G 1112779030 | 0.07284 | 0 | 0.07284 | 0.0021998 | 0.0025983 | 0.00075105 | 39.64% | 46.82% | 13.53% | 0%
0 | 0.11176 | 0.040914 | OAKLAND X 1104CR101 | 0.002468 | 0 | 0.002468 | 4.7217e-05 | 0.00011142 | 2.9384e-05 | 25.11% | 59.26% | 15.63% | 0%
ARCATA 112233062 | 0.11129 | 0 | COALINGA NO 2 11059000 | 2.1393 | 0.041964 | 2.1813 | 0.001583 | 0.023353 | 0.01488 | 3.899% | 57.52% | 36.65% | 1.924%
SONOMA 1107844168 | 0.11108 | 0.11108 | LLAGAS 2104603392 | 0.42427 | 0 | 0.42427 | 0.0015635 | 0.0043815 | 0.0012587 | 21.7% | 60.82% | 17.47% | 0%
HALF MOON BAY 1103623460 | 0.11101 | 0.11101 | BRUNSWICK 11032784 | 2.1813 | 4.9202 | 7.1015 | 0.081094 | 0.053956 | 0.017425 | 16.34% | 10.87% | 3.51% | 69.28%
PLACER 1102CB | 0.11092 | 0.11092 | VOLTA 110180454 | 6.3263 | 3.2118 | 9.5382 | 0.040404 | 0.033948 | 0.012837 | 30.74% | 25.83% | 9.765% | 33.67%
LOS MOLINOS 110171402 | 0.11066 | 0 | GRASS VALLEY 11012766 | 0.43625 | 0.18023 | 0.61648 | 0.010528 | 0.012095 | 0.0042492 | 27.72% | 31.85% | 11.19% | 29.24%
CORNING 110185162 | 0.11042 | 0.11042 | CLOVERDALE 1101112 | 2.6019 | 2.9389 | 5.5409 | 0.020975 | 0.026631 | 0.0092519 | 17.32% | 21.99% | 7.641% | 53.04%
OAKHURST 1102538042 | 0.11035 | 0.11035 | FITCH MOUNTAIN 1113482752 | 0.2459 | 0 | 0.2459 | 0.0070802 | 0.0051579 | 0.0017199 | 50.73% | 36.95% | 12.32% | 0%
FORT SEWARD 1121CB | 0.11015 | 0.027538 | ALTO 11251256 | 1.0321 | 0 | 1.0321 | 0.037533 | 0.021122 | 0.0046692 | 59.27% | 33.36% | 7.374% | 0%
HALSEY 11026129 | 0.11015 | 0.11015 | ALPINE 1101CB | 0.12716 | 1.6402 | 1.7673 | 0.0027204 | 0.0041725 | 0.00040205 | 2.683% | 4.115% | 0.3965% | 92.81%
ALHAMBRA 1105295792 | 0.10993 | 0.10993 | TASSAJARA 2108189700 | 0.22761 | 0.0095588 | 0.23717 | 0.0077806 | 0.0051222 | 0.0017552 | 50.94% | 33.54% | 11.49% | 4.03%
OTTER 11022166 | 0.10977 | 0 | IGNACIO 1105683542 | 0.021895 | 0 | 0.021895 | 0.00039782 | 0.00082622 | 0.00034489 | 25.36% | 52.66% | 21.98% | 0%
PEORIA 170169124 | 0.10963 | 0.10963 | HALSEY 110176178 | 3.0586 | 1.3095 | 4.3681 | 0.078713 | 0.035335 | 0.01277 | 43.46% | 19.51% | 7.051% | 29.98%
NEWBURG 1131557468 | 0.10924 | 0 | ROB ROY 2105821894 | 0.30557 | 0 | 0.30557 | 0.014021 | 0.0070482 | 0.0022104 | 60.23% | 30.28% | 9.495% | 0%
BIG BASIN 1101CB | 0.10872 | 0 | PLACERVILLE 1111CB | 0.13439 | 0.10679 | 0.24118 | 0.0047443 | 0.0040774 | 0.0019893 | 24.45% | 21.02% | 10.25% | 44.28%
WEST POINT 1102680093 | 0.10854 | 0.012482 | LAKEWOOD 2107474346 | 0.21948 | 0.039338 | 0.25882 | 0.0038519 | 0.0056867 | 0.0018919 | 28.58% | 42.19% | 14.04% | 15.2%
PUEBLO 2102850102 | 0.10846 | 0.091911 | RIO DELL 11021504 | 1.6912 | 0.075787 | 1.767 | 0.09854 | 0.032522 | 0.01019 | 66.77% | 22.04% | 6.904% | 4.289%
WILLOW CREEK 1102CB | 0.10788 | 0 | MIWUK 1701176798 | 0.30479 | 0.16131 | 0.46609 | 0.00977 | 0.010103 | 0.0029521 | 27.99% | 28.94% | 8.457% | 34.61%
SILVERADO 2104293662 | 0.10784 | 0.099964 | HALSEY 11011704 | 1.7749 | 0.96596 | 2.7409 | 0.046279 | 0.023485 | 0.008442 | 38.32% | 19.45% | 6.99% | 35.24%
UPPER LAKE 1101412 | 0.10714 | 0.10714 | FORT ROSS 112137326 | 0.040111 | 0.0082808 | 0.048392 | 0.0018741 | 0.00080167 | 0.00031146 | 52% | 22.24% | 8.642% | 17.11%
VOLTA 1102CB | 0.10697 | 0.080339 | STILLWATER 1102CB | 3.2355 | 4.8163 | 8.0519 | 0.04944 | 0.065612 | 0.019388 | 14.78% | 19.61% | 5.795% | 59.82%
PLACERVILLE 1111CB | 0.10679 | 0.043697 | GARBERVILLE 11021510 | 1.9256 | 0.10515 | 2.0307 | 0.060938 | 0.024034 | 0.0087303 | 61.67% | 24.32% | 8.835% | 5.178%
JANES CREEK 1104CB | 0.10583 | 0 | ROB ROY 210410954 | 1.6431 | 0 | 1.6431 | 0.075539 | 0.035219 | 0.016007 | 59.59% | 27.78% | 12.63% | 0%
TRINIDAD 11013661 | 0.10583 | 0 | FRUITLAND 1141200856 | 0.30647 | 0.11812 | 0.42458 | 0.015146 | 0.0064032 | 0.0017986 | 46.82% | 19.8% | 5.56% | 27.82%
ROB ROY 2104216684 | 0.1056 | 0.1056 | HATTON 110137088 | 1.9862 | 0 | 1.9862 | 0.024912 | 0.033998 | 0.0081223 | 37.16% | 50.72% | 12.12% | 0%
SILVERADO 210581662 | 0.10557 | 0 | SUMMIT 1101742 | 0.19634 | 0.18025 | 0.37659 | 0.0035839 | 0.009624 | 0.0011238 | 13.04% | 35.01% | 4.088% | 47.86%
LONE TREE 2105708440 | 0.10557 | 0.10557 | MOLINO 1101891 | 0.45497 | 0.048722 | 0.50369 | 0.024239 | 0.0080644 | 0.0020527 | 63.73% | 21.2% | 5.397% | 9.673%
ALHAMBRA 110582622 | 0.10551 | 0.10551 | PERRY 1101618168 | 0.16302 | 0 | 0.16302 | 0.0048049 | 0.0074889 | 0.0012346 | 35.52% | 55.36% | 9.126% | 0%
DUNBAR 1103596218 | 0.10532 | 0.092717 | ROB ROY 21055090 | 1.2252 | 0 | 1.2252 | 0.062989 | 0.022572 | 0.0077761 | 67.48% | 24.18% | 8.331% | 0%
GARBERVILLE 11021510 | 0.10515 | 0 | OAKHURST 110311900 | 0.14661 | 0.26674 | 0.41334 | 0.002996 | 0.0053249 | 0.0035174 | 8.976% | 15.95% | 10.54% | 64.53%
BIG BASIN 1101136050 | 0.10509 | 0 | PEORIA 170510580 | 1.8345 | 0 | 1.8345 | 0.012066 | 0.022018 | 0.021354 | 21.77% | 39.72% | 38.52% | 0%
MC ARTHUR 110138998 | 0.10494 | 0 | WYANDOTTE 1110980944 | 2.0742 | 0 | 2.0742 | 0.029718 | 0.061718 | 0.02294 | 25.98% | 53.96% | 20.06% | 0%
PUEBLO 11053022 | 0.10478 | 0 | BOLINAS 1101528 | 0.34077 | 2.2651 | 2.6058 | 0.0095045 | 0.013519 | 0.0025634 | 4.858% | 6.909% | 1.31% | 86.92%
0 | 0.10478 | 0.10478 | COARSEGOLD 210410400 | 5.8876 | 1.554 | 7.4416 | 0.03966 | 0.074163 | 0.042237 | 20.11% | 37.6% | 21.41% | 20.88%
HIGGINS 1104CB | 0.10476 | 0.10476 | RIO DELL 11024230 | 3.4086 | 0.020483 | 3.4291 | 0.098945 | 0.034793 | 0.0092849 | 68.77% | 24.18% | 6.453% | 0.5973%
LOS GATOS 1106917258 | 0.1038 | 0.1038 | SPENCE 1104965598 | 2.7794 | 0 | 2.7794 | 0.0058285 | 0.038835 | 0.014411 | 9.866% | 65.74% | 24.39% | 0%
MAPLE CREEK 11016906 | 0.10378 | 0 | HALF MOON BAY 1103869962 | 0.17482 | 0 | 0.17482 | 0.0026816 | 0.0081314 | 0.0013974 | 21.96% | 66.59% | 11.44% | 0%
OTTER 110298036 | 0.10369 | 0.020536 | MORAGA 1105553110 | 0.81942 | 0.026838 | 0.84626 | 0.029186 | 0.017944 | 0.0048548 | 54.36% | 33.42% | 9.043% | 3.171%
SHINGLE SPRINGS 110419502 | 0.10357 | 0.10357 | OAKLAND J 1102CR102 | 0.025178 | 0.35 | 0.37518 | 0.00070336 | 0.00075306 | 0.00027436 | 2.727% | 2.92% | 1.064% | 93.29%
MC ARTHUR 1101CB | 0.10352 | 0 | ROB ROY 2104CB | 1.2122 | 0 | 1.2122 | 0.053129 | 0.0275 | 0.011656 | 57.57% | 29.8% | 12.63% | 0%
RINCON 1103575706 | 0.10298 | 0.089583 | GARBERVILLE 11022010 | 1.006 | 0.034821 | 1.0408 | 0.033257 | 0.017326 | 0.0061941 | 56.61% | 29.5% | 10.54% | 3.346%
COTTONWOOD 1101CB | 0.10257 | 0.10257 | MIWUK 170110600 | 1.0145 | 0.70535 | 1.7198 | 0.033049 | 0.032443 | 0.00833 | 26.41% | 25.92% | 6.656% | 41.01%
BRUNSWICK 1104327226 | 0.10257 | 0 | CASTRO VALLEY 1110MR273 | 0.09409 | 0 | 0.09409 | 0.0023823 | 0.0023651 | 0.00098597 | 41.55% | 41.25% | 17.2% | 0%
OAKHURST 110310190 | 0.10254 | 0.10254 | ALTO 1125530664 | 0.36374 | 0 | 0.36374 | 0.0084174 | 0.0094995 | 0.0019344 | 42.4% | 47.85% | 9.744% | 0%
FRUITLAND 114263170 | 0.10242 | 0 | REDBUD 1102CB | 0.098575 | 0.078151 | 0.17673 | 0.00076721 | 0.0040824 | 0.0016147 | 6.62% | 35.23% | 13.93% | 44.22%
HARRIS 1108705523 | 0.10242 | 0 | HIGGINS 11077559 | 0.63762 | 0.080112 | 0.71773 | 0.0093212 | 0.0055152 | 0.0020647 | 49% | 28.99% | 10.85% | 11.16%
ALHAMBRA 110581514 | 0.10221 | 0.10221 | BERKELEY F 1103620294 | 0.034377 | 0 | 0.034377 | 0.0010171 | 0.0012776 | 0.00041891 | 37.48% | 47.08% | 15.44% | 0%
ROSSMOOR 1106CB | 0.10221 | 0.10221 | COTATI 1105CB | 0.071715 | 0 | 0.071715 | 0.0013525 | 0.0030642 | 0.0010468 | 24.76% | 56.08% | 19.16% | 0%
FRENCH GULCH 11012905 | 0.10168 | 0 | BRIDGEVILLE 1102839652 | 0.19243 | 0.038918 | 0.23135 | 0.0065425 | 0.0057242 | 0.001132 | 40.62% | 35.54% | 7.027% | 16.82%
WOODSIDE 11012299 | 0.10163 | 0.10163 | RINCON 1102644432 | 0.10456 | 0.084278 | 0.18884 | 0.0010446 | 0.0019009 | 0.00055455 | 16.53% | 30.07% | 8.773% | 44.63%
CAMP EVERS 210611533 | 0.10122 | 0.10122 | JESSUP 11019752 | 0.53588 | 2.2364 | 2.7723 | 0.0078751 | 0.0069752 | 0.0033236 | 8.376% | 7.419% | 3.535% | 80.67%
SILVERADO 21051306 | 0.10084 | 0 | PLACERVILLE 111219742 | 0.92156 | 1.2104 | 2.1319 | 0.025127 | 0.030713 | 0.014542 | 15.43% | 18.86% | 8.931% | 56.77%
GARBERVILLE 1101CB | 0.10037 | 0 | OAKHURST 1103464622 | 1.2327 | 0.5799 | 1.8126 | 0.026084 | 0.032357 | 0.0056997 | 27.66% | 34.31% | 6.043% | 31.99%
TRINIDAD 11013663 | 0.10037 | 0 | SANTA YNEZ 1102Y18 | 2.1223 | 0 | 2.1223 | 0.010773 | 0.017048 | 0.005617 | 32.22% | 50.98% | 16.8% | 0%
MOLINO 1102344 | 0.10026 | 0.10026 | BRUNSWICK 111063100 | 0.46239 | 1.0746 | 1.537 | 0.017976 | 0.013009 | 0.0042413 | 15.35% | 11.11% | 3.622% | 69.92%
ROSSMOOR 1108CB | 0.099999 | 0.099999 | CASTRO VALLEY 1110MR748 | 0.83714 | 0.05751 | 0.89465 | 0.015808 | 0.02033 | 0.0059486 | 35.15% | 45.2% | 13.23% | 6.428%
OAKHURST 1101636114 | 0.099947 | 0.099947 | PEORIA 170411232 | 2.1238 | 0 | 2.1238 | 0.0094497 | 0.026084 | 0.021321 | 16.62% | 45.88% | 37.5% | 0%
0 | 0.099719 | 0 | VALLEY VIEW 1106865650 | 0.784 | 0 | 0.784 | 0.010676 | 0.020043 | 0.00758 | 27.87% | 52.33% | 19.79% | 0%
FULTON 1107604 | 0.099369 | 0.099369 | GREENBRAE 11021254 | 1.2928 | 0 | 1.2928 | 0.056325 | 0.047524 | 0.013471 | 48.01% | 40.51% | 11.48% | 0%
PASO ROBLES 1104R12 | 0.099054 | 0.099054 | BRUNSWICK 1103262343 | 0.11176 | 0.37792 | 0.48968 | 0.0039721 | 0.0032056 | 0.00093407 | 11.18% | 9.019% | 2.628% | 77.18%
PASO ROBLES 1104R56 | 0.099054 | 0.099054 | ECHO SUMMIT 1101741586 | 0.08905 | 0 | 0.08905 | 0.0024925 | 0.0026492 | 0.00032732 | 45.58% | 48.44% | 5.985% | 0%
EEL RIVER 110249130 | 0.099002 | 0 | SOBRANTE 1101CB | 2.068 | 0.45845 | 2.5265 | 0.065376 | 0.067689 | 0.025997 | 33.64% | 34.83% | 13.38% | 18.15%
CALISTOGA 1101664786 | 0.099002 | 0 | STAFFORD 11011082 | 0.33078 | 0 | 0.33078 | 0.0080309 | 0.010221 | 0.002812 | 38.13% | 48.52% | 13.35% | 0%
MERCED FALLS 110238748 | 0.098774 | 0.098774 | ALTO 1124810594 | 0.067176 | 0 | 0.067176 | 0.0043145 | 0.0018796 | 0.00036798 | 65.75% | 28.64% | 5.608% | 0%
WISE 1102162438 | 0.098599 | 0.098599 | CLAYTON 2215184604 | 2.135 | 1.6418 | 3.7768 | 0.020623 | 0.046469 | 0.020826 | 13.26% | 29.88% | 13.39% | 43.47%
RINCON 1102782389 | 0.098529 | 0.045746 | BRUNSWICK 1105733408 | 0.47204 | 0.9033 | 1.3753 | 0.017484 | 0.011963 | 0.0037503 | 18.08% | 12.37% | 3.877% | 65.68%
BELL 1108339792 | 0.097058 | 0.097058 | VIEJO 2201563516 | 0.89167 | 0 | 0.89167 | 0.032901 | 0.03093 | 0.0058134 | 47.24% | 44.41% | 8.347% | 0%
WYANDOTTE 1107CB | 0.097023 | 0.097023 | ALTO 1124635972 | 0.12549 | 0 | 0.12549 | 0.0093549 | 0.0054541 | 0.0013316 | 57.96% | 33.79% | 8.25% | 0%
FAIRHAVEN 1104CB | 0.096953 | 0 | SHINGLE SPRINGS 2110CB | 0.1267 | 0 | 0.1267 | 0.0019176 | 0.0073388 | 0.003164 | 15.44% | 59.09% | 25.47% | 0%
0 | 0.096691 | 0.096691 | ANDERSON 1101583708 | 0.10221 | 0.76603 | 0.86824 | 0.0021038 | 0.0033214 | 0.0015016 | 3.575% | 5.645% | 2.552% | 88.23%
FROGTOWN 170212282 | 0.096603 | 0.096603 | BIG BASIN 1102CB | 0.098824 | 0.001208 | 0.10003 | 0.0033575 | 0.0038362 | 0.00033496 | 44.06% | 50.34% | 4.395% | 1.208%
DIAMOND SPRINGS 1104705100 | 0.096428 | 0.096428 | FRUITLAND 114137410 | 0.27251 | 0.010924 | 0.28343 | 0.015369 | 0.0041354 | 0.0012558 | 71.18% | 19.15% | 5.816% | 3.854%
DUNBAR 1103107941 | 0.096375 | 0.084558 | CLAYTON 2215CB | 0.20729 | 0.76181 | 0.9691 | 0.0011616 | 0.013558 | 0.0035695 | 1.359% | 15.86% | 4.175% | 78.61%
CURTIS 17039210 | 0.09606 | 0.09606 | SAN LUIS OBISPO 1107456456 | 0.0034024 | 0 | 0.0034024 | 1.7701e-05 | 0.00018209 | 5.9421e-05 | 6.829% | 70.25% | 22.92% | 0%
CAYETANO 2109MR572 | 0.095955 | 0.095955 | DEL MONTE 21042760 | 0.30485 | 0 | 0.30485 | 0.0025357 | 0.00664 | 0.0017416 | 23.23% | 60.82% | 15.95% | 0%
HOOPA 110193038 | 0.095588 | 0 | STANISLAUS 1702L3151 | 0.16899 | 0.89868 | 1.0677 | 0.0045912 | 0.0041486 | 0.0015064 | 7.092% | 6.408% | 2.327% | 84.17%
COARSEGOLD 21025722 | 0.095588 | 0.095588 | CASTRO VALLEY 1110MR243 | 0.66018 | 0 | 0.66018 | 0.017593 | 0.021008 | 0.0077323 | 37.97% | 45.34% | 16.69% | 0%
BIG BASIN 110296986 | 0.09543 | 0 | ELK 1101CB | 0.0033801 | 0 | 0.0033801 | 5.2235e-05 | 0.00011071 | 2.3808e-05 | 27.97% | 59.28% | 12.75% | 0%
FROGTOWN 17027134 | 0.094975 | 0.094975 | HALSEY 11022514 | 7.7461 | 1.1385 | 8.8846 | 0.051321 | 0.067692 | 0.037213 | 28.64% | 37.78% | 20.77% | 12.81%
SALMON CREEK 1101196 | 0.094852 | 0 | OAKLAND X 1106CR266 | 0.15012 | 0.005147 | 0.15527 | 0.0063066 | 0.0034722 | 0.00087989 | 57.21% | 31.5% | 7.981% | 3.315%
SOBRANTE 1101934036 | 0.094852 | 0.094852 | CALAVERAS CEMENT 110136880 | 2.0501 | 0 | 2.0501 | 0.0082222 | 0.016563 | 0.0074533 | 25.5% | 51.38% | 23.12% | 0%
0 | 0.094537 | 0.094537 | GARBERVILLE 11011750 | 1.0708 | 0.071008 | 1.1418 | 0.040453 | 0.01609 | 0.0046364 | 62.01% | 24.66% | 7.107% | 6.219%
OAKLAND K 1104CR206 | 0.094485 | 0.094485 | HALF MOON BAY 1103341542 | 0.2888 | 0 | 0.2888 | 0.0055942 | 0.0090158 | 0.0018929 | 33.9% | 54.63% | 11.47% | 0%
MORGAN HILL 2111419718 | 0.094362 | 0.094362 | OTTER 1102CB | 0.99712 | 0.055619 | 1.0527 | 0.0061485 | 0.024299 | 0.0025143 | 17.67% | 69.82% | 7.225% | 5.283%
HIGGINS 111051794 | 0.093977 | 0.093977 | ALHAMBRA 110582622 | 2.6451 | 0.10551 | 2.7506 | 0.041929 | 0.034954 | 0.010817 | 45.98% | 38.33% | 11.86% | 3.836%
RED BLUFF 11011334 | 0.093487 | 0.093487 | OAKLAND J 1102CR184 | 0.37232 | 0 | 0.37232 | 0.011879 | 0.012523 | 0.0042269 | 41.49% | 43.74% | 14.76% | 0%
CLOVERDALE 1101964556 | 0.093347 | 0 | ROB ROY 2104464844 | 0.43006 | 0 | 0.43006 | 0.024956 | 0.0060146 | 0.001371 | 77.16% | 18.6% | 4.239% | 0%
AUBERRY 1101R322 | 0.093014 | 0.035662 | TIVY VALLEY 1107822606 | 6.3152 | 0 | 6.3152 | 0.017104 | 0.042675 | 0.021545 | 21.03% | 52.48% | 26.49% | 0%
ROSSMOOR 110639424 | 0.093014 | 0.093014 | HATTON 1101CB | 0.2319 | 0 | 0.2319 | 0.0067451 | 0.0092174 | 0.0017042 | 38.18% | 52.17% | 9.646% | 0%
PUEBLO 2102600010 | 0.092962 | 0 | STANISLAUS 17024905 | 0.26749 | 0.6835 | 0.95099 | 0.0079119 | 0.0071448 | 0.002272 | 12.84% | 11.6% | 3.688% | 71.87%
NEWBURG 11326982 | 0.092857 | 0 | FORT SEWARD 1122CB | 2.9387 | 0.066911 | 3.0057 | 0.045231 | 0.029901 | 0.0094686 | 52.27% | 34.56% | 10.94% | 2.226%
FROGTOWN 170211212 | 0.092804 | 0.092804 | WILLOW CREEK 11013050 | 0.33855 | 0.014338 | 0.35289 | 0.0071536 | 0.0053658 | 0.0010664 | 50.52% | 37.89% | 7.53% | 4.063%
0 | 0.092787 | 0.080882 | EL CERRITO G 1112418480 | 0.084614 | 0 | 0.084614 | 0.0032674 | 0.0035288 | 0.00094232 | 42.22% | 45.6% | 12.18% | 0%
FROGTOWN 170232556 | 0.092261 | 0.092261 | HALF MOON BAY 1103623460 | 1.0618 | 0.11101 | 1.1728 | 0.013337 | 0.0093601 | 0.0020782 | 48.74% | 34.2% | 7.594% | 9.466%
FROGTOWN 1702L5407 | 0.092261 | 0.092261 | LAS AROMAS 0401LA401R | 0.45845 | 0.12059 | 0.57904 | 0.027231 | 0.015927 | 0.0047967 | 44.96% | 26.3% | 7.919% | 20.83%
MONTICELLO 1101256640 | 0.092191 | 0.014356 | MOLINO 1102495692 | 1.9622 | 0.1812 | 2.1434 | 0.070926 | 0.03691 | 0.0091421 | 55.51% | 28.89% | 7.155% | 8.454%
CALISTOGA 1102963232 | 0.091386 | 0 | ELECTRA 11011238 | 0.19637 | 0.52101 | 0.71737 | 0.0030432 | 0.0057161 | 0.0034074 | 6.847% | 12.86% | 7.666% | 72.63%
OAKLAND X 1104CR214 | 0.090808 | 0.090808 | WINDSOR 1103701650 | 0.14449 | 0 | 0.14449 | 0.0026198 | 0.0018986 | 0.0010225 | 47.28% | 34.26% | 18.45% | 0%
0 | 0.090598 | 0.090598 | BRIDGEVILLE 1102384530 | 0.48935 | 0.0061449 | 0.49549 | 0.025765 | 0.0060835 | 0.0020412 | 75.08% | 17.73% | 5.948% | 1.24%
KONOCTI 11024421 | 0.090441 | 0.07626 | CLARKSVILLE 2103593454 | 5.1639 | 0.30357 | 5.4675 | 0.029613 | 0.048051 | 0.022856 | 27.82% | 45.15% | 21.48% | 5.552%
CLOVERDALE 110294476 | 0.090336 | 0 | HIGGINS 11039753 | 0.24985 | 0.054692 | 0.30454 | 0.0032377 | 0.0019947 | 0.00060961 | 45.47% | 28.01% | 8.561% | 17.96%
MOLINO 110251788 | 0.090196 | 0.090196 | ROSSMOOR 1109847274 | 1.0212 | 0.0375 | 1.0587 | 0.01798 | 0.014835 | 0.0052335 | 45.58% | 37.61% | 13.27% | 3.542%
CARLOTTA 1121686774 | 0.090126 | 0 | COVELO 110137328 | 3.8834 | 0.11204 | 3.9955 | 0.020767 | 0.024856 | 0.012547 | 34.7% | 41.53% | 20.96% | 2.804%
MENLO 110212249 | 0.090038 | 0.090038 | SAN JOAQUIN #2 110310320 | 1.5599 | 0.54117 | 2.1011 | 0.021618 | 0.021276 | 0.0068882 | 32.24% | 31.73% | 10.27% | 25.76%
WOODACRE 1101CB | 0.090038 | 0 | LLAGAS 2107374344 | 1.8419 | 0 | 1.8419 | 0.017266 | 0.024686 | 0.013497 | 31.14% | 44.52% | 24.34% | 0%
MOLINO 110266006 | 0.089793 | 0.089793 | JESSUP 11021550 | 3.8186 | 3.8772 | 7.6958 | 0.027908 | 0.047983 | 0.018819 | 14.62% | 25.14% | 9.859% | 50.38%
OAKLAND X 1104391688 | 0.089338 | 0.089338 | CLOVERDALE 1102736078 | 0.057118 | 0.0030112 | 0.06013 | 0.0002295 | 0.00050749 | 0.00022692 | 22.62% | 50.01% | 22.36% | 5.008%
DIAMOND SPRINGS 1106910235 | 0.089285 | 0.089285 | EDES 1112CR312 | 0.41409 | 0 | 0.41409 | 0.017372 | 0.012306 | 0.0043529 | 51.05% | 36.16% | 12.79% | 0%
SUNOL 1101MR387 | 0.089023 | 0.089023 | FRUITLAND 114195324 | 0.79819 | 0.030725 | 0.82892 | 0.042344 | 0.011109 | 0.003675 | 71.37% | 18.73% | 6.195% | 3.707%
MIDDLETOWN 1101433160 | 0.089005 | 0.064583 | NORTH DUBLIN 2103CB | 3.3218 | 3.9708 | 7.2926 | 0.013072 | 0.041153 | 0.016289 | 8.444% | 26.58% | 10.52% | 54.45%
SANTA ROSA A 1104991788 | 0.089005 | 0.089005 | WOODSIDE 1104555372 | 0.54716 | 0 | 0.54716 | 0.013557 | 0.016486 | 0.004842 | 38.86% | 47.26% | 13.88% | 0%
CURTIS 1702CB | 0.088988 | 0.088988 | LAYTONVILLE 1102500 | 3.8914 | 0 | 3.8914 | 0.045928 | 0.024299 | 0.0082046 | 58.56% | 30.98% | 10.46% | 0%
GARBERVILLE 11028652 | 0.08876 | 0 | ROB ROY 210571630 | 0.19886 | 0 | 0.19886 | 0.01041 | 0.0057963 | 0.0018315 | 57.71% | 32.13% | 10.15% | 0%
ARCATA 1121716954 | 0.08876 | 0 | WYANDOTTE 110796390 | 1.7495 | 2.4688 | 4.2183 | 0.011777 | 0.017643 | 0.004904 | 14.23% | 21.32% | 5.926% | 58.53%
PANORAMA 1101885215 | 0.08869 | 0.08869 | OAKLAND K 110217430 | 0.18496 | 0.0066176 | 0.19158 | 0.0057932 | 0.0054185 | 0.0016276 | 43.56% | 40.74% | 12.24% | 3.454%
MENLO 1102W80 | 0.088462 | 0.088462 | FRUITLAND 1141CB | 0.40297 | 0.0075105 | 0.41048 | 0.020333 | 0.0072348 | 0.0023252 | 66.77% | 23.76% | 7.636% | 1.83%
ALHAMBRA 1105650004 | 0.087867 | 0.087867 | HALF MOON BAY 110258448 | 0.783 | 0 | 0.783 | 0.006219 | 0.015309 | 0.0024312 | 25.96% | 63.9% | 10.15% | 0%
BELL 1108467470 | 0.087815 | 0.087815 | MERCED FALLS 1102482838 | 1.7947 | 0 | 1.7947 | 0.0043669 | 0.025027 | 0.01534 | 9.762% | 55.95% | 34.29% | 0%
FLINT 1101958726 | 0.087815 | 0.087815 | PEORIA 17056697 | 0.58607 | 0 | 0.58607 | 0.0059854 | 0.0081215 | 0.0083675 | 26.63% | 36.14% | 37.23% | 0%
SHINGLE SPRINGS 210851476 | 0.087499 | 0.087499 | OREGON TRAIL 1103CB | 0.37827 | 0.37216 | 0.75043 | 0.0072842 | 0.011576 | 0.0055576 | 15.04% | 23.9% | 11.47% | 49.59%
RESEARCH 2102183888 | 0.087499 | 0.087499 | ROSSMOOR 11018132 | 0.50869 | 0.1136 | 0.6223 | 0.014654 | 0.015151 | 0.0055476 | 33.88% | 35.03% | 12.83% | 18.26%
PLACERVILLE 1110630505 | 0.087324 | 0.036134 | BRUNSWICK 11052100 | 0.50184 | 0.39706 | 0.89889 | 0.018672 | 0.0091665 | 0.0034837 | 33.28% | 16.34% | 6.209% | 44.17%
MORAGA 1101669542 | 0.087132 | 0.087132 | CAYUCOS 1102613456 | 3.2024 | 0.083753 | 3.2862 | 0.016564 | 0.023241 | 0.0053026 | 35.79% | 50.21% | 11.46% | 2.549%
PLACER 1101208930 | 0.087044 | 0.087044 | ALTO 1124246034 | 0.026905 | 0 | 0.026905 | 0.0019586 | 0.001842 | 0.00041344 | 46.48% | 43.71% | 9.811% | 0%
WILLOW CREEK 1103CB | 0.086712 | 0 | PAUL SWEET 2104885736 | 0.35514 | 0 | 0.35514 | 0.019965 | 0.015891 | 0.0049362 | 48.94% | 38.96% | 12.1% | 0%
FRUITLAND 1142615540 | 0.086712 | 0 | SEACLIFF 0401CB | 0.76218 | 0 | 0.76218 | 0.042456 | 0.014507 | 0.0038895 | 69.77% | 23.84% | 6.392% | 0%
COARSEGOLD 2102CB | 0.086484 | 0.086484 | MAXWELL 11053008 | 2.061 | 0.15945 | 2.2204 | 0.0041511 | 0.017346 | 0.0081571 | 12.99% | 54.29% | 25.53% | 7.181%
BROWNS VALLEY 110117011 | 0.086309 | 0.086309 | PAUL SWEET 2106607772 | 0.77033 | 0 | 0.77033 | 0.036428 | 0.02089 | 0.0086887 | 55.19% | 31.65% | 13.16% | 0%
FROGTOWN 17021573 | 0.086292 | 0.086292 | SAN RAFAEL 1101189400 | 0.33023 | 0 | 0.33023 | 0.016238 | 0.014931 | 0.0042868 | 45.8% | 42.11% | 12.09% | 0%
PEORIA 170190090 | 0.085749 | 0.085749 | HALSEY 11015731 | 0.36779 | 0.19874 | 0.56653 | 0.014642 | 0.0068441 | 0.0025995 | 39.47% | 18.45% | 7.007% | 35.08%
PUTAH CREEK 1103654021 | 0.085661 | 0.085661 | GEYSERVILLE 110137454 | 2.204 | 0 | 2.204 | 0.02149 | 0.025149 | 0.0095583 | 38.24% | 44.75% | 17.01% | 0%
JOLON 1102CB | 0.085574 | 0.085574 | SHINGLE SPRINGS 1104CB | 0.23042 | 0 | 0.23042 | 0.0035175 | 0.0093641 | 0.0041231 | 20.69% | 55.07% | 24.25% | 0%
LOW GAP 1101CB | 0.085556 | 0.053886 | ALTO 1125296476 | 0.099351 | 0 | 0.099351 | 0.0043404 | 0.0033852 | 0.00070687 | 51.47% | 40.14% | 8.383% | 0%
MIDDLETOWN 1101959140 | 0.085119 | 0.074877 | DIABLO CANYON 1101CB | 0.012673 | 0 | 0.012673 | 0.0001976 | 0.00031486 | 0 | 38.56% | 61.44% | 0% | 0%
PUEBLO 2102618 | 0.085084 | 0 | MARTELL 110368192 | 1.1651 | 0 | 1.1651 | 0.007308 | 0.024791 | 0.012599 | 16.35% | 55.46% | 28.19% | 0%
SILVERADO 2105167360 | 0.084926 | 0.024265 | ANDERSON 1101909424 | 0.053178 | 0.077451 | 0.13063 | 0.00097215 | 0.0016718 | 0.0013189 | 9.986% | 17.17% | 13.55% | 59.29%
PAUL SWEET 2107313728 | 0.084856 | 0.084856 | SAN RAFAEL 1107CB | 0.86307 | 0 | 0.86307 | 0.050785 | 0.042523 | 0.012359 | 48.06% | 40.24% | 11.7% | 0%
FROGTOWN 17027108 | 0.084663 | 0.084663 | PIT NO 1 11013312 | 1.5535 | 0.7559 | 2.3094 | 0.0037412 | 0.011789 | 0.0037259 | 13.07% | 41.18% | 13.02% | 32.73%
HICKS 111660050 | 0.084313 | 0.084313 | TAMARACK 1101CB | 2.2124 | 1.7124 | 3.9248 | 0.060285 | 0.063294 | 0.0083243 | 25.76% | 27.05% | 3.557% | 43.63%
VINEYARD 2107246084 | 0.084296 | 0.084296 | ALTO 1124428 | 0.17112 | 0 | 0.17112 | 0.014782 | 0.0075244 | 0.0019072 | 61.05% | 31.07% | 7.877% | 0%
RINCON 1102644432 | 0.084278 | 0.061432 | STELLING 1110881330 | 0.10322 | 0 | 0.10322 | 0.0010417 | 0.0029312 | 0.0013527 | 19.56% | 55.04% | 25.4% | 0%
MIDDLETOWN 11011314 | 0.084033 | 0.044643 | BRIDGEVILLE 1101365380 | 0.62656 | 0.026628 | 0.65319 | 0.015131 | 0.0097617 | 0.0014115 | 55.18% | 35.6% | 5.147% | 4.077%
SHINGLE SPRINGS 210819762 | 0.083928 | 0.083928 | REDBUD 1101400 | 0.12093 | 0.51785 | 0.63879 | 0.0020307 | 0.0043375 | 0.0015204 | 4.873% | 10.41% | 3.649% | 81.07%
CALISTOGA 1102929461 | 0.083771 | 0 | SHINGLE SPRINGS 2109CB | 2.8012 | 0.066666 | 2.8678 | 0.066787 | 0.078763 | 0.034908 | 36.15% | 42.63% | 18.89% | 2.325%
CAYUCOS 1102613456 | 0.083753 | 0.083753 | VACAVILLE 1111905076 | 0.086004 | 0.043977 | 0.12998 | 0.0023273 | 0.0031083 | 0.0016891 | 21.61% | 28.87% | 15.69% | 33.83%
SAN RAFAEL 11042651 | 0.08356 | 0.08356 | VIEJO 2204CB | 0.24574 | 0 | 0.24574 | 0.0070168 | 0.0096755 | 0.0022584 | 37.03% | 51.06% | 11.92% | 0%
SUNOL 1101MR650 | 0.083508 | 0.083508 | HOOPA 110137202 | 3.4054 | 0.44243 | 3.8479 | 0.13416 | 0.027856 | 0.010981 | 68.63% | 14.25% | 5.617% | 11.5%
AUBERRY 110149122 | 0.083333 | 0.032353 | PLACER 1102CB | 0.2342 | 0.11092 | 0.34512 | 0.0049585 | 0.010982 | 0.0030548 | 17.71% | 39.23% | 10.91% | 32.14%
SUMMIT 110186658 | 0.083193 | 0.083193 | GUALALA 1111CB | 0.46292 | 0.25259 | 0.71551 | 0.023561 | 0.0081581 | 0.0034146 | 43.39% | 15.02% | 6.288% | 35.3%
COVELO 11012467 | 0.082808 | 0.045168 | TASSAJARA 2112D514R | 0.2048 | 1.9546 | 2.1594 | 0.0055777 | 0.011621 | 0.0050834 | 2.374% | 4.946% | 2.164% | 90.52%
0 | 0.082282 | 0.061799 | GEYSERVILLE 1102537096 | 0.073311 | 0 | 0.073311 | 0.0014437 | 0.00073611 | 0.00029215 | 58.4% | 29.78% | 11.82% | 0%
PLACERVILLE 1109CB | 0.082247 | 0.034033 | CORNING 110290036 | 1.7206 | 0.58315 | 2.3037 | 0.007605 | 0.019743 | 0.0094071 | 15.45% | 40.12% | 19.12% | 25.31%
GOLDTREE 110815803 | 0.082142 | 0.082142 | NOTRE DAME 1103317782 | 1.9401 | 0.16903 | 2.1092 | 0.0048664 | 0.015071 | 0.0081659 | 15.93% | 49.33% | 26.73% | 8.014%
BIG BASIN 1101445933 | 0.082142 | 0 | BRUNSWICK 1103956424 | 0.19454 | 0.55257 | 0.74711 | 0.0080575 | 0.005809 | 0.0019891 | 13.23% | 9.54% | 3.267% | 73.96%
CLARKSVILLE 210955666 | 0.082142 | 0.082142 | BRUNSWICK 110456468 | 0.84408 | 2.7948 | 3.6389 | 0.031447 | 0.02008 | 0.008481 | 12.16% | 7.762% | 3.278% | 76.8%
OTTER 11017611 | 0.082055 | 0.010539 | GOLDTREE 1105CB | 1.9348 | 1.04 | 2.9748 | 0.0083042 | 0.030415 | 0.0094898 | 11.2% | 41.03% | 12.8% | 34.96%
JESSUP 1101CB | 0.081302 | 0.081302 | GARBERVILLE 11012026 | 0.83863 | 0.020483 | 0.85911 | 0.041706 | 0.0097471 | 0.0031947 | 74.5% | 17.41% | 5.707% | 2.384%
WOODSIDE 11018912 | 0.081162 | 0.081162 | VIEJO 22019698 | 0.085059 | 0 | 0.085059 | 0.0023983 | 0.0036265 | 0.00045527 | 37.01% | 55.96% | 7.026% | 0%
HOOPA 11013304 | 0.080567 | 0 | ROSSMOOR 1101L503R | 0.45171 | 0.15956 | 0.61127 | 0.016245 | 0.014588 | 0.0049901 | 33.51% | 30.09% | 10.29% | 26.1%
CMC 1102CB | 0.080532 | 0.080532 | SILVERADO 2102714 | 1.3771 | 0.48471 | 1.8618 | 0.039866 | 0.052095 | 0.020644 | 26.19% | 34.22% | 13.56% | 26.03%
GOLDTREE 1107477878 | 0.080532 | 0.080532 | VASCO 1102886522 | 2.4969 | 0.031512 | 2.5284 | 0.0039698 | 0.01955 | 0.00686 | 12.9% | 63.55% | 22.3% | 1.246%
CHESTER 11022614 | 0.080322 | 0 | VOLTA 1102453266 | 0.036308 | 0.049369 | 0.085677 | 0.0012473 | 0.00095446 | 0.00025414 | 21.52% | 16.47% | 4.385% | 57.62%
OAKHURST 1102204618 | 0.080304 | 0.080304 | BRUNSWICK 111094368 | 0.03912 | 0.88345 | 0.92257 | 0.0015186 | 0.0013181 | 0.0006612 | 1.841% | 1.598% | 0.8015% | 95.76%
HIGGINS 11077559 | 0.080112 | 0.080112 | MOLINO 1102189602 | 0.081473 | 0.0088585 | 0.090332 | 0.0048657 | 0.0010649 | 0.00027631 | 70.7% | 15.47% | 4.015% | 9.807%
CLOVERDALE 1102670 | 0.079796 | 0 | GARBERVILLE 11028652 | 1.5621 | 0.08876 | 1.6509 | 0.086272 | 0.019432 | 0.0069185 | 72.48% | 16.33% | 5.813% | 5.377%
JOLON 11027040 | 0.079674 | 0.079674 | LUCERNE 1103630 | 1.3317 | 4.08 | 5.4117 | 0.026501 | 0.034563 | 0.015955 | 8.467% | 11.04% | 5.098% | 75.39%
KONOCTI 1102965078 | 0.079569 | 0.044117 | WILLITS 1104CB | 0.83682 | 0 | 0.83682 | 0.011262 | 0.021809 | 0.009114 | 26.7% | 51.7% | 21.61% | 0%
WOODACRE 1102851 | 0.079026 | 0 | FULTON 110777670 | 0.75582 | 0.33592 | 1.0917 | 0.022106 | 0.016262 | 0.0071468 | 33.62% | 24.74% | 10.87% | 30.77%
FORT SEWARD 11211690 | 0.078413 | 0.02584 | BRENTWOOD 210596324 | 0.048135 | 0.0014881 | 0.049623 | 0.00020801 | 0.0015619 | 0.00088951 | 7.587% | 56.97% | 32.44% | 2.999%
REDBUD 1102CB | 0.078151 | 0.04979 | HATTON 11012654 | 0.18943 | 0 | 0.18943 | 0.0058511 | 0.007663 | 0.001368 | 39.32% | 51.49% | 9.192% | 0%
NORTH DUBLIN 21039473 | 0.078063 | 0.078063 | NORTH DUBLIN 2101CB | 0.10818 | 0.40572 | 0.5139 | 0.00054966 | 0.0058537 | 0.0023544 | 1.321% | 14.07% | 5.659% | 78.95%
ANDERSON 1101909424 | 0.077451 | 0.066911 | COARSEGOLD 2103CB | 4.8383 | 1.7119 | 6.5502 | 0.052112 | 0.083941 | 0.052934 | 20.37% | 32.81% | 20.69% | 26.14%
0 | 0.07738 | 0.067927 | MORAGA 1104750618 | 0.10126 | 0.048529 | 0.14979 | 0.0065442 | 0.0050142 | 0.0017686 | 33.2% | 25.43% | 8.971% | 32.4%
COARSEGOLD 210210610 | 0.07738 | 0.07738 | EDES 1112CR306 | 0.10741 | 0 | 0.10741 | 0.0047703 | 0.0043595 | 0.0017284 | 43.93% | 40.15% | 15.92% | 0%
MORRO BAY 1101V66 | 0.07731 | 0.07731 | SEACLIFF 040112946 | 0.34412 | 0 | 0.34412 | 0.017746 | 0.010485 | 0.0025397 | 57.67% | 34.07% | 8.254% | 0%
LAS AROMAS 04013342 | 0.077205 | 0.077205 | VACAVILLE 110847860 | 0.57655 | 0.010994 | 0.58755 | 0.015529 | 0.023643 | 0.011729 | 29.94% | 45.58% | 22.61% | 1.871%
WOODACRE 110191900 | 0.077083 | 0 | KONOCTI 11084041 | 0.42233 | 1.1175 | 1.5398 | 0.0060633 | 0.010675 | 0.0045449 | 7.814% | 13.76% | 5.857% | 72.57%
SAN RAFAEL 1106991658 | 0.077083 | 0.077083 | FORT ROSS 1121204 | 2.507 | 0.038393 | 2.5454 | 0.044545 | 0.01924 | 0.0055334 | 63.29% | 27.34% | 7.862% | 1.508%
FLINT 1102CB | 0.07703 | 0.07703 | HIGGINS 110950072 | 6.0575 | 1.4345 | 7.4919 | 0.063126 | 0.050729 | 0.020167 | 38.08% | 30.6% | 12.17% | 19.15%
FRUITLAND 114293234 | 0.07647 | 0 | ATASCADERO 1103CB | 0.11665 | 0 | 0.11665 | 0.0018856 | 0.0070285 | 0.0025748 | 16.41% | 61.18% | 22.41% | 0%
CHESTER 1101656108 | 0.076435 | 0 | JAMESON 11059472 | 0.68499 | 0.30065 | 0.98564 | 0.01715 | 0.026324 | 0.0063939 | 23.9% | 36.69% | 8.911% | 30.5%
CALISTOGA 1101CB | 0.076155 | 0 | CRESCENT MILLS 21012562 | 3.7498 | 0.57619 | 4.326 | 0.029684 | 0.058229 | 0.01768 | 24.37% | 47.8% | 14.51% | 13.32%
ALHAMBRA 11058302 | 0.076102 | 0.076102 | GANSNER 1101590690 | 0.011779 | 0 | 0.011779 | 0.00022459 | 0.00049236 | 0.00018043 | 25.03% | 54.87% | 20.11% | 0%
SARATOGA 1107167792 | 0.07605 | 0.07605 | MORAGA 1104CB | 1.7613 | 0.57132 | 2.3326 | 0.076125 | 0.057226 | 0.020388 | 37.39% | 28.11% | 10.01% | 24.49%
FORT ROSS 112170288 | 0.076032 | 0 | WILLOW CREEK 110129362 | 1.1948 | 0.048477 | 1.2433 | 0.058153 | 0.018161 | 0.0043913 | 69.25% | 21.63% | 5.229% | 3.899%
RIO DELL 11021504 | 0.075787 | 0 | ROSSMOOR 110168920 | 0.72157 | 0.19559 | 0.91716 | 0.031059 | 0.024741 | 0.0086679 | 37.9% | 30.19% | 10.58% | 21.33%
HONCUT 1102301886 | 0.07549 | 0.07549 | BIG RIVER 1101262924 | 0.19351 | 0 | 0.19351 | 0.0069903 | 0.0061583 | 0.0015932 | 47.42% | 41.77% | 10.81% | 0%
SANTA ROSA A 1111758024 | 0.075367 | 0.075367 | PEABODY 2113945670 | 0.031008 | 0.002556 | 0.033564 | 0.00021179 | 0.00070606 | 0.00032077 | 15.8% | 52.66% | 23.93% | 7.615%
ARBUCKLE 1104669720 | 0.075122 | 0.075122 | ALTO 112081716 | 0.031311 | 0 | 0.031311 | 0.0010387 | 0.00097188 | 0.00024149 | 46.12% | 43.16% | 10.72% | 0%
SANTA ROSA A 1111147198 | 0.074649 | 0.074649 | LUCERNE 1103CB | 0.48572 | 1.2187 | 1.7044 | 0.0066304 | 0.0189 | 0.0085204 | 5.549% | 15.82% | 7.131% | 71.5%
BIG BASIN 11029741 | 0.074632 | 0.015441 | GARBERVILLE 110139524 | 1.737 | 0.16386 | 1.9009 | 0.06105 | 0.032456 | 0.010716 | 53.53% | 28.46% | 9.396% | 8.62%
ALHAMBRA 1105CB | 0.074632 | 0.074632 | BRUNSWICK 1103851116 | 0.035676 | 0.1489 | 0.18457 | 0.0013967 | 0.00098103 | 0.00025696 | 10.25% | 7.197% | 1.885% | 80.67%
FORT ROSS 1121124 | 0.074527 | 0 | HALF MOON BAY 11038894 | 1.2018 | 0 | 1.2018 | 0.058362 | 0.024172 | 0.0044601 | 67.09% | 27.79% | 5.127% | 0%
POSO MOUNTAIN 21014456 | 0.074264 | 0.074264 | CAMP EVERS 2103449218 | 0.32905 | 0 | 0.32905 | 0.031599 | 0.019524 | 0.0068244 | 54.53% | 33.69% | 11.78% | 0%
SALT SPRINGS 21013116 | 0.074124 | 0.02465 | PLACER 1103CB | 1.0559 | 0.98123 | 2.0371 | 0.018908 | 0.02498 | 0.011359 | 17.74% | 23.44% | 10.66% | 48.17%
RIO DELL 110192712 | 0.073739 | 0 | CHESTER 11022564 | 0.27788 | 0.02591 | 0.30379 | 0.0099175 | 0.0072465 | 0.0034711 | 43.96% | 32.12% | 15.39% | 8.529%
BANGOR 11011806 | 0.073389 | 0 | WYANDOTTE 1107219854 | 0.048643 | 0.0080357 | 0.056679 | 0.0012485 | 0.0030412 | 0.001253 | 19.33% | 47.09% | 19.4% | 14.18%
MOLINO 1104368158 | 0.073284 | 0.073284 | WYANDOTTE 11031504 | 1.5793 | 9.0308 | 10.61 | 0.024483 | 0.055083 | 0.021533 | 3.605% | 8.11% | 3.17% | 85.12%
SILVERADO 2103315138 | 0.073266 | 0 | SUMMIT 11022302 | 0.14681 | 0.21838 | 0.36519 | 0.0026405 | 0.0061473 | 0.00068456 | 11.21% | 26.09% | 2.905% | 59.8%
HIGHLANDS 1103973816 | 0.073179 | 0.055847 | PAUL SWEET 2106CB | 2.3301 | 0 | 2.3301 | 0.12575 | 0.080202 | 0.024966 | 54.46% | 34.73% | 10.81% | 0%
STELLING 11102243 | 0.073004 | 0.073004 | GARBERVILLE 11022500 | 1.8588 | 0.062815 | 1.9216 | 0.065007 | 0.022754 | 0.0073957 | 66.08% | 23.13% | 7.518% | 3.269%
BRUNSWICK 1105452800 | 0.072794 | 0 | PLACERVILLE 11118582 | 1.0336 | 0.72745 | 1.7611 | 0.022552 | 0.031255 | 0.014931 | 19.26% | 26.69% | 12.75% | 41.31%
OTTER 11012052 | 0.072514 | 0.0093137 | PETALUMA C 1109259100 | 0.20067 | 0 | 0.20067 | 0.0033157 | 0.0037848 | 0.0013206 | 39.37% | 44.94% | 15.68% | 0%
SILVERADO 2105309298 | 0.072058 | 0.033456 | HIGGINS 1109594 | 2.6315 | 0.35819 | 2.9897 | 0.035531 | 0.036412 | 0.015297 | 35.85% | 36.74% | 15.43% | 11.98%
NEWBURG 1132910230 | 0.071691 | 0 | COARSEGOLD 210410335 | 0.63155 | 0.19391 | 0.82545 | 0.0087903 | 0.013264 | 0.0078489 | 22.49% | 33.94% | 20.08% | 23.49%
SILVERADO 2103920793 | 0.071341 | 0.026435 | SHINGLE SPRINGS 210551738 | 0.084652 | 1.4333 | 1.518 | 0.003092 | 0.0046111 | 0.0031081 | 1.595% | 2.378% | 1.603% | 94.42%
LOS OSITOS 21037014 | 0.071183 | 0.071183 | CORRAL 110236666 | 2.0898 | 0 | 2.0898 | 0.015029 | 0.02488 | 0.014397 | 27.67% | 45.81% | 26.51% | 0%
CLEAR LAKE 1101699062 | 0.071131 | 0.071131 | FORT ROSS 1121CB | 0.00287 | 0 | 0.00287 | 4.3698e-05 | 7.5927e-05 | 1.4394e-05 | 32.61% | 56.65% | 10.74% | 0%
0 | 0.071043 | 0.02661 | OREGON TRAIL 110249144 | 2.5664 | 3.8754 | 6.4419 | 0.046977 | 0.067324 | 0.035924 | 12.46% | 17.85% | 9.527% | 60.16%
GARBERVILLE 11011750 | 0.071008 | 0 | BRUNSWICK 1105963830 | 0.41932 | 0.19522 | 0.61454 | 0.013036 | 0.0085061 | 0.0025948 | 36.85% | 24.05% | 7.335% | 31.77%
ELECTRA 11026014 | 0.070868 | 0.070868 | GARBERVILLE 1101574630 | 0.55928 | 0.020483 | 0.57977 | 0.024225 | 0.0096833 | 0.0034463 | 62.56% | 25.01% | 8.9% | 3.533%
0 | 0.070553 | 0.059629 | FITCH MOUNTAIN 1113583202 | 1.1714 | 0 | 1.1714 | 0.032776 | 0.026943 | 0.011421 | 46.07% | 37.87% | 16.05% | 0%
BOLINAS 1101530 | 0.07036 | 0.07036 | HALSEY 1101CB | 1.9291 | 1.536 | 3.4651 | 0.062022 | 0.037939 | 0.015072 | 30.02% | 18.36% | 7.295% | 44.33%
ORICK 1101CB | 0.070325 | 0 | WATERSHED 0402CB | 0.14143 | 0 | 0.14143 | 0.0042229 | 0.0051702 | 0.0010086 | 40.6% | 49.71% | 9.696% | 0%
OAKHURST 11035732 | 0.070098 | 0.070098 | LOYOLA 110260128 | 1.2961 | 0 | 1.2961 | 0.037006 | 0.038913 | 0.012654 | 41.78% | 43.93% | 14.29% | 0%
HARRIS 1108395498 | 0.069642 | 0 | HOOPA 11013290 | 1.5827 | 0.1666 | 1.7493 | 0.039532 | 0.017994 | 0.0073022 | 55.17% | 25.11% | 10.19% | 9.523%
FRUITLAND 11413902 | 0.069642 | 0 | OREGON TRAIL 1102CB | 0.98221 | 0.99168 | 1.9739 | 0.021187 | 0.028191 | 0.013581 | 16.75% | 22.28% | 10.73% | 50.24%
JESSUP 1102CB | 0.069257 | 0.069257 | HIGHLANDS 1103973816 | 0.23556 | 0.073179 | 0.30874 | 0.0027489 | 0.0026786 | 0.0012766 | 31.29% | 30.48% | 14.53% | 23.7%
VINA 11011572 | 0.068907 | 0 | SHINGLE SPRINGS 21092053 | 0.57527 | 0 | 0.57527 | 0.0094125 | 0.010906 | 0.004456 | 37.99% | 44.02% | 17.99% | 0%
OTTER 1101187705 | 0.068189 | 0.0085784 | MOLINO 1102381468 | 0.17753 | 0.016912 | 0.19444 | 0.0095947 | 0.0035367 | 0.0012835 | 60.77% | 22.4% | 8.129% | 8.698%
VINA 11011570 | 0.068189 | 0 | TIVY VALLEY 1107584840 | 5.1564 | 0 | 5.1564 | 0.025362 | 0.045715 | 0.019034 | 28.15% | 50.73% | 21.12% | 0%
OAKHURST 1102455174 | 0.068172 | 0.068172 | WILLOW CREEK 11014904 | 1.2809 | 0.04438 | 1.3253 | 0.034997 | 0.022292 | 0.0067842 | 52.79% | 33.63% | 10.23% | 3.349%
SAN RAMON 2107MR441 | 0.067752 | 0.067752 | HIGGINS 1109CB | 2.4842 | 0.39902 | 2.8833 | 0.036993 | 0.036771 | 0.015436 | 35.73% | 35.52% | 14.91% | 13.84%
BIG BASIN 1102243760 | 0.067647 | 0 | HIGGINS 11071070 | 0.88001 | 0.24342 | 1.1234 | 0.020849 | 0.0091679 | 0.0038381 | 48.24% | 21.21% | 8.88% | 21.67%
GARBERVILLE 11011514 | 0.067594 | 0 | IGNACIO 1105908 | 0.3771 | 0 | 0.3771 | 0.0085747 | 0.01456 | 0.004535 | 30.99% | 52.62% | 16.39% | 0%
FORT SEWARD 1122CB | 0.066911 | 0 | BRUNSWICK 1104285704 | 0.12644 | 0.35404 | 0.48048 | 0.0065536 | 0.0031447 | 0.0013175 | 15.66% | 7.512% | 3.147% | 73.68%
NEWBURG 1131380686 | 0.066911 | 0 | TASSAJARA 211238868 | 0.36795 | 1.3208 | 1.6888 | 0.020797 | 0.019479 | 0.008059 | 9.375% | 8.78% | 3.633% | 78.21%
PUTAH CREEK 1105748272 | 0.066911 | 0.066911 | SAN LEANDRO U 1109CR182 | 0.5511 | 0 | 0.5511 | 0.025214 | 0.017393 | 0.0059548 | 51.92% | 35.82% | 12.26% | 0%
0 | 0.066719 | 0.066719 | DALY CITY 1115CB | 0.00094717 | 0 | 0.00094717 | 2.136e-05 | 0.0011462 | 6.5226e-05 | 1.733% | 92.98% | 5.291% | 0%
SHINGLE SPRINGS 2109CB | 0.066666 | 0.066666 | NORTH BRANCH 110111158 | 3.3143 | 0 | 3.3143 | 0.011874 | 0.037673 | 0.019233 | 17.26% | 54.77% | 27.96% | 0%
TASSAJARA 2112676362 | 0.066439 | 0.066439 | RESERVATION ROAD 1101383718 | 3.3211 | 1.4859 | 4.807 | 0.029615 | 0.053133 | 0.019922 | 19.93% | 35.75% | 13.41% | 30.91%
EEL RIVER 11024600 | 0.066229 | 0 | PLACERVILLE 1112CB | 0.09467 | 0.23193 | 0.3266 | 0.0035306 | 0.0037196 | 0.0013804 | 11.86% | 12.49% | 4.636% | 71.01%
MOUNTAIN QUARRIES 21016953 | 0.066001 | 0.066001 | ALTO 112265474 | 0.35404 | 0 | 0.35404 | 0.015053 | 0.013266 | 0.003919 | 46.69% | 41.15% | 12.16% | 0%
MARIPOSA 21021960 | 0.065861 | 0.065861 | IGNACIO 1101CB | 0.1614 | 0 | 0.1614 | 0.0029575 | 0.0080605 | 0.0025078 | 21.87% | 59.59% | 18.54% | 0%
ROSSMOOR 110937848 | 0.065073 | 0.065073 | MERCED FALLS 11029460 | 1.1137 | 0 | 1.1137 | 0.0053706 | 0.024538 | 0.012186 | 12.76% | 58.29% | 28.95% | 0%
SHINGLE SPRINGS 21092679 | 0.064881 | 0.064881 | UKIAH 1114822 | 1.0077 | 0 | 1.0077 | 0.013657 | 0.021433 | 0.0089796 | 30.99% | 48.63% | 20.38% | 0%
WYANDOTTE 1110144140 | 0.064881 | 0.064881 | VALLEY VIEW 1106P166 | 0.52041 | 0.0095588 | 0.52997 | 0.012468 | 0.014702 | 0.0055201 | 37.45% | 44.16% | 16.58% | 1.804%
MONTE RIO 1111256 | 0.064828 | 0.064828 | VACAVILLE 1111CB | 0.81047 | 5.0933 | 5.9037 | 0.020016 | 0.028929 | 0.01515 | 4.287% | 6.196% | 3.245% | 86.27%
MONTE RIO 1111240 | 0.064828 | 0.064828 | RACETRACK 1703759144 | 1.0163 | 0 | 1.0163 | 0.01947 | 0.027723 | 0.021167 | 28.48% | 40.55% | 30.96% | 0%
HIGGINS 1110CB | 0.064706 | 0.064706 | MADISON 210144634 | 7.691 | 0 | 7.691 | 0.0048755 | 0.032382 | 0.018708 | 8.712% | 57.86% | 33.43% | 0%
0 | 0.064635 | 0.064635 | OAKLAND X 1106CR008 | 0.52063 | 0.32647 | 0.84709 | 0.020009 | 0.017333 | 0.0057763 | 28.52% | 24.71% | 8.233% | 38.54%
PUEBLO 1104CB | 0.0646 | 0 | BRIDGEVILLE 1101CB | 0.34781 | 0.0095588 | 0.35737 | 0.0097997 | 0.0059872 | 0.001114 | 56.43% | 34.48% | 6.415% | 2.675%
0 | 0.0646 | 0.0646 | MORAGA 1101108540 | 0.44523 | 0.064338 | 0.50956 | 0.012406 | 0.013333 | 0.0036683 | 36.86% | 39.61% | 10.9% | 12.63%
WYANDOTTE 110942650 | 0.064583 | 0.064583 | TYLER 11051536 | 2.4385 | 0.31113 | 2.7496 | 0.010044 | 0.021841 | 0.010459 | 21.04% | 45.74% | 21.9% | 11.32%
MORAGA 1101108540 | 0.064338 | 0.064338 | CORTINA 1101302192 | 3.9668 | 0 | 3.9668 | 0.0032051 | 0.023139 | 0.012323 | 8.289% | 59.84% | 31.87% | 0%
ORICK 11021484 | 0.06418 | 0 | GARBERVILLE 11011604 | 2.0022 | 0.1229 | 2.1251 | 0.02679 | 0.020988 | 0.0054156 | 47.45% | 37.17% | 9.592% | 5.783%
CASTRO VALLEY 111010315 | 0.063813 | 0.063813 | WILLOW CREEK 1101729000 | 0.76086 | 0.01229 | 0.77315 | 0.018131 | 0.020492 | 0.0041784 | 41.69% | 47.12% | 9.607% | 1.59%
PUEBLO 2103329486 | 0.063813 | 0 | MARTELL 11033152 | 1.9772 | 0 | 1.9772 | 0.0093389 | 0.027039 | 0.012485 | 19.11% | 55.34% | 25.55% | 0%
COARSEGOLD 2104CB | 0.063725 | 0.063725 | OLETA 1102799924 | 0.056635 | 0 | 0.056635 | 0.00031706 | 0.00083574 | 0.00056243 | 18.48% | 48.72% | 32.79% | 0%
RISING RIVER 11011532 | 0.063725 | 0 | PACIFICA 1102267868 | 0.15461 | 0 | 0.15461 | 0.0022983 | 0.0062835 | 0.00084675 | 24.38% | 66.64% | 8.981% | 0%
HALF MOON BAY 1103157944 | 0.06355 | 0.06355 | SUMMIT 1102CB | 0.15985 | 0.55462 | 0.71447 | 0.0035597 | 0.0062269 | 0.0006093 | 7.661% | 13.4% | 1.311% | 77.63%
0 | 0.06355 | 0.06355 | FRUITLAND 11413902 | 0.55991 | 0.069642 | 0.62955 | 0.03018 | 0.013139 | 0.0037225 | 57.06% | 24.84% | 7.038% | 11.06%
SAN LUIS OBISPO 1104V40 | 0.063235 | 0.063235 | PINECREST 04011818 | 0.3652 | 0.24352 | 0.60872 | 0.014057 | 0.0084122 | 0.00096202 | 35.99% | 21.54% | 2.463% | 40.01%
COALINGA NO 2 1105690258 | 0.0632 | 0.0632 | BRUNSWICK 11052204 | 0.38133 | 0.41029 | 0.79162 | 0.012135 | 0.0090121 | 0.0017994 | 25.47% | 18.92% | 3.777% | 51.83%
HIGHLANDS 110486807 | 0.063025 | 0 | SHINGLE SPRINGS 211051800 | 0.96517 | 0 | 0.96517 | 0.019807 | 0.025377 | 0.010686 | 35.45% | 45.42% | 19.13% | 0%
PUEBLO 21021326 | 0.063025 | 0 | REDBUD 1102510 | 0.65985 | 1.9751 | 2.635 | 0.01146 | 0.027172 | 0.01103 | 5.779% | 13.7% | 5.562% | 74.96%
GARBERVILLE 11022500 | 0.062815 | 0 | WILLITS 1103826 | 0.70523 | 0 | 0.70523 | 0.033833 | 0.012337 | 0.0040866 | 67.32% | 24.55% | 8.131% | 0%
BRIDGEVILLE 110137484 | 0.062395 | 0.032353 | FRUITLAND 11426064 | 0.92014 | 0.048477 | 0.96861 | 0.035573 | 0.010814 | 0.0026611 | 68.9% | 20.94% | 5.154% | 5.005%
DUNBAR 1103799422 | 0.062395 | 0.055304 | ROB ROY 2105CB | 0.13196 | 0 | 0.13196 | 0.0045251 | 0.0064901 | 0.0028333 | 32.68% | 46.86% | 20.46% | 0%
MC ARTHUR 110290546 | 0.062395 | 0 | FRUITLAND 11426054 | 0.73273 | 0.039601 | 0.77233 | 0.041066 | 0.010919 | 0.0035467 | 70.16% | 18.66% | 6.059% | 5.127%
SUNOL 1101605520 | 0.062237 | 0.062237 | BRUNSWICK 110750010 | 0.9323 | 6.6507 | 7.583 | 0.042819 | 0.037011 | 0.014407 | 5.586% | 4.829% | 1.88% | 87.71%
MORGAN HILL 2111919856 | 0.062132 | 0.062132 | MADISON 2101760730 | 0.49575 | 0.058578 | 0.55432 | 0.0011251 | 0.0042091 | 0.0032882 | 11.67% | 43.66% | 34.11% | 10.57%
MONTE RIO 11131991 | 0.062009 | 0.062009 | MAPLE CREEK 1101555034 | 0.24669 | 0.0027311 | 0.24942 | 0.012491 | 0.0053005 | 0.001002 | 65.74% | 27.9% | 5.273% | 1.095%
MONTE RIO 111264682 | 0.062009 | 0.062009 | MEADOW LANE 2106970936 | 0.19094 | 0.00073529 | 0.19168 | 0.0018868 | 0.00298 | 0.0010014 | 32.03% | 50.59% | 17% | 0.3836%
TEMPLETON 2113641367 | 0.062009 | 0.062009 | SAN LUIS OBISPO 1107V60 | 0.1685 | 0 | 0.1685 | 0.005732 | 0.0051848 | 0.0018037 | 45.06% | 40.76% | 14.18% | 0%
CLOVERDALE 1101807953 | 0.061904 | 0.010714 | SAND CREEK 110397354 | 1.1241 | 0 | 1.1241 | 0.0046358 | 0.011818 | 0.0058137 | 20.82% | 53.07% | 26.11% | 0%
RESEARCH 2102644462 | 0.061764 | 0.061764 | WILLOW CREEK 11035012 | 1.1321 | 0.26969 | 1.4018 | 0.037449 | 0.01891 | 0.0083845 | 46.71% | 23.59% | 10.46% | 19.24%
LOS GATOS 1101184035 | 0.061729 | 0.061729 | WHITMORE 110145262 | 3.9828 | 2.3953 | 6.3781 | 0.041672 | 0.027832 | 0.010865 | 32.38% | 21.62% | 8.442% | 37.55%
JESSUP 1102551958 | 0.061572 | 0.061572 | VOLTA 110149742 | 0.29509 | 0.1125 | 0.40759 | 0.0016671 | 0.0040985 | 0.0012737 | 17.15% | 42.15% | 13.1% | 27.6%
0 | 0.061064 | 0.048459 | OTTER 1101440 | 1.1987 | 1.0528 | 2.2515 | 0.032144 | 0.067507 | 0.0057938 | 16.23% | 34.09% | 2.925% | 46.76%
POTTER VALLEY P H 1105195738 | 0.061029 | 0.061029 | SOLEDAD 2102304826 | 1.1505 | 0 | 1.1505 | 0.0018904 | 0.024927 | 0.0087405 | 5.317% | 70.1% | 24.58% | 0%
FULTON 1107126742 | 0.061012 | 0.061012 | COARSEGOLD 2104CB | 0.24354 | 0.063725 | 0.30726 | 0.0025565 | 0.008499 | 0.0043585 | 13.15% | 43.7% | 22.41% | 20.74%
COARSEGOLD 2104570682 | 0.060994 | 0.060994 | BRIDGEVILLE 1102353222 | 0.67921 | 0.11471 | 0.79392 | 0.024794 | 0.012328 | 0.0026458 | 53.34% | 26.52% | 5.692% | 14.45%
PLACER 1101106534 | 0.060854 | 0.060854 | LUCERNE 11031663 | 0.10467 | 0.34946 | 0.45413 | 0.0020551 | 0.0036144 | 0.0016076 | 6.509% | 11.45% | 5.092% | 76.95%
HUMBOLDT BAY 11024724 | 0.060766 | 0 | FULTON 11024522 | 1.4749 | 0.22768 | 1.7025 | 0.021312 | 0.019488 | 0.0079384 | 37.88% | 34.64% | 14.11% | 13.37%
0 | 0.060556 | 0.060556 | DUNBAR 1101904852 | 1.3871 | 0.94359 | 2.3307 | 0.02449 | 0.042998 | 0.014135 | 17.86% | 31.35% | 10.31% | 40.49%
VINA 110189142 | 0.060294 | 0 | EL DORADO PH 2101887684 | 0.16976 | 1.0802 | 1.25 | 0.0072566 | 0.0073401 | 0.00097001 | 6.331% | 6.404% | 0.8463% | 86.42%
0 | 0.060084 | 0.060084 | CURTIS 17058170 | 0.78879 | 0 | 0.78879 | 0.013122 | 0.021961 | 0.01244 | 27.61% | 46.21% | 26.18% | 0%
CLARKSVILLE 210951744 | 0.059523 | 0.059523 | SALT SPRINGS 210117012 | 0.19578 | 1.2563 | 1.4521 | 0.0027723 | 0.0062251 | 0.0011627 | 3.679% | 8.261% | 1.543% | 86.52%
SHINGLE SPRINGS 2108449638 | 0.059523 | 0.059523 | GARCIA 0401666 | 0.28301 | 0 | 0.28301 | 0.0087447 | 0.0028427 | 0.00071514 | 71.08% | 23.11% | 5.813% | 0%
DIAMOND SPRINGS 1106176130 | 0.059523 | 0.059523 | CABRILLO 1104Y24 | 2.6408 | 0 | 2.6408 | 0.013632 | 0.034802 | 0.0088278 | 23.81% | 60.78% | 15.42% | 0%
ANNAPOLIS 1101202158 | 0.059471 | 0 | OLETA 1102CB | 0.052828 | 0 | 0.052828 | 0.0010837 | 0.0024718 | 0.0014535 | 21.63% | 49.35% | 29.02% | 0%
DOBBINS 1101CB | 0.059366 | 0 | OAKLAND X 1106950688 | 0.42185 | 0.28162 | 0.70347 | 0.017483 | 0.014509 | 0.0048763 | 28.44% | 23.6% | 7.931% | 40.03%
PENRYN 1103660 | 0.059313 | 0.059313 | PUTAH CREEK 110246012 | 0.23708 | 0.21635 | 0.45343 | 0.0039473 | 0.0063477 | 0.0027639 | 15.8% | 25.42% | 11.07% | 47.71%
MONTE RIO 1111969182 | 0.059191 | 0.059191 | JESSUP 110194468 | 0.25545 | 0.22355 | 0.479 | 0.0034375 | 0.0029837 | 0.0015234 | 23.08% | 20.03% | 10.23% | 46.67%
DUNBAR 1102903030 | 0.059086 | 0.037815 | MONTE RIO 1113539938 | 1.1512 | 0 | 1.1512 | 0.038584 | 0.010944 | 0.0026404 | 73.96% | 20.98% | 5.061% | 0%
SUMMIT 110147786 | 0.058928 | 0.058928 | LOGAN CREEK 2199CB | 0.0017817 | 0 | 0.0017817 | 1.0413e-05 | 0.0022366 | 7.9116e-05 | 0.4477% | 96.15% | 3.401% | 0%
0 | 0.058823 | 0.058823 | DEL MONTE 21042624 | 2.0551 | 0 | 2.0551 | 0.017345 | 0.050117 | 0.021003 | 19.61% | 56.65% | 23.74% | 0%
MADISON 2101760730 | 0.058578 | 0.058578 | CARLOTTA 112144150 | 0.38378 | 0.008876 | 0.39266 | 0.01936 | 0.0074269 | 0.0024508 | 64.72% | 24.83% | 8.193% | 2.26%
WOODACRE 11011456 | 0.058298 | 0 | VOLTA 11021502 | 0.7129 | 2.31 | 3.0229 | 0.021895 | 0.018168 | 0.0044917 | 11.59% | 9.617% | 2.378% | 76.42%
DUNBAR 1101CB | 0.058298 | 0 | CAMP EVERS 21035402 | 0.59556 | 0 | 0.59556 | 0.049413 | 0.031037 | 0.010477 | 54.34% | 34.13% | 11.52% | 0%
MOLINO 11015042 | 0.057983 | 0.057983 | PAUL SWEET 2109634576 | 0.22582 | 0 | 0.22582 | 0.0087672 | 0.0074001 | 0.0030017 | 45.74% | 38.6% | 15.66% | 0%
CASTRO VALLEY 1110MR748 | 0.05751 | 0.05751 | OAKLAND X 1106735592 | 0.26856 | 0.022426 | 0.29098 | 0.014939 | 0.011049 | 0.0037733 | 46.33% | 34.26% | 11.7% | 7.707%
MORGAN HILL 2105XR268 | 0.057423 | 0.057423 | UPPER LAKE 1101861806 | 2.5476 | 0 | 2.5476 | 0.023312 | 0.036007 | 0.019384 | 29.62% | 45.75% | 24.63% | 0%
LAKEWOOD 210769586 | 0.057353 | 0.057353 | HALF MOON BAY 11028848 | 1.1327 | 0 | 1.1327 | 0.040074 | 0.036811 | 0.0059231 | 48.39% | 44.45% | 7.153% | 0%
0 | 0.057248 | 0.048214 | WISE 1102CB | 1.359 | 0.56386 | 1.9228 | 0.03698 | 0.036349 | 0.015454 | 29.44% | 28.94% | 12.3% | 29.32%
DIAMOND SPRINGS 110777086 | 0.057072 | 0.057072 | AUBERRY 1102R902 | 1.5528 | 0.31257 | 1.8653 | 0.0094587 | 0.020638 | 0.0092188 | 20.03% | 43.7% | 19.52% | 16.76%
GARBERVILLE 1102802246 | 0.05667 | 0 | PENNGROVE 1101170 | 2.3826 | 1.0835 | 3.4661 | 0.025207 | 0.042824 | 0.010266 | 22.13% | 37.6% | 9.013% | 31.26%
FAIRVIEW 2207P150 | 0.056617 | 0.056617 | FITCH MOUNTAIN 1113775992 | 0.34774 | 0 | 0.34774 | 0.012548 | 0.006962 | 0.00325 | 55.13% | 30.59% | 14.28% | 0%
SARATOGA 1107LC12 | 0.056425 | 0.056425 | JESSUP 110276068 | 1.9033 | 5.2934 | 7.1966 | 0.027471 | 0.026414 | 0.010387 | 11.3% | 10.87% | 4.274% | 73.55%
MONTE RIO 111215401 | 0.056372 | 0.056372 | SAN LUIS OBISPO 1104350030 | 0.46377 | 0 | 0.46377 | 0.0039452 | 0.015881 | 0.004651 | 16.12% | 64.88% | 19% | 0%
SWIFT 2110616022 | 0.056355 | 0.056355 | OLETA 1101994386 | 0.02114 | 0 | 0.02114 | 0.00031496 | 0.0007756 | 0.00033937 | 22.03% | 54.24% | 23.73% | 0%
COALINGA NO 1 110878186 | 0.055882 | 0.055882 | GUALALA 1111887180 | 0.55952 | 0.69107 | 1.2506 | 0.02422 | 0.010057 | 0.0051154 | 27.51% | 11.42% | 5.81% | 55.26%
WOODACRE 110196844 | 0.055707 | 0 | OCEANO 1104Q12 | 1.5344 | 0 | 1.5344 | 0.013346 | 0.031468 | 0.0087774 | 24.9% | 58.72% | 16.38% | 0%
DESCHUTES 1104715242 | 0.055637 | 0.0375 | TEMPLETON 2113175566 | 0.76203 | 0 | 0.76203 | 0.005116 | 0.020412 | 0.01071 | 14.12% | 56.33% | 29.55% | 0%
OTTER 1102CB | 0.055619 | 0.00073529 | HICKS 1116733078 | 0.02955 | 0 | 0.02955 | 0.001022 | 0.0010484 | 0.00040187 | 41.34% | 42.41% | 16.25% | 0%
CORNING 1102915324 | 0.055532 | 0.055532 | ANDERSON 1101514412 | 0.034758 | 0 | 0.034758 | 0.00060493 | 0.00082681 | 0.00055152 | 30.5% | 41.69% | 27.81% | 0%
BANGOR 1101817844 | 0.055042 | 0 | MENLO 1102560798 | 0.89331 | 0.18981 | 1.0831 | 0.013538 | 0.009101 | 0.0020648 | 45.2% | 30.38% | 6.893% | 17.52%
LAURELES 11116421 | 0.054884 | 0 | FORT BRAGG A 1102816 | 0.2634 | 0 | 0.2634 | 0.015566 | 0.0054924 | 0.0015083 | 68.98% | 24.34% | 6.684% | 0%
OAKLAND K 1104CR326 | 0.054779 | 0.054779 | GARBERVILLE 110237054 | 0.89738 | 0.037552 | 0.93493 | 0.045721 | 0.019444 | 0.0054605 | 62.14% | 26.43% | 7.421% | 4.017%
HIGGINS 11039753 | 0.054692 | 0.054692 | SAN LUIS OBISPO 1107V18 | 0.37445 | 0 | 0.37445 | 0.0057632 | 0.0097377 | 0.003929 | 29.66% | 50.12% | 20.22% | 0%
LAS GALLINAS A 110599904 | 0.054411 | 0.054411 | PEORIA 1705999 | 0.24089 | 0 | 0.24089 | 0.0042249 | 0.0039157 | 0.0033919 | 36.63% | 33.95% | 29.41% | 0%
PUEBLO 1104105708 | 0.054411 | 0.044958 | MIRABEL 1102334 | 0.74347 | 0.001208 | 0.74468 | 0.041187 | 0.024545 | 0.010198 | 54.16% | 32.27% | 13.41% | 0.1622%
SILVERADO 210578326 | 0.054359 | 0 | VIEJO 22049540 | 0.18505 | 0 | 0.18505 | 0.0083742 | 0.012865 | 0.002554 | 35.2% | 54.07% | 10.73% | 0%
SILVERADO 2102437194 | 0.054306 | 0.036975 | BRUNSWICK 11038918 | 0.22467 | 0.35404 | 0.57871 | 0.011442 | 0.0073992 | 0.0026306 | 20.69% | 13.38% | 4.756% | 61.18%
SILVERADO 2105359428 | 0.054306 | 0.032248 | CLARKSVILLE 2109CB | 0.13229 | 1.0161 | 1.1484 | 0.0017443 | 0.0086013 | 0.0039075 | 1.41% | 6.952% | 3.158% | 88.48%
PIT NO 1 1101CB | 0.054166 | 0 | RESERVATION ROAD 110222136 | 0.53806 | 0.11642 | 0.65448 | 0.0033279 | 0.016684 | 0.0067205 | 10.23% | 51.31% | 20.67% | 17.79%
BLUE LAKE 110294240 | 0.053939 | 0 | MORAGA 1104N532R | 0.49824 | 0.21618 | 0.71441 | 0.019412 | 0.014756 | 0.0063588 | 33.41% | 25.39% | 10.94% | 30.26%
COARSEGOLD 210310300 | 0.053711 | 0.053711 | OCEANO 1104Q10 | 2.4868 | 0 | 2.4868 | 0.031844 | 0.04378 | 0.01209 | 36.3% | 49.91% | 13.78% | 0%
ROSSMOOR 110181770 | 0.053309 | 0.053309 | SILVERADO 2105861266 | 0.26047 | 0.19778 | 0.45824 | 0.012559 | 0.013673 | 0.004365 | 23.33% | 25.4% | 8.109% | 43.16%
POTTER VALLEY P H 110564118 | 0.053221 | 0.053221 | SUMMIT 110147786 | 0.18185 | 0.058928 | 0.24078 | 0.0039836 | 0.0087382 | 0.0010206 | 21.89% | 48.02% | 5.609% | 24.47%
PUEBLO 1105696 | 0.052783 | 0 | VOLTA 110297816 | 0.50225 | 3.0237 | 3.5259 | 0.011564 | 0.0078206 | 0.0021686 | 7.643% | 5.169% | 1.433% | 85.76%
PEORIA 1701169700 | 0.052101 | 0.052101 | FORT BRAGG A 1104529076 | 0.1012 | 0 | 0.1012 | 0.0053617 | 0.0018363 | 0.00051142 | 69.55% | 23.82% | 6.634% | 0%
TASSAJARA 2106203380 | 0.051995 | 0.051995 | FLINT 1101958726 | 0.095709 | 0.087815 | 0.18352 | 0.0028216 | 0.0031753 | 0.0012945 | 20.18% | 22.71% | 9.258% | 47.85%
BIG BASIN 11015000 | 0.051995 | 0.012132 | NORTH BRANCH 1101TS1115 | 1.6466 | 0 | 1.6466 | 0.012961 | 0.018758 | 0.0086946 | 32.07% | 46.41% | 21.51% | 0%
DIAMOND SPRINGS 1106762780 | 0.051785 | 0.051785 | VIEJO 22029089 | 0.11881 | 0 | 0.11881 | 0.0040713 | 0.0076706 | 0.0012174 | 31.42% | 59.19% | 9.394% | 0%
0 | 0.05154 | 0.05154 | SAN RAFAEL 1104802 | 1.4591 | 0.5184 | 1.9775 | 0.067029 | 0.048665 | 0.012154 | 38.68% | 28.09% | 7.014% | 26.22%
CHOLAME 2102796386 | 0.051418 | 0.051418 | VACAVILLE 1104CB | 0.98524 | 0.50549 | 1.4907 | 0.0094546 | 0.022706 | 0.011967 | 14.16% | 34.01% | 17.92% | 33.91%
CLARK ROAD 1102312208 | 0.05133 | 0.033333 | DEL MONTE 21032000 | 0.82002 | 0 | 0.82002 | 0.029459 | 0.027244 | 0.0057677 | 47.16% | 43.61% | 9.233% | 0%
0 | 0.05119 | 0.05119 | SANTA NELLA 1104611232 | 0.18445 | 0.0021008 | 0.18655 | 0.00031902 | 0.0035283 | 0.0026956 | 4.821% | 53.32% | 40.73% | 1.126%
CLOVERDALE 1102429006 | 0.05119 | 0 | MORGAN HILL 2105CB | 0.23242 | 0 | 0.23242 | 0.0030091 | 0.0077053 | 0.0036267 | 20.98% | 53.73% | 25.29% | 0%
0 | 0.051173 | 0 | FORT BRAGG A 1102265870 | 0.16182 | 0 | 0.16182 | 0.0091118 | 0.0022538 | 0.00096266 | 73.91% | 18.28% | 7.809% | 0%
ROSSMOOR 11067920 | 0.051103 | 0.051103 | CAMPHORA 1101613562 | 0.78984 | 0 | 0.78984 | 0.0017476 | 0.0086595 | 0.0029819 | 13.05% | 64.68% | 22.27% | 0%
RINCON 1101454569 | 0.051103 | 0.03771 | PERRY 1101986322 | 0.57766 | 0 | 0.57766 | 0.017587 | 0.037511 | 0.0050265 | 29.25% | 62.39% | 8.36% | 0%
0 | 0.05105 | 0.043907 | FORT BRAGG A 1102667996 | 0.52123 | 0 | 0.52123 | 0.024167 | 0.011819 | 0.0030722 | 61.87% | 30.26% | 7.866% | 0%
CORTINA 1101528460 | 0.050735 | 0.050735 | MORAGA 1103CB | 0.5277 | 0.23272 | 0.76042 | 0.038438 | 0.024744 | 0.009817 | 36.54% | 23.52% | 9.332% | 30.6%
ATASCADERO 1103A14 | 0.050735 | 0.050735 | FORT BRAGG A 1102418 | 1.3424 | 0 | 1.3424 | 0.068252 | 0.029707 | 0.0082168 | 64.28% | 27.98% | 7.739% | 0%
APPLE HILL 2102CB | 0.050595 | 0.043452 | ZACA 1102CB | 2.7119 | 0.048529 | 2.7604 | 0.016588 | 0.062658 | 0.016429 | 17.03% | 64.34% | 16.87% | 1.758%
0 | 0.050595 | 0.017419 | SALT SPRINGS 21011232 | 0.94596 | 0.43785 | 1.3838 | 0.024198 | 0.036234 | 0.0062382 | 24.81% | 37.15% | 6.396% | 31.64%
0 | 0.050367 | 0.0067402 | TEMPLETON 2110R94 | 2.6743 | 0 | 2.6743 | 0.013895 | 0.018415 | 0.0086996 | 33.88% | 44.9% | 21.21% | 0%
MOLINO 110241392 | 0.050332 | 0.050332 | HOOPA 11013304 | 1.7085 | 0.080567 | 1.7891 | 0.072337 | 0.03167 | 0.01225 | 59.42% | 26.01% | 10.06% | 4.503%
CEDAR CREEK 1101451856 | 0.05021 | 0.01875 | SHINGLE SPRINGS 1104556218 | 4.7625 | 0.51309 | 5.2755 | 0.038977 | 0.055362 | 0.022015 | 30.24% | 42.95% | 17.08% | 9.726%
HOPLAND 1101154790 | 0.050105 | 0.050105 | EAST QUINCY 11012452 | 0.9596 | 0 | 0.9596 | 0.013931 | 0.029551 | 0.0084737 | 26.81% | 56.88% | 16.31% | 0%
COVELO 1101478952 | 0.049895 | 0.02626 | NARROWS 21011202 | 4.2716 | 2.3771 | 6.6487 | 0.037949 | 0.05338 | 0.023225 | 21.28% | 29.94% | 13.03% | 35.75%
NAPA 1102561208 | 0.04951 | 0.04951 | GARBERVILLE 1102CB | 1.4043 | 1.0399 | 2.4441 | 0.077086 | 0.049181 | 0.014933 | 31.37% | 20.01% | 6.077% | 42.54%
SAN LUIS OBISPO 110596874 | 0.049404 | 0.049404 | MERCED FALLS 110285002 | 3.3325 | 0 | 3.3325 | 0.014957 | 0.064576 | 0.028428 | 13.85% | 59.81% | 26.33% | 0%
VOLTA 1102453266 | 0.049369 | 0.03708 | PUTAH CREEK 1105748272 | 0.27534 | 0.066911 | 0.34225 | 0.00092618 | 0.0030695 | 0.0012129 | 14.31% | 47.41% | 18.73% | 19.55%
RINCON 11035152 | 0.049159 | 0.039706 | CORRAL 110213498 | 0.093109 | 0 | 0.093109 | 0.0010969 | 0.0036183 | 0.0019631 | 16.43% | 54.18% | 29.39% | 0%
ELK CREEK 110193504 | 0.049159 | 0.049159 | LOS GATOS 1101206248 | 0.034078 | 0 | 0.034078 | 0.0020319 | 0.0016691 | 0.00096512 | 43.55% | 35.77% | 20.68% | 0%
CLAYTON 2212614950 | 0.048844 | 0.048844 | FRUITLAND 1142CB | 0.3242 | 0.022531 | 0.34673 | 0.018014 | 0.0052831 | 0.001401 | 68.2% | 20% | 5.304% | 6.498%
MOLINO 1101891 | 0.048722 | 0.048722 | CAROLANDS 04049024 | 0.35715 | 0 | 0.35715 | 0.012631 | 0.014921 | 0.0024468 | 42.1% | 49.74% | 8.156% | 0%
PASO ROBLES 1103N52 | 0.048722 | 0.048722 | BRIDGEVILLE 110237486 | 0.067555 | 0.0054622 | 0.073017 | 0.0019463 | 0.0024877 | 0.00047156 | 36.71% | 46.92% | 8.894% | 7.481%
MORAGA 1104750618 | 0.048529 | 0.048529 | CALPELLA 1102477890 | 0.30986 | 0 | 0.30986 | 0.0041479 | 0.006554 | 0.0026599 | 31.04% | 49.05% | 19.91% | 0%
ZACA 1102CB | 0.048529 | 0.048529 | BRUNSWICK 110765574 | 0.13003 | 0.9397 | 1.0697 | 0.003491 | 0.010587 | 0.0051973 | 2.201% | 6.676% | 3.278% | 87.84%
SILVERADO 2105337226 | 0.048529 | 0.013865 | OLEMA 11011200 | 0.26191 | 0 | 0.26191 | 0.010156 | 0.0071948 | 0.00084065 | 55.83% | 39.55% | 4.621% | 0%
FRUITLAND 11426064 | 0.048477 | 0 | ESTUDILLO 0401850884 | 0.10396 | 0 | 0.10396 | 0.0056986 | 0.0054769 | 0.0018578 | 43.72% | 42.02% | 14.25% | 0%
WILLOW CREEK 110129362 | 0.048477 | 0 | BIG MEADOWS 21012474 | 0.78815 | 0.2521 | 1.0402 | 0.012423 | 0.015631 | 0.0045847 | 28.84% | 36.28% | 10.64% | 24.23%
MESA 1101M86 | 0.048319 | 0.048319 | LLAGAS 2107XR188 | 0.26484 | 0 | 0.26484 | 0.0054398 | 0.010066 | 0.0077901 | 23.35% | 43.21% | 33.44% | 0%
FULTON 1107914380 | 0.048179 | 0.048179 | HIGHLANDS 110275140 | 2.1596 | 12.1656 | 14.3252 | 0.030375 | 0.057306 | 0.02323 | 4.129% | 7.789% | 3.157% | 84.92%
PASO ROBLES 1103N58 | 0.047916 | 0.047916 | CALPELLA 1101CB | 2.661 | 0 | 2.661 | 0.040578 | 0.057966 | 0.022964 | 33.4% | 47.71% | 18.9% | 0%
JAMESON 1105913400 | 0.047864 | 0.047864 | ROSSMOOR 110845268 | 0.68117 | 0.97499 | 1.6562 | 0.038048 | 0.032135 | 0.014485 | 18.48% | 15.61% | 7.036% | 58.87%
WILLOW CREEK 11033090 | 0.047794 | 0 | OLEMA 1101416 | 1.9773 | 0 | 1.9773 | 0.085071 | 0.043491 | 0.009056 | 61.82% | 31.6% | 6.581% | 0%
GEYSERVILLE 1102350 | 0.047794 | 0.047794 | CLARKSVILLE 210575884 | 1.1287 | 0.28333 | 1.412 | 0.0098792 | 0.031105 | 0.015229 | 14.05% | 44.23% | 21.66% | 20.07%
MARTELL 1101221442 | 0.047759 | 0.047759 | PLACER 1101106534 | 0.2601 | 0.060854 | 0.32095 | 0.0095896 | 0.010772 | 0.0054893 | 30.06% | 33.77% | 17.21% | 18.96%
LAS GALLINAS A 1104309087 | 0.047286 | 0.047286 | STAFFORD 1102361952 | 0.13358 | 0 | 0.13358 | 0.0015287 | 0.0018667 | 0.00048418 | 39.4% | 48.12% | 12.48% | 0%
SWIFT 2110XR332 | 0.047216 | 0.047216 | MOLINO 1101322 | 1.2759 | 0.16791 | 1.4438 | 0.063286 | 0.02279 | 0.0055851 | 61.01% | 21.97% | 5.385% | 11.63%
GARBERVILLE 1101438596 | 0.047111 | 0 | WYANDOTTE 11071026 | 2.8266 | 2.5058 | 5.3323 | 0.024915 | 0.029994 | 0.0095207 | 20.5% | 24.68% | 7.833% | 46.99%
BIG BASIN 110165444 | 0.047111 | 0 | UKIAH 11151216 | 3.6637 | 0 | 3.6637 | 0.04011 | 0.041393 | 0.020543 | 39.31% | 40.56% | 20.13% | 0%
ROSSMOOR 1108543356 | 0.046691 | 0.046691 | OAKHURST 110363334 | 1.9938 | 0.37656 | 2.3704 | 0.024218 | 0.027431 | 0.013537 | 31.25% | 35.4% | 17.47% | 15.89%
CLOVERDALE 1102383183 | 0.046673 | 0 | WISE 1102465074 | 0.42178 | 0.28235 | 0.70413 | 0.011446 | 0.012145 | 0.0042448 | 24.63% | 26.14% | 9.135% | 40.1%
GUALALA 11124431 | 0.046673 | 0 | ARCATA 11225384 | 1.5847 | 0.26082 | 1.8455 | 0.098322 | 0.030473 | 0.0044892 | 63.34% | 19.63% | 2.892% | 14.13%
OTTER 11022012 | 0.046568 | 0 | COARSEGOLD 21045300 | 5.0213 | 0 | 5.0213 | 0.039921 | 0.058128 | 0.038857 | 29.16% | 42.46% | 28.38% | 0%
0 | 0.046463 | 0.030707 | GARBERVILLE 1101438596 | 1.0612 | 0.047111 | 1.1083 | 0.04681 | 0.013948 | 0.0048204 | 68.35% | 20.36% | 7.038% | 4.251%
BLUE LAKE 110280365 | 0.046428 | 0 | CARRIZO PLAINS 1101711854 | 0.51406 | 0 | 0.51406 | 0.00051863 | 0.0053402 | 0.0035577 | 5.508% | 56.71% | 37.78% | 0%
LOS GATOS 110160052 | 0.045921 | 0.045921 | FORT ROSS 11214614 | 1.5008 | 0.18218 | 1.683 | 0.034825 | 0.019393 | 0.0054241 | 52.07% | 29% | 8.11% | 10.82%
SAN RAMON 2103MR279 | 0.045693 | 0.045693 | PAUL SWEET 2102959032 | 0.09124 | 0 | 0.09124 | 0.0050691 | 0.0020415 | 0.00072553 | 64.69% | 26.05% | 9.259% | 0%
CALISTOGA 1102960240 | 0.045693 | 0 | CALISTOGA 1101537148 | 0.19614 | 0.13451 | 0.33065 | 0.0039426 | 0.0053898 | 0.0020605 | 20.53% | 28.06% | 10.73% | 40.68%
0 | 0.045518 | 0.045518 | CLAY 1103CB | 0.97674 | 0 | 0.97674 | 0.01375 | 0.054898 | 0.028377 | 14.17% | 56.58% | 29.25% | 0%
CLOVERDALE 1102172096 | 0.045168 | 0 | AUBERRY 1101CB | 1.6535 | 0.61509 | 2.2686 | 0.017001 | 0.045358 | 0.0175 | 15.52% | 41.4% | 15.97% | 27.11%
LAMONT 11024222 | 0.045098 | 0.045098 | PERRY 1101V74 | 0.22711 | 0 | 0.22711 | 0.0050621 | 0.011901 | 0.0019194 | 26.81% | 63.03% | 10.16% | 0%
JANES CREEK 110141990 | 0.045063 | 0 | BRUNSWICK 1103CB | 0.43875 | 3.6662 | 4.1049 | 0.027638 | 0.032122 | 0.012809 | 4.071% | 4.731% | 1.887% | 89.31%
PUEBLO 2103706399 | 0.044993 | 0.018207 | POINT ARENA 11012637 | 0.36739 | 0 | 0.36739 | 0.017991 | 0.0056414 | 0.001254 | 72.29% | 22.67% | 5.039% | 0%
ORO FINO 11022236 | 0.044975 | 0.044975 | EDES 1112CR282 | 0.29119 | 0 | 0.29119 | 0.013466 | 0.013875 | 0.0045753 | 42.19% | 43.47% | 14.34% | 0%
MC KEE 1107827486 | 0.044905 | 0.044905 | GARBERVILLE 1101323694 | 0.65497 | 0.0040966 | 0.65907 | 0.02713 | 0.0075046 | 0.0025695 | 72.47% | 20.05% | 6.864% | 0.6216%
ROSSMOOR 1106L541R | 0.044853 | 0.044853 | SEACLIFF 0402558727 | 0.11402 | 0 | 0.11402 | 0.005415 | 0.0052199 | 0.0014319 | 44.87% | 43.26% | 11.87% | 0%
ROB ROY 2104588930 | 0.04459 | 0.04459 | VOLTA 11011640 | 0.92987 | 2.9997 | 3.9296 | 0.019636 | 0.011988 | 0.0031526 | 13.36% | 8.157% | 2.145% | 76.34%
STELLING 11109265 | 0.044415 | 0.044415 | FORT ORD 21069658 | 0.0072021 | 0 | 0.0072021 | 4.1183e-05 | 0.0003793 | 0.0001282 | 7.506% | 69.13% | 23.36% | 0%
EEL RIVER 11024814 | 0.04438 | 0 | BIG MEADOWS 21012260 | 1.6238 | 0.51526 | 2.1391 | 0.023019 | 0.046565 | 0.012399 | 21.31% | 43.12% | 11.48% | 24.09%
WILLOW CREEK 11014904 | 0.04438 | 0 | GEYSERVILLE 1102868292 | 0.32512 | 0.18575 | 0.51086 | 0.0027756 | 0.0035835 | 0.0013042 | 23.05% | 29.76% | 10.83% | 36.36%
MOLINO 1101331368 | 0.044292 | 0.044292 | OAKLAND J 1102951816 | 0.028761 | 0.013603 | 0.042364 | 0.0009397 | 0.00091177 | 0.00033961 | 29.12% | 28.25% | 10.52% | 32.11%
TEMPLETON 2113R82 | 0.044292 | 0.044292 | BRIDGEVILLE 1102CB | 1.0302 | 0.038918 | 1.0691 | 0.018364 | 0.016561 | 0.0037378 | 45.77% | 41.27% | 9.316% | 3.64%
SOBRANTE 110142914 | 0.044117 | 0.044117 | VIEJO 22019490 | 0.13913 | 0 | 0.13913 | 0.0047097 | 0.0065451 | 0.00095864 | 38.56% | 53.59% | 7.849% | 0%
DUNBAR 1103CB | 0.04403 | 0.0070028 | FORT BRAGG A 110235592 | 1.1919 | 0 | 1.1919 | 0.0615 | 0.023503 | 0.0058012 | 67.73% | 25.88% | 6.389% | 0%
VACAVILLE 1111905076 | 0.043977 | 0.043977 | BERESFORD 04039154 | 0.59281 | 0 | 0.59281 | 0.028637 | 0.028027 | 0.0051013 | 46.36% | 45.38% | 8.259% | 0%
MONTE RIO 1112120 | 0.04389 | 0.04389 | BRUNSWICK 110756240 | 0.067058 | 0.37389 | 0.44095 | 0.0033152 | 0.0030645 | 0.0012049 | 6.647% | 6.144% | 2.416% | 84.79%
VACAVILLE 1104874798 | 0.043172 | 0.043172 | SUNOL 110148180 | 0.0071351 | 0.00078781 | 0.0079229 | 8.7928e-05 | 0.00027575 | 0.0001799 | 14.57% | 45.68% | 29.8% | 9.943%
GRASS VALLEY 1101528232 | 0.043155 | 0.030059 | COARSEGOLD 210310820 | 2.3347 | 1.2818 | 3.6164 | 0.033195 | 0.054402 | 0.035805 | 17.37% | 28.46% | 18.73% | 35.44%
SO. CAL. EDISON #3 1101CB | 0.043137 | 0.043137 | SANTA YNEZ 110477098 | 1.4151 | 0 | 1.4151 | 0.0084478 | 0.026466 | 0.0080596 | 19.66% | 61.59% | 18.75% | 0%
GARBERVILLE 11011770 | 0.043014 | 0 | FRUITLAND 11418860 | 0.27328 | 0.13041 | 0.40369 | 0.024553 | 0.0086134 | 0.0029742 | 45.99% | 16.13% | 5.571% | 32.3%
ARCATA 1122991464 | 0.043014 | 0 | FORT ROSS 1121134 | 0.72762 | 0.13475 | 0.86237 | 0.036398 | 0.011521 | 0.0044631 | 58.63% | 18.56% | 7.189% | 15.63%
0 | 0.042909 | 0.01145 | PERRY 1101CB | 0.21246 | 0 | 0.21246 | 0.0026247 | 0.01031 | 0.0029283 | 16.55% | 64.99% | 18.46% | 0%
LOS GATOS 1106CB | 0.042909 | 0.042909 | CASTRO VALLEY 11088971 | 0.7511 | 0.19009 | 0.94119 | 0.017339 | 0.01201 | 0.0034232 | 42.22% | 29.25% | 8.336% | 20.2%
HICKS 2103LB50 | 0.042909 | 0.042909 | PETALUMA C 110948000 | 1.0834 | 0 | 1.0834 | 0.0082171 | 0.033766 | 0.014279 | 14.6% | 60.02% | 25.38% | 0%
MIWUK 170179118 | 0.042857 | 0 | GREEN VALLEY 2101942143 | 0.81257 | 0 | 0.81257 | 0.049562 | 0.027034 | 0.0071494 | 59.18% | 32.28% | 8.537% | 0%
LAS POSITAS 2108631066 | 0.042542 | 0.042542 | ROB ROY 210412596 | 0.93719 | 0 | 0.93719 | 0.044843 | 0.029883 | 0.015789 | 49.54% | 33.01% | 17.44% | 0%
CRESTA 1101103126 | 0.042489 | 0.042489 | JESSUP 1103728460 | 0.15294 | 0.77738 | 0.93032 | 0.0037589 | 0.0044577 | 0.0024192 | 5.81% | 6.89% | 3.739% | 83.56%
JAMESON 1102865502 | 0.042349 | 0.042349 | SAUSALITO 11021500 | 0.10153 | 0 | 0.10153 | 0.0010999 | 0.0028014 | 0.00065012 | 24.17% | 61.55% | 14.28% | 0%
SONOMA 1105138 | 0.042349 | 0.042349 | LUCERNE 11062327 | 0.10833 | 0.30115 | 0.40948 | 0.0021959 | 0.0034341 | 0.0012155 | 8.486% | 13.27% | 4.697% | 73.54%
SANTA ROSA A 110439786 | 0.042349 | 0.042349 | BUCKS CREEK 1103338520 | 0.89515 | 4.1514 | 5.0465 | 0.018296 | 0.029956 | 0.0023942 | 6.408% | 10.49% | 0.8385% | 82.26%
BIG BASIN 11019773 | 0.042279 | 0 | PANORAMA 1101713592 | 0.96159 | 4.8732 | 5.8348 | 0.0060717 | 0.019268 | 0.00692 | 3.102% | 9.843% | 3.535% | 83.52%
CAMP EVERS 210510912 | 0.042157 | 0.042157 | EEL RIVER 1102630456 | 0.45713 | 0.037552 | 0.49468 | 0.02488 | 0.0080538 | 0.0018919 | 66.02% | 21.37% | 5.02% | 7.591%
COALINGA NO 2 11059000 | 0.041964 | 0.041964 | HARRIS 11082062 | 0.42026 | 0.84254 | 1.2628 | 0.02496 | 0.018632 | 0.0034082 | 17.67% | 13.19% | 2.413% | 66.72%
ARCATA 1121826024 | 0.041649 | 0 | VOLTA 1102641544 | 0.39302 | 1.9371 | 2.3301 | 0.010484 | 0.009817 | 0.0025268 | 7.746% | 7.254% | 1.867% | 83.13%
BRIDGEVILLE 110255612 | 0.041649 | 0 | LUCERNE 1106526 | 1.2021 | 1.7524 | 2.9544 | 0.012409 | 0.028805 | 0.011494 | 9.579% | 22.24% | 8.873% | 59.31%
LOGAN CREEK 2102795010 | 0.041456 | 0.041456 | BURNEY 110145984 | 0.36734 | 1.3749 | 1.7422 | 0.0099176 | 0.013327 | 0.0049083 | 7.428% | 9.981% | 3.676% | 78.92%
POINT MORETTI 110110722 | 0.041246 | 0 | LOW GAP 110186816 | 0.41792 | 0.49949 | 0.91741 | 0.010151 | 0.0091902 | 0.00203 | 21.64% | 19.59% | 4.327% | 54.45%
BIG BASIN 11026219 | 0.041124 | 0.0085084 | CLARKSVILLE 2104CB | 0.85488 | 1.0196 | 1.8745 | 0.0090104 | 0.035649 | 0.018935 | 6.462% | 25.57% | 13.58% | 54.39%
ATASCADERO 1103440856 | 0.041071 | 0.041071 | PEABODY 2113873304 | 0.078192 | 0.014058 | 0.09225 | 0.00028782 | 0.0012183 | 0.00041838 | 12.68% | 53.66% | 18.43% | 15.24%
CURTIS 170210940 | 0.041071 | 0.041071 | SONOMA 1105539450 | 0.23919 | 0.31194 | 0.55113 | 0.0052589 | 0.0078386 | 0.0022512 | 14.87% | 22.16% | 6.365% | 56.6%
MILPITAS 1109XR374 | 0.040966 | 0.040966 | GARBERVILLE 11022540 | 1.5059 | 0.14816 | 1.6541 | 0.056539 | 0.03653 | 0.010751 | 49.58% | 32.03% | 9.428% | 8.957%
0 | 0.040809 | 0.040809 | STAFFORD 11021202 | 0.67034 | 0 | 0.67034 | 0.0084346 | 0.015264 | 0.0041123 | 30.33% | 54.89% | 14.79% | 0%
RESEARCH 210263274 | 0.040809 | 0.040809 | RED BLUFF 11031702 | 1.7912 | 0.73277 | 2.524 | 0.01678 | 0.026978 | 0.012907 | 21.02% | 33.79% | 16.16% | 29.03%
MERCED FALLS 110287352 | 0.040704 | 0.040704 | HALSEY 11012414 | 1.2251 | 0.93669 | 2.1618 | 0.038395 | 0.025401 | 0.01092 | 29.12% | 19.27% | 8.283% | 43.33%
PUTAH CREEK 1105617260 | 0.040493 | 0.040493 | CASTRO VALLEY 1110610800 | 0.21389 | 0 | 0.21389 | 0.0055332 | 0.0062301 | 0.0023363 | 39.24% | 44.19% | 16.57% | 0%
NAPA 1112943158 | 0.040476 | 0.040476 | SPRING GAP 170210720 | 0.43785 | 0.3118 | 0.74965 | 0.0119 | 0.012619 | 0.0030293 | 25.23% | 26.75% | 6.423% | 41.59%
CLEAR LAKE 1101CB | 0.040178 | 0.040178 | DESCHUTES 1104378894 | 0.3045 | 0.3785 | 0.683 | 0.0056563 | 0.006275 | 0.0032852 | 16.57% | 18.39% | 9.625% | 55.42%
MIWUK 1702531976 | 0.039881 | 0 | HALF MOON BAY 11036018 | 1.767 | 0.0052696 | 1.7723 | 0.031082 | 0.052736 | 0.0094546 | 33.22% | 56.37% | 10.11% | 0.2973%
SHINGLE SPRINGS 2110386572 | 0.039881 | 0.039881 | ROB ROY 21045304 | 0.4013 | 0 | 0.4013 | 0.019697 | 0.014081 | 0.006952 | 48.36% | 34.57% | 17.07% | 0%
SONOMA 1106746130 | 0.039706 | 0.039706 | MARTELL 1101185268 | 0.034601 | 0 | 0.034601 | 0.00029124 | 0.0028932 | 0.0012785 | 6.526% | 64.83% | 28.65% | 0%
0 | 0.039706 | 0 | LUCERNE 11062355 | 0.060101 | 0.35793 | 0.41803 | 0.0015259 | 0.0019107 | 0.00093591 | 5.017% | 6.283% | 3.077% | 85.62%
BRIDGEVILLE 110169866 | 0.039601 | 0.019118 | SAN RAFAEL 1101854822 | 0.70439 | 0 | 0.70439 | 0.028922 | 0.04125 | 0.01199 | 35.2% | 50.21% | 14.59% | 0%
FRUITLAND 11426054 | 0.039601 | 0 | SHINGLE SPRINGS 110419502 | 1.3196 | 0.10357 | 1.4232 | 0.02325 | 0.031436 | 0.015574 | 30.68% | 41.49% | 20.55% | 7.277%
BLUE LAKE 1101CB | 0.039601 | 0 | GUALALA 1111402866 | 0.14782 | 0.036887 | 0.18471 | 0.0063474 | 0.0033587 | 0.001309 | 46.12% | 24.4% | 9.511% | 19.97%
DUNBAR 1102386158 | 0.039391 | 0.02521 | SHEPHERD 2111707358 | 1.6558 | 0 | 1.6558 | 0.0083425 | 0.026971 | 0.011887 | 17.67% | 57.14% | 25.18% | 0%
LAKEWOOD 2107474346 | 0.039338 | 0.039338 | VOLTA 11021646 | 3.2502 | 2.5251 | 5.7753 | 0.055423 | 0.034728 | 0.011046 | 30.82% | 19.31% | 6.143% | 43.72%
BRIDGEVILLE 1102839652 | 0.038918 | 0 | AUBERRY 1102CB | 2.8734 | 1.0342 | 3.9076 | 0.020741 | 0.049556 | 0.021243 | 16.66% | 39.81% | 17.06% | 26.47%
RIO DELL 11028852 | 0.038918 | 0 | VOLTA 110185234 | 0.57708 | 6.98 | 7.5571 | 0.020165 | 0.017845 | 0.0050842 | 3.573% | 3.162% | 0.9009% | 92.36%
BRIDGEVILLE 1102CB | 0.038918 | 0 | SHINGLE SPRINGS 211051790 | 0.78504 | 0 | 0.78504 | 0.019022 | 0.030151 | 0.012621 | 30.78% | 48.79% | 20.42% | 0%
ANDERSON 1101337668 | 0.038725 | 0.033456 | ECHO SUMMIT 1101344250 | 0.073995 | 0 | 0.073995 | 0.0035189 | 0.0038743 | 0.00045447 | 44.84% | 49.37% | 5.791% | 0%
MONTE RIO 1112999 | 0.038655 | 0.038655 | CLEAR LAKE 1102223792 | 0.066549 | 0 | 0.066549 | 0.0023916 | 0.0020646 | 0.0012024 | 42.26% | 36.49% | 21.25% | 0%
JAMESON 1103118944 | 0.038603 | 0.038603 | HAMILTON BRANCH 110187784 | 0.12916 | 0.47416 | 0.60332 | 0.0041191 | 0.0050719 | 0.00148 | 8.264% | 10.18% | 2.969% | 78.59%
FORT ROSS 11214947 | 0.038393 | 0 | HALSEY 11026129 | 0.2698 | 0.11015 | 0.37995 | 0.011002 | 0.0063142 | 0.0026087 | 39.21% | 22.5% | 9.297% | 28.99%
FORT ROSS 1121204 | 0.038393 | 0 | SISQUOC 1103M98 | 0.82458 | 0.026575 | 0.85115 | 0.0051395 | 0.024072 | 0.0072982 | 13.64% | 63.87% | 19.37% | 3.122%
HARRIS 1109237791 | 0.038235 | 0 | CLOVERDALE 1102307342 | 0.024539 | 0.0079481 | 0.032487 | 0.00064907 | 0.00083204 | 0.00034636 | 26.83% | 34.39% | 14.32% | 24.47%
SAN MIGUEL 1106428314 | 0.038218 | 0.038218 | MC ARTHUR 11011490 | 1.1302 | 0.18577 | 1.316 | 0.012951 | 0.021883 | 0.0068752 | 26.67% | 45.06% | 14.16% | 14.12%
TIDEWATER 2106745811 | 0.037815 | 0.037815 | BRUNSWICK 1105297538 | 0.082479 | 0.13307 | 0.21555 | 0.0040666 | 0.0024569 | 0.00088582 | 21% | 12.69% | 4.575% | 61.74%
PLACERVILLE 1111610322 | 0.03757 | 0.015546 | GREEN VALLEY 2101535998 | 0.44027 | 0 | 0.44027 | 0.017393 | 0.01038 | 0.0048955 | 53.24% | 31.77% | 14.99% | 0%
EEL RIVER 1102630456 | 0.037552 | 0 | FROGTOWN 1702832694 | 0.02659 | 0.0059699 | 0.032559 | 0.00048532 | 0.00072105 | 0.0008087 | 19.67% | 29.22% | 32.77% | 18.34%
WILLOW CREEK 110191926 | 0.037552 | 0 | MONROE 210392868 | 0.072978 | 3.1606 | 3.2335 | 0.0043971 | 0.0058173 | 0.003212 | 0.7391% | 0.9779% | 0.5399% | 97.74%
GARBERVILLE 110237054 | 0.037552 | 0 | OLETA 1101754718 | 0.31056 | 0 | 0.31056 | 0.0011308 | 0.0035833 | 0.0019936 | 16.86% | 53.42% | 29.72% | 0%
RIO DELL 1102772210 | 0.037552 | 0 | PARADISE 11042206 | 0.75343 | 5.1528 | 5.9063 | 0.027555 | 0.023095 | 0.0094883 | 5.845% | 4.899% | 2.013% | 87.24%
ROSSMOOR 1109847274 | 0.0375 | 0.0375 | DIAMOND SPRINGS 1105CB | 0.33271 | 0.30833 | 0.64104 | 0.0094227 | 0.0192 | 0.0084318 | 13.2% | 26.89% | 11.81% | 48.1%
PUEBLO 2102769868 | 0.037027 | 0 | FAIRVIEW 2207P304 | 0.47092 | 0.27095 | 0.74188 | 0.0070452 | 0.018282 | 0.005595 | 14.46% | 37.53% | 11.49% | 36.52%
GUALALA 1111402866 | 0.036887 | 0 | LLAGAS 2101984552 | 1.0331 | 0 | 1.0331 | 0.0035971 | 0.010604 | 0.005925 | 17.87% | 52.69% | 29.44% | 0%
MOLINO 110279306 | 0.036642 | 0.036642 | VOLTA 1101CB | 0.78847 | 2.7482 | 3.5367 | 0.0061176 | 0.012889 | 0.0043961 | 5.828% | 12.28% | 4.188% | 77.71%
HALF MOON BAY 11038898 | 0.036554 | 0.036554 | MOLINO 1101277292 | 0.10822 | 0.014496 | 0.12272 | 0.0053694 | 0.0019409 | 0.00044458 | 61.06% | 22.07% | 5.056% | 11.81%
RINCON 1101663641 | 0.036397 | 0.030094 | PETALUMA C 1109820458 | 0.61031 | 0 | 0.61031 | 0.0067228 | 0.011719 | 0.0039025 | 30.09% | 52.45% | 17.47% | 0%
MIWUK 1701992162 | 0.036309 | 0 | FORT BRAGG A 11014698 | 0.65881 | 0 | 0.65881 | 0.023457 | 0.017464 | 0.0040424 | 52.17% | 38.84% | 8.99% | 0%
SILVERADO 2105247660 | 0.036239 | 0 | SAN RAFAEL 1106991658 | 0.1092 | 0.077083 | 0.18629 | 0.0037096 | 0.0046069 | 0.0013797 | 22.43% | 27.85% | 8.341% | 41.38%
COTATI 1105893 | 0.036239 | 0.036239 | SARATOGA 11076867 | 0.13789 | 0 | 0.13789 | 0.0040849 | 0.0041725 | 0.0018388 | 40.46% | 41.33% | 18.21% | 0%
AUBERRY 110137536 | 0.036047 | 0.0096463 | GANSNER 1101489276 | 0.054231 | 0 | 0.054231 | 0.0022396 | 0.0027318 | 0.00087597 | 38.3% | 46.72% | 14.98% | 0%
SAN LUIS OBISPO 1105512313 | 0.036029 | 0.036029 | ROSSMOOR 1106L522R | 0.33861 | 0.58639 | 0.925 | 0.023582 | 0.018652 | 0.006704 | 17.64% | 13.95% | 5.015% | 63.39%
TEJON 1103286542 | 0.035872 | 0.035872 | LLAGAS 2101XR586 | 2.9003 | 0 | 2.9003 | 0.016793 | 0.03362 | 0.018306 | 24.44% | 48.92% | 26.64% | 0%
MOLINO 11026917 | 0.035837 | 0.035837 | ELECTRA 1102285758 | 0.14833 | 1.1674 | 1.3157 | 0.003288 | 0.0093327 | 0.0048411 | 2.123% | 6.025% | 3.126% | 88.73%
FROGTOWN 1702739858 | 0.035819 | 0.035819 | MORGAN HILL 2105XR602 | 0.049624 | 0 | 0.049624 | 0.001007 | 0.0029901 | 0.0015292 | 18.22% | 54.11% | 27.67% | 0%
COARSEGOLD 21046210 | 0.035504 | 0.035504 | SONOMA 1105575872 | 0.15909 | 0.010994 | 0.17009 | 0.00064322 | 0.0013324 | 0.00030679 | 26.36% | 54.6% | 12.57% | 6.464%
BLUE LAKE 11024624 | 0.035504 | 0 | CONTRA COSTA 2106CB | 0.0010907 | 0 | 0.0010907 | 1.0857e-05 | 0.0013012 | 0.00011421 | 0.7612% | 91.23% | 8.008% | 0%
CLEAR LAKE 1101832686 | 0.035451 | 0.035451 | ROSSMOOR 1102CB | 0.02261 | 0 | 0.02261 | 0.00029446 | 0.0021579 | 0.00046317 | 10.1% | 74.01% | 15.89% | 0%
TIDEWATER 2106781445 | 0.035451 | 0.035451 | POINT MORETTI 110112122 | 0.68705 | 0.13459 | 0.82164 | 0.034233 | 0.024214 | 0.005595 | 44.7% | 31.62% | 7.305% | 16.38%
SAN LUIS OBISPO 1104V46 | 0.035434 | 0.035434 | LOGAN CREEK 2102767046 | 2.3654 | 0 | 2.3654 | 0.0043273 | 0.017869 | 0.011194 | 12.96% | 53.52% | 33.52% | 0%
SARATOGA 1107LC26 | 0.035381 | 0.035381 | OREGON TRAIL 1103CUS391 | 0.002173 | 0 | 0.002173 | 1.1385e-05 | 5.6478e-05 | 5.2193e-05 | 9.483% | 47.04% | 43.47% | 0%
GEYSERVILLE 1102504260 | 0.035171 | 0.035171 | WISE 11022234 | 1.1644 | 0.54229 | 1.7067 | 0.018789 | 0.021685 | 0.0072305 | 26.87% | 31.01% | 10.34% | 31.78%
MONTE RIO 11111701 | 0.035031 | 0.035031 | FRUITLAND 114293234 | 0.98057 | 0.07647 | 1.057 | 0.048014 | 0.010592 | 0.0031895 | 72.08% | 15.9% | 4.788% | 7.234%
SONOMA 1104414 | 0.034926 | 0.034926 | GARBERVILLE 110197300 | 0.26552 | 0.023897 | 0.28942 | 0.010278 | 0.0063597 | 0.0022986 | 49.79% | 30.81% | 11.14% | 8.257%
GARBERVILLE 11022010 | 0.034821 | 0 | CASTRO VALLEY 1110264914 | 0.089839 | 0 | 0.089839 | 0.0022087 | 0.0041356 | 0.0014955 | 28.17% | 52.75% | 19.08% | 0%
CLOVERDALE 1101409224 | 0.034629 | 0 | NEWBURG 113190242 | 0.33692 | 0.11402 | 0.45095 | 0.019953 | 0.0069992 | 0.0018536 | 51.75% | 18.15% | 4.808% | 25.29%
POTTER VALLEY P H 110576498 | 0.034226 | 0.034226 | LUCERNE 1106CB | 0.34106 | 0.19571 | 0.53677 | 0.007968 | 0.018594 | 0.0077048 | 14.77% | 34.48% | 14.29% | 36.46%
PANOCHE 11034036 | 0.034208 | 0.034208 | PUEBLO 210398394 | 0.059474 | 0.41912 | 0.47859 | 0.0098762 | 0.011886 | 0.0035025 | 4.858% | 5.846% | 1.723% | 87.57%
COVELO 1101112804 | 0.034138 | 0 | DESCHUTES 1104622260 | 0.47824 | 0.49762 | 0.97585 | 0.0081816 | 0.012975 | 0.0073614 | 14.06% | 22.3% | 12.65% | 50.99%
HALF MOON BAY 1103H80 | 0.033998 | 0.033998 | OREGON TRAIL 1104CB | 1.1036 | 3.4008 | 4.5044 | 0.027956 | 0.037837 | 0.018914 | 8.086% | 10.94% | 5.471% | 75.5%
SILVERADO 2102CB | 0.033928 | 0.01896 | GUALALA 111135562 | 1.177 | 0.41554 | 1.5926 | 0.064626 | 0.017994 | 0.006866 | 53.38% | 14.86% | 5.671% | 26.09%
TAR FLAT 0402CB | 0.033928 | 0.033928 | PALMER 1101M84 | 2.0714 | 0 | 2.0714 | 0.0075119 | 0.044492 | 0.015605 | 11.11% | 65.81% | 23.08% | 0%
PUEBLO 2102895310 | 0.033876 | 0 | SAUSALITO 1101688590 | 0.16435 | 0 | 0.16435 | 0.0050307 | 0.0088791 | 0.0019236 | 31.77% | 56.08% | 12.15% | 0%
FORESTHILL 1102CB | 0.033823 | 0 | BROWNS VALLEY 110197188 | 0.5094 | 0 | 0.5094 | 0.015937 | 0.014958 | 0.0081039 | 40.87% | 38.35% | 20.78% | 0%
INDIAN FLAT 110410270 | 0.033648 | 0.033648 | STILLWATER 110248952 | 0.78329 | 2.4235 | 3.2068 | 0.019836 | 0.017723 | 0.0073665 | 10.78% | 9.636% | 4.005% | 75.57%
DUNBAR 1103681238 | 0.033613 | 0.028886 | VOLTA 110254932 | 0.35389 | 2.921 | 3.2749 | 0.0082985 | 0.0055706 | 0.0018747 | 5.696% | 3.824% | 1.287% | 89.19%
WINDSOR 1103171410 | 0.033088 | 0.033088 | WOODSIDE 11049032 | 0.56982 | 0 | 0.56982 | 0.042634 | 0.023776 | 0.0073197 | 57.83% | 32.25% | 9.928% | 0%
OAKLAND D 1112411646 | 0.03272 | 0.03272 | ANNAPOLIS 1101202158 | 1.5253 | 0.059471 | 1.5848 | 0.064882 | 0.022093 | 0.0063521 | 66.91% | 22.78% | 6.551% | 3.753%
MIDDLETOWN 1101171414 | 0.032703 | 0.029552 | BELL 1109724884 | 1.0949 | 0.78802 | 1.8829 | 0.040576 | 0.027316 | 0.013352 | 29.04% | 19.55% | 9.556% | 41.85%
SILVERADO 2104396950 | 0.032353 | 0.029989 | SALT SPRINGS 2101TS4913 | 0.27753 | 0.58814 | 0.86568 | 0.0090034 | 0.0097128 | 0.00128 | 14.44% | 15.57% | 2.052% | 67.94%
WISE 110163199 | 0.032353 | 0.032353 | CAMBRIA 1101175422 | 1.6839 | 0 | 1.6839 | 0.0084444 | 0.041103 | 0.0089088 | 14.45% | 70.31% | 15.24% | 0%
MONTE RIO 11111703 | 0.032213 | 0.032213 | MC ARTHUR 110137388 | 1.0636 | 0.32757 | 1.3912 | 0.0032504 | 0.013617 | 0.0047814 | 11.48% | 48.09% | 16.89% | 23.55%
NEWBURG 1132665674 | 0.03209 | 0 | MESA 11016111 | 2.0271 | 0.23918 | 2.2662 | 0.015142 | 0.035175 | 0.011241 | 22% | 51.11% | 16.33% | 10.55%
SAN BERNARD 1101641042 | 0.03209 | 0.03209 | OAKLAND D 1112CR192 | 0.36038 | 0.0011029 | 0.36149 | 0.014344 | 0.014047 | 0.0038115 | 44.41% | 43.49% | 11.8% | 0.3051%
CALAVERAS CEMENT 11012646 | 0.03202 | 0.03202 | ALHAMBRA 110595016 | 0.56088 | 0.47389 | 1.0348 | 0.01134 | 0.02345 | 0.0086068 | 14.16% | 29.29% | 10.75% | 45.8%
RINCON 1101539980 | 0.031968 | 0.023302 | FRUITLAND 1142615540 | 0.93005 | 0.086712 | 1.0168 | 0.041964 | 0.012976 | 0.0031353 | 66.1% | 20.44% | 4.938% | 8.528%
COVELO 1101516510 | 0.03195 | 0 | OAKLAND K 1103CR422 | 0.12302 | 0 | 0.12302 | 0.013765 | 0.0084215 | 0.0029874 | 54.68% | 33.45% | 11.87% | 0%
KIRKER 2104442850 | 0.031863 | 0.031863 | LAKEWOOD 2224568670 | 0.25185 | 0 | 0.25185 | 0.0076273 | 0.0072958 | 0.0021618 | 44.64% | 42.7% | 12.65% | 0%
MADISON 2101725408 | 0.031793 | 0.031793 | CAYETANO 2109MR572 | 1.2533 | 0.095955 | 1.3492 | 0.0034182 | 0.016332 | 0.0067748 | 11.97% | 57.19% | 23.72% | 7.112%
FORT ROSS 1121612266 | 0.031617 | 0 | MORRO BAY 1102CB | 0.34414 | 0 | 0.34414 | 0.0021718 | 0.018699 | 0.0066059 | 7.904% | 68.05% | 24.04% | 0%
0 | 0.031565 | 0.0087184 | HATTON 1102CB | 0.34135 | 0 | 0.34135 | 0.014644 | 0.029463 | 0.007641 | 28.3% | 56.94% | 14.77% | 0%
WEST POINT 1101CB | 0.031512 | 0.0036239 | WILLITS 11044650 | 0.57855 | 0 | 0.57855 | 0.008631 | 0.012137 | 0.0045862 | 34.04% | 47.87% | 18.09% | 0%
WYANDOTTE 110213044 | 0.031512 | 0.031512 | HALF MOON BAY 1103531594 | 0.23987 | 0 | 0.23987 | 0.0041869 | 0.0071103 | 0.001617 | 32.42% | 55.06% | 12.52% | 0%
VASCO 1102886522 | 0.031512 | 0.031512 | COARSEGOLD 21035020 | 1.3401 | 0.51253 | 1.8526 | 0.014456 | 0.028556 | 0.018882 | 16.89% | 33.37% | 22.07% | 27.67%
NEWBURG 1131987158 | 0.031407 | 0 | EDES 1112CR100 | 0.13526 | 0 | 0.13526 | 0.0063407 | 0.0073264 | 0.0023695 | 39.54% | 45.69% | 14.78% | 0%
MAPLE CREEK 1101CB | 0.031407 | 0 | FORT ORD 21069656 | 0.0062378 | 0 | 0.0062378 | 2.5268e-05 | 0.00029263 | 0.00010403 | 5.989% | 69.36% | 24.66% | 0%
MC ARTHUR 110151398 | 0.031197 | 0 | OLEMA 11011318 | 0.9665 | 0 | 0.9665 | 0.044468 | 0.021968 | 0.0048795 | 62.35% | 30.8% | 6.842% | 0%
MADISON 2101745850 | 0.031197 | 0.031197 | HARRIS 1109183860 | 0.67851 | 0.22668 | 0.90519 | 0.054864 | 0.015867 | 0.0032128 | 55.62% | 16.08% | 3.257% | 25.04%
0 | 0.031022 | 0.014566 | PAUL SWEET 2109687295 | 0.063423 | 0 | 0.063423 | 0.0024646 | 0.0022038 | 0.00089844 | 44.27% | 39.59% | 16.14% | 0%
MONTE RIO 111153477 | 0.031005 | 0.031005 | SAN BENITO 2104785888 | 0.40292 | 0 | 0.40292 | 0.0082224 | 0.02318 | 0.011893 | 18.99% | 53.54% | 27.47% | 0%
FRUITLAND 114195324 | 0.030725 | 0 | SAN JUSTO 110136902 | 1.1201 | 0 | 1.1201 | 0.019873 | 0.029786 | 0.011887 | 32.29% | 48.4% | 19.31% | 0%
MIDDLETOWN 1101352182 | 0.030672 | 0.027521 | BIG RIVER 110169032 | 0.66899 | 0 | 0.66899 | 0.036681 | 0.011055 | 0.0031895 | 72.03% | 21.71% | 6.263% | 0%
0 | 0.030637 | 0.030637 | BRENTWOOD 21056512 | 0.029238 | 0.0014881 | 0.030726 | 0.00016472 | 0.00076923 | 0.00066681 | 9.792% | 45.73% | 39.64% | 4.843%
DUNBAR 1103416 | 0.030532 | 0.025017 | HIGHLANDS 110448262 | 0.34869 | 1.4093 | 1.7579 | 0.010562 | 0.016301 | 0.0058652 | 6.401% | 9.879% | 3.555% | 80.16%
MENDOCINO 1101450 | 0.030462 | 0.030462 | FLINT 1102CB | 0.01045 | 0.07703 | 0.08748 | 0.00012854 | 0.00096176 | 0.00041422 | 1.021% | 7.636% | 3.289% | 88.05%
CALISTOGA 1102CB | 0.030462 | 0 | PEORIA 1701CB | 0.7039 | 0 | 0.7039 | 0.0048846 | 0.016251 | 0.015698 | 13.26% | 44.12% | 42.62% | 0%
CALISTOGA 1102378164 | 0.030462 | 0 | CAMBRIA 1102CB | 4.125 | 0.13767 | 4.2626 | 0.0164 | 0.056744 | 0.013564 | 18.3% | 63.33% | 15.14% | 3.23%
CAMP EVERS 2106834583 | 0.030112 | 0.030112 | FOOTHILL 110299432 | 0.93155 | 0 | 0.93155 | 0.011771 | 0.034679 | 0.010773 | 20.57% | 60.6% | 18.83% | 0%
HUMBOLDT BAY 11027600 | 0.030042 | 0 | STILLWATER 110148950 | 0.94378 | 2.7988 | 3.7426 | 0.025846 | 0.030334 | 0.0089031 | 10.01% | 11.75% | 3.45% | 74.78%
WILLOW PASS 2108CB | 0.029937 | 0.029937 | FORT BRAGG A 110195294 | 2.1322 | 0 | 2.1322 | 0.072323 | 0.042693 | 0.011727 | 57.06% | 33.68% | 9.252% | 0%
ANDERSON 1101561686 | 0.029937 | 0.02542 | CAMP EVERS 2106CB | 0.18571 | 0 | 0.18571 | 0.019193 | 0.017338 | 0.0060857 | 45.04% | 40.68% | 14.28% | 0%
TEMPLETON 2112116402 | 0.029797 | 0.029797 | DEL MONTE 21042762 | 0.95022 | 0 | 0.95022 | 0.017948 | 0.035309 | 0.014027 | 26.68% | 52.48% | 20.85% | 0%
LAYTONVILLE 1102141962 | 0.029727 | 0.029727 | PALMER 1101M82 | 1.2931 | 0 | 1.2931 | 0.011457 | 0.036293 | 0.011652 | 19.29% | 61.1% | 19.62% | 0%
0 | 0.029657 | 0.029657 | HATTON 1102648928 | 0.45263 | 0 | 0.45263 | 0.015357 | 0.020225 | 0.0038141 | 38.98% | 51.34% | 9.681% | 0%
0 | 0.029272 | 0.029272 | FORT ROSS 1121124 | 1.7692 | 0.074527 | 1.8437 | 0.046558 | 0.017239 | 0.0051674 | 64.78% | 23.99% | 7.19% | 4.042%
PIT NO 5 11011658 | 0.029254 | 0.022531 | CAMP EVERS 2104CB | 0.3712 | 0 | 0.3712 | 0.033785 | 0.034705 | 0.014978 | 40.48% | 41.58% | 17.94% | 0%
SILVERADO 2105191725 | 0.029149 | 0 | SAN CARLOS 110436864 | 0.035831 | 0 | 0.035831 | 0.0015496 | 0.0020309 | 0.00080171 | 35.36% | 46.34% | 18.29% | 0%
PUEBLO 1105115766 | 0.029149 | 0 | GUALALA 11121294 | 1.5828 | 0.42382 | 2.0066 | 0.075069 | 0.029164 | 0.0091392 | 52.23% | 20.29% | 6.359% | 21.12%
OAKLAND X 1106CR020 | 0.029044 | 0.029044 | NARROWS 21057203 | 1.3832 | 0.77678 | 2.16 | 0.025291 | 0.019442 | 0.008514 | 30.42% | 23.38% | 10.24% | 35.96%
BIG BASIN 11025066 | 0.028991 | 0 | PUTAH CREEK 1102710384 | 1.6335 | 0.43205 | 2.0656 | 0.0041932 | 0.014393 | 0.0061535 | 13.4% | 46.01% | 19.67% | 20.92%
0 | 0.028816 | 0.028816 | FROGTOWN 1702224708 | 0.053372 | 0.0070553 | 0.060427 | 0.00091426 | 0.0016856 | 0.0021162 | 17.12% | 31.57% | 39.63% | 11.68%
PUEBLO 2102595938 | 0.028361 | 0 | ZACA 1101Y70 | 0.85283 | 0 | 0.85283 | 0.0057335 | 0.015387 | 0.004236 | 22.61% | 60.68% | 16.71% | 0%
RESEARCH 2102446423 | 0.028309 | 0.028309 | PIT NO 1 11011552 | 2.1251 | 0.49865 | 2.6237 | 0.015133 | 0.037498 | 0.012642 | 18.78% | 46.53% | 15.69% | 19.01%
OAKHURST 1102970225 | 0.028309 | 0.028309 | GRASS VALLEY 110358498 | 0.15415 | 1.0143 | 1.1684 | 0.0082983 | 0.0087415 | 0.0040566 | 5.189% | 5.466% | 2.537% | 86.81%
MOLINO 1101152 | 0.028186 | 0.028186 | POINT ARENA 1101CB | 0.0053461 | 0 | 0.0053461 | 0.00015152 | 0.00021048 | 4.5282e-05 | 37.2% | 51.68% | 11.12% | 0%
CHOLAME 21025597 | 0.028116 | 0.028116 | EEL RIVER 1102409694 | 0.24296 | 0.017752 | 0.26071 | 0.0032162 | 0.0073103 | 0.00094063 | 26.14% | 59.41% | 7.644% | 6.809%
CAMP EVERS 2106478670 | 0.028011 | 0.028011 | MORGAN HILL 2109145998 | 0.18162 | 0 | 0.18162 | 0.0038738 | 0.0071164 | 0.0029836 | 27.72% | 50.93% | 21.35% | 0%
SALMON CREEK 1101461703 | 0.027853 | 0 | SAN CARLOS 11048846 | 0.42779 | 0 | 0.42779 | 0.01102 | 0.020109 | 0.0066472 | 29.17% | 53.23% | 17.6% | 0%
CAYETANO 2109CB | 0.027573 | 0.027573 | NARROWS 21052426 | 1.6933 | 3.2725 | 4.9657 | 0.047745 | 0.037152 | 0.017434 | 15.91% | 12.38% | 5.809% | 65.9%
MC KEE 1108976553 | 0.027573 | 0.027573 | SMARTVILLE 1101CB | 1.019 | 0 | 1.019 | 0.014361 | 0.026409 | 0.013055 | 26.68% | 49.07% | 24.25% | 0%
BASALT 1106267462 | 0.027573 | 0.027573 | FORT BRAGG A 11041316 | 0.77483 | 0 | 0.77483 | 0.029018 | 0.025531 | 0.0056598 | 48.19% | 42.4% | 9.4% | 0%
CALISTOGA 110266730 | 0.027468 | 0.0046218 | STAFFORD 1102524 | 1.2898 | 0 | 1.2898 | 0.046544 | 0.050369 | 0.014058 | 41.94% | 45.39% | 12.67% | 0%
AUBERRY 1101D4982 | 0.027346 | 0.0073179 | COTATI 1105701873 | 0.037868 | 0 | 0.037868 | 0.0007336 | 0.0015153 | 0.000636 | 25.43% | 52.53% | 22.05% | 0%
GARBERVILLE 1102900560 | 0.027311 | 0 | FROGTOWN 170211212 | 1.9075 | 0.092804 | 2.0003 | 0.013757 | 0.026859 | 0.025624 | 19.8% | 38.67% | 36.89% | 4.639%
SCE TEHACHAPI 1101CB | 0.027153 | 0.027153 | DEL MONTE 2103617344 | 0.20785 | 0 | 0.20785 | 0.0069518 | 0.0091202 | 0.0027855 | 36.87% | 48.36% | 14.77% | 0%
COVELO 1101306476 | 0.027136 | 0 | GUALALA 1112662 | 0.6886 | 0.28305 | 0.97166 | 0.042036 | 0.016701 | 0.0068311 | 45.43% | 18.05% | 7.383% | 29.13%
FORT ROSS 1121560 | 0.027101 | 0 | SUNOL 1101605520 | 1.2359 | 0.062237 | 1.2981 | 0.0081308 | 0.025352 | 0.010999 | 17.4% | 54.26% | 23.54% | 4.794%
BURNEY 11012402 | 0.027083 | 0 | PHILO 11022600 | 1.539 | 0 | 1.539 | 0.080352 | 0.021877 | 0.006279 | 74.05% | 20.16% | 5.787% | 0%
BURNS 2101CB | 0.026891 | 0.026891 | DEL MAR 210975802 | 0.037727 | 0 | 0.037727 | 0.00047883 | 0.0016717 | 0.0014557 | 13.28% | 46.35% | 40.37% | 0%
ANTLER 1101CB | 0.026891 | 0.026891 | COLUSA 1100CB | 0.001982 | 0 | 0.001982 | 9.6696e-05 | 0.0030691 | 0.00010603 | 2.955% | 93.8% | 3.241% | 0%
MORAGA 1105553110 | 0.026838 | 0.026838 | ALTO 1122CB | 0.2021 | 0 | 0.2021 | 0.016829 | 0.015821 | 0.0043202 | 45.52% | 42.79% | 11.69% | 0%
NOTRE DAME 1104176446 | 0.026838 | 0.026838 | ECHO SUMMIT 1101481660 | 0.087081 | 0 | 0.087081 | 0.0019261 | 0.0040474 | 0.00045753 | 29.95% | 62.93% | 7.114% | 0%
BRIDGEVILLE 1101365380 | 0.026628 | 0 | WILLOW PASS 2107273996 | 0.28523 | 0 | 0.28523 | 0.0011869 | 0.0089622 | 0.0030283 | 9.007% | 68.01% | 22.98% | 0%
0 | 0.026628 | 0 | BIG RIVER 1101954 | 0.72774 | 0 | 0.72774 | 0.035752 | 0.016359 | 0.0042669 | 63.41% | 29.02% | 7.568% | 0%
SISQUOC 1103M98 | 0.026575 | 0.026575 | VOLTA 110253130 | 1.0802 | 3.6473 | 4.7275 | 0.025594 | 0.026431 | 0.0063576 | 10.02% | 10.34% | 2.488% | 77.15%
DUNBAR 1103912359 | 0.02633 | 0.023179 | BOLINAS 110137034 | 0.38877 | 0 | 0.38877 | 0.0099661 | 0.0090879 | 0.0016175 | 48.21% | 43.96% | 7.825% | 0%
COVELO 110146208 | 0.02626 | 0 | ANNAPOLIS 110176842 | 0.43111 | 0.016562 | 0.44767 | 0.020576 | 0.0079904 | 0.0025135 | 63.75% | 24.76% | 7.788% | 3.7%
MONROE 2107380760 | 0.026208 | 0.026208 | HIGGINS 1110429714 | 0.69149 | 0.11246 | 0.80395 | 0.021057 | 0.020384 | 0.0097656 | 35.37% | 34.24% | 16.4% | 13.99%
CLAYTON 2215812394 | 0.025998 | 0.025998 | BIG RIVER 110179628 | 1.0976 | 0 | 1.0976 | 0.059942 | 0.017909 | 0.0042092 | 73.05% | 21.82% | 5.129% | 0%
SILVERADO 2103403102 | 0.025998 | 0 | SUNOL 1101CB | 0.54486 | 0.20719 | 0.75205 | 0.0058302 | 0.024316 | 0.012055 | 10.01% | 41.75% | 20.7% | 27.55%
CHESTER 11022564 | 0.02591 | 0 | ALTO 112278672 | 0.57699 | 0 | 0.57699 | 0.053517 | 0.038204 | 0.010796 | 52.2% | 37.27% | 10.53% | 0%
COVELO 110196896 | 0.025823 | 0 | COTTONWOOD 11031348 | 2.5671 | 3.7935 | 6.3606 | 0.041342 | 0.052402 | 0.023277 | 14.26% | 18.07% | 8.028% | 59.64%
MIDDLETOWN 1102632616 | 0.025805 | 0.0084733 | PERRY 1101W52 | 0.23664 | 0 | 0.23664 | 0.006254 | 0.017177 | 0.0024834 | 24.13% | 66.28% | 9.583% | 0%
MOLINO 1102653108 | 0.02577 | 0.02577 | FORT BRAGG A 11013100 | 1.0954 | 0 | 1.0954 | 0.043172 | 0.04763 | 0.0097178 | 42.95% | 47.38% | 9.668% | 0%
MIWUK 1702667248 | 0.025 | 0 | NOVATO 1101405812 | 0.042174 | 0 | 0.042174 | 0.0013959 | 0.0018476 | 0.00053632 | 36.93% | 48.88% | 14.19% | 0%
ALTO 1124207690 | 0.024615 | 0.024615 | COARSEGOLD 21045525 | 0.89963 | 0.61988 | 1.5195 | 0.014731 | 0.023089 | 0.013173 | 17.1% | 26.81% | 15.29% | 40.79%
SILVERADO 2103617828 | 0.024422 | 0 | ROB ROY 210538430 | 0.42432 | 0 | 0.42432 | 0.022974 | 0.020116 | 0.0078839 | 45.07% | 39.46% | 15.47% | 0%
SUNOL 11018721 | 0.024422 | 0.024422 | WOODSIDE 11049030 | 0.17105 | 0 | 0.17105 | 0.0069608 | 0.0098641 | 0.0034672 | 34.3% | 48.61% | 17.09% | 0%
PERRY 1101200598 | 0.024405 | 0.024405 | FORT BRAGG A 110231304 | 1.5575 | 0 | 1.5575 | 0.085957 | 0.024543 | 0.0081586 | 72.44% | 20.68% | 6.876% | 0%
DRUM 1101CB | 0.02437 | 0.020168 | FRUITLAND 11422006 | 0.71609 | 0.21576 | 0.93185 | 0.039502 | 0.017395 | 0.0051631 | 48.91% | 21.54% | 6.393% | 23.15%
TASSAJARA 2108954811 | 0.023897 | 0.023897 | OCEANO 1104V36 | 0.94009 | 0 | 0.94009 | 0.0097379 | 0.021118 | 0.006194 | 26.28% | 57% | 16.72% | 0%
GARBERVILLE 110197300 | 0.023897 | 0 | RED BLUFF 1105146070 | 1.093 | 1.4226 | 2.5156 | 0.024595 | 0.031468 | 0.016608 | 14.7% | 18.81% | 9.93% | 56.55%
HARRIS 1109661309 | 0.023897 | 0 | FRANKLIN 1101P138 | 0.098263 | 0 | 0.098263 | 0.0010021 | 0.0053043 | 0.0018901 | 12.23% | 64.71% | 23.06% | 0%
SAN LUIS OBISPO 1104982992 | 0.023354 | 0.023354 | POTTER VALLEY P H 110537476 | 0.93244 | 0 | 0.93244 | 0.011008 | 0.016448 | 0.0062634 | 32.65% | 48.78% | 18.58% | 0%
MENLO 1102223286 | 0.023302 | 0.023302 | GANSNER 1101372132 | 0.086721 | 0 | 0.086721 | 0.0021069 | 0.0035794 | 0.0012441 | 30.4% | 51.65% | 17.95% | 0%
DIAMOND SPRINGS 1106926235 | 0.023214 | 0.023214 | LAKEVILLE 110287432 | 1.0208 | 1.0605 | 2.0812 | 0.0081668 | 0.02009 | 0.0058454 | 11.75% | 28.89% | 8.407% | 50.95%
HUMBOLDT BAY 110242066 | 0.023214 | 0 | GARBERVILLE 1101CB | 0.66394 | 0.10037 | 0.7643 | 0.025701 | 0.018002 | 0.0051203 | 45.73% | 32.03% | 9.11% | 13.13%
ROSSMOOR 110665858 | 0.023162 | 0.023162 | WOODSIDE 11018522 | 0.79201 | 0.43963 | 1.2316 | 0.065942 | 0.03855 | 0.012073 | 36.38% | 21.27% | 6.66% | 35.69%
BIG BASIN 11022253 | 0.022952 | 0 | COTTONWOOD 11031616 | 4.0526 | 2.5557 | 6.6083 | 0.03533 | 0.055275 | 0.02087 | 19.44% | 30.41% | 11.48% | 38.67%
UKIAH 1114206824 | 0.022847 | 0.022847 | FORT BRAGG A 11013113 | 0.71772 | 0 | 0.71772 | 0.034695 | 0.014813 | 0.0040685 | 64.76% | 27.65% | 7.594% | 0%
CALISTOGA 1102270153 | 0.022847 | 0 | CORRAL 110275622 | 0.37735 | 0 | 0.37735 | 0.0060007 | 0.015958 | 0.0084989 | 19.7% | 52.39% | 27.9% | 0%
PUEBLO 2102647842 | 0.022794 | 0.018067 | SAN RAFAEL 1109519234 | 0.2331 | 0 | 0.2331 | 0.014525 | 0.013215 | 0.0038746 | 45.94% | 41.8% | 12.26% | 0%
SPRING GAP 170286032 | 0.022759 | 0.010854 | DIAMOND SPRINGS 1104147386 | 0.47415 | 0.31905 | 0.79319 | 0.018656 | 0.0184 | 0.007901 | 24.81% | 24.47% | 10.51% | 40.22%
CLOVERDALE 1101399855 | 0.022584 | 0 | BOLINAS 11011236 | 0.28822 | 0 | 0.28822 | 0.0092711 | 0.0066377 | 0.0022007 | 51.19% | 36.65% | 12.15% | 0%
TEMPLETON 2113A10 | 0.022549 | 0.022549 | BIG RIVER 11012183 | 0.16963 | 0 | 0.16963 | 0.0077806 | 0.0030609 | 0.00089865 | 66.27% | 26.07% | 7.655% | 0%
FRUITLAND 1142CB | 0.022531 | 0 | CLARK ROAD 1101CB | 0.0030522 | 0.12148 | 0.12453 | 0.00011724 | 0.00021261 | 0.0001096 | 0.6539% | 1.186% | 0.6113% | 97.55%
OAKLAND X 1106735592 | 0.022426 | 0.022426 | FROGTOWN 1702L5407 | 1.4267 | 0.092261 | 1.5189 | 0.0057727 | 0.010371 | 0.0090756 | 21.5% | 38.63% | 33.8% | 6.074%
0 | 0.022321 | 0.022321 | LAYTONVILLE 110264908 | 0.39565 | 0 | 0.39565 | 0.016133 | 0.014885 | 0.0057164 | 43.92% | 40.52% | 15.56% | 0%
PASO ROBLES 110359763 | 0.022146 | 0.022146 | VOLTA 110293418 | 0.16656 | 0.12342 | 0.28999 | 0.0061602 | 0.0039688 | 0.0013257 | 30.89% | 19.9% | 6.648% | 42.56%
DIAMOND SPRINGS 1103394169 | 0.022024 | 0.022024 | BELL 1108127062 | 0.7135 | 0.62241 | 1.3359 | 0.028189 | 0.018598 | 0.0067051 | 28.15% | 18.57% | 6.695% | 46.59%
SAN LUIS OBISPO 1103934355 | 0.022024 | 0.022024 | SAN LUIS OBISPO 1101CB | 0.49782 | 0.13162 | 0.62943 | 0.010493 | 0.020669 | 0.005674 | 22.53% | 44.38% | 12.18% | 20.91%
BLUE LAKE 11013578 | 0.021849 | 0 | COTTONWOOD 1101384360 | 0.36864 | 1.8102 | 2.1789 | 0.010898 | 0.014859 | 0.0078745 | 5.483% | 7.475% | 3.961% | 83.08%
FORT ROSS 11212987 | 0.021831 | 0 | FORT BRAGG A 1102956 | 0.44203 | 0 | 0.44203 | 0.023043 | 0.011689 | 0.0027264 | 61.52% | 31.21% | 7.278% | 0%
SAN JOAQUIN #3 1101CB | 0.021569 | 0.0078956 | DEL MONTE 210436720 | 0.73625 | 0 | 0.73625 | 0.01452 | 0.024538 | 0.0073261 | 31.3% | 52.9% | 15.79% | 0%
HIGGINS 1110869408 | 0.021569 | 0.021569 | ELK 110191336 | 0.58886 | 0 | 0.58886 | 0.029922 | 0.011414 | 0.0031967 | 67.19% | 25.63% | 7.178% | 0%
VINA 11012681 | 0.021533 | 0 | PEORIA 170570198 | 0.29949 | 0 | 0.29949 | 0.0033677 | 0.0079288 | 0.006764 | 18.65% | 43.9% | 37.45% | 0%
KING CITY 1106958502 | 0.021498 | 0.021498 | BERESFORD 0403435168 | 0.15079 | 0 | 0.15079 | 0.0057865 | 0.0064773 | 0.0011733 | 43.06% | 48.2% | 8.732% | 0%
FITCH MOUNTAIN 111324918 | 0.021341 | 0.021341 | OCEANO 1104Q08 | 0.87836 | 0 | 0.87836 | 0.020808 | 0.023915 | 0.0070103 | 40.22% | 46.23% | 13.55% | 0%
0 | 0.021323 | 0.021323 | HIGHLANDS 110439458 | 0.30344 | 0.8855 | 1.1889 | 0.0094228 | 0.016418 | 0.0085325 | 6.996% | 12.19% | 6.335% | 74.48%
ROSSMOOR 1107857172 | 0.021323 | 0.021323 | PENRYN 11072708 | 0.66098 | 0 | 0.66098 | 0.025984 | 0.021699 | 0.011534 | 43.88% | 36.64% | 19.48% | 0%
HOPLAND 1101960 | 0.021271 | 0.021271 | HIGGINS 1107CB | 1.9767 | 1.5383 | 3.515 | 0.064542 | 0.068497 | 0.033794 | 21.76% | 23.09% | 11.39% | 43.76%
ARCATA 11224218 | 0.021166 | 0 | SNEATH LANE 110715341 | 0.060484 | 0 | 0.060484 | 0.0039257 | 0.0085888 | 0.0012307 | 28.56% | 62.49% | 8.954% | 0%
EEL RIVER 11021902 | 0.021166 | 0 | SAN LUIS OBISPO 1108144690 | 0.0441 | 0 | 0.0441 | 0.00093123 | 0.0022309 | 0.00074561 | 23.83% | 57.09% | 19.08% | 0%
ARCATA 11066552 | 0.021166 | 0 | MENDOCINO 1101CB | 0.29587 | 0 | 0.29587 | 0.010931 | 0.011862 | 0.0045884 | 39.92% | 43.32% | 16.76% | 0%
MADISON 2101117644 | 0.021148 | 0.021148 | POINT ARENA 11014923 | 0.24447 | 0 | 0.24447 | 0.010258 | 0.0049175 | 0.0014103 | 61.85% | 29.65% | 8.503% | 0%
0 | 0.021148 | 0.021148 | ROB ROY 210410960 | 1.9282 | 0 | 1.9282 | 0.10041 | 0.076913 | 0.035486 | 47.18% | 36.14% | 16.67% | 0%
CAMP EVERS 210510786 | 0.021078 | 0.021078 | FRUITLAND 114263170 | 1.0184 | 0.10242 | 1.1208 | 0.058875 | 0.018935 | 0.0051254 | 64.5% | 20.74% | 5.615% | 9.138%
LOS MOLINOS 11023302 | 0.021078 | 0 | SONOMA 1105404 | 0.41329 | 0.8271 | 1.2404 | 0.010968 | 0.016492 | 0.0047576 | 11.34% | 17.06% | 4.92% | 66.68%
WYANDOTTE 110366146 | 0.020798 | 0.020798 | ANNAPOLIS 1101528344 | 1.9593 | 0.14303 | 2.1023 | 0.10053 | 0.02799 | 0.0080192 | 68.62% | 19.1% | 5.474% | 6.804%
PUEBLO 2102226562 | 0.020658 | 0.017507 | DEL MONTE 2103468158 | 0.06546 | 0 | 0.06546 | 0.0022912 | 0.0050451 | 0.00165 | 25.5% | 56.14% | 18.36% | 0%
BIG BASIN 11015479 | 0.020536 | 0 | LAYTONVILLE 1101CB | 0.62247 | 0 | 0.62247 | 0.026259 | 0.014665 | 0.0053073 | 56.8% | 31.72% | 11.48% | 0%
PUEBLO 11042802 | 0.020483 | 0 | DIVIDE 1103567884 | 0.18825 | 0 | 0.18825 | 0.0015138 | 0.0073138 | 0.0018467 | 14.18% | 68.52% | 17.3% | 0%
RIO DELL 11024230 | 0.020483 | 0 | BELLEVUE 2103646 | 0.87537 | 0.52696 | 1.4023 | 0.025117 | 0.030495 | 0.0059852 | 25.45% | 30.9% | 6.065% | 37.58%
GARBERVILLE 11012026 | 0.020483 | 0 | NOVATO 110455398 | 1.0203 | 0.0045343 | 1.0248 | 0.0049583 | 0.039682 | 0.01597 | 8.144% | 65.18% | 26.23% | 0.4425%
GARBERVILLE 1101574630 | 0.020483 | 0 | PARADISE 110536656 | 0.035029 | 0.52188 | 0.55691 | 0.0011317 | 0.003879 | 0.0014141 | 1.108% | 3.798% | 1.384% | 93.71%
CALPELLA 1101753000 | 0.020483 | 0.020483 | GEYSERVILLE 1102274 | 1.0568 | 0 | 1.0568 | 0.027079 | 0.043736 | 0.019209 | 30.08% | 48.58% | 21.34% | 0%
FRUITLAND 1142922898 | 0.020483 | 0 | LAURELES 1112562376 | 0.71948 | 0.48564 | 1.2051 | 0.010684 | 0.018683 | 0.0051191 | 18.5% | 32.34% | 8.862% | 40.3%
FRUITLAND 1142899734 | 0.020483 | 0 | FORT BRAGG A 11014622 | 0.99705 | 0 | 0.99705 | 0.035521 | 0.026518 | 0.00744 | 51.12% | 38.17% | 10.71% | 0%
CAMP EVERS 210584166 | 0.020326 | 0.020326 | DIAMOND SPRINGS 1107203504 | 0.023882 | 0.012185 | 0.036066 | 0.00067729 | 0.00070347 | 0.00033055 | 26.21% | 27.22% | 12.79% | 33.78%
GRASS VALLEY 1101750804 | 0.020308 | 0.014146 | BRUNSWICK 11102664 | 0.93419 | 2.9912 | 3.9254 | 0.033082 | 0.025443 | 0.008757 | 11.7% | 9% | 3.098% | 76.2%
SARATOGA 1107413816 | 0.02022 | 0.02022 | FAIRVIEW 2207CB | 0.37989 | 0 | 0.37989 | 0.0065765 | 0.030742 | 0.01315 | 13.03% | 60.91% | 26.06% | 0%
0 | 0.02022 | 0.02022 | SALT SPRINGS 21013116 | 0.084164 | 0.074124 | 0.15829 | 0.0024659 | 0.0032002 | 0.00034942 | 21.8% | 28.29% | 3.089% | 46.83%
BRUNSWICK 110767218 | 0.019853 | 0 | CLAY 1102CB | 0.085759 | 0 | 0.085759 | 0.0012155 | 0.0076993 | 0.0036072 | 9.707% | 61.49% | 28.81% | 0%
JANES CREEK 1103136680 | 0.0198 | 0 | SILVERADO 2102942170 | 0.88406 | 0.20131 | 1.0854 | 0.01718 | 0.035453 | 0.013463 | 21.17% | 43.69% | 16.59% | 18.55%
PANORAMA 11021632 | 0.019608 | 0.019608 | CORRAL 110336680 | 1.4253 | 0 | 1.4253 | 0.019174 | 0.044533 | 0.022461 | 22.25% | 51.68% | 26.07% | 0%
POSO MOUNTAIN 2103CB | 0.019608 | 0.019608 | PENRYN 1103CB | 0.17999 | 0 | 0.17999 | 0.0061881 | 0.0071156 | 0.0028191 | 38.38% | 44.13% | 17.49% | 0%
BRENTWOOD 2105500796 | 0.019345 | 0.019345 | FLINT 110140666 | 0.094282 | 0.1271 | 0.22138 | 0.005557 | 0.0072459 | 0.0040217 | 14.07% | 18.34% | 10.18% | 57.41%
MONTE RIO 1111256822 | 0.019328 | 0.019328 | SNEATH LANE 1106CB | 0.79186 | 0 | 0.79186 | 0.016126 | 0.034332 | 0.0061471 | 28.49% | 60.65% | 10.86% | 0%
MOLINO 1102982462 | 0.019328 | 0.019328 | EEL RIVER 11021902 | 0.48706 | 0.021166 | 0.50823 | 0.026963 | 0.012741 | 0.0029414 | 60.59% | 28.63% | 6.61% | 4.165%
LOS OSITOS 21031132 | 0.019293 | 0.019293 | SAND CREEK 1103CB | 0.8859 | 0 | 0.8859 | 0.0043476 | 0.014873 | 0.0069123 | 16.64% | 56.91% | 26.45% | 0%
BELL 1107912460 | 0.019258 | 0.019258 | COARSEGOLD 210210610 | 0.081827 | 0.07738 | 0.15921 | 0.0024453 | 0.0027117 | 0.0010421 | 20.27% | 22.48% | 8.64% | 48.6%
TASSAJARA 2108437582 | 0.019118 | 0.019118 | SNEATH LANE 1107CB | 0.26593 | 0 | 0.26593 | 0.010533 | 0.023581 | 0.0036979 | 27.86% | 62.36% | 9.78% | 0%
KERCKHOFF 1101R308 | 0.019118 | 0.019118 | ELK 11011272 | 1.84 | 0 | 1.84 | 0.1032 | 0.027549 | 0.007739 | 74.52% | 19.89% | 5.588% | 0%
ARCATA 1121665338 | 0.019118 | 0 | WISE 110163199 | 0.065454 | 0.032353 | 0.097807 | 0.0021149 | 0.0019526 | 0.0011219 | 27.27% | 25.18% | 14.47% | 33.08%
COALINGA NO 2 11059260 | 0.01903 | 0.01903 | RESERVATION ROAD 11023030 | 2.7943 | 0.26444 | 3.0588 | 0.0097682 | 0.068829 | 0.032436 | 8.037% | 56.63% | 26.69% | 8.645%
CALAVERAS CEMENT 110111236 | 0.018995 | 0.018995 | VOLTA 11021650 | 1.5561 | 2.5857 | 4.1418 | 0.039879 | 0.029096 | 0.0090604 | 19.2% | 14.01% | 4.362% | 62.43%
BIG MEADOWS 21012248 | 0.018907 | 0 | ALTO 11201214 | 0.57346 | 0 | 0.57346 | 0.012908 | 0.014837 | 0.0037534 | 40.98% | 47.1% | 11.92% | 0%
FORT ROSS 1121913812 | 0.01882 | 0 | PUEBLO 2102279478 | 0.19786 | 0.0063025 | 0.20417 | 0.0017342 | 0.0035742 | 0.0012312 | 25.7% | 52.97% | 18.25% | 3.087%
MORAGA 1101772781 | 0.01875 | 0.01875 | GUALALA 1111289822 | 0.24652 | 0.62557 | 0.87209 | 0.010398 | 0.0070115 | 0.0033211 | 14.18% | 9.561% | 4.529% | 71.73%
SHADY GLEN 1101578248 | 0.018697 | 0 | ROB ROY 210410714 | 1.2096 | 0 | 1.2096 | 0.061966 | 0.04806 | 0.01745 | 48.61% | 37.7% | 13.69% | 0%
0 | 0.018557 | 0.016176 | LAKEVILLE 1102347280 | 0.81102 | 1.1337 | 1.9448 | 0.0073081 | 0.018075 | 0.0053435 | 9.919% | 24.53% | 7.252% | 58.3%
CALAVERAS CEMENT 110111188 | 0.018452 | 0.018452 | WISE 11022230 | 1.7121 | 0.7626 | 2.4747 | 0.032965 | 0.042419 | 0.015762 | 25.02% | 32.2% | 11.96% | 30.82%
RIO DELL 110275970 | 0.018435 | 0 | BRUNSWICK 1107969778 | 0.074721 | 0.74117 | 0.81589 | 0.0034899 | 0.003663 | 0.0013421 | 3.762% | 3.949% | 1.447% | 90.84%
SARATOGA 1107710146 | 0.018032 | 0.018032 | MAPLE CREEK 1101CB | 0.81476 | 0.031407 | 0.84617 | 0.033051 | 0.012985 | 0.0032091 | 64.62% | 25.39% | 6.275% | 3.712%
GLENN 11012012 | 0.017857 | 0.017857 | HAMILTON BRANCH 11012436 | 0.38948 | 0.29538 | 0.68486 | 0.0093504 | 0.01013 | 0.0042717 | 22.39% | 24.25% | 10.23% | 43.13%
MIDDLETOWN 1101481876 | 0.017787 | 0.011485 | VALLEY VIEW 1105P126 | 0.14441 | 0 | 0.14441 | 0.0038659 | 0.010422 | 0.0037573 | 21.42% | 57.76% | 20.82% | 0%
EEL RIVER 1102409694 | 0.017752 | 0 | TIVY VALLEY 11077380 | 2.2622 | 0 | 2.2622 | 0.0116 | 0.047457 | 0.025652 | 13.69% | 56.02% | 30.28% | 0%
EEL RIVER 1102720639 | 0.017752 | 0 | PENRYN 11051378 | 0.1409 | 0.22262 | 0.36352 | 0.00582 | 0.0081406 | 0.0037555 | 12.73% | 17.81% | 8.217% | 61.24%
0 | 0.017752 | 0 | PUEBLO 2102773926 | 0.16561 | 0.16751 | 0.33312 | 0.0045509 | 0.0081005 | 0.0023297 | 15.1% | 26.88% | 7.731% | 50.28%
0 | 0.017647 | 0.00646 | FORT ROSS 1121612266 | 0.38211 | 0.031617 | 0.41372 | 0.010032 | 0.0071927 | 0.0028371 | 46.18% | 33.11% | 13.06% | 7.642%
BUTTE 1105355934 | 0.017542 | 0.017542 | MORGAN HILL 2111997000 | 1.1322 | 0 | 1.1322 | 0.010326 | 0.050364 | 0.024521 | 12.12% | 59.11% | 28.78% | 0%
LAKEVILLE 1102152632 | 0.017507 | 0.017507 | RESERVATION ROAD 1102CB | 1.8241 | 3.573 | 5.3971 | 0.013795 | 0.060145 | 0.028322 | 4.559% | 19.88% | 9.36% | 66.2%
MONTE RIO 111137520 | 0.017314 | 0.017314 | COTTONWOOD 110168190 | 1.6624 | 1.9077 | 3.5701 | 0.020273 | 0.029121 | 0.01193 | 15.39% | 22.11% | 9.059% | 53.44%
0 | 0.017174 | 0.0022059 | HIGGINS 1103CB | 0.089847 | 0.14867 | 0.23852 | 0.0034937 | 0.003589 | 0.0016503 | 15.07% | 15.48% | 7.119% | 62.33%
MOLINO 1101600112 | 0.016912 | 0.016912 | SAN LUIS OBISPO 1107248566 | 0.11335 | 0 | 0.11335 | 0.0012232 | 0.0054672 | 0.0013289 | 15.25% | 68.18% | 16.57% | 0%
MOLINO 1102381468 | 0.016912 | 0.016912 | WILLITS 1103968 | 0.45572 | 0 | 0.45572 | 0.01803 | 0.01188 | 0.0037938 | 53.5% | 35.25% | 11.26% | 0%
FROGTOWN 1702307998 | 0.016824 | 0.016824 | SAND CREEK 1103799118 | 1.5322 | 0 | 1.5322 | 0.012114 | 0.025034 | 0.0080217 | 26.82% | 55.42% | 17.76% | 0%
ANNAPOLIS 110176842 | 0.016562 | 0 | OREGON TRAIL 110335002 | 3.6585 | 9.3139 | 12.9724 | 0.080602 | 0.087472 | 0.043039 | 10.77% | 11.69% | 5.749% | 71.8%
PUEBLO 110256136 | 0.016544 | 0 | SAN LUIS OBISPO 1107V58 | 0.14009 | 0 | 0.14009 | 0.0017984 | 0.012447 | 0.0049222 | 9.382% | 64.94% | 25.68% | 0%
JARVIS 1111907698 | 0.016544 | 0.016544 | DESCHUTES 11011380 | 1.667 | 1.0606 | 2.7276 | 0.029066 | 0.041091 | 0.020235 | 19.65% | 27.78% | 13.68% | 38.88%
FREMONT 1104645342 | 0.016544 | 0.016544 | LAKEWOOD 210738404 | 0.17587 | 0.16691 | 0.34278 | 0.01111 | 0.013679 | 0.0052099 | 19% | 23.4% | 8.91% | 48.69%
BRUNSWICK 1110832231 | 0.016544 | 0 | OREGON TRAIL 11021382 | 0.37759 | 2.8385 | 3.2161 | 0.0099286 | 0.00946 | 0.0041119 | 4.96% | 4.726% | 2.054% | 88.26%
0 | 0.016527 | 0.016527 | RINCON 1101580 | 0.20351 | 1.6827 | 1.8862 | 0.01488 | 0.01784 | 0.0057006 | 4.179% | 5.01% | 1.601% | 89.21%
PEABODY 2108113684 | 0.016106 | 0.016106 | BRUNSWICK 1102940 | 0.18324 | 2.0548 | 2.238 | 0.012906 | 0.01344 | 0.0065929 | 3.208% | 3.341% | 1.639% | 91.81%
FROGTOWN 1702694042 | 0.015739 | 0.015739 | SAN RAFAEL 1105534 | 0.11506 | 0 | 0.11506 | 0.0069571 | 0.0057039 | 0.001361 | 49.62% | 40.68% | 9.706% | 0%
MONTE RIO 11113891 | 0.015704 | 0.015704 | BIG RIVER 11011052 | 0.24164 | 0 | 0.24164 | 0.011351 | 0.0092781 | 0.0026753 | 48.71% | 39.81% | 11.48% | 0%
CORNING 110135974 | 0.015616 | 0.015616 | GUALALA 111223444 | 0.99965 | 0.16336 | 1.163 | 0.056249 | 0.013971 | 0.0044777 | 64.73% | 16.08% | 5.152% | 14.05%
0 | 0.015546 | 0 | EL CERRITO G 111257953 | 0.035557 | 0 | 0.035557 | 0.00124 | 0.0036463 | 0.0009914 | 21.1% | 62.04% | 16.87% | 0%
BROWNS VALLEY 110136622 | 0.015406 | 0.015406 | CLAY 110359714 | 0.28005 | 0 | 0.28005 | 0.0042291 | 0.0087071 | 0.0041924 | 24.69% | 50.83% | 24.48% | 0%
SPRING GAP 1702CB | 0.015389 | 0.0070553 | HORSESHOE 1101603250 | 0.069374 | 0 | 0.069374 | 0.0034348 | 0.0034206 | 0.0013151 | 42.04% | 41.87% | 16.1% | 0%
CALISTOGA 1101157668 | 0.015231 | 0 | MOLINO 11015042 | 0.40733 | 0.057983 | 0.46531 | 0.021541 | 0.011083 | 0.0028081 | 53.22% | 27.38% | 6.938% | 12.46%
PIT NO 7 1101CB | 0.015161 | 0.015161 | IGNACIO 110584764 | 0.19698 | 0 | 0.19698 | 0.0086467 | 0.014078 | 0.0047792 | 31.44% | 51.18% | 17.38% | 0%
MORGAN HILL 2111944636 | 0.015056 | 0.015056 | IGNACIO 11011300 | 0.43776 | 0 | 0.43776 | 0.022195 | 0.034087 | 0.0090941 | 33.95% | 52.14% | 13.91% | 0%
FRUITLAND 1141866852 | 0.015021 | 0 | SOBRANTE 1103N510R | 0.055572 | 0 | 0.055572 | 0.0061732 | 0.004832 | 0.001642 | 48.81% | 38.21% | 12.98% | 0%
ARBUCKLE 1101932352 | 0.015021 | 0.015021 | MIRABEL 1101688780 | 0.095288 | 0 | 0.095288 | 0.0051184 | 0.0025666 | 0.00067436 | 61.23% | 30.7% | 8.067% | 0%
0 | 0.014968 | 0 | SOLEDAD 21027008 | 2.7753 | 0 | 2.7753 | 0.0045155 | 0.048421 | 0.017629 | 6.399% | 68.62% | 24.98% | 0%
PUEBLO 110459106 | 0.014968 | 0 | LAS PULGAS 0401104588 | 0.040156 | 0 | 0.040156 | 0.0019136 | 0.0029718 | 0.00074 | 34.02% | 52.83% | 13.15% | 0%
VINEYARD 2108MR172 | 0.014968 | 0.014968 | ATASCADERO 1102A28 | 0.18091 | 0 | 0.18091 | 0.0039279 | 0.007064 | 0.00246 | 29.2% | 52.51% | 18.29% | 0%
BIG MEADOWS 2101CB | 0.014706 | 0 | VALLEY VIEW 1103218424 | 0.032393 | 0 | 0.032393 | 0.00090015 | 0.0011697 | 0.00039794 | 36.48% | 47.4% | 16.13% | 0%
CAL WATER 1102690954 | 0.014636 | 0.014636 | HOLLISTER 21044403 | 2.2004 | 0 | 2.2004 | 0.0051415 | 0.017664 | 0.0082164 | 16.57% | 56.94% | 26.49% | 0%
MOLINO 1101277292 | 0.014496 | 0.014496 | VOLTA 11011568 | 1.4722 | 0.96682 | 2.439 | 0.015556 | 0.031348 | 0.010943 | 16.23% | 32.71% | 11.42% | 39.64%
BIG BASIN 1101585208 | 0.014496 | 0 | DESCHUTES 11049726 | 1.0661 | 2.0994 | 3.1655 | 0.017676 | 0.025037 | 0.012263 | 10.83% | 15.34% | 7.512% | 66.32%
BAYWOOD 1101CB | 0.014496 | 0.014496 | SISQUOC 1102M54 | 2.0703 | 0 | 2.0703 | 0.014652 | 0.047651 | 0.018425 | 18.15% | 59.03% | 22.82% | 0%
WILLOW CREEK 11013050 | 0.014338 | 0 | OLEMA 11011252 | 0.22965 | 0 | 0.22965 | 0.011617 | 0.0048781 | 0.00071864 | 67.49% | 28.34% | 4.175% | 0%
WILLOW CREEK 1103686204 | 0.014338 | 0 | UKIAH 1115CB | 0.36484 | 0 | 0.36484 | 0.015862 | 0.018083 | 0.0068522 | 38.88% | 44.32% | 16.8% | 0%
PIT NO 3 21011480 | 0.014338 | 0 | BURNEY 11019042 | 0.21144 | 1.0608 | 1.2723 | 0.005814 | 0.0077164 | 0.0034533 | 5.689% | 7.551% | 3.379% | 83.38%
SALMON CREEK 1101571972 | 0.014303 | 0 | HALF MOON BAY 11036012 | 0.78659 | 0 | 0.78659 | 0.04724 | 0.028134 | 0.0050757 | 58.72% | 34.97% | 6.309% | 0%
CLAYTON 2212CB | 0.014181 | 0.014181 | LUCERNE 110676850 | 0.23786 | 1.1009 | 1.3388 | 0.0083155 | 0.015505 | 0.0062835 | 4.908% | 9.151% | 3.708% | 82.23%
PUEBLO 2102391312 | 0.014181 | 0 | VIEJO 220285904 | 0.10619 | 0 | 0.10619 | 0.0063579 | 0.012595 | 0.0022869 | 29.93% | 59.3% | 10.77% | 0%
JAMESON 1102819086 | 0.014181 | 0.014181 | POINT ARENA 1101474 | 0.58171 | 0 | 0.58171 | 0.030433 | 0.0099399 | 0.0023152 | 71.29% | 23.28% | 5.424% | 0%
CRESTA 1101546650 | 0.014163 | 0.014163 | DESCHUTES 11011652 | 1.5158 | 0.61239 | 2.1282 | 0.026938 | 0.035347 | 0.015231 | 24.75% | 32.48% | 14% | 28.77%
PEABODY 2113873304 | 0.014058 | 0.014058 | OLEMA 110150396 | 0.81126 | 0 | 0.81126 | 0.031628 | 0.020959 | 0.003599 | 56.29% | 37.3% | 6.406% | 0%
CLARK ROAD 1102514690 | 0.014041 | 0.0095413 | HALF MOON BAY 1103461558 | 0.31061 | 0 | 0.31061 | 0.0049154 | 0.0086752 | 0.0015514 | 32.46% | 57.29% | 10.25% | 0%
FAIRVIEW 220799096 | 0.013971 | 0.013971 | VOLTA 11029742 | 0.5859 | 2.7664 | 3.3523 | 0.021392 | 0.016218 | 0.0035428 | 9.085% | 6.888% | 1.505% | 82.52%
BALCH NO 1 1101105414 | 0.013865 | 0 | WYANDOTTE 1110873858 | 0.21044 | 0.25952 | 0.46996 | 0.0062185 | 0.0071287 | 0.0032174 | 16.81% | 19.27% | 8.697% | 55.22%
OAKLAND J 1102951816 | 0.013603 | 0.013603 | POSO MOUNTAIN 21013990 | 0.2819 | 0 | 0.2819 | 0.0010922 | 0.0080504 | 0.0058636 | 7.279% | 53.65% | 39.07% | 0%
SALMON CREEK 1101569894 | 0.01355 | 0 | CLAY 110113442 | 2.9856 | 0 | 2.9856 | 0.027097 | 0.052691 | 0.026913 | 25.4% | 49.38% | 25.22% | 0%
CAYETANO 2109MR186 | 0.013393 | 0.013393 | CHESTER 1102546744 | 0.021135 | 0.01166 | 0.032794 | 0.0006391 | 0.0010655 | 0.00060849 | 17.81% | 29.69% | 16.95% | 35.55%
RAWSON 1103428534 | 0.013305 | 0.013305 | WILLOW PASS 1101152874 | 0.05263 | 0.0094537 | 0.062084 | 0.00041981 | 0.0026347 | 0.0011457 | 8.473% | 53.18% | 23.12% | 15.23%
TIGER CREEK 0201320746 | 0.013218 | 0.01159 | VALLEY VIEW 1105305072 | 0.24685 | 0 | 0.24685 | 0.0089444 | 0.010794 | 0.0031157 | 39.14% | 47.23% | 13.63% | 0%
PACIFIC PIPE GRAPEVI 1101CB | 0.01299 | 0.01299 | MARTELL 1102CB | 0.61365 | 0 | 0.61365 | 0.0075291 | 0.019405 | 0.0096272 | 20.59% | 53.07% | 26.33% | 0%
0 | 0.01292 | 0.0097689 | WYANDOTTE 1109170732 | 0.073465 | 0 | 0.073465 | 0.0025322 | 0.0026977 | 0.0014089 | 38.14% | 40.64% | 21.22% | 0%
DAIRYVILLE 11014679 | 0.012798 | 0 | ALTO 11251158 | 0.11288 | 0 | 0.11288 | 0.015694 | 0.012499 | 0.0030528 | 50.23% | 40% | 9.771% | 0%
SALMON CREEK 1101557066 | 0.012798 | 0 | FLINT 1101CB | 0.14808 | 0.2619 | 0.40998 | 0.0062559 | 0.014715 | 0.0071086 | 8.047% | 18.93% | 9.144% | 63.88%
MC ARTHUR 1102542920 | 0.012763 | 0 | CHOLAME 2102X06 | 0.87003 | 0 | 0.87003 | 0.0020491 | 0.018405 | 0.012267 | 6.262% | 56.25% | 37.49% | 0%
0 | 0.012745 | 0.0028711 | PHILO 1102928 | 0.95812 | 0 | 0.95812 | 0.054587 | 0.019113 | 0.0074485 | 67.27% | 23.55% | 9.179% | 0%
PLACERVILLE 210658118 | 0.012605 | 0.010819 | WYANDOTTE 110777578 | 2.0565 | 8.4119 | 10.4684 | 0.049523 | 0.083793 | 0.029276 | 5.983% | 10.12% | 3.537% | 80.36%
0 | 0.012552 | 0.012552 | RIO DELL 11028852 | 0.28187 | 0.038918 | 0.32079 | 0.017116 | 0.0086095 | 0.0018193 | 54.6% | 27.46% | 5.803% | 12.13%
MADISON 210112321 | 0.012552 | 0.012552 | RESERVATION ROAD 1101975548 | 0.49602 | 1.9742 | 2.4702 | 0.011494 | 0.032934 | 0.019966 | 3.584% | 10.27% | 6.226% | 79.92%
WISHON 1101CB | 0.01243 | 0.01243 | BELL 11082226 | 0.9909 | 0.62241 | 1.6133 | 0.028883 | 0.033961 | 0.015889 | 22.53% | 26.49% | 12.4% | 38.58%
0 | 0.012412 | 0.010837 | EDES 1112CR308 | 0.20727 | 0 | 0.20727 | 0.012539 | 0.01617 | 0.0064546 | 35.66% | 45.98% | 18.36% | 0%
RIO DELL 1102214052 | 0.01229 | 0 | POTTER VALLEY P H 110495878 | 1.1803 | 0.1369 | 1.3172 | 0.019091 | 0.036175 | 0.012687 | 25.17% | 47.7% | 16.73% | 10.39%
WILLOW CREEK 1101729000 | 0.01229 | 0 | STELLING 110913228 | 1.1069 | 0 | 1.1069 | 0.023865 | 0.026254 | 0.01222 | 38.28% | 42.11% | 19.6% | 0%
EEL RIVER 1103216324 | 0.01229 | 0 | WYANDOTTE 1109702710 | 0.10045 | 0 | 0.10045 | 0.0037401 | 0.0072344 | 0.0040463 | 24.9% | 48.16% | 26.94% | 0%
EEL RIVER 1103241646 | 0.01229 | 0 | EEL RIVER 11024814 | 1.5568 | 0.04438 | 1.6012 | 0.044392 | 0.04362 | 0.0072852 | 45.29% | 44.5% | 7.433% | 2.772%
DIAMOND SPRINGS 1107203504 | 0.012185 | 0.012185 | PETALUMA C 1109857148 | 0.13242 | 0 | 0.13242 | 0.0051214 | 0.007532 | 0.0028878 | 32.95% | 48.46% | 18.58% | 0%
FULTON 1102885254 | 0.012045 | 0.012045 | CHESTER 1101656108 | 0.051902 | 0.076435 | 0.12834 | 0.0017782 | 0.0018687 | 0.00073392 | 16.42% | 17.25% | 6.775% | 59.56%
CLARKSVILLE 2109781566 | 0.011905 | 0.011905 | PIT NO 5 11011660 | 0.29771 | 1.0094 | 1.3072 | 0.0099879 | 0.0096799 | 0.0030128 | 10.03% | 9.72% | 3.025% | 77.22%
GRASS VALLEY 1103CB | 0.011905 | 0.0057423 | BIG RIVER 1101952 | 1.0812 | 0 | 1.0812 | 0.059304 | 0.018396 | 0.0053349 | 71.42% | 22.15% | 6.425% | 0%
0 | 0.011817 | 0.011817 | OLETA 11011208 | 2.0303 | 0 | 2.0303 | 0.01686 | 0.040675 | 0.02101 | 21.47% | 51.79% | 26.75% | 0%
0 | 0.01166 | 0.01166 | ROSSMOOR 110676468 | 0.15826 | 0.12868 | 0.28694 | 0.013822 | 0.010733 | 0.0038931 | 26.8% | 20.81% | 7.548% | 44.84%
CHESTER 1102546744 | 0.01166 | 0 | LOS OSITOS 2103695270 | 0.055193 | 0 | 0.055193 | 0.00041335 | 0.0033067 | 0.00134 | 8.169% | 65.35% | 26.48% | 0%
FRENCH GULCH 11022902 | 0.011555 | 0 | KONOCTI 1102985276 | 0.051887 | 1.5504 | 1.6023 | 0.001585 | 0.0035874 | 0.0019589 | 0.7197% | 1.629% | 0.8895% | 96.76%
SISQUOC 110245261 | 0.011485 | 0.011485 | CLARKSVILLE 210419632 | 0.98773 | 1.3333 | 2.3211 | 0.01219 | 0.024267 | 0.015442 | 9.996% | 19.9% | 12.66% | 57.44%
0 | 0.011467 | 0.010679 | SAN RAFAEL 1104717160 | 0.42343 | 0.32388 | 0.74731 | 0.04905 | 0.035715 | 0.010386 | 29.21% | 21.27% | 6.184% | 43.34%
ROSSMOOR 1106L552R | 0.011397 | 0.011397 | VACAVILLE 1112CB | 0.18537 | 2.1946 | 2.38 | 0.0061206 | 0.019919 | 0.0091947 | 1.353% | 4.403% | 2.032% | 92.21%
COVELO 1101664688 | 0.011379 | 0 | PERRY 110185870 | 0.090812 | 0 | 0.090812 | 0.0019243 | 0.0092403 | 0.0024078 | 14.18% | 68.08% | 17.74% | 0%
LAYTONVILLE 1101402 | 0.011274 | 0.011274 | BRUNSWICK 1107357568 | 0.15522 | 1.2812 | 1.4364 | 0.010966 | 0.010631 | 0.0047315 | 4.501% | 4.363% | 1.942% | 89.19%
VACAVILLE 110847860 | 0.010994 | 0.010994 | SAN LUIS OBISPO 1104V10 | 0.24344 | 0 | 0.24344 | 0.0043702 | 0.015595 | 0.0055986 | 17.1% | 61% | 21.9% | 0%
SONOMA 1105575872 | 0.010994 | 0.010994 | HOOPA 110182542 | 0.87969 | 0.29496 | 1.1746 | 0.053892 | 0.020607 | 0.0081824 | 48.81% | 18.67% | 7.411% | 25.11%
CALPINE 1144304 | 0.010959 | 0.010959 | OREGON TRAIL 11041634 | 1.017 | 2.5925 | 3.6095 | 0.023127 | 0.024238 | 0.011207 | 11.13% | 11.66% | 5.391% | 71.82%
0 | 0.010924 | 0 | RESEARCH 2102D537R | 0.55545 | 0 | 0.55545 | 0.024692 | 0.028269 | 0.01244 | 37.76% | 43.22% | 19.02% | 0%
FRUITLAND 114137410 | 0.010924 | 0 | PENRYN 110351658 | 0.47905 | 0.25497 | 0.73402 | 0.013663 | 0.01757 | 0.0073581 | 23.11% | 29.71% | 12.44% | 34.74%
MILPITAS 110598568 | 0.010924 | 0.010924 | DESCHUTES 110449024 | 0.95044 | 2.4195 | 3.3699 | 0.018511 | 0.02334 | 0.0089324 | 10.28% | 12.96% | 4.961% | 71.8%
PIT NO 5 110190846 | 0.010854 | 0.0091736 | COARSEGOLD 21025722 | 0.12839 | 0.095588 | 0.22398 | 0.004163 | 0.0044666 | 0.0011518 | 24.4% | 26.18% | 6.75% | 42.68%
SILVERADO 2104516248 | 0.010784 | 0.0099964 | SAN LUIS OBISPO 1107CB | 0.10054 | 0 | 0.10054 | 0.001791 | 0.0075952 | 0.002814 | 14.68% | 62.26% | 23.06% | 0%
ROB ROY 21049973 | 0.010784 | 0.010784 | WYANDOTTE 110313018 | 0.11529 | 0.70714 | 0.82243 | 0.0023547 | 0.0077294 | 0.0026798 | 2.586% | 8.489% | 2.943% | 85.98%
TASSAJARA 2103557000 | 0.010714 | 0.010714 | POINT MORETTI 1101415734 | 0.48632 | 0.29524 | 0.78155 | 0.021085 | 0.027966 | 0.0059414 | 23.86% | 31.64% | 6.723% | 37.78%
MIDDLETOWN 1101851636 | 0.010557 | 0.0034664 | VINEYARD 2107246084 | 0.048171 | 0.084296 | 0.13247 | 0.0004807 | 0.0013164 | 0.00070414 | 6.989% | 19.14% | 10.24% | 63.64%
MOLINO 1102658 | 0.010469 | 0.010469 | COTATI 1103CB | 0.75504 | 0 | 0.75504 | 0.0092749 | 0.032217 | 0.013211 | 16.95% | 58.89% | 24.15% | 0%
MOLINO 1102111666 | 0.010469 | 0.010469 | ROSSMOOR 1104892332 | 0.020185 | 0.0047794 | 0.024964 | 0.00054952 | 0.00071578 | 0.00027241 | 28.89% | 37.64% | 14.32% | 19.15%
CLAYTON 2212158138 | 0.010242 | 0.010242 | SAN RAFAEL 1106155772 | 0.1845 | 0.13279 | 0.31729 | 0.011476 | 0.011531 | 0.0038179 | 24.88% | 25% | 8.276% | 41.85%
PIT NO 5 11011618 | 0.010224 | 0.0085434 | MARTELL 1103CB | 0.25101 | 0 | 0.25101 | 0.0062303 | 0.033174 | 0.016429 | 11.16% | 59.42% | 29.43% | 0%
CHOLAME 2102X16 | 0.0099789 | 0.0099789 | CLARK ROAD 1102CB | 0.06785 | 0.13409 | 0.20194 | 0.0018772 | 0.0074954 | 0.0034742 | 4.91% | 19.6% | 9.087% | 66.4%
0 | 0.0099439 | 0.0099439 | DEL MONTE 21049096 | 0.40824 | 0 | 0.40824 | 0.013648 | 0.039696 | 0.014314 | 20.17% | 58.67% | 21.16% | 0%
APPLE HILL 1104814656 | 0.0099439 | 0.0087535 | BANGOR 11011958 | 1.9041 | 5.2932 | 7.1973 | 0.031553 | 0.041347 | 0.014635 | 9.536% | 12.5% | 4.423% | 73.54%
MENLO 1102900106 | 0.0097864 | 0.0097864 | ARCATA 11224218 | 0.28177 | 0.021166 | 0.30293 | 0.012075 | 0.0061585 | 0.0010573 | 58.22% | 29.69% | 5.098% | 6.987%
BRIDGEVILLE 1101CB | 0.0095588 | 0 | HARRIS 1109355914 | 0.55124 | 0.226 | 0.77723 | 0.028835 | 0.015846 | 0.0036158 | 42.34% | 23.27% | 5.31% | 29.08%
TASSAJARA 2108189700 | 0.0095588 | 0.0095588 | FORT BRAGG A 1104872358 | 0.21061 | 0 | 0.21061 | 0.010399 | 0.0044713 | 0.0011748 | 64.81% | 27.87% | 7.322% | 0%
BURNEY 1102272636 | 0.0095588 | 0 | DIAMOND SPRINGS 1107217974 | 0.22689 | 0.15536 | 0.38224 | 0.0081767 | 0.0057956 | 0.0028052 | 28.93% | 20.5% | 9.925% | 40.64%
VALLEY VIEW 1106P166 | 0.0095588 | 0.0095588 | COTATI 110599720 | 0.3632 | 0 | 0.3632 | 0.013135 | 0.010556 | 0.0038694 | 47.66% | 38.3% | 14.04% | 0%
WILLOW PASS 1101152874 | 0.0094537 | 0.0094537 | FORT BRAGG A 11044690 | 0.81322 | 0 | 0.81322 | 0.045912 | 0.0246 | 0.0055817 | 60.34% | 32.33% | 7.335% | 0%
PUEBLO 1102671 | 0.0094537 | 0 | ANDERSON 1101CB | 0.48195 | 6.9636 | 7.4455 | 0.016692 | 0.030361 | 0.016398 | 1.703% | 3.097% | 1.673% | 93.53%
SARATOGA 1105LC14 | 0.0094362 | 0.0094362 | BUELLTON 1101Y06 | 3.0707 | 0 | 3.0707 | 0.021078 | 0.088513 | 0.026069 | 15.54% | 65.25% | 19.22% | 0%
SANTA ROSA A 1104834094 | 0.0093312 | 0.0093312 | WILLITS 1104188268 | 0.33013 | 0 | 0.33013 | 0.0076305 | 0.012578 | 0.0043895 | 31.02% | 51.13% | 17.84% | 0%
EL DORADO PH 210126000 | 0.0092787 | 0.0080882 | BIG MEADOWS 21012246 | 0.12044 | 0.80252 | 0.92296 | 0.0050331 | 0.0031652 | 0.00097748 | 7.158% | 4.502% | 1.39% | 86.95%
FROGTOWN 1702411508 | 0.0092261 | 0.0092261 | MORGAN HILL 2104152774 | 0.95412 | 0 | 0.95412 | 0.010068 | 0.015718 | 0.0072038 | 30.52% | 47.64% | 21.84% | 0%
FROGTOWN 1702815616 | 0.0092261 | 0.0092261 | FRANKLIN 1104P146 | 0.21805 | 0 | 0.21805 | 0.0040624 | 0.0092756 | 0.0041366 | 23.25% | 53.08% | 23.67% | 0%
MENLO 110358562 | 0.0091911 | 0.0091911 | SAN LUIS OBISPO 1107834556 | 0.16696 | 0 | 0.16696 | 0.0016048 | 0.0051667 | 0.001106 | 20.37% | 65.59% | 14.04% | 0%
0 | 0.0091911 | 0.0091911 | SHINGLE SPRINGS 210819622 | 0.54303 | 1.4298 | 1.9728 | 0.042387 | 0.037946 | 0.021099 | 11.5% | 10.3% | 5.726% | 72.47%
BANGOR 1101461450 | 0.0091736 | 0 | CORNING 110187304 | 0.82078 | 0.12857 | 0.94935 | 0.007189 | 0.042012 | 0.019294 | 9.074% | 53.03% | 24.35% | 13.54%
0 | 0.0091736 | 0 | CASTRO VALLEY 1108MR233 | 0.028142 | 0 | 0.028142 | 0.0010803 | 0.0021569 | 0.00093705 | 25.88% | 51.67% | 22.45% | 0%
WILDWOOD 110198896 | 0.0091386 | 0.0091386 | FRUITLAND 1141866852 | 0.20208 | 0.015021 | 0.2171 | 0.013368 | 0.0032926 | 0.00085303 | 71.05% | 17.5% | 4.534% | 6.919%
SYCAMORE CREEK 1111976428 | 0.0090336 | 0.0090336 | SAN LUIS OBISPO 1107V62 | 0.1828 | 0 | 0.1828 | 0.0034761 | 0.00899 | 0.002588 | 23.09% | 59.72% | 17.19% | 0%
CLOVERDALE 1101704542 | 0.0090336 | 0 | MIRABEL 1101CB | 0.56287 | 0 | 0.56287 | 0.034 | 0.024683 | 0.0073288 | 51.51% | 37.39% | 11.1% | 0%
ARCATA 1122110996 | 0.008876 | 0 | SAN RAFAEL 1109692576 | 0.20865 | 0 | 0.20865 | 0.016575 | 0.0115 | 0.0028908 | 53.53% | 37.14% | 9.336% | 0%
CARLOTTA 112144150 | 0.008876 | 0 | CASTRO VALLEY 1105853216 | 0.1307 | 0 | 0.1307 | 0.0050106 | 0.0083466 | 0.0029761 | 30.68% | 51.1% | 18.22% | 0%
MOLINO 1102189602 | 0.0088585 | 0.0088585 | SAN CARLOS 110479774 | 0.082238 | 0 | 0.082238 | 0.0030992 | 0.0068389 | 0.0021155 | 25.71% | 56.74% | 17.55% | 0%
WILDWOOD 11011576 | 0.0088235 | 0.0088235 | COTATI 1102CB | 0.14368 | 0 | 0.14368 | 0.0013234 | 0.0081312 | 0.0030393 | 10.59% | 65.08% | 24.33% | 0%
CLAYTON 2213167700 | 0.0087184 | 0.0087184 | PANORAMA 11021632 | 0.37135 | 0.019608 | 0.39096 | 0.0015151 | 0.0067186 | 0.0027188 | 13.14% | 58.27% | 23.58% | 5.015%
MONROE 2103848530 | 0.0086134 | 0.0086134 | AUBERRY 1102R309 | 0.50423 | 0.23741 | 0.74164 | 0.0035026 | 0.0095747 | 0.0029157 | 14.89% | 40.7% | 12.4% | 32.01%
0 | 0.0085784 | 0.0077906 | MIRABEL 1102524356 | 0.12135 | 0 | 0.12135 | 0.0077073 | 0.0054436 | 0.0027198 | 48.56% | 34.3% | 17.14% | 0%
WILDWOOD 11011454 | 0.0085084 | 0.0085084 | MOLINO 1101600112 | 0.074811 | 0.016912 | 0.091723 | 0.0066785 | 0.0026315 | 0.00074765 | 54.16% | 21.34% | 6.063% | 18.44%
0 | 0.0084733 | 0.0084733 | STONE CORRAL 1110189488 | 0.059601 | 0 | 0.059601 | 0.00034558 | 0.0016133 | 0.0012289 | 10.84% | 50.61% | 38.55% | 0%
CLARKSVILLE 2109649874 | 0.0083333 | 0.0083333 | HOOPA 1101CB | 1.966 | 1.3239 | 3.2899 | 0.12541 | 0.090334 | 0.031302 | 30.34% | 21.85% | 7.572% | 40.24%
RESERVATION ROAD 1102303870 | 0.0083158 | 0 | MORGAN HILL 2105XR494 | 0.46829 | 0 | 0.46829 | 0.0084912 | 0.027763 | 0.015811 | 16.31% | 53.32% | 30.37% | 0%
FORT ROSS 112137326 | 0.0082808 | 0 | WISE 11022054 | 0.73397 | 0.45854 | 1.1925 | 0.017675 | 0.021047 | 0.0081192 | 23.22% | 27.66% | 10.67% | 38.45%
MIDDLETOWN 1101118494 | 0.0082107 | 0.0026961 | HOPLAND 11011100 | 0.46852 | 0 | 0.46852 | 0.0092824 | 0.013489 | 0.0042632 | 34.34% | 49.9% | 15.77% | 0%
CAMP EVERS 2106130936 | 0.0080882 | 0.0080882 | RED BLUFF 11041566 | 0.92176 | 0.28645 | 1.2082 | 0.0096062 | 0.023261 | 0.012594 | 16.12% | 39.04% | 21.13% | 23.71%
MENLO 1102628458 | 0.0080882 | 0.0080882 | ELK 11011260 | 0.96504 | 0 | 0.96504 | 0.051678 | 0.01642 | 0.0046037 | 71.08% | 22.59% | 6.332% | 0%
MONTE RIO 111159046 | 0.0080532 | 0.0080532 | NOVATO 1104676060 | 0.055208 | 0 | 0.055208 | 0.0022601 | 0.0033658 | 0.0011365 | 33.42% | 49.77% | 16.81% | 0%
PERRY 1101W26 | 0.0080532 | 0.0080532 | BELL 11072400 | 1.5115 | 1.3902 | 2.9017 | 0.03793 | 0.047374 | 0.019814 | 18.8% | 23.48% | 9.819% | 47.91%
SANTA MARIA 1108M80 | 0.0080532 | 0.0080532 | PARADISE 1104CB | 0.22707 | 1.5205 | 1.7476 | 0.011863 | 0.018349 | 0.0074673 | 4.091% | 6.328% | 2.575% | 87.01%
0 | 0.0080532 | 0.0080532 | VIEJO 2203947314 | 0.070208 | 0 | 0.070208 | 0.0049179 | 0.0084724 | 0.0010443 | 34.07% | 58.7% | 7.235% | 0%
WYANDOTTE 1107219854 | 0.0080357 | 0.0080357 | BIG RIVER 11013002 | 0.46014 | 0 | 0.46014 | 0.027193 | 0.013166 | 0.0031953 | 62.43% | 30.23% | 7.336% | 0%
ANTELOPE 1101318686 | 0.0079831 | 0.0079831 | CARLOTTA 11214914 | 0.78777 | 0.34958 | 1.1373 | 0.044136 | 0.025737 | 0.0069041 | 39.82% | 23.22% | 6.228% | 30.74%
COALINGA NO 1 11089080 | 0.0079831 | 0.0079831 | BANGOR 110131502 | 0.66321 | 0.95406 | 1.6173 | 0.010079 | 0.015723 | 0.0062471 | 12.9% | 20.12% | 7.994% | 58.99%
PIT NO 5 1101CB | 0.0079656 | 0.003764 | FROGTOWN 1702739858 | 0.27208 | 0.035819 | 0.3079 | 0.0034603 | 0.0077362 | 0.0078813 | 16.03% | 35.83% | 36.51% | 11.63%
CLOVERDALE 1102307342 | 0.0079481 | 0.0049369 | DESCHUTES 1104116082 | 0.24759 | 0.21934 | 0.46693 | 0.0057814 | 0.0079413 | 0.0039653 | 17.33% | 23.81% | 11.89% | 46.98%
CAYETANO 2109241413 | 0.0078781 | 0.0078781 | GEYSERVILLE 1101166 | 1.0075 | 0.00063025 | 1.0082 | 0.034259 | 0.028472 | 0.010359 | 46.84% | 38.93% | 14.16% | 0.06251%
PUEBLO 2102943820 | 0.0078781 | 0 | KONOCTI 1102410004 | 0.36562 | 0.62064 | 0.98626 | 0.005719 | 0.0086151 | 0.0041491 | 11.47% | 17.28% | 8.322% | 62.93%
SILVERADO 2105764650 | 0.0078781 | 0 | PUTAH CREEK 11033783 | 0.9376 | 0 | 0.9376 | 0.0084856 | 0.018804 | 0.0088872 | 23.46% | 51.98% | 24.57% | 0%
MIWUK 170236888 | 0.007703 | 0.0053221 | OREGON TRAIL 11041574 | 1.0047 | 3.2644 | 4.2691 | 0.03265 | 0.03126 | 0.015512 | 9.675% | 9.263% | 4.597% | 76.46%
BELL 1107643778 | 0.007703 | 0.007703 | NEWBURG 1132665674 | 0.067307 | 0.03209 | 0.099397 | 0.0045061 | 0.0029522 | 0.0008938 | 36.53% | 23.94% | 7.246% | 32.28%
PUEBLO 2103355186 | 0.0075805 | 0.0067927 | GEYSERVILLE 1102522 | 0.6935 | 0.92818 | 1.6217 | 0.013539 | 0.020151 | 0.0072682 | 14.14% | 21.04% | 7.589% | 57.24%
TASSAJARA 2109CB | 0.007563 | 0.007563 | OLEMA 1101758594 | 0.12931 | 0 | 0.12931 | 0.0091585 | 0.0061464 | 0.0017429 | 53.72% | 36.05% | 10.22% | 0%
0 | 0.007528 | 0 | CLAY 110334338 | 0.91084 | 0 | 0.91084 | 0.0065887 | 0.010846 | 0.0057808 | 28.38% | 46.72% | 24.9% | 0%
FRUITLAND 1141CB | 0.0075105 | 0 | VALLEY VIEW 1106P176 | 0.26746 | 0 | 0.26746 | 0.013696 | 0.016561 | 0.0051225 | 38.71% | 46.81% | 14.48% | 0%
GARBERVILLE 1102176634 | 0.0075105 | 0 | WILLITS 1102350324 | 0.3081 | 0 | 0.3081 | 0.012186 | 0.013355 | 0.0048855 | 40.05% | 43.89% | 16.06% | 0%
ARCATA 11066554 | 0.0075105 | 0 | PERRY 1101W10 | 0.12204 | 0 | 0.12204 | 0.0023314 | 0.0082909 | 0.0014364 | 19.33% | 68.75% | 11.91% | 0%
GARBERVILLE 11028189 | 0.0075105 | 0 | RISING RIVER 1101CB | 0.71594 | 0.44448 | 1.1604 | 0.0062247 | 0.026563 | 0.0080828 | 9.396% | 40.1% | 12.2% | 38.3%
JANES CREEK 11044844 | 0.0075105 | 0 | SAN LUIS OBISPO 1105796050 | 0.24784 | 0 | 0.24784 | 0.011565 | 0.018471 | 0.0057176 | 32.35% | 51.66% | 15.99% | 0%
LAKEWOOD 2224798018 | 0.0073529 | 0.0073529 | BELL 110750172 | 1.3816 | 0.34895 | 1.7305 | 0.021081 | 0.026379 | 0.010514 | 29.03% | 36.33% | 14.48% | 20.16%
BIG BASIN 110210254 | 0.0072479 | 0 | COTATI 1105103816 | 0.10828 | 0 | 0.10828 | 0.0022457 | 0.0043186 | 0.0016562 | 27.32% | 52.53% | 20.15% | 0%
PASO ROBLES 1104P02 | 0.0072479 | 0.0072479 | POSO MOUNTAIN 21012181 | 0.87623 | 0 | 0.87623 | 0.0040153 | 0.047535 | 0.02448 | 5.281% | 62.52% | 32.2% | 0%
LOS GATOS 1107914254 | 0.0072128 | 0.0072128 | MONTE RIO 1111292 | 1.2139 | 0.22437 | 1.4383 | 0.03965 | 0.025367 | 0.0068785 | 46.55% | 29.78% | 8.075% | 15.6%
SANTA ROSA A 1111407286 | 0.0071778 | 0.0071778 | HALF MOON BAY 110369412 | 1.2849 | 0 | 1.2849 | 0.06587 | 0.062066 | 0.011805 | 47.14% | 44.42% | 8.448% | 0%
WILLOW PASS 2107445650 | 0.0070903 | 0.0070903 | SAN LEANDRO U 1114523960 | 0.17575 | 0 | 0.17575 | 0.011718 | 0.011153 | 0.0035629 | 44.33% | 42.19% | 13.48% | 0%
FROGTOWN 1702224708 | 0.0070553 | 0.0070553 | HORSESHOE 110150140 | 0.34118 | 0 | 0.34118 | 0.013675 | 0.016981 | 0.0077371 | 35.62% | 44.23% | 20.15% | 0%
MONTE RIO 1112387984 | 0.0068452 | 0.0068452 | FORT ORD 210637286 | 0.17536 | 0 | 0.17536 | 0.0017934 | 0.014952 | 0.0052052 | 8.17% | 68.12% | 23.71% | 0%
SAN ARDO 1102896438 | 0.0068452 | 0.0068452 | VIEJO 22029112 | 0.1724 | 0 | 0.1724 | 0.0096205 | 0.020996 | 0.0034599 | 28.23% | 61.61% | 10.15% | 0%
WOODSIDE 1101632366 | 0.0067402 | 0.0067402 | BROWNS VALLEY 1101CB | 0.13977 | 0 | 0.13977 | 0.0016881 | 0.0087183 | 0.0039648 | 11.75% | 60.67% | 27.59% | 0%
0 | 0.0066526 | 0.0066526 | TEMPLETON 2113A20 | 0.74005 | 0 | 0.74005 | 0.0065607 | 0.021716 | 0.013419 | 15.73% | 52.08% | 32.18% | 0%
GEYSERVILLE 110179788 | 0.0066526 | 0.0066526 | FORT ROSS 1121560 | 0.3112 | 0.027101 | 0.3383 | 0.016758 | 0.0080402 | 0.0030396 | 55.38% | 26.57% | 10.04% | 8.011%
SILVERADO 2105537348 | 0.0066176 | 0.0018907 | OLETA 1102793776 | 0.0587 | 0 | 0.0587 | 0.0013246 | 0.0016934 | 0.00090026 | 33.81% | 43.22% | 22.98% | 0%
OAKLAND K 110217430 | 0.0066176 | 0.0066176 | SILVERADO 2102CB | 0.11474 | 0.033928 | 0.14867 | 0.0057437 | 0.020738 | 0.0066982 | 13.36% | 48.24% | 15.58% | 22.82%
PUEBLO 2103776244 | 0.0065651 | 0.0042017 | FRANKLIN 1104P136 | 0.31528 | 0 | 0.31528 | 0.0034681 | 0.019584 | 0.0081516 | 11.11% | 62.76% | 26.12% | 0%
CAMP EVERS 2105426822 | 0.0064075 | 0.0064075 | BELMONT 1110522372 | 0.071977 | 0 | 0.071977 | 0.0034638 | 0.0040621 | 0.0011609 | 39.87% | 46.76% | 13.36% | 0%
CLAYTON 2212859443 | 0.0063025 | 0.0063025 | TEMPLETON 2110307832 | 1.5426 | 0 | 1.5426 | 0.0085813 | 0.020066 | 0.0084891 | 23.11% | 54.03% | 22.86% | 0%
PUEBLO 2102279478 | 0.0063025 | 0 | HAMILTON BRANCH 110190334 | 0.18015 | 0.17101 | 0.35115 | 0.0051768 | 0.0066427 | 0.0017662 | 19.55% | 25.08% | 6.669% | 48.7%
MORAGA 110183424 | 0.00625 | 0.00625 | SAUSALITO 1102410 | 0.14435 | 0 | 0.14435 | 0.0071893 | 0.01026 | 0.0024591 | 36.11% | 51.54% | 12.35% | 0%
GEYSERVILLE 1101727422 | 0.0061974 | 0.0061974 | OILFIELDS 110241992 | 2.2472 | 0 | 2.2472 | 0.0019901 | 0.020874 | 0.010579 | 5.951% | 62.42% | 31.63% | 0%
BRIDGEVILLE 1102384530 | 0.0061449 | 0 | ARCATA 1121716954 | 0.70104 | 0.08876 | 0.7898 | 0.064163 | 0.017277 | 0.0031706 | 67.31% | 18.13% | 3.326% | 11.24%
GARBERVILLE 110256048 | 0.0061449 | 0 | FAIRVIEW 2207P142 | 0.15752 | 0.27316 | 0.43068 | 0.0050475 | 0.014086 | 0.0032942 | 8.231% | 22.97% | 5.372% | 63.43%
0 | 0.0060399 | 0.0060399 | CAMBRIA 1101858200 | 0.34469 | 0 | 0.34469 | 0.0037225 | 0.015136 | 0.0046795 | 15.81% | 64.3% | 19.88% | 0%
FULTON 110258990 | 0.0060224 | 0.0060224 | PETALUMA C 1108296 | 0.85654 | 0 | 0.85654 | 0.01722 | 0.027546 | 0.0085294 | 32.31% | 51.69% | 16% | 0%
SALMON CREEK 1101119022 | 0.0060224 | 0 | POINT ARENA 110147952 | 0.55436 | 0 | 0.55436 | 0.032461 | 0.0075578 | 0.002118 | 77.04% | 17.94% | 5.026% | 0%
OREGON TRAIL 110346860 | 0.0060224 | 0.0019083 | BURNEY 1101CB | 0.097803 | 0.36089 | 0.45869 | 0.0037051 | 0.0073226 | 0.0027013 | 5.754% | 11.37% | 4.195% | 78.68%
0 | 0.0059874 | 0.0059874 | HIGGINS 110950078 | 2.7071 | 0.39979 | 3.1069 | 0.025336 | 0.034174 | 0.01462 | 29.78% | 40.17% | 17.18% | 12.87%
FROGTOWN 1702832694 | 0.0059699 | 0.0059699 | BELLEVUE 2103552 | 0.80118 | 0.76936 | 1.5705 | 0.029129 | 0.046748 | 0.01163 | 16.98% | 27.25% | 6.78% | 48.99%
BOLINAS 1101806 | 0.0058298 | 0.0058298 | MARTELL 1101CB | 0.47187 | 0 | 0.47187 | 0.014163 | 0.045625 | 0.021708 | 17.38% | 55.98% | 26.64% | 0%
FRENCH GULCH 11011464 | 0.0057773 | 0 | SAN LUIS OBISPO 1102357407 | 0.012956 | 0 | 0.012956 | 0.00018535 | 0.00056005 | 0.00024163 | 18.78% | 56.74% | 24.48% | 0%
GEYSERVILLE 1101354 | 0.0057072 | 0.0057072 | BIG RIVER 11011286 | 0.40117 | 0 | 0.40117 | 0.031804 | 0.014769 | 0.0036814 | 63.29% | 29.39% | 7.326% | 0%
COVELO 1101430286 | 0.0056722 | 0.0039215 | COTATI 1103148 | 0.84292 | 0 | 0.84292 | 0.024367 | 0.026416 | 0.0054335 | 43.34% | 46.99% | 9.665% | 0%
VACAVILLE 1109592742 | 0.0056197 | 0.0056197 | OCEANO 1104891294 | 0.69161 | 0 | 0.69161 | 0.015631 | 0.025168 | 0.0080529 | 32% | 51.52% | 16.48% | 0%
SALT SPRINGS 2101CB | 0.0054972 | 0 | LUCERNE 1106709252 | 0.08271 | 0.62699 | 0.7097 | 0.0026793 | 0.0035835 | 0.0015103 | 4.017% | 5.373% | 2.264% | 88.35%
BRIDGEVILLE 110237486 | 0.0054622 | 0 | PANOCHE 1103107270 | 0.743 | 0 | 0.743 | 0.0011405 | 0.015135 | 0.0091054 | 4.494% | 59.63% | 35.88% | 0%
OAKHURST 11035120 | 0.0054622 | 0.0054622 | PHILO 11021308 | 1.7618 | 0 | 1.7618 | 0.099775 | 0.02492 | 0.0093341 | 74.44% | 18.59% | 6.964% | 0%
HALF MOON BAY 11036018 | 0.0052696 | 0.0052696 | MOLINO 110251788 | 0.5774 | 0.090196 | 0.66759 | 0.052304 | 0.027281 | 0.0086234 | 51.28% | 26.75% | 8.455% | 13.51%
LOS MOLINOS 1101297862 | 0.0052696 | 0 | RINCON 1104CB | 0.13003 | 0.63182 | 0.76185 | 0.0050318 | 0.014706 | 0.0054852 | 3.405% | 9.951% | 3.712% | 82.93%
MOLINO 1102180574 | 0.0052346 | 0.0052346 | CORRAL 1102CB | 1.0069 | 0 | 1.0069 | 0.01423 | 0.044642 | 0.02325 | 17.33% | 54.36% | 28.31% | 0%
EL CERRITO G 1105BR160 | 0.005147 | 0.005147 | LAS GALLINAS A 1106685656 | 0.19589 | 0.40938 | 0.60527 | 0.010185 | 0.017811 | 0.0047501 | 10.07% | 17.6% | 4.695% | 67.64%
0 | 0.005147 | 0.005147 | PACIFICA 110266732 | 0.10071 | 0 | 0.10071 | 0.0062829 | 0.016111 | 0.002039 | 25.72% | 65.94% | 8.346% | 0%
OAKLAND X 1106CR266 | 0.005147 | 0.005147 | COTATI 1102462 | 0.23548 | 0 | 0.23548 | 0.0041432 | 0.014344 | 0.0055181 | 17.26% | 59.75% | 22.99% | 0%
VINA 1101247612 | 0.0050245 | 0 | PEORIA 170459596 | 2.5736 | 0 | 2.5736 | 0.015082 | 0.048595 | 0.042263 | 14.24% | 45.87% | 39.89% | 0%
0 | 0.0049369 | 0 | PEORIA 170488630 | 0.04025 | 0 | 0.04025 | 0.00054938 | 0.0010826 | 0.0013691 | 18.31% | 36.07% | 45.62% | 0%
GUSTINE 11029628 | 0.0049019 | 0.0049019 | OAKLAND J 1102CR254 | 0.08809 | 0 | 0.08809 | 0.0043854 | 0.0061467 | 0.0018483 | 35.42% | 49.65% | 14.93% | 0%
MOLINO 1102761656 | 0.0048319 | 0.0048319 | OAKLAND J 1105CR256 | 0.11474 | 0 | 0.11474 | 0.0055417 | 0.0082104 | 0.0031426 | 32.8% | 48.6% | 18.6% | 0%
COVELO 1101627416 | 0.0048144 | 0 | PIT NO 3 21011360 | 1.3007 | 0.26924 | 1.57 | 0.031533 | 0.034066 | 0.01151 | 33.88% | 36.6% | 12.37% | 17.15%
FORT SEWARD 1122208070 | 0.0047794 | 0 | RIO DELL 110275970 | 0.40007 | 0.018435 | 0.4185 | 0.013616 | 0.010721 | 0.0017825 | 49.83% | 39.24% | 6.524% | 4.405%
0 | 0.0047794 | 0 | HAMILTON BRANCH 11012046 | 0.51138 | 0.37052 | 0.8819 | 0.013861 | 0.015961 | 0.0046899 | 23.29% | 26.82% | 7.88% | 42.01%
ROSSMOOR 1104892332 | 0.0047794 | 0.0047794 | BAY MEADOWS 210257886 | 0.31918 | 0 | 0.31918 | 0.014192 | 0.025283 | 0.0074844 | 30.22% | 53.84% | 15.94% | 0%
MC KEE 1111711900 | 0.0047269 | 0.0047269 | SONOMA 1103581588 | 0.071211 | 0.15522 | 0.22643 | 0.0019799 | 0.0024768 | 0.00069015 | 12.1% | 15.13% | 4.217% | 68.55%
UPPER LAKE 1101660 | 0.0047269 | 0.0047269 | GARBERVILLE 11024744 | 0.85825 | 0.13382 | 0.99208 | 0.044147 | 0.028035 | 0.0069312 | 48.28% | 30.66% | 7.579% | 13.49%
SILVERADO 2105768606 | 0.0047269 | 0 | PLACERVILLE 1110CB | 0.10584 | 0.53309 | 0.63893 | 0.0087539 | 0.010015 | 0.0045441 | 6.22% | 7.117% | 3.229% | 83.43%
MC KEE 1103333750 | 0.0047269 | 0.0047269 | LOS GATOS 1101502026 | 0.045971 | 0 | 0.045971 | 0.003171 | 0.0038244 | 0.0017619 | 36.21% | 43.67% | 20.12% | 0%
FRENCH GULCH 1102CB | 0.0046218 | 0 | SAN LUIS OBISPO 1104V40 | 1.2399 | 0.063235 | 1.3031 | 0.012742 | 0.036725 | 0.013319 | 19.31% | 55.65% | 20.18% | 4.853%
HIGGINS 1107746082 | 0.0046218 | 0.0046218 | FOOTHILL 1101251688 | 0.56482 | 0 | 0.56482 | 0.0052984 | 0.0081579 | 0.003376 | 31.48% | 48.47% | 20.06% | 0%
SWIFT 2110XR254 | 0.0045693 | 0.0045693 | OTTER 11022012 | 0.67211 | 0.046568 | 0.71868 | 0.0067039 | 0.026606 | 0.0048961 | 16.41% | 65.13% | 11.98% | 6.48%
0 | 0.0045693 | 0.0045693 | BUELLTON 1102Y50 | 0.71363 | 0 | 0.71363 | 0.013217 | 0.037144 | 0.012483 | 21.03% | 59.11% | 19.86% | 0%
BIG BASIN 1102351054 | 0.0045693 | 0.00094537 | WYANDOTTE 110913052 | 1.1885 | 0.98823 | 2.1767 | 0.022237 | 0.026227 | 0.011173 | 20.36% | 24.01% | 10.23% | 45.4%
NOVATO 110455398 | 0.0045343 | 0.0045343 | PETALUMA C 1109738866 | 0.16871 | 0 | 0.16871 | 0.0045803 | 0.0057834 | 0.0022627 | 36.28% | 45.8% | 17.92% | 0%
MONTE RIO 1111506 | 0.0044292 | 0.0044292 | WILLOW CREEK 110191926 | 0.50164 | 0.037552 | 0.53919 | 0.060854 | 0.015047 | 0.0051923 | 69.82% | 17.26% | 5.957% | 6.965%
BEAR VALLEY 210513430 | 0.0043417 | 0.0043417 | VIEJO 22019704 | 0.14456 | 0 | 0.14456 | 0.01163 | 0.014745 | 0.0019951 | 40.99% | 51.97% | 7.033% | 0%
SANTA ROSA A 1108409621 | 0.0043067 | 0.0043067 | IGNACIO 1104450582 | 0.27887 | 0 | 0.27887 | 0.0070895 | 0.014558 | 0.0044982 | 27.12% | 55.68% | 17.2% | 0%
VINA 1101CB | 0.0043067 | 0 | MENLO 11029110 | 0.48823 | 0 | 0.48823 | 0.036968 | 0.040389 | 0.011715 | 41.5% | 45.34% | 13.15% | 0%
CLARKSVILLE 2109102734 | 0.0041666 | 0.0041666 | OLETA 1101239062 | 0.82602 | 0 | 0.82602 | 0.0082823 | 0.019752 | 0.011184 | 21.12% | 50.36% | 28.52% | 0%
GARBERVILLE 1101323694 | 0.0040966 | 0 | PENRYN 1107346 | 1.2059 | 0 | 1.2059 | 0.061775 | 0.052362 | 0.027394 | 43.65% | 37% | 19.36% | 0%
WILLOW CREEK 1101CB | 0.0040966 | 0 | BELL 1108467470 | 0.18108 | 0.087815 | 0.2689 | 0.0054823 | 0.0091641 | 0.0046062 | 19.18% | 32.05% | 16.11% | 32.66%
OAKLAND K 1104432850 | 0.0040441 | 0.0040441 | LOYOLA 1102CB | 0.64781 | 0 | 0.64781 | 0.054887 | 0.076076 | 0.027091 | 34.73% | 48.13% | 17.14% | 0%
MONTE RIO 1112338488 | 0.0040266 | 0.0040266 | SAN RAMON 2102CB | 0.11871 | 0 | 0.11871 | 0.0010291 | 0.0081325 | 0.0031077 | 8.387% | 66.28% | 25.33% | 0%
MOLINO 1102509516 | 0.0040266 | 0.0040266 | CASTRO VALLEY 1111MR334 | 0.3691 | 0 | 0.3691 | 0.010603 | 0.017365 | 0.0066924 | 30.59% | 50.1% | 19.31% | 0%
DEVILS DEN 1101685350 | 0.0039916 | 0.0039916 | AUBERRY 1102R2850 | 1.55 | 0.43878 | 1.9888 | 0.010804 | 0.022914 | 0.010456 | 19.06% | 40.43% | 18.45% | 22.06%
AVENAL 2101195662 | 0.0039916 | 0.0039916 | PERRY 1101W12 | 0.18352 | 0 | 0.18352 | 0.0065365 | 0.025736 | 0.0031379 | 18.46% | 72.68% | 8.862% | 0%
COALINGA NO 1 1109696152 | 0.0039916 | 0.0039916 | LAURELES 1112438 | 0.41251 | 0.26112 | 0.67362 | 0.0055858 | 0.013366 | 0.003446 | 15.27% | 36.54% | 9.422% | 38.76%
0 | 0.0039916 | 0.0039916 | VIEJO 22029118 | 0.13569 | 0 | 0.13569 | 0.0091145 | 0.016752 | 0.0030818 | 31.49% | 57.87% | 10.65% | 0%
TIDEWATER 210657926 | 0.0039391 | 0.0039391 | STONE CORRAL 1108255186 | 0.87915 | 0 | 0.87915 | 0.0046455 | 0.022423 | 0.011417 | 12.07% | 58.26% | 29.67% | 0%
TASSAJARA 2103883664 | 0.0039391 | 0.0039391 | PHILO 1102CB | 0.57234 | 0 | 0.57234 | 0.037325 | 0.02737 | 0.010161 | 49.86% | 36.56% | 13.57% | 0%
SONOMA 1107854266 | 0.0039391 | 0.0039391 | WYANDOTTE 1105329930 | 0.65795 | 0.26983 | 0.92779 | 0.028036 | 0.035843 | 0.017829 | 24.33% | 31.11% | 15.47% | 29.08%
0 | 0.0039391 | 0.0039391 | PEABODY 2106CB | 0.14681 | 1.4748 | 1.6216 | 0.00061015 | 0.0079476 | 0.0026218 | 0.4941% | 6.436% | 2.123% | 90.95%
HAMILTON BRANCH 1101161872 | 0.0038865 | 0 | UKIAH 1114528 | 1.391 | 0 | 1.391 | 0.019004 | 0.032665 | 0.011516 | 30.08% | 51.7% | 18.23% | 0%
RINCON 1101839669 | 0.0038165 | 0.0030287 | OLD RIVER 1001CB | 0.00066085 | 0 | 0.00066085 | 3.5786e-06 | 0.00061999 | 0.00012446 | 0.4784% | 82.88% | 16.64% | 0%
ARVIN 110194892 | 0.003764 | 0.003764 | SAN RAMON 2101CB | 0.037813 | 0 | 0.037813 | 0.00053827 | 0.0035462 | 0.0014745 | 9.683% | 63.79% | 26.52% | 0%
SILVERADO 2105443258 | 0.0036414 | 0.0020658 | IONE 1101L3141 | 0.8058 | 0 | 0.8058 | 0.0092463 | 0.016131 | 0.009955 | 26.17% | 45.66% | 28.18% | 0%
0 | 0.0036414 | 0.0036414 | LINCOLN 1101210168 | 0.37568 | 0 | 0.37568 | 0.008437 | 0.012942 | 0.0061218 | 30.68% | 47.06% | 22.26% | 0%
CLEAR LAKE 1101529830 | 0.0036414 | 0.0036414 | EL CERRITO G 1105BR160 | 0.58895 | 0.005147 | 0.5941 | 0.041375 | 0.037102 | 0.0099991 | 46.36% | 41.57% | 11.2% | 0.8664%
TIGER CREEK 0201CB | 0.0036239 | 0.0030812 | CHESTER 1101922138 | 0.1272 | 0.3472 | 0.4744 | 0.0062954 | 0.0046487 | 0.0018431 | 13.2% | 9.748% | 3.865% | 73.19%
0 | 0.0036064 | 0.0036064 | FROGTOWN 170236870 | 0.13532 | 0.16499 | 0.30031 | 0.0025464 | 0.0069697 | 0.0073857 | 6.789% | 18.58% | 19.69% | 54.94%
DIAMOND SPRINGS 1103635040 | 0.0035714 | 0.0035714 | PACIFICA 1101CB | 0.25976 | 0 | 0.25976 | 0.0087571 | 0.019008 | 0.0032595 | 28.23% | 61.27% | 10.51% | 0%
FRENCH GULCH 11011892 | 0.0034664 | 0 | MARTELL 1101766574 | 0.11539 | 0 | 0.11539 | 0.0021701 | 0.0081763 | 0.0039224 | 15.21% | 57.3% | 27.49% | 0%
CANTUA 1103792930 | 0.0034664 | 0.0034664 | MILPITAS 1109XR044 | 0.075693 | 0.15931 | 0.23501 | 0.0031723 | 0.0071126 | 0.0028642 | 7.771% | 17.42% | 7.016% | 67.79%
WILLOW CREEK 1101609914 | 0.0034138 | 0 | COTATI 110379140 | 0.59141 | 0 | 0.59141 | 0.018174 | 0.026548 | 0.0081673 | 34.36% | 50.19% | 15.44% | 0%
SAN ARDO 1102323708 | 0.0033263 | 0.0033263 | BOLINAS 11011232 | 0.12931 | 0 | 0.12931 | 0.0027999 | 0.003471 | 0.001276 | 37.1% | 45.99% | 16.91% | 0%
BRUNSWICK 1104761310 | 0.0033088 | 0 | DESCHUTES 1104715242 | 0.060894 | 0.055637 | 0.11653 | 0.0010945 | 0.0018738 | 0.00059346 | 16.06% | 27.49% | 8.707% | 47.74%
FROGTOWN 1702592404 | 0.0032563 | 0.0032563 | WYANDOTTE 110942650 | 0.11188 | 0.064583 | 0.17647 | 0.006801 | 0.0095929 | 0.0065079 | 18.83% | 26.56% | 18.02% | 36.6%
CAYUCOS 11014701 | 0.0032213 | 0.0032213 | COTATI 1103132 | 1.2019 | 0 | 1.2019 | 0.025844 | 0.041561 | 0.019702 | 29.67% | 47.71% | 22.62% | 0%
0 | 0.0032038 | 0.002416 | BRUNSWICK 110378862 | 0.048912 | 1.1356 | 1.1845 | 0.0068676 | 0.0063037 | 0.0023459 | 1.827% | 1.677% | 0.6242% | 95.87%
PIT NO 1 1101LR-RC-A | 0.0031863 | 0 | PETALUMA C 1109128 | 1.5954 | 0 | 1.5954 | 0.028283 | 0.049989 | 0.015442 | 30.18% | 53.34% | 16.48% | 0%
VINEYARD 2107MR649 | 0.0031512 | 0.0031512 | DEL MAR 2109CB | 0.29269 | 0 | 0.29269 | 0.010925 | 0.031402 | 0.018211 | 18.05% | 51.87% | 30.08% | 0%
CLAYTON 2212334476 | 0.0031512 | 0.0031512 | VINEYARD 2107978364 | 0.12615 | 0.20719 | 0.33335 | 0.0049632 | 0.0089354 | 0.0045987 | 10.15% | 18.28% | 9.409% | 62.16%
BIG MEADOWS 21012510 | 0.0031512 | 0 | FULTON 110746958 | 0.023636 | 0 | 0.023636 | 0.0027154 | 0.0024145 | 0.0013532 | 41.88% | 37.24% | 20.87% | 0%
ELECTRA 1102915888 | 0.0030812 | 0.0030812 | PACIFIC GROVE 04222614 | 0.058536 | 0 | 0.058536 | 0.0048536 | 0.010231 | 0.0012803 | 29.66% | 62.52% | 7.824% | 0%
PLACERVILLE 1112778710 | 0.0030462 | 0.0012605 | WISE 1101CB | 0.46376 | 0.74103 | 1.2048 | 0.019137 | 0.030984 | 0.016791 | 11.01% | 17.82% | 9.659% | 61.51%
FULTON 110257686 | 0.0030112 | 0.0030112 | PETALUMA C 1108636 | 0.46373 | 0 | 0.46373 | 0.00745 | 0.019812 | 0.0059237 | 22.45% | 59.7% | 17.85% | 0%
CLOVERDALE 1102736078 | 0.0030112 | 0 | CABRILLO 1104597930 | 0.71622 | 0 | 0.71622 | 0.0083675 | 0.05973 | 0.016661 | 9.872% | 70.47% | 19.66% | 0%
0 | 0.0029762 | 0.0029762 | HALF MOON BAY 1101CB | 0.3636 | 0 | 0.3636 | 0.011658 | 0.036318 | 0.0086624 | 20.58% | 64.12% | 15.29% | 0%
MC ARTHUR 1102LR-RC-B | 0.0028361 | 0 | MC KEE 1103333750 | 0.05097 | 0.0047269 | 0.055697 | 0.0022548 | 0.003433 | 0.0013964 | 29.13% | 44.35% | 18.04% | 8.487%
0 | 0.0028011 | 0.0012955 | SAN MIGUEL 1104954082 | 0.4669 | 0 | 0.4669 | 0.0012713 | 0.0088694 | 0.003851 | 9.086% | 63.39% | 27.52% | 0%
GUSTINE 1102999258 | 0.0028011 | 0.0028011 | ALHAMBRA 1102CB | 0.17699 | 0 | 0.17699 | 0.01652 | 0.029921 | 0.0093766 | 29.6% | 53.6% | 16.8% | 0%
EEL RIVER 1103987714 | 0.0027311 | 0 | GARBERVILLE 1102176634 | 0.20368 | 0.0075105 | 0.21119 | 0.0060875 | 0.0058783 | 0.0018021 | 42.64% | 41.18% | 12.62% | 3.556%
GARBERVILLE 11022124 | 0.0027311 | 0 | WINDSOR 11035060 | 0.026814 | 0 | 0.026814 | 0.0015332 | 0.0027858 | 0.0018119 | 25.01% | 45.44% | 29.55% | 0%
MAPLE CREEK 1101555034 | 0.0027311 | 0 | OILFIELDS 1103370932 | 0.11363 | 0 | 0.11363 | 0.00027453 | 0.0012362 | 0.00093512 | 11.22% | 50.54% | 38.23% | 0%
COARSEGOLD 2102383092 | 0.0027311 | 0.0027311 | SAN BENITO 210488772 | 2.1465 | 0 | 2.1465 | 0.083849 | 0.14084 | 0.051453 | 30.36% | 51% | 18.63% | 0%
SAN ARDO 11027030 | 0.002661 | 0.002661 | SAN LUIS OBISPO 110342344 | 0.50387 | 0 | 0.50387 | 0.0082475 | 0.0208 | 0.008382 | 22.03% | 55.57% | 22.39% | 0%
COVELO 1101694140 | 0.002626 | 0 | POINT MORETTI 1101CB | 0.0012644 | 0 | 0.0012644 | 1.1098e-05 | 7.1471e-05 | 8.0319e-06 | 12.25% | 78.89% | 8.865% | 0%
PEABODY 2113945670 | 0.002556 | 0.002556 | MARTELL 1101915018 | 0.037269 | 0 | 0.037269 | 0.00059963 | 0.0017251 | 0.00090234 | 18.58% | 53.46% | 27.96% | 0%
PEABODY 2106250154 | 0.002556 | 0.002556 | FROGTOWN 1701L3361 | 0.089026 | 0.12101 | 0.21003 | 0.0017106 | 0.0021733 | 0.00095874 | 14.97% | 19.02% | 8.392% | 57.61%
0 | 0.0025385 | 0 | PANORAMA 1102280170 | 0.9281 | 0.3052 | 1.2333 | 0.01774 | 0.029558 | 0.014954 | 21.45% | 35.73% | 18.08% | 24.75%
0 | 0.002486 | 0.002486 | PENRYN 110551676 | 0.65121 | 0.2904 | 0.94162 | 0.02646 | 0.03536 | 0.017303 | 23.13% | 30.91% | 15.12% | 30.84%
CLARKSVILLE 2109603248 | 0.0023809 | 0.0023809 | HALF MOON BAY 1103H82 | 0.89372 | 0 | 0.89372 | 0.02409 | 0.053798 | 0.0091441 | 27.68% | 61.81% | 10.51% | 0%
VINEYARD 2108383748 | 0.0023634 | 0.0023634 | PENRYN 11051342 | 1.6494 | 0.66708 | 2.3165 | 0.066102 | 0.077051 | 0.031995 | 26.87% | 31.32% | 13.01% | 28.8%
CLAYTON 2212523764 | 0.0023634 | 0.0023634 | MIDDLETOWN 1102514 | 0.25827 | 2.3718 | 2.6301 | 0.009711 | 0.015538 | 0.0084294 | 2.832% | 4.53% | 2.458% | 90.18%
TULUCAY 1101278880 | 0.0023634 | 0.0023634 | DOLAN ROAD 1101857972 | 0.061539 | 0 | 0.061539 | 0.0019952 | 0.0032775 | 0.0011097 | 31.26% | 51.35% | 17.39% | 0%
0 | 0.0023634 | 0.0023634 | SAN LUIS OBISPO 1104V14 | 0.46315 | 0 | 0.46315 | 0.01001 | 0.022123 | 0.0072712 | 25.4% | 56.14% | 18.45% | 0%
MILPITAS 1108342498 | 0.0023634 | 0.0023634 | BROWNS VALLEY 11011268 | 0.5182 | 0.7598 | 1.278 | 0.012019 | 0.014337 | 0.0064381 | 14.86% | 17.73% | 7.96% | 59.45%
MIDDLETOWN 1101CB | 0.0023459 | 0.0007703 | VINEYARD 2107CB | 0.44352 | 0.90677 | 1.3503 | 0.01198 | 0.032665 | 0.018754 | 6.207% | 16.92% | 9.716% | 67.15%
0 | 0.0023109 | 0.0023109 | MAPLE CREEK 11016906 | 0.86196 | 0.10378 | 0.96574 | 0.028537 | 0.022705 | 0.0034446 | 46.57% | 37.06% | 5.622% | 10.75%
SILVERADO 2105900104 | 0.0021884 | 0.0014006 | GIRVAN 110280726 | 0.8523 | 3.2151 | 4.0674 | 0.039182 | 0.05055 | 0.033163 | 6.681% | 8.619% | 5.655% | 79.05%
POINT MORETTI 11015104 | 0.0021709 | 0 | ELK 11011298 | 0.85673 | 0 | 0.85673 | 0.039303 | 0.02265 | 0.0062969 | 57.59% | 33.19% | 9.226% | 0%
SANTA NELLA 1104611232 | 0.0021008 | 0.0021008 | POINT MORETTI 11015074 | 0.19731 | 0.62521 | 0.82252 | 0.012298 | 0.016814 | 0.0027482 | 9.259% | 12.66% | 2.069% | 76.01%
CARBONA 1101975330 | 0.0021008 | 0.0021008 | WILLITS 1102CB | 0.15702 | 0 | 0.15702 | 0.0070825 | 0.012461 | 0.0047829 | 29.11% | 51.22% | 19.66% | 0%
0 | 0.0021008 | 0.0021008 | OAKHURST 1102963056 | 0.11614 | 0.13346 | 0.2496 | 0.0062551 | 0.012733 | 0.006675 | 11.34% | 23.09% | 12.1% | 53.47%
RIO DELL 11027124 | 0.0020483 | 0 | SAN LEANDRO U 1114213524 | 0.26781 | 0 | 0.26781 | 0.021041 | 0.030364 | 0.012492 | 32.93% | 47.52% | 19.55% | 0%
0 | 0.0020483 | 0 | IGNACIO 11011264 | 0.17474 | 0 | 0.17474 | 0.0085293 | 0.018139 | 0.0056664 | 26.38% | 56.1% | 17.52% | 0%
0 | 0.0020483 | 0 | HORSESHOE 110450142 | 0.19454 | 0 | 0.19454 | 0.013071 | 0.012568 | 0.0061465 | 41.12% | 39.54% | 19.34% | 0%
PLACERVILLE 1111427490 | 0.0020308 | 0.00084033 | RINCON 1101205854 | 0.022324 | 0.29643 | 0.31875 | 0.00087052 | 0.00083005 | 0.00035924 | 2.96% | 2.822% | 1.221% | 93%
LAKEWOOD 1102964292 | 0.0018382 | 0.0018382 | CAYETANO 2111MR444 | 0.0074952 | 0 | 0.0074952 | 0.00012709 | 0.00063602 | 0.00031604 | 11.78% | 58.94% | 29.29% | 0%
0 | 0.0017857 | 0.00099789 | BELL 11082202 | 1.2133 | 0.51456 | 1.7279 | 0.030134 | 0.042443 | 0.018485 | 23.24% | 32.73% | 14.25% | 29.78%
DIAMOND SPRINGS 1103156136 | 0.0017857 | 0.0017857 | LINCOLN 1101875554 | 0.29315 | 0 | 0.29315 | 0.007592 | 0.01037 | 0.0052794 | 32.67% | 44.62% | 22.72% | 0%
0 | 0.0017857 | 0 | HATTON 11022070 | 0.096092 | 0 | 0.096092 | 0.0073803 | 0.01089 | 0.0022799 | 35.91% | 52.99% | 11.09% | 0%
KONOCTI 1108430588 | 0.0017682 | 0.00098039 | LLAGAS 2104CB | 0.0026751 | 0 | 0.0026751 | 6.3359e-05 | 0.003179 | 0.0008655 | 1.542% | 77.39% | 21.07% | 0%
COVELO 1101225458 | 0.0017507 | 0 | RESEARCH 210263274 | 0.39451 | 0.040809 | 0.43532 | 0.054179 | 0.038281 | 0.016319 | 45.14% | 31.89% | 13.6% | 9.374%
RACETRACK 170311270 | 0.0016281 | 0.0016281 | HOLLISTER 2102676164 | 0.12449 | 0 | 0.12449 | 0.0028384 | 0.011496 | 0.0069086 | 13.36% | 54.12% | 32.52% | 0%
0 | 0.0015756 | 0 | COTATI 110387402 | 0.53494 | 0 | 0.53494 | 0.012867 | 0.015906 | 0.004107 | 39.13% | 48.38% | 12.49% | 0%
LAS POSITAS 2108MR190 | 0.0015756 | 0.0015756 | PAUL SWEET 2102337544 | 0.043816 | 0 | 0.043816 | 0.0064604 | 0.0034317 | 0.0011748 | 58.38% | 31.01% | 10.62% | 0%
ELECTRA 1102CB | 0.0015406 | 0.0015406 | VIEJO 22022606 | 0.13219 | 0 | 0.13219 | 0.011556 | 0.018064 | 0.0023946 | 36.1% | 56.42% | 7.48% | 0%
LAKEVILLE 1102280 | 0.0015056 | 0.0015056 | TEMPLETON 21132949 | 0.025102 | 0 | 0.025102 | 0.00024895 | 0.00097176 | 0.00065774 | 13.25% | 51.73% | 35.02% | 0%
LOS MOLINOS 110154804 | 0.0015056 | 0 | PETALUMA C 1108208 | 0.60536 | 0 | 0.60536 | 0.013292 | 0.020807 | 0.0069352 | 32.39% | 50.71% | 16.9% | 0%
CLOVERDALE 1102801904 | 0.0015056 | 0 | CLARKSVILLE 21096502 | 0.29154 | 0.29881 | 0.59035 | 0.014208 | 0.018061 | 0.010104 | 16.56% | 21.05% | 11.78% | 50.62%
CLOVERDALE 110247214 | 0.0015056 | 0 | WINDSOR 1103171410 | 0.12686 | 0.033088 | 0.15994 | 0.0058963 | 0.0050545 | 0.0020405 | 36% | 30.86% | 12.46% | 20.69%
0 | 0.0015056 | 0 | CORONA 1103776806 | 0.053049 | 0 | 0.053049 | 0.00073945 | 0.0028243 | 0.001121 | 15.78% | 60.29% | 23.93% | 0%
BRENTWOOD 21056512 | 0.0014881 | 0.0014881 | SILVERADO 2103CB | 1.4428 | 0.68146 | 2.1243 | 0.040149 | 0.073226 | 0.032841 | 18.65% | 34.01% | 15.26% | 32.08%
BRENTWOOD 210596324 | 0.0014881 | 0.0014881 | OLETA 11021228 | 2.8191 | 0 | 2.8191 | 0.040406 | 0.089683 | 0.045113 | 23.06% | 51.19% | 25.75% | 0%
MORAGA 1103823781 | 0.0014706 | 0.0014706 | ZACA 1102Y02 | 0.58455 | 0 | 0.58455 | 0.0099288 | 0.036472 | 0.010198 | 17.54% | 64.44% | 18.02% | 0%
0 | 0.0014181 | 0.0014181 | HARRIS 1108395498 | 0.025047 | 0.069642 | 0.094689 | 0.0015596 | 0.0022371 | 0.00042266 | 9.778% | 14.02% | 2.65% | 73.55%
SAN LUIS OBISPO 1103365572 | 0.0014006 | 0.0014006 | PHILO 1101CB | 2.5988 | 0 | 2.5988 | 0.11597 | 0.09018 | 0.03383 | 48.33% | 37.58% | 14.1% | 0%
WILLOW CREEK 110237374 | 0.0013655 | 0 | DESCHUTES 11041370 | 0.92812 | 3.22 | 4.1481 | 0.034528 | 0.03569 | 0.017571 | 8.8% | 9.096% | 4.478% | 77.63%
SAN BERNARD 1101438074 | 0.0012605 | 0.0012605 | PALO SECO 0401CB | 0.15023 | 0 | 0.15023 | 0.019088 | 0.014726 | 0.0036158 | 51% | 39.34% | 9.66% | 0%
WILDWOOD 1101384582 | 0.0012605 | 0.0012605 | GUALALA 1112CB | 0.12783 | 0.27251 | 0.40034 | 0.0075664 | 0.0057251 | 0.0021328 | 15.66% | 11.85% | 4.415% | 68.07%
TASSAJARA 2104CB | 0.0012605 | 0.0012605 | PETALUMA C 1108618 | 0.53393 | 0 | 0.53393 | 0.017114 | 0.023818 | 0.0080547 | 34.94% | 48.62% | 16.44% | 0%
BIG BASIN 1102CB | 0.001208 | 0 | MORRO BAY 1101CB | 0.079901 | 0 | 0.079901 | 0.0017356 | 0.015071 | 0.0042428 | 8.245% | 71.6% | 20.16% | 0%
MIRABEL 1102334 | 0.001208 | 0.001208 | OLETA 110163500 | 0.25515 | 0 | 0.25515 | 0.0039356 | 0.014592 | 0.0076436 | 15.04% | 55.76% | 29.21% | 0%
CLARKSVILLE 210319572 | 0.0011905 | 0.0011905 | WILLITS 1103966 | 0.12243 | 0 | 0.12243 | 0.0027494 | 0.0068435 | 0.0027078 | 22.35% | 55.64% | 22.01% | 0%
OAKLAND D 1112CR192 | 0.0011029 | 0.0011029 | OLEMA 1101337220 | 0.22995 | 0 | 0.22995 | 0.012758 | 0.010637 | 0.0035166 | 47.41% | 39.52% | 13.07% | 0%
0 | 0.0011029 | 0.0011029 | BROWNS VALLEY 110136622 | 0.37914 | 0.015406 | 0.39455 | 0.014242 | 0.02685 | 0.014021 | 24.83% | 46.82% | 24.45% | 3.905%
GOLDTREE 1105551904 | 0.0010504 | 0.0010504 | WISE 1102697216 | 0.53829 | 0.32045 | 0.85874 | 0.012724 | 0.018336 | 0.0070281 | 20.94% | 30.18% | 11.57% | 37.32%
GEYSERVILLE 1101216442 | 0.00094537 | 0.00094537 | SAN LUIS OBISPO 110788962 | 0.23565 | 0 | 0.23565 | 0.0034335 | 0.012984 | 0.0048512 | 16.14% | 61.05% | 22.81% | 0%
GEYSERVILLE 1101463260 | 0.00094537 | 0.00094537 | MIDDLETOWN 1102CB | 0.018001 | 0 | 0.018001 | 0.00082166 | 0.0039369 | 0.0016621 | 12.8% | 61.32% | 25.89% | 0%
COVELO 1101536 | 0.00087535 | 0 | TEMPLETON 2108A40 | 0.62639 | 0 | 0.62639 | 0.031435 | 0.043459 | 0.023059 | 32.09% | 44.37% | 23.54% | 0%
SUNOL 110148180 | 0.00078781 | 0.00078781 | WYANDOTTE 110932586 | 0.03578 | 0 | 0.03578 | 0.0010357 | 0.0015835 | 0.00091298 | 29.32% | 44.83% | 25.85% | 0%
0 | 0.00078781 | 0.00078781 | COTATI 110475972 | 0.22178 | 0 | 0.22178 | 0.0083554 | 0.012744 | 0.0055859 | 31.31% | 47.76% | 20.93% | 0%
0 | 0.00078781 | 0.00078781 | DESCHUTES 11011654 | 0.7611 | 0.84154 | 1.6026 | 0.02403 | 0.022404 | 0.0077861 | 21.05% | 19.62% | 6.82% | 52.51%
0 | 0.0007703 | 0.0007703 | COTTONWOOD 11031344 | 0.60105 | 1.2788 | 1.8798 | 0.014958 | 0.023938 | 0.010958 | 9.593% | 15.35% | 7.028% | 68.03%
ANNAPOLIS 1101CB | 0.0007528 | 0 | GARBERVILLE 1103CB | 0.080214 | 0.55236 | 0.63257 | 0.0050874 | 0.0069142 | 0.0016955 | 4.71% | 6.401% | 1.57% | 87.32%
0 | 0.00073529 | 0.00073529 | LAURELES 11122142 | 0.11498 | 0.72444 | 0.83941 | 0.0050388 | 0.0084364 | 0.002701 | 4.267% | 7.144% | 2.287% | 86.3%
MEADOW LANE 2106970936 | 0.00073529 | 0.00073529 | COTTONWOOD 11029026 | 1.0566 | 4.6516 | 5.7083 | 0.023458 | 0.041691 | 0.021104 | 5.034% | 8.947% | 4.529% | 81.49%
FAIRVIEW 2207P302 | 0.00073529 | 0.00073529 | HOOPA 110193038 | 0.093265 | 0.095588 | 0.18885 | 0.0054852 | 0.0068981 | 0.0028035 | 17.84% | 22.43% | 9.117% | 50.61%
TRINIDAD 110246990 | 0.00068277 | 0 | WYANDOTTE 1105CB | 0.1375 | 0 | 0.1375 | 0.0034451 | 0.012551 | 0.0069398 | 15.02% | 54.72% | 30.26% | 0%
0 | 0.00068277 | 0 | HAMILTON BRANCH 11012082 | 0.15264 | 0.35367 | 0.50632 | 0.0083205 | 0.010116 | 0.0027219 | 11.86% | 14.41% | 3.878% | 69.85%
KETTLEMAN HILLS 2104358094 | 0.00066526 | 0.00066526 | COTATI 1104CB | 0.34153 | 0 | 0.34153 | 0.015821 | 0.02807 | 0.012213 | 28.2% | 50.03% | 21.77% | 0%
GEYSERVILLE 1101166 | 0.00063025 | 0.00063025 | SOLEDAD 2105404754 | 0.040719 | 0 | 0.040719 | 0.00046498 | 0.0018659 | 0.0010436 | 13.78% | 55.3% | 30.93% | 0%
BALCH NO 1 1101R372 | 0.00057773 | 0 | BURNEY 11011358 | 0.40315 | 0.60136 | 1.0045 | 0.012207 | 0.016559 | 0.0070219 | 13.69% | 18.57% | 7.875% | 59.87%
FROGTOWN 1702390720 | 0.00054271 | 0.00054271 | PEORIA 170567898 | 0.24373 | 0 | 0.24373 | 0.0082388 | 0.014233 | 0.013635 | 22.82% | 39.42% | 37.76% | 0%
FROGTOWN 1702814784 | 0.00054271 | 0.00054271 | PETALUMA C 1108600 | 0.4263 | 0 | 0.4263 | 0.013982 | 0.024617 | 0.0090018 | 29.37% | 51.72% | 18.91% | 0%
FROGTOWN 1702798032 | 0.00054271 | 0.00054271 | ANTELOPE 1101318686 | 0.15889 | 0.0079831 | 0.16687 | 0.00038384 | 0.0051721 | 0.0037657 | 3.921% | 52.83% | 38.46% | 4.784%
ROSSMOOR 110479146 | 0.00036764 | 0.00036764 | COTATI 1102282 | 0.33259 | 0 | 0.33259 | 0.010039 | 0.018974 | 0.0059595 | 28.71% | 54.25% | 17.04% | 0%
0 | 0 | 0 | DESCHUTES 11019722 | 0.19451 | 0.28732 | 0.48183 | 0.006385 | 0.007377 | 0.0037775 | 14.7% | 16.98% | 8.694% | 59.63%
|  |  | PLACER 1103284874 | 0.21465 | 0.3668 | 0.58146 | 0.0089811 | 0.010729 | 0.0048386 | 13.51% | 16.13% | 7.276% | 63.08%
|  |  | PURISIMA 1101Y44 | 0.50555 | 0 | 0.50555 | 0.0031476 | 0.013525 | 0.0042008 | 15.08% | 64.8% | 20.12% | 0%
|  |  | WYANDOTTE 110737472 | 0.62271 | 1.6004 | 2.2231 | 0.016487 | 0.035168 | 0.012401 | 7.209% | 15.38% | 5.423% | 71.99%
|  |  | CLAY 110398680 | 0.0011098 | 0 | 0.0011098 | 2.7635e-05 | 4.053e-05 | 1.6379e-05 | 32.69% | 47.94% | 19.37% | 0%
|  |  | ROB ROY 210512474 | 0.30817 | 0 | 0.30817 | 0.041754 | 0.025955 | 0.010203 | 53.59% | 33.31% | 13.1% | 0%
|  |  | OCEANO 1104104102 | 0.16467 | 0 | 0.16467 | 0.0019788 | 0.0072377 | 0.0027188 | 16.58% | 60.64% | 22.78% | 0%
|  |  | PETALUMA C 1108233646 | 0.49582 | 0 | 0.49582 | 0.012937 | 0.022159 | 0.0070772 | 30.68% | 52.54% | 16.78% | 0%
|  |  | HAMILTON BRANCH 1101CB | 0.1668 | 0.64776 | 0.81456 | 0.0068814 | 0.01336 | 0.0034507 | 5.948% | 11.55% | 2.983% | 79.52%
|  |  | POINT ARENA 110198224 | 0.092525 | 0 | 0.092525 | 0.0037285 | 0.0025601 | 0.00067613 | 53.53% | 36.76% | 9.708% | 0%
|  |  | ANDERSON 11011752 | 0.43775 | 1.2596 | 1.6973 | 0.0073303 | 0.020582 | 0.01153 | 4.793% | 13.46% | 7.539% | 74.21%
|  |  | ELK 11014628 | 0.18062 | 0 | 0.18062 | 0.012563 | 0.0085746 | 0.001811 | 54.74% | 37.36% | 7.892% | 0%
|  |  | SANTA ROSA A 1107CB | 0.33116 | 0.22395 | 0.55511 | 0.026424 | 0.031454 | 0.016817 | 21.1% | 25.12% | 13.43% | 40.34%
|  |  | ANNAPOLIS 1101CB | 0.028665 | 0.0007528 | 0.029418 | 0.0008249 | 0.0008628 | 0.00025539 | 41.37% | 43.27% | 12.81% | 2.559%
|  |  | ROB ROY 210512586 | 0.23324 | 0 | 0.23324 | 0.022172 | 0.022872 | 0.0067452 | 42.81% | 44.16% | 13.02% | 0%
|  |  | WOODSIDE 1101CB | 0.14943 | 0 | 0.14943 | 0.019569 | 0.029747 | 0.0099854 | 33% | 50.16% | 16.84% | 0%
|  |  | HARTLEY 1101CB | 0.096797 | 0 | 0.096797 | 0.0043974 | 0.0086748 | 0.0040434 | 25.69% | 50.68% | 23.62% | 0%
|  |  | SHINGLE SPRINGS 11038752 | 0.054763 | 0.30655 | 0.36131 | 0.0058991 | 0.0071868 | 0.0043226 | 5.136% | 6.257% | 3.763% | 84.84%
|  |  | WISE 1102307494 | 1.8435 | 0.54692 | 2.3904 | 0.028654 | 0.035481 | 0.013988 | 28.29% | 35.03% | 13.81% | 22.88%
|  |  | PLACER 1103429574 | 0.43783 | 1.1108 | 1.5486 | 0.024061 | 0.024101 | 0.012101 | 11.29% | 11.31% | 5.677% | 71.73%
|  |  | CLOVERDALE 1102156 | 0.88293 | 1.4952 | 2.3782 | 0.016514 | 0.028505 | 0.010561 | 11.03% | 19.04% | 7.055% | 62.87%
|  |  | HAMILTON BRANCH 11013049 | 0.057405 | 0.24096 | 0.29837 | 0.0032951 | 0.004328 | 0.0010479 | 7.311% | 9.603% | 2.325% | 80.76%
|  |  | SAN RAMON 2119CB | 0.039403 | 0 | 0.039403 | 0.00041158 | 0.0052573 | 0.0026117 | 4.97% | 63.49% | 31.54% | 0%
|  |  | POINT ARENA 110183354 | 0.22118 | 0 | 0.22118 | 0.0090377 | 0.0052893 | 0.0016768 | 56.47% | 33.05% | 10.48% | 0%
|  |  | MORGAN HILL 2111CB | 0.19997 | 0 | 0.19997 | 0.0040675 | 0.013751 | 0.0092195 | 15.04% | 50.86% | 34.1% | 0%
|  |  | RINCON 1102CB | 0.091926 | 0.72564 | 0.81757 | 0.006067 | 0.013153 | 0.0045797 | 2.866% | 6.214% | 2.164% | 88.76%
|  |  | POINT MORETTI 110135874 | 0.0065085 | 0 | 0.0065085 | 6.1715e-05 | 0.00036598 | 4.3358e-05 | 13.1% | 77.69% | 9.205% | 0%
|  |  | GUALALA 1111445166 | 0.3647 | 0.26649 | 0.63119 | 0.021155 | 0.01261 | 0.0050466 | 31.49% | 18.77% | 7.513% | 42.22%
|  |  | MONTE RIO 111159046 | 0.23304 | 0.0080532 | 0.24109 | 0.00547 | 0.0045698 | 0.0012235 | 46.94% | 39.22% | 10.5% | 3.34%
|  |  | FORT ORD 210736596 | 0.6878 | 0 | 0.6878 | 0.0064565 | 0.10466 | 0.024424 | 4.764% | 77.22% | 18.02% | 0%
|  |  | BURNEY 11011322 | 0.70392 | 0.11948 | 0.8234 | 0.014089 | 0.037115 | 0.0096506 | 19.79% | 52.14% | 13.56% | 14.51%
|  |  | OILFIELDS 1103233424 | 0.078046 | 0 | 0.078046 | 0.0010332 | 0.0028627 | 0.0019737 | 17.6% | 48.77% | 33.63% | 0%
|  |  | HIGGINS 1107746082 | 0.028273 | 0.0046218 | 0.032895 | 0.00079465 | 0.00059106 | 0.00030762 | 40.33% | 30% | 15.61% | 14.05%
|  |  | FITCH MOUNTAIN 111324550 | 1.3927 | 0 | 1.3927 | 0.058287 | 0.054268 | 0.022537 | 43.15% | 40.17% | 16.68% | 0%
|  |  | BANGOR 1101CB | 0.74979 | 1.1834 | 1.9332 | 0.019847 | 0.026585 | 0.010479 | 13.53% | 18.12% | 7.142% | 61.21%
|  |  | SAN MIGUEL 1106428314 | 0.74335 | 0.038218 | 0.78156 | 0.0030795 | 0.021762 | 0.016889 | 7.019% | 49.6% | 38.49% | 4.89%
|  |  | COPPERMINE 1104613086 | 0.52634 | 0 | 0.52634 | 0.0035632 | 0.0094483 | 0.0050283 | 19.75% | 52.37% | 27.87% | 0%
|  |  | LLAGAS 2105XR234 | 0.15216 | 0 | 0.15216 | 0.0027324 | 0.00694 | 0.0044021 | 19.41% | 49.31% | 31.28% | 0%
|  |  | SNEATH LANE 110168070 | 0.090439 | 0 | 0.090439 | 0.0062653 | 0.015433 | 0.0029468 | 25.42% | 62.62% | 11.96% | 0%
|  |  | BANGOR 1101614048 | 0.61722 | 1.8622 | 2.4795 | 0.012433 | 0.019338 | 0.010206 | 7.373% | 11.47% | 6.053% | 75.11%
|  |  | POINT MORETTI 11015104 | 0.0804 | 0.0021709 | 0.082571 | 0.0013441 | 0.0039176 | 0.00083807 | 21.46% | 62.54% | 13.38% | 2.629%
|  |  | CLAY 110184572 | 0.083947 | 0 | 0.083947 | 0.0042671 | 0.0082636 | 0.004063 | 25.72% | 49.8% | 24.49% | 0%
|  |  | PASO ROBLES 1103351084 | 1.0019 | 0.18281 | 1.1847 | 0.0039007 | 0.012545 | 0.0043619 | 15.85% | 50.99% | 17.73% | 15.43%
|  |  | MORAGA 1105CB | 0.21579 | 0 | 0.21579 | 0.030929 | 0.027553 | 0.012805 | 43.39% | 38.65% | 17.96% | 0%
|  |  | SAN LEANDRO U 1114653758 | 0.015686 | 0 | 0.015686 | 0.00020649 | 0.00066695 | 0.00032158 | 17.28% | 55.81% | 26.91% | 0%
|  |  | SOBRANTE 1101L534R | 0.093836 | 0.32904 | 0.42288 | 0.0062186 | 0.011942 | 0.0050431 | 5.947% | 11.42% | 4.823% | 77.81%
|  |  | COTATI 11055156 | 0.37811 | 0 | 0.37811 | 0.01489 | 0.028183 | 0.011782 | 27.14% | 51.38% | 21.48% | 0%
|  |  | CAMBRIA 1102W50 | 0.084746 | 0 | 0.084746 | 0.0031887 | 0.018587 | 0.002373 | 13.2% | 76.97% | 9.827% | 0%
|  |  | TASSAJARA 2103883664 | 0.03539 | 0.0039391 | 0.039329 | 0.0051944 | 0.0074463 | 0.0030263 | 29.83% | 42.77% | 17.38% | 10.02%
|  |  | SAN LEANDRO U 1109CR284 | 0.031864 | 0 | 0.031864 | 0.0025752 | 0.0052756 | 0.0024868 | 24.91% | 51.03% | 24.06% | 0%
|  |  | DESCHUTES 1101CB | 0.39322 | 0.82302 | 1.2162 | 0.01835 | 0.025797 | 0.012921 | 10.4% | 14.61% | 7.32% | 67.67%
|  |  | COTATI 110536536 | 0.74037 | 0 | 0.74037 | 0.023054 | 0.034097 | 0.013548 | 32.61% | 48.23% | 19.16% | 0%
|  |  | PAUL SWEET 210912828 | 0.19568 | 0 | 0.19568 | 0.015285 | 0.017737 | 0.0075661 | 37.66% | 43.7% | 18.64% | 0%
|  |  | COARSEGOLD 210410030 | 1.4014 | 0.35562 | 1.757 | 0.018282 | 0.036274 | 0.019164 | 19.78% | 39.25% | 20.73% | 20.24%
|  |  | PETALUMA C 1108883512 | 0.0051575 | 0 | 0.0051575 | 0.00013898 | 0.00018015 | 5.0445e-05 | 37.61% | 48.74% | 13.65% | 0%
|  |  | PENRYN 1103660 | 0.65494 | 0.059313 | 0.71425 | 0.036634 | 0.038057 | 0.016674 | 36.77% | 38.19% | 16.73% | 8.304%
|  |  | BOLINAS 11011064 | 0.15777 | 0 | 0.15777 | 0.021919 | 0.013349 | 0.0040173 | 55.79% | 33.98% | 10.23% | 0%
|  |  | GIRVAN 1102212096 | 0.14172 | 0.1875 | 0.32921 | 0.0063451 | 0.005869 | 0.0028983 | 18.07% | 16.72% | 8.256% | 56.95%
|  |  | ELK 1101311906 | 0.041601 | 0 | 0.041601 | 0.0024399 | 0.0030345 | 0.00082165 | 38.75% | 48.2% | 13.05% | 0%
|  |  | HARTLEY 1101738 | 0.30503 | 0 | 0.30503 | 0.015081 | 0.024913 | 0.010897 | 29.63% | 48.95% | 21.41% | 0%
|  |  | HUMBOLDT BAY 1102104220 | 0.12845 | 0.20893 | 0.33738 | 0.014202 | 0.011198 | 0.0020712 | 19.68% | 15.52% | 2.871% | 61.93%
|  |  | VACAVILLE 1103CB | 0.4993 | 0 | 0.4993 | 0.043726 | 0.067975 | 0.033797 | 30.05% | 46.72% | 23.23% | 0%
|  |  | VALLEY VIEW 1106P128 | 0.092442 | 0 | 0.092442 | 0.0043929 | 0.01133 | 0.0046579 | 21.55% | 55.59% | 22.85% | 0%
|  |  | PLACER 1104CB | 0.025223 | 0 | 0.025223 | 0.0015616 | 0.0057246 | 0.0034249 | 14.58% | 53.45% | 31.98% | 0%
|  |  | HICKS 2101CB | 0.38379 | 0 | 0.38379 | 0.010654 | 0.036895 | 0.020726 | 15.6% | 54.04% | 30.36% | 0%
|  |  | SAN LUIS OBISPO 1103V82 | 0.69076 | 0 | 0.69076 | 0.013437 | 0.042945 | 0.017479 | 18.19% | 58.14% | 23.66% | 0%
|  |  | SAN RAFAEL 1109418 | 0.62188 | 0 | 0.62188 | 0.022855 | 0.041541 | 0.014138 | 29.1% | 52.9% | 18% | 0%
|  |  | HICKS 2101984788 | 0.059597 | 0 | 0.059597 | 0.00027426 | 0.0013825 | 0.0006015 | 12.15% | 61.22% | 26.64% | 0%
|  |  | LOS OSITOS 2103220608 | 0.1681 | 0 | 0.1681 | 0.00018406 | 0.0032187 | 0.00098076 | 4.199% | 73.43% | 22.37% | 0%
|  |  | VIEJO 22039094 | 0.07384 | 0 | 0.07384 | 0.011568 | 0.014328 | 0.0022627 | 41.08% | 50.88% | 8.036% | 0%
|  |  | {-1} | 7.8777 | 0 | 7.8777 | 0.1293 | 0.46632 | 0.10554 | 18.44% | 66.51% | 15.05% | 0%
|  |  | OAKLAND X 1105184672 | 0.10587 | 0 | 0.10587 | 0.0076673 | 0.010255 | 0.0031455 | 36.39% | 48.68% | 14.93% | 0%
|  |  | MIRABEL 110286326 | 0.030732 | 0 | 0.030732 | 0.0013955 | 0.0015877 | 0.00081549 | 36.74% | 41.8% | 21.47% | 0%
|  |  | PERRY 1101W26 | 0.10234 | 0.0080532 | 0.1104 | 0.0019434 | 0.0040224 | 0.0013465 | 24.64% | 51% | 17.07% | 7.295%
|  |  | MORGAN HILL 2106CB | 0.21747 | 0 | 0.21747 | 0.0050596 | 0.020203 | 0.014185 | 12.83% | 51.21% | 35.96% | 0%
|  |  | COTTONWOOD 110131500 | 0.44268 | 0.67636 | 1.119 | 0.010037 | 0.019236 | 0.0093073 | 10.29% | 19.72% | 9.543% | 60.44%
|  |  | BURNEY 110237284 | 0.02274 | 0.33615 | 0.35889 | 0.0014352 | 0.0027326 | 0.00116 | 1.707% | 3.25% | 1.38% | 93.66%
|  |  | COTATI 1105213984 | 0.17636 | 0 | 0.17636 | 0.0025904 | 0.0076523 | 0.0023945 | 20.5% | 60.55% | 18.95% | 0%
|  |  | WYANDOTTE 110979932 | 1.2297 | 0 | 1.2297 | 0.032657 | 0.038437 | 0.018143 | 36.6% | 43.07% | 20.33% | 0%
|  |  | ARBUCKLE 1103CB | 0.0014883 | 0 | 0.0014883 | 0.00011762 | 0.0015995 | 0.0002259 | 6.053% | 82.32% | 11.63% | 0%
|  |  | PAUL SWEET 210710986 | 0.86494 | 0 | 0.86494 | 0.036777 | 0.064426 | 0.01707 | 31.09% | 54.47% | 14.43% | 0%
|  |  | POSO MOUNTAIN 21014456 | 0.72075 | 0.074264 | 0.79501 | 0.0026867 | 0.017596 | 0.01013 | 8.009% | 52.45% | 30.2% | 9.341%
|  |  | ELECTRA 1101105880 | 0.3132 | 1.6802 | 1.9934 | 0.0082809 | 0.015036 | 0.008223 | 4.125% | 7.49% | 4.096% | 84.29%
|  |  | PUEBLO 1105348368 | 0.32247 | 0.59516 | 0.91764 | 0.033276 | 0.030156 | 0.0078712 | 16.4% | 14.86% | 3.879% | 64.86%
|  |  | HATTON 11012026 | 0.49159 | 0 | 0.49159 | 0.017765 | 0.038384 | 0.010375 | 26.7% | 57.7% | 15.6% | 0%
|  |  | SILVERADO 2105533226 | 0.66972 | 0.14968 | 0.81941 | 0.02782 | 0.045442 | 0.017882 | 24.95% | 40.75% | 16.04% | 18.27%
|  |  | JESSUP 1102CB | 0.23595 | 0.069257 | 0.30521 | 0.0097174 | 0.018544 | 0.0097413 | 19.77% | 37.72% | 19.82% | 22.69%
|  |  | FROGTOWN 1702204480 | 0.091958 | 0.1487 | 0.24066 | 0.0019367 | 0.0064226 | 0.0055339 | 5.327% | 17.66% | 15.22% | 61.79%
|  |  | LOYOLA 1102429970 | 0.22807 | 0 | 0.22807 | 0.022784 | 0.016118 | 0.003865 | 53.28% | 37.69% | 9.037% | 0%
|  |  | PETALUMA C 1109270 | 0.36167 | 0 | 0.36167 | 0.020354 | 0.029624 | 0.010443 | 33.69% | 49.03% | 17.28% | 0%
|  |  | WOODSIDE 1102472928 | 0.030269 | 0 | 0.030269 | 0.0025462 | 0.0039816 | 0.0012506 | 32.73% | 51.19% | 16.08% | 0%
|  |  | BRUNSWICK 1105CB | 0.021133 | 1.5618 | 1.5829 | 0.0028156 | 0.0056532 | 0.0022763 | 0.3498% | 0.7024% | 0.2828% | 98.66%
|  |  | CABRILLO 1103Y46 | 2.2133 | 0 | 2.2133 | 0.01749 | 0.086186 | 0.024468 | 13.65% | 67.26% | 19.09% | 0%
|  |  | PENRYN 110790970 | 0.15452 | 0 | 0.15452 | 0.011158 | 0.01242 | 0.0062949 | 37.35% | 41.58% | 21.07% | 0%
|  |  | HUMBOLDT BAY 1102741980 | 0.35542 | 0.11334 | 0.46876 | 0.028072 | 0.014776 | 0.0030456 | 46.38% | 24.41% | 5.032% | 24.18%
|  |  | SANTA ROSA A 110439786 | 0.10696 | 0.042349 | 0.14931 | 0.011185 | 0.012129 | 0.0063009 | 27.06% | 29.34% | 15.24% | 28.36%
|  |  | CORRAL 110112612 | 0.69519 | 0 | 0.69519 | 0.010553 | 0.028482 | 0.015906 | 19.21% | 51.84% | 28.95% | 0%
|  |  | PENRYN 1106212772 | 0.036718 | 0 | 0.036718 | 0.0010444 | 0.0014668 | 0.00070658 | 32.46% | 45.58% | 21.96% | 0%
|  |  | IGNACIO 1103CB | 0.12927 | 0 | 0.12927 | 0.0031636 | 0.01552 | 0.0068271 | 12.4% | 60.84% | 26.76% | 0%
|  |  | OLETA 1101190308 | 0.083182 | 0 | 0.083182 | 0.0045883 | 0.01234 | 0.0049943 | 20.93% | 56.29% | 22.78% | 0%
|  |  | GEYSERVILLE 1102504260 | 0.17308 | 0.035171 | 0.20826 | 0.0033058 | 0.0049036 | 0.0019781 | 26.97% | 40% | 16.14% | 16.89%
|  |  | OILFIELDS 1103N42 | 0.33221 | 0 | 0.33221 | 0.0010561 | 0.01156 | 0.0065508 | 5.51% | 60.31% | 34.18% | 0%
|  |  | AUBERRY 110237466 | 1.0961 | 0.73088 | 1.827 | 0.011292 | 0.027725 | 0.011308 | 13.46% | 33.05% | 13.48% | 40%
|  |  | DUNBAR 1101872066 | 0.049164 | 0.14715 | 0.19631 | 0.0028402 | 0.0043903 | 0.00099029 | 8.653% | 13.37% | 3.017% | 74.96%
|  |  | VIEJO 22029120 | 0.29967 | 0 | 0.29967 | 0.021037 | 0.041978 | 0.0066039 | 30.22% | 60.3% | 9.486% | 0%
|  |  | MILPITAS 1103CB | 0.0017398 | 0 | 0.0017398 | 6.245e-05 | 0.0024005 | 0.000409 | 2.175% | 83.58% | 14.24% | 0%
|  |  | MORRO BAY 1102868170 | 0.28501 | 0 | 0.28501 | 0.0017466 | 0.014637 | 0.0030542 | 8.985% | 75.3% | 15.71% | 0%
|  |  | MOLINO 110241392 | 0.53777 | 0.050332 | 0.5881 | 0.051062 | 0.032391 | 0.010433 | 49.73% | 31.55% | 10.16% | 8.558%
|  |  | TIDEWATER 210665866 | 0.34759 | 0.5168 | 0.8644 | 0.010285 | 0.049517 | 0.019394 | 5.222% | 25.14% | 9.848% | 59.79%
|  |  | PERRY 1101V88 | 0.12821 | 0 | 0.12821 | 0.0045371 | 0.015716 | 0.0030891 | 19.44% | 67.33% | 13.23% | 0%
|  |  | MOLINO 1101338 | 0.53194 | 0.1659 | 0.69784 | 0.038054 | 0.026424 | 0.0075278 | 40.28% | 27.97% | 7.969% | 23.77%
|  |  | BURNEY 1102272636 | 0.0071771 | 0.0095588 | 0.016736 | 0.00048437 | 0.00067244 | 0.0003449 | 13.83% | 19.2% | 9.849% | 57.12%
|  |  | GEYSERVILLE 110289714 | 0.26149 | 0 | 0.26149 | 0.014274 | 0.018506 | 0.0081925 | 34.84% | 45.17% | 20% | 0%
|  |  | BUELLTON 1102CB | 0.64098 | 0 | 0.64098 | 0.013243 | 0.052321 | 0.017522 | 15.94% | 62.97% | 21.09% | 0%
|  |  | SYCAMORE CREEK 1111153260 | 0.012091 | 0 | 0.012091 | 0.00011403 | 0.00050181 | 0.00030528 | 12.38% | 54.48% | 33.14% | 0%
|  |  | SAN LUIS OBISPO 1102348318 | 0.011041 | 0 | 0.011041 | 0.00013859 | 0.00055278 | 0.00014974 | 16.48% | 65.72% | 17.8% | 0%
|  |  | CORRAL 110112606 | 0.74138 | 0 | 0.74138 | 0.013425 | 0.026753 | 0.014846 | 24.4% | 48.62% | 26.98% | 0%
|  |  | GEYSERVILLE 1102350 | 0.78474 | 0.047794 | 0.83254 | 0.025268 | 0.039168 | 0.017175 | 29.18% | 45.24% | 19.84% | 5.741%
|  |  | CLAY 11031821 | 0.21123 | 0 | 0.21123 | 0.0026455 | 0.0049777 | 0.0028166 | 25.34% | 47.68% | 26.98% | 0%
|  |  | WILLITS 110391948 | 0.23641 | 0 | 0.23641 | 0.0090085 | 0.0075736 | 0.0023074 | 47.69% | 40.09% | 12.22% | 0%
|  |  | PETALUMA C 1109664732 | 0.028859 | 0 | 0.028859 | 0.00044381 | 0.0012757 | 0.00047911 | 20.19% | 58.02% | 21.79% | 0%
|  |  | GRASS VALLEY 1101CB | 0.064168 | 1.0375 | 1.1017 | 0.0076291 | 0.014056 | 0.0050966 | 1.659% | 3.057% | 1.108% | 94.18%
|  |  | CLARKSVILLE 210619642 | 0.065678 | 0.73511 | 0.80079 | 0.0025191 | 0.0099485 | 0.0061502 | 1.11% | 4.383% | 2.709% | 91.8%
|  |  | CORRAL 1101639614 | 0.57995 | 0 | 0.57995 | 0.0075843 | 0.016407 | 0.010075 | 22.26% | 48.16% | 29.58% | 0%
|  |  | LLAGAS 2106338878 | 0.31909 | 0 | 0.31909 | 0.0011589 | 0.0065535 | 0.0042261 | 9.707% | 54.89% | 35.4% | 0%
|  |  | CORRAL 110136652 | 1.1717 | 0 | 1.1717 | 0.018603 | 0.040779 | 0.023712 | 22.39% | 49.08% | 28.54% | 0%
|  |  | SAN LUIS OBISPO 1108809986 | 0.07918 | 0 | 0.07918 | 0.0012697 | 0.007118 | 0.0025151 | 11.65% | 65.29% | 23.07% | 0%
|  |  | OAKLAND K 1101CB | 0.061858 | 0 | 0.061858 | 0.0050765 | 0.010293 | 0.0042687 | 25.85% | 52.41% | 21.74% | 0%
|  |  | SANTA YNEZ 1104512912 | 0.053797 | 0 | 0.053797 | 0.0015279 | 0.0047021 | 0.0016302 | 19.44% | 59.82% | 20.74% | 0%
|  |  | WILLITS 1103CB | 0.10308 | 0 | 0.10308 | 0.0052989 | 0.0060822 | 0.0019335 | 39.8% | 45.68% | 14.52% | 0%
|  |  | BASALT 1106267462 | 0.29941 | 0.027573 | 0.32698 | 0.0021799 | 0.0040868 | 0.0012651 | 26.5% | 49.68% | 15.38% | 8.433%
|  |  | DEL MONTE 21052644 | 0.067399 | 0 | 0.067399 | 0.0043301 | 0.0089215 | 0.0014289 | 29.5% | 60.77% | 9.734% | 0%
|  |  | VINEYARD 2110CB | 0.56699 | 0 | 0.56699 | 0.006045 | 0.043949 | 0.019036 | 8.757% | 63.67% | 27.58% | 0%
|  |  | SONOMA 1106510055 | 0.079123 | 0 | 0.079123 | 0.0029194 | 0.0058412 | 0.0018686 | 27.47% | 54.95% | 17.58% | 0%
|  |  | MORAGA 110381146 | 0.17059 | 0.75 | 0.92058 | 0.026282 | 0.023118 | 0.0098032 | 8.226% | 7.236% | 3.068% | 81.47%
|  |  | WOODACRE 110191900 | 0.3751 | 0.077083 | 0.45219 | 0.01363 | 0.016927 | 0.0043681 | 32.37% | 40.21% | 10.38% | 17.05%
|  |  | PLEASANT GROVE 2107CB | 0.001487 | 0 | 0.001487 | 3.3563e-05 | 0.0016247 | 0.00028621 | 1.726% | 83.55% | 14.72% | 0%
|  |  | HIGGINS 11095703 | 0.25772 | 0.15868 | 0.41641 | 0.010754 | 0.011015 | 0.0041279 | 25.7% | 26.33% | 9.865% | 38.11%
|  |  | CASTRO VALLEY 1110MR379 | 0.045075 | 0 | 0.045075 | 0.0043157 | 0.0064495 | 0.0024881 | 32.56% | 48.66% | 18.77% | 0%
|  |  | CABRILLO 1103Y12 | 1.1279 | 0 | 1.1279 | 0.010664 | 0.053269 | 0.012702 | 13.92% | 69.51% | 16.58% | 0%
|  |  | NEWBURG 1133CB | 0.28575 | 0.27311 | 0.55885 | 0.034865 | 0.020576 | 0.0053857 | 29.31% | 17.3% | 4.527% | 48.87%
|  |  | CORRAL 1101CB | 0.84759 | 0 | 0.84759 | 0.011671 | 0.036066 | 0.020909 | 17% | 52.54% | 30.46% | 0%
|  |  | LLAGAS 2101XR584 | 1.7784 | 0 | 1.7784 | 0.007713 | 0.030901 | 0.019741 | 13.22% | 52.95% | 33.83% | 0%
|  |  | SOLEDAD 2101955138 | 0.094709 | 0 | 0.094709 | 0.00032295 | 0.0045364 | 0.0022988 | 4.512% | 63.37% | 32.11% | 0%
|  |  | AUBURN 1101CB | 0.041703 | 0 | 0.041703 | 0.0072484 | 0.011411 | 0.0054697 | 30.04% | 47.29% | 22.67% | 0%
|  |  | RINCON 1101CB | 0.10766 | 4.0076 | 4.1152 | 0.009456 | 0.026828 | 0.0084455 | 0.553% | 1.569% | 0.4939% | 97.38%
|  |  | FORT BRAGG A 1102CB | 0.19781 | 0 | 0.19781 | 0.021536 | 0.017403 | 0.0039972 | 50.16% | 40.53% | 9.31% | 0%
|  |  | PAUL SWEET 210212850 | 0.12826 | 0 | 0.12826 | 0.0095948 | 0.015915 | 0.0070027 | 29.51% | 48.95% | 21.54% | 0%
|  |  | COTATI 1104426 | 0.17059 | 0 | 0.17059 | 0.010138 | 0.011244 | 0.0053031 | 37.99% | 42.14% | 19.87% | 0%
|  |  | MORRO BAY 1101W20 | 0.043748 | 0 | 0.043748 | 0.0011113 | 0.0034058 | 0.00087997 | 20.59% | 63.1% | 16.3% | 0%
|  |  | SAN LUIS OBISPO 1108337126 | 0.059022 | 0 | 0.059022 | 0.0016004 | 0.0056659 | 0.0020267 | 17.22% | 60.97% | 21.81% | 0%
|  |  | GANSNER 110152664 | 0.12742 | 0 | 0.12742 | 0.0052482 | 0.012863 | 0.0035028 | 24.28% | 59.51% | 16.21% | 0%
|  |  | HILLSDALE 0401289582 | 0.027358 | 0 | 0.027358 | 0.0021641 | 0.0027712 | 0.00062676 | 38.91% | 49.82% | 11.27% | 0%
|  |  | MORAGA 1105829530 | 0.17303 | 0 | 0.17303 | 0.0062027 | 0.0064523 | 0.0028689 | 39.96% | 41.56% | 18.48% | 0%
|  |  | SANTA YNEZ 1104Y04 | 0.74361 | 0 | 0.74361 | 0.0085165 | 0.045047 | 0.013406 | 12.72% | 67.27% | 20.02% | 0%
|  |  | WILLITS 1103964 | 0.11563 | 0 | 0.11563 | 0.0064495 | 0.0067311 | 0.0032304 | 39.3% | 41.02% | 19.68% | 0%
|  |  | CORRAL 110359770 | 0.24963 | 0 | 0.24963 | 0.0081463 | 0.013776 | 0.0071815 | 27.99% | 47.33% | 24.68% | 0%
|  |  | CLAY 1101CB | 0.072053 | 0 | 0.072053 | 0.0049813 | 0.014755 | 0.0072314 | 18.47% | 54.71% | 26.82% | 0%
|  |  | MC ARTHUR 11011546 | 0.87085 | 0.32332 | 1.1942 | 0.0065035 | 0.029526 | 0.0093437 | 10.45% | 47.45% | 15.02% | 27.07%
|  |  | SALMON CREEK 110188998 | 0.40293 | 0.14378 | 0.54671 | 0.019962 | 0.018028 | 0.0052249 | 34.04% | 30.75% | 8.911% | 26.3%
|  |  | PURISIMA 110149394 | 0.28716 | 0 | 0.28716 | 0.0072495 | 0.044482 | 0.007921 | 12.15% | 74.57% | 13.28% | 0%
|  |  | HIGHLANDS 110484640 | 0.018241 | 0.18986 | 0.2081 | 0.0014087 | 0.003496 | 0.0022491 | 1.726% | 4.284% | 2.756% | 91.23%
|  |  | DIAMOND SPRINGS 1107CB | 0.30925 | 0 | 0.30925 | 0.015998 | 0.032501 | 0.013122 | 25.96% | 52.74% | 21.29% | 0%
|  |  | SWIFT 2110XR366 | 0.41963 | 0 | 0.41963 | 0.00937 | 0.021508 | 0.010601 | 22.59% | 51.85% | 25.56% | 0%
|  |  | CLARKSVILLE 2105CB | 0.014277 | 1.8768 | 1.8911 | 0.00037266 | 0.0040798 | 0.0019189 | 0.04416% | 0.4834% | 0.2274% | 99.25%
|  |  | SAN LEANDRO U 1114MR545 | 0.12154 | 0 | 0.12154 | 0.012861 | 0.021201 | 0.0080328 | 30.55% | 50.36% | 19.08% | 0%
|  |  | CASTRO VALLEY 1110CB | 0.066842 | 0 | 0.066842 | 0.004007 | 0.0078537 | 0.0028046 | 27.32% | 53.55% | 19.12% | 0%
|  |  | JESSUP 1103770356 | 0.16873 | 0.41579 | 0.58452 | 0.0067084 | 0.0097763 | 0.0045652 | 9.2% | 13.41% | 6.261% | 71.13%
|  |  | HOPLAND 1101CB | 0.58126 | 0 | 0.58126 | 0.0078517 | 0.020198 | 0.0066496 | 22.63% | 58.21% | 19.16% | 0%
|  |  | POINT ARENA 11013702 | 0.16359 | 0 | 0.16359 | 0.0051206 | 0.0056254 | 0.0015704 | 41.58% | 45.67% | 12.75% | 0%
|  |  | PUEBLO 2103329486 | 0.13406 | 0.063813 | 0.19787 | 0.0092915 | 0.0089072 | 0.0031957 | 29.42% | 28.21% | 10.12% | 32.25%
|  |  | CORNING 1102915324 | 0.12666 | 0.055532 | 0.18219 | 0.001142 | 0.0065315 | 0.0025176 | 7.791% | 44.56% | 17.17% | 30.48%
|  |  | LLAGAS 2107870396 | 0.087033 | 0 | 0.087033 | 0.0053624 | 0.008151 | 0.0051698 | 28.7% | 43.63% | 27.67% | 0%
|  |  | COTATI 1105844060 | 0.06988 | 0 | 0.06988 | 0.0016347 | 0.0025942 | 0.00077859 | 32.65% | 51.81% | 15.55% | 0%
|  |  | SAN LUIS OBISPO 1105CB | 0.10321 | 0 | 0.10321 | 0.0068269 | 0.017269 | 0.004904 | 23.54% | 59.55% | 16.91% | 0%
|  |  | OCEANO 1102CB | 0.49805 | 0 | 0.49805 | 0.0052536 | 0.024438 | 0.0081895 | 13.87% | 64.51% | 21.62% | 0%
|  |  | SEACLIFF 0402CB | 0.0041877 | 0 | 0.0041877 | 0.00066177 | 0.00093617 | 0.0003636 | 33.74% | 47.73% | 18.54% | 0%
|  |  | MARTELL 110198374 | 0.087847 | 0 | 0.087847 | 0.0061271 | 0.013171 | 0.0065031 | 23.75% | 51.05% | 25.2% | 0%
|  |  | WISE 11011404 | 0.14018 | 1.3295 | 1.4697 | 0.0057589 | 0.011097 | 0.0054156 | 2.466% | 4.752% | 2.319% | 90.46%
|  |  | IGNACIO 11041290 | 0.37697 | 0 | 0.37697 | 0.015454 | 0.038697 | 0.017242 | 21.65% | 54.2% | 24.15% | 0%
|  |  | HALF MOON BAY 11036014 | 0.39759 | 0 | 0.39759 | 0.013557 | 0.042558 | 0.0075937 | 21.28% | 66.8% | 11.92% | 0%
|  |  | PENRYN 11072410 | 0.21279 | 0 | 0.21279 | 0.012627 | 0.0132 | 0.0056491 | 40.11% | 41.94% | 17.95% | 0%
|  |  | SAN LUIS OBISPO 1103153199 | 0.20605 | 0.12141 | 0.32746 | 0.0027701 | 0.0085665 | 0.0029839 | 12.17% | 37.64% | 13.11% | 37.08%
|  |  | GREEN VALLEY 2101509068 | 0.064186 | 0 | 0.064186 | 0.0047316 | 0.0034442 | 0.0016655 | 48.08% | 35% | 16.92% | 0%
|  |  | PETALUMA C 1108632 | 0.45564 | 0 | 0.45564 | 0.0074715 | 0.018604 | 0.0050841 | 23.98% | 59.71% | 16.32% | 0%
|  |  | DOLAN ROAD 1101590402 | 0.17553 | 0 | 0.17553 | 0.010343 | 0.014595 | 0.0043102 | 35.36% | 49.9% | 14.74% | 0%
|  |  | OREGON TRAIL 110346860 | 0.11075 | 0.0060224 | 0.11677 | 0.0067827 | 0.01476 | 0.008357 | 21.52% | 46.82% | 26.51% | 5.157%
|  |  | MIRABEL 1101228 | 0.28513 | 0 | 0.28513 | 0.030873 | 0.021253 | 0.0066963 | 52.48% | 36.13% | 11.38% | 0%
|  |  | SNEATH LANE 11015311 | 0.025046 | 0 | 0.025046 | 0.0014271 | 0.0062877 | 0.0011508 | 16.1% | 70.92% | 12.98% | 0%
|  |  | CASTRO VALLEY 1108MR337 | 0.85543 | 0 | 0.85543 | 0.044058 | 0.066013 | 0.021223 | 33.56% | 50.28% | 16.16% | 0%
|  |  | MADISON 2101725408 | 0.041025 | 0.031793 | 0.072818 | 0.00058242 | 0.0016313 | 0.00097539 | 10.29% | 28.82% | 17.23% | 43.66%
|  |  | HOLLISTER 2105903238 | 0.25066 | 0 | 0.25066 | 0.00094912 | 0.00324 | 0.0015434 | 16.56% | 56.52% | 26.92% | 0%
|  |  | CABRILLO 1103Y10 | 0.58786 | 0 | 0.58786 | 0.0091659 | 0.057791 | 0.018914 | 10.67% | 67.3% | 22.03% | 0%
|  |  | FROGTOWN 17027108 | 0.45554 | 0.084663 | 0.5402 | 0.0038563 | 0.012828 | 0.0098222 | 12.27% | 40.81% | 31.25% | 15.67%
|  |  | BANGOR 110182350 | 0.61474 | 3.3208 | 3.9356 | 0.01633 | 0.022503 | 0.0083335 | 5.408% | 7.452% | 2.76% | 84.38%
|  |  | SILVERADO 2105359428 | 0.07788 | 0.054306 | 0.13219 | 0.0038759 | 0.0059947 | 0.0023874 | 18.63% | 28.81% | 11.47% | 41.08%
|  |  | JOLON 11027070 | 0.64708 | 0.65812 | 1.3052 | 0.0033222 | 0.020579 | 0.010559 | 4.78% | 29.61% | 15.19% | 50.42%
|  |  | OCEANO 1104V38 | 0.65592 | 0 | 0.65592 | 0.019082 | 0.043981 | 0.014669 | 24.55% | 56.58% | 18.87% | 0%
|  |  | BOGARD 1101CB | 0.015448 | 0 | 0.015448 | 0.00037101 | 0.00062839 | 0.00017746 | 31.53% | 53.4% | 15.08% | 0%
|  |  | BURNEY 110297318 | 0.025585 | 0.46201 | 0.48759 | 0.001249 | 0.0034326 | 0.00129 | 1.098% | 3.016% | 1.134% | 94.75%
|  |  | ZACA 1102Y48 | 0.26656 | 0 | 0.26656 | 0.011844 | 0.034516 | 0.01284 | 20.01% | 58.3% | 21.69% | 0%
|  |  | DEL MONTE 210332886 | 0.041548 | 0 | 0.041548 | 0.0052931 | 0.011464 | 0.0041075 | 25.37% | 54.94% | 19.69% | 0%
|  |  | CORRAL 110313474 | 0.20805 | 0 | 0.20805 | 0.0072021 | 0.018479 | 0.0090653 | 20.73% | 53.18% | 26.09% | 0%
|  |  | OAKLAND J 1106CR164 | 0.16627 | 0 | 0.16627 | 0.014742 | 0.029554 | 0.012603 | 25.91% | 51.94% | 22.15% | 0%
|  |  | PEORIA 170176030 | 0.4505 | 0 | 0.4505 | 0.0061508 | 0.019477 | 0.020746 | 13.26% | 42% | 44.74% | 0%
|  |  | VIEJO 22032634 | 0.045512 | 0 | 0.045512 | 0.0085682 | 0.0096174 | 0.001517 | 43.49% | 48.81% | 7.7% | 0%
|  |  | WYANDOTTE 11095607 | 0.1804 | 0.36015 | 0.54055 | 0.0065373 | 0.0073782 | 0.0034754 | 12.55% | 14.16% | 6.669% | 66.63%
|  |  | RALSTON 1101836528 | 0.089542 | 0 | 0.089542 | 0.0068759 | 0.011243 | 0.0028423 | 32.8% | 53.64% | 13.56% | 0%
|  |  | CORRAL 110214026 | 0.28249 | 0 | 0.28249 | 0.0047192 | 0.010919 | 0.005883 | 21.93% | 50.74% | 27.34% | 0%
|  |  | WYANDOTTE 1109758802 | 0.074967 | 0 | 0.074967 | 0.0030457 | 0.0052234 | 0.0027979 | 27.52% | 47.2% | 25.28% | 0%
|  |  | SAN RAFAEL 11061230 | 0.17147 | 0.22801 | 0.39948 | 0.016566 | 0.02371 | 0.0080374 | 14.72% | 21.06% | 7.141% | 57.08%
|  |  | RED BLUFF 1104135854 | 0.09482 | 0 | 0.09482 | 0.0031027 | 0.0065581 | 0.0033389 | 23.87% | 50.45% | 25.68% | 0%
|  |  | COTATI 110361736 | 0.57357 | 0 | 0.57357 | 0.021249 | 0.032452 | 0.0099261 | 33.4% | 51% | 15.6% | 0%
|  |  | STAFFORD 1101CB | 0.2741 | 0 | 0.2741 | 0.029194 | 0.055777 | 0.020286 | 27.74% | 52.99% | 19.27% | 0%
|  |  | CASTRO VALLEY 1111CB | 0.034136 | 0 | 0.034136 | 0.0028149 | 0.0024624 | 0.00084539 | 45.97% | 40.22% | 13.81% | 0%
|  |  | STELLING 1111LM10 | 0.1694 | 0 | 0.1694 | 0.0092856 | 0.010213 | 0.0028817 | 41.49% | 45.63% | 12.88% | 0%
|  |  | PARADISE 11052024 | 0.010698 | 3.0281 | 3.0388 | 0.00055652 | 0.0025674 | 0.0011355 | 0.046% | 0.2122% | 0.09385% | 99.65%
|  |  | DESCHUTES 1104CB | 0.37102 | 1.8326 | 2.2036 | 0.022727 | 0.033674 | 0.016496 | 5.249% | 7.778% | 3.81% | 83.16%
|  |  | PENRYN 1107CB | 0.37456 | 0 | 0.37456 | 0.033785 | 0.048603 | 0.022898 | 32.09% | 46.16% | 21.75% | 0%
|  |  | SUMMIT 110148636 | 0.060077 | 1.5079 | 1.5679 | 0.0078577 | 0.012139 | 0.001294 | 1.414% | 2.185% | 0.2329% | 96.17%
|  |  | RESERVATION ROAD 1102303870 | 0.019868 | 0.0083158 | 0.028184 | 0.0004087 | 0.0010322 | 0.0004733 | 15.05% | 38.01% | 17.43% | 29.51%
|  |  | GABILAN 1101460414 | 0.29213 | 0 | 0.29213 | 0.0045189 | 0.01079 | 0.0030014 | 24.68% | 58.93% | 16.39% | 0%
|  |  | NORTH TOWER 2101CB | 0.086691 | 0 | 0.086691 | 0.0031936 | 0.014334 | 0.0062663 | 13.42% | 60.24% | 26.34% | 0%
|  |  | RALSTON 11029126 | 0.034868 | 0 | 0.034868 | 0.0022871 | 0.0069118 | 0.0018917 | 20.62% | 62.32% | 17.06% | 0%
|  |  | CLARKSVILLE 210951744 | 0.062831 | 0.059523 | 0.12235 | 0.0040534 | 0.0043658 | 0.0024795 | 19.1% | 20.57% | 11.68% | 48.65%
|  |  | SAN RAFAEL 11042235 | 0.024822 | 0 | 0.024822 | 0.0047009 | 0.0030605 | 0.00094871 | 53.97% | 35.14% | 10.89% | 0%
|  |  | POINT ARENA 11011296 | 0.1432 | 0 | 0.1432 | 0.0061842 | 0.0081015 | 0.00203 | 37.9% | 49.65% | 12.44% | 0%
|  |  | GOLDTREE 1107CB | 0.1239 | 0.43648 | 0.56039 | 0.0025552 | 0.012677 | 0.0042893 | 2.894% | 14.36% | 4.858% | 77.89%
|  |  | CLOVERDALE 1101CB | 0.10547 | 2.4285 | 2.534 | 0.010087 | 0.019516 | 0.0072626 | 1.139% | 2.203% | 0.8199% | 95.84%
|  |  | HARTLEY 1101658 | 0.5835 | 0 | 0.5835 | 0.010513 | 0.022206 | 0.0095522 | 24.87% | 52.53% | 22.6% | 0%
|  |  | SAN RAMON 2117CB | 0.038741 | 0 | 0.038741 | 0.00091216 | 0.0093163 | 0.0039291 | 6.443% | 65.8% | 27.75% | 0%
|  |  | SANTA YNEZ 1104117616 | 0.00707 | 0 | 0.00707 | 0.00029799 | 0.00092761 | 0.00035491 | 18.85% | 58.69% | 22.46% | 0%
|  |  | EDES 1112CB | 0.038246 | 0 | 0.038246 | 0.0037964 | 0.0081442 | 0.0037826 | 24.15% | 51.8% | 24.06% | 0%
|  |  | VIEJO 22029488 | 0.030685 | 0 | 0.030685 | 0.0071897 | 0.0072639 | 0.0010698 | 46.32% | 46.79% | 6.892% | 0%
|  |  | BELL 1108339792 | 0.10208 | 0.097058 | 0.19914 | 0.0050157 | 0.0053645 | 0.0024318 | 20.07% | 21.46% | 9.73% | 48.74%
|  |  | LINCOLN 110195756 | 0.39128 | 0 | 0.39128 | 0.023715 | 0.02874 | 0.011766 | 36.93% | 44.75% | 18.32% | 0%
|  |  | RIO DEL MAR 0401931192 | 0.10549 | 0 | 0.10549 | 0.021772 | 0.019595 | 0.0049061 | 47.05% | 42.35% | 10.6% | 0%
|  |  | LINCOLN 1104275986 | 0.019551 | 0 | 0.019551 | 0.00034923 | 0.00092922 | 0.00040073 | 20.8% | 55.34% | 23.86% | 0%
|  |  | SOBRANTE 110142914 | 0.062924 | 0.044117 | 0.10704 | 0.0082162 | 0.0094867 | 0.0034212 | 22.86% | 26.4% | 9.521% | 41.22%
|  |  | OCEANO 1104CB | 0.39685 | 0 | 0.39685 | 0.011358 | 0.049947 | 0.019373 | 14.08% | 61.91% | 24.01% | 0%
|  |  | JESSUP 1101CB | 0.11297 | 0.081302 | 0.19427 | 0.0067391 | 0.017775 | 0.0089019 | 11.73% | 30.93% | 15.49% | 41.85%
|  |  | SAN RAFAEL 1107434 | 0.018747 | 0 | 0.018747 | 0.0036832 | 0.006092 | 0.0022231 | 30.7% | 50.77% | 18.53% | 0%
|  |  | PALMER 110198478 | 0.1526 | 0 | 0.1526 | 0.002835 | 0.006617 | 0.0024428 | 23.83% | 55.63% | 20.54% | 0%
|  |  | MORAGA 1102221914 | 0.16898 | 0.2022 | 0.37119 | 0.043839 | 0.030339 | 0.007842 | 24.33% | 16.84% | 4.353% | 54.48%
|  |  | MORGAN HILL 2110654924 | 0.13594 | 0 | 0.13594 | 0.00334 | 0.010675 | 0.0052301 | 17.35% | 55.47% | 27.18% | 0%
|  |  | PERRY 1101200598 | 0.47401 | 0.024405 | 0.49842 | 0.0074218 | 0.027503 | 0.0081332 | 16.39% | 60.75% | 17.96% | 4.896%
|  |  | PHILO 1102920 | 0.76714 | 0 | 0.76714 | 0.046383 | 0.030545 | 0.0126 | 51.81% | 34.12% | 14.07% | 0%
|  |  | VIEJO 220292792 | 0.04027 | 0 | 0.04027 | 0.0039759 | 0.0088233 | 0.0016711 | 27.48% | 60.98% | 11.55% | 0%
|  |  | TULUCAY 1101628 | 0.41404 | 0.18592 | 0.59996 | 0.0062103 | 0.020895 | 0.0088184 | 11.93% | 40.14% | 16.94% | 30.99%
|  |  | FITCH MOUNTAIN 1113154 | 0.19363 | 0 | 0.19363 | 0.028007 | 0.024313 | 0.0091382 | 45.57% | 39.56% | 14.87% | 0%
|  |  | BIG RIVER 110155402 | 0.23988 | 0 | 0.23988 | 0.027415 | 0.022937 | 0.0048013 | 49.71% | 41.59% | 8.706% | 0%
|  |  | PAUL SWEET 2102168368 | 0.033842 | 0 | 0.033842 | 0.0027687 | 0.0024805 | 0.0010088 | 44.24% | 39.64% | 16.12% | 0%
|  |  | PUEBLO 2103694 | 0.10786 | 0.54595 | 0.65381 | 0.00927 | 0.021282 | 0.0087763 | 3.888% | 8.927% | 3.681% | 83.5%
|  |  | BIG MEADOWS 21012586 | 0.24312 | 0.25907 | 0.50218 | 0.0092688 | 0.015392 | 0.002833 | 16.32% | 27.1% | 4.989% | 51.59%
|  |  | CLARK ROAD 11022044 | 0.35466 | 0.76593 | 1.1206 | 0.0083268 | 0.020773 | 0.011022 | 6.568% | 16.39% | 8.694% | 68.35%
|  |  | SANTA ROSA A 1104991788 | 0.069869 | 0.089005 | 0.15887 | 0.01484 | 0.010203 | 0.0043055 | 22.24% | 15.29% | 6.452% | 56.02%
|  |  | BELL 110880680 | 0.029813 | 0.16099 | 0.19081 | 0.0034136 | 0.0032387 | 0.0015506 | 6.502% | 6.169% | 2.953% | 84.38%
|  |  | WOODSIDE 11049116 | 0.091669 | 0 | 0.091669 | 0.01265 | 0.016073 | 0.0062552 | 36.17% | 45.95% | 17.88% | 0%
|  |  | MC ARTHUR 11011544 | 0.83068 | 0.29496 | 1.1256 | 0.0057681 | 0.040707 | 0.015345 | 6.885% | 48.59% | 18.32% | 26.2%
|  |  | MORRO BAY 1101V70 | 0.022321 | 0 | 0.022321 | 0.0005681 | 0.0050651 | 0.0012717 | 8.227% | 73.36% | 18.42% | 0%
|  |  | OLETA 110151740 | 0.64509 | 0 | 0.64509 | 0.011761 | 0.024751 | 0.01307 | 23.72% | 49.92% | 26.36% | 0%
|  |  | HALF MOON BAY 1103CB | 0.33845 | 0 | 0.33845 | 0.013583 | 0.041353 | 0.0072958 | 21.83% | 66.45% | 11.72% | 0%
|  |  | TOCALOMA 0241CB | 0.002739 | 0 | 0.002739 | 4.1678e-05 | 0.0001113 | 2.2451e-05 | 23.76% | 63.44% | 12.8% | 0%
|  |  | RESERVATION ROAD 11023032 | 0.25975 | 0.23617 | 0.49592 | 0.0056061 | 0.029759 | 0.013894 | 5.961% | 31.64% | 14.77% | 47.62%
|  |  | SAN RAFAEL 1103CB | 0.047481 | 0 | 0.047481 | 0.0028036 | 0.02087 | 0.0076764 | 8.943% | 66.57% | 24.49% | 0%
|  |  | FORT BRAGG A 11021226 | 0.1979 | 0 | 0.1979 | 0.027071 | 0.021275 | 0.0044645 | 51.26% | 40.29% | 8.454% | 0%
|  |  | PACIFICA 1103915474 | 0.16372 | 0 | 0.16372 | 0.026633 | 0.04541 | 0.0078495 | 33.34% | 56.84% | 9.825% | 0%
|  |  | VIEJO 2203573610 | 0.082096 | 0 | 0.082096 | 0.0085459 | 0.014476 | 0.0014686 | 34.89% | 59.11% | 5.997% | 0%
|  |  | MAGUNDEN 1108250674 | 0.67218 | 0 | 0.67218 | 0.0034798 | 0.033881 | 0.020487 | 6.015% | 58.57% | 35.42% | 0%
|  |  | SWIFT 2109XR300 | 0.033174 | 0 | 0.033174 | 0.00138 | 0.0036583 | 0.0024358 | 18.46% | 48.95% | 32.59% | 0%
|  |  | PETALUMA C 1109373772 | 0.00067756 | 0 | 0.00067756 | 1.0949e-05 | 2.7027e-05 | 1.3642e-05 | 21.21% | 52.36% | 26.43% | 0%
|  |  | PEABODY 2108CB | 0.21668 | 0 | 0.21668 | 0.0021908 | 0.025028 | 0.009235 | 6.01% | 68.66% | 25.33% | 0%
|  |  | UKIAH 111472990 | 0.069637 | 0 | 0.069637 | 0.0081473 | 0.0088462 | 0.0034073 | 39.94% | 43.36% | 16.7% | 0%
|  |  | MONROE 2103848530 | 0.050878 | 0.0086134 | 0.059491 | 0.0038084 | 0.0039929 | 0.002563 | 31.43% | 32.95% | 21.15% | 14.48%
|  |  | VIEJO 2204385618 | 0.080844 | 0 | 0.080844 | 0.011137 | 0.024773 | 0.0041791 | 27.78% | 61.79% | 10.42% | 0%
|  |  | SAN LEANDRO U 1109936988 | 0.24775 | 0 | 0.24775 | 0.020344 | 0.024601 | 0.0076796 | 38.66% | 46.75% | 14.59% | 0%
|  |  | RIO DELL 110270960 | 0.2712 | 0.13997 | 0.41117 | 0.029126 | 0.022693 | 0.0064328 | 32.98% | 25.7% | 7.284% | 34.04%
|  |  | BRUNSWICK 1104CB | 0.057669 | 4.3591 | 4.4168 | 0.0048156 | 0.009745 | 0.0040912 | 0.3371% | 0.6822% | 0.2864% | 98.69%
|  |  | WILLOW PASS 1101CB | 0.17012 | 0.58928 | 0.7594 | 0.0090971 | 0.044938 | 0.016985 | 2.869% | 14.17% | 5.357% | 77.6%
|  |  | HIGGINS 1110CB | 0.095503 | 0.064706 | 0.16021 | 0.0059788 | 0.012185 | 0.0055139 | 15.05% | 30.68% | 13.88% | 40.39%
|  |  | LAS GALLINAS A 1106228906 | 0.035228 | 0.1723 | 0.20753 | 0.0032479 | 0.0055467 | 0.0015427 | 5.333% | 9.108% | 2.533% | 83.03%
|  |  | OLEMA 1101602 | 0.55382 | 0 | 0.55382 | 0.020291 | 0.029492 | 0.0074751 | 35.44% | 51.51% | 13.05% | 0%
|  |  | IGNACIO 1105318 | 0.30373 | 0 | 0.30373 | 0.032917 | 0.07338 | 0.026047 | 24.87% | 55.45% | 19.68% | 0%
|  |  | ATASCADERO 1103A46 | 0.40373 | 0 | 0.40373 | 0.0099975 | 0.017214 | 0.0066394 | 29.53% | 50.85% | 19.61% | 0%
|  |  | EAST QUINCY 1101951424 | 0.13058 | 0 | 0.13058 | 0.0032158 | 0.012322 | 0.0042906 | 16.22% | 62.14% | 21.64% | 0%
|  |  | CAMP EVERS 2105CB | 0.043146 | 0 | 0.043146 | 0.0097285 | 0.011766 | 0.0051305 | 36.54% | 44.19% | 19.27% | 0%
|  |  | DUNBAR 1101CB | 0.049564 | 0.058298 | 0.10786 | 0.0097643 | 0.016356 | 0.0044428 | 14.68% | 24.59% | 6.68% | 54.05%
|  |  | WILLITS 11021270 | 0.036575 | 0 | 0.036575 | 0.0026691 | 0.0049316 | 0.0017275 | 28.61% | 52.87% | 18.52% | 0%
|  |  | SPRING GAP 170286032 | 0.051733 | 0.022759 | 0.074492 | 0.0045543 | 0.0051444 | 0.0013418 | 28.65% | 32.36% | 8.44% | 30.55%
|  |  | JOLON 11027004 | 0.39187 | 0.11224 | 0.50411 | 0.003531 | 0.020067 | 0.011702 | 7.776% | 44.19% | 25.77% | 22.26%
|  |  | VIEJO 220393964 | 0.060499 | 0 | 0.060499 | 0.012772 | 0.016936 | 0.0022396 | 39.98% | 53.01% | 7.01% | 0%
|  |  | OCEANO 1103839302 | 0.025292 | 0 | 0.025292 | 0.00040345 | 0.0010925 | 0.00039414 | 21.35% | 57.8% | 20.85% | 0%
|  |  | COTATI 110259258 | 0.16133 | 0 | 0.16133 | 0.0052959 | 0.010879 | 0.0040313 | 26.21% | 53.84% | 19.95% | 0%
|  |  | HARTLEY 1102CB | 0.26946 | 0 | 0.26946 | 0.011333 | 0.031711 | 0.015121 | 19.48% | 54.52% | 26% | 0%
|  |  | CALISTOGA 1102960240 | 0.026014 | 0.045693 | 0.071707 | 0.0018051 | 0.003962 | 0.0012314 | 9.357% | 20.54% | 6.383% | 63.72%
|  |  | LAS POSITAS 2110MR356 | 0.0015032 | 0 | 0.0015032 | 4.2284e-05 | 0.001344 | 0.00057822 | 2.152% | 68.41% | 29.43% | 0%
|  |  | EDENVALE 2105469810 | 0.21749 | 0 | 0.21749 | 0.0019742 | 0.014337 | 0.0062021 | 8.769% | 63.68% | 27.55% | 0%
|  |  | SWIFT 2102889948 | 0.043159 | 0 | 0.043159 | 0.0012685 | 0.0023861 | 0.0014491 | 24.85% | 46.75% | 28.39% | 0%
|  |  | ASHLAN AVE 2117CB | 0.0012807 | 0 | 0.0012807 | 9.1423e-05 | 0.0014214 | 0.00060126 | 4.324% | 67.24% | 28.44% | 0%
|  |  | HICKS 111512494 | 0.040947 | 0 | 0.040947 | 0.0068333 | 0.010041 | 0.0046019 | 31.82% | 46.76% | 21.43% | 0%
|  |  | PEORIA 170575274 | 0.089457 | 0 | 0.089457 | 0.0058595 | 0.011485 | 0.0083517 | 22.8% | 44.7% | 32.5% | 0%
|  |  | SPRUCE 0402BR304 | 0.069926 | 0 | 0.069926 | 0.015298 | 0.015747 | 0.0035902 | 44.17% | 45.47% | 10.37% | 0%
|  |  | HICKS 1116CB | 0.31593 | 0 | 0.31593 | 0.029668 | 0.057327 | 0.025285 | 26.42% | 51.06% | 22.52% | 0%
|  |  | LAS GALLINAS A 1105904 | 0.18629 | 1.0733 | 1.2596 | 0.019537 | 0.03391 | 0.0087512 | 4.646% | 8.063% | 2.081% | 85.21%
|  |  | BELLEVUE 2103648 | 0.65023 | 0.58671 | 1.2369 | 0.037267 | 0.040799 | 0.0097134 | 22.32% | 24.43% | 5.817% | 47.43%
|  |  | SAN BRUNO 0402CB | 0.017507 | 0 | 0.017507 | 0.001603 | 0.0077623 | 0.0017643 | 14.4% | 69.74% | 15.85% | 0%
|  |  | HIGGINS 1110197930 | 0.10371 | 0.35126 | 0.45497 | 0.014931 | 0.015609 | 0.008094 | 8.81% | 9.21% | 4.776% | 77.2%
|  |  | SAN RAFAEL 1104CB | 0.04925 | 0 | 0.04925 | 0.010398 | 0.011998 | 0.0042674 | 39% | 45% | 16% | 0%
|  |  | CAYETANO 2109CB | 0.18657 | 0.027573 | 0.21414 | 0.0027189 | 0.029345 | 0.010554 | 5.558% | 59.99% | 21.58% | 12.88%
|  |  | CABRILLO 1104Y22 | 0.75337 | 0 | 0.75337 | 0.015379 | 0.073196 | 0.032184 | 12.74% | 60.61% | 26.65% | 0%
|  |  | CARLOTTA 112142896 | 0.11418 | 0.12563 | 0.23981 | 0.014736 | 0.011998 | 0.0032777 | 23.38% | 19.03% | 5.2% | 52.39%
|  |  | BELLEVUE 2103478 | 0.7627 | 0.19067 | 0.95337 | 0.027024 | 0.047067 | 0.016276 | 23.92% | 41.67% | 14.41% | 20%
|  |  | SANTA ROSA A 1111114 | 0.1714 | 0.4156 | 0.587 | 0.011179 | 0.012841 | 0.0048206 | 11.32% | 13% | 4.88% | 70.8%
|  |  | ATASCADERO 1102A88 | 0.097361 | 0 | 0.097361 | 0.0031505 | 0.0075756 | 0.003906 | 21.53% | 51.77% | 26.69% | 0%
|  |  | MC ARTHUR 1101501106 | 0.2354 | 0.17159 | 0.40699 | 0.0018679 | 0.012079 | 0.0042066 | 5.951% | 38.49% | 13.4% | 42.16%
|  |  | DUNBAR 1101725292 | 0.032623 | 0.40555 | 0.43817 | 0.0059567 | 0.0034252 | 0.0008377 | 4.34% | 2.495% | 0.6103% | 92.55%
|  |  | SALMON CREEK 1101194 | 0.3675 | 0.17314 | 0.54064 | 0.0084894 | 0.019029 | 0.0033301 | 18.71% | 41.93% | 7.338% | 32.03%
|  |  | GONZALES 11013094 | 0.47402 | 0 | 0.47402 | 0.0015877 | 0.02294 | 0.0098067 | 4.624% | 66.81% | 28.56% | 0%
|  |  | VALLEY VIEW 1103CB | 0.12048 | 0 | 0.12048 | 0.020542 | 0.03786 | 0.011962 | 29.19% | 53.81% | 17% | 0%
|  |  | MORAGA 1105116034 | 0.057466 | 0 | 0.057466 | 0.012195 | 0.0074891 | 0.0037219 | 52.1% | 32% | 15.9% | 0%
|  |  | BRENTWOOD 2105500796 | 0.13989 | 0.019345 | 0.15924 | 0.00066952 | 0.0045196 | 0.0020099 | 8.17% | 55.15% | 24.53% | 12.15%
|  |  | LINCOLN 11042070 | 0.66445 | 0 | 0.66445 | 0.029106 | 0.034772 | 0.014731 | 37.03% | 44.23% | 18.74% | 0%
|  |  | PETALUMA C 1108630 | 0.083331 | 0 | 0.083331 | 0.0087497 | 0.0098011 | 0.0034303 | 39.81% | 44.59% | 15.61% | 0%
|  |  | SAUSALITO 11022033 | 0.014592 | 0 | 0.014592 | 0.0024372 | 0.0029955 | 0.0005699 | 40.6% | 49.9% | 9.494% | 0%
|  |  | ANDERSON 11031600 | 0.29128 | 0.63545 | 0.92672 | 0.0080495 | 0.017045 | 0.0086458 | 7.499% | 15.88% | 8.054% | 68.57%
|  |  | STAFFORD 11021258 | 0.1694 | 0 | 0.1694 | 0.017612 | 0.026867 | 0.0079619 | 33.58% | 51.23% | 15.18% | 0%
|  |  | SAN RAFAEL 1105645362 | 0.061738 | 0 | 0.061738 | 0.0060708 | 0.013085 | 0.0034524 | 26.85% | 57.88% | 15.27% | 0%
|  |  | SAN RAFAEL 110168970 | 0.057485 | 0 | 0.057485 | 0.025366 | 0.014117 | 0.0043365 | 57.89% | 32.22% | 9.897% | 0%
|  |  | JAMESON 11028842 | 0.098146 | 0 | 0.098146 | 0.0052054 | 0.012312 | 0.0051633 | 22.95% | 54.28% | 22.77% | 0%
|  |  | ALTO 1124CB | 0.074739 | 0 | 0.074739 | 0.020021 | 0.01874 | 0.0056088 | 45.12% | 42.24% | 12.64% | 0%
|  |  | CALPELLA 1102CB | 0.18382 | 0 | 0.18382 | 0.012716 | 0.020051 | 0.0085899 | 30.75% | 48.48% | 20.77% | 0%
|  |  | DESCHUTES 11049718 | 0.83004 | 1.7765 | 2.6066 | 0.028776 | 0.052033 | 0.021985 | 8.914% | 16.12% | 6.811% | 68.16%
|  |  | MESA 1101M86 | 0.52524 | 0.048319 | 0.57356 | 0.0075287 | 0.032548 | 0.012481 | 13.12% | 56.71% | 21.75% | 8.424%
|  |  | MOLINO 1102344 | 0.12637 | 0.10026 | 0.22663 | 0.019242 | 0.012336 | 0.0034362 | 30.64% | 19.64% | 5.472% | 44.24%
|  |  | PLACER 1101CB | 0.087622 | 0 | 0.087622 | 0.015121 | 0.033853 | 0.017409 | 22.78% | 51% | 26.23% | 0%
|  |  | HATTON 1101399900 | 0.054914 | 0 | 0.054914 | 0.0054054 | 0.0079373 | 0.0023338 | 34.48% | 50.63% | 14.89% | 0%
|  |  | CAROLANDS 040484797 | 0.016967 | 0 | 0.016967 | 0.0037873 | 0.0059775 | 0.0014011 | 33.92% | 53.53% | 12.55% | 0%
|  |  | DEL MONTE 210386496 | 0.17967 | 0 | 0.17967 | 0.013429 | 0.044047 | 0.012019 | 19.32% | 63.38% | 17.29% | 0%
|  |  | MORRO BAY 1101V66 | 0.52178 | 0.07731 | 0.59909 | 0.0079531 | 0.036492 | 0.012899 | 12.08% | 55.42% | 19.59% | 12.9%
|  |  | CAYETANO 2111CB | 0.4632 | 0 | 0.4632 | 0.0045692 | 0.040186 | 0.015637 | 7.566% | 66.54% | 25.89% | 0%
|  |  | PASO ROBLES 1107CB | 0.81977 | 0 | 0.81977 | 0.0056822 | 0.041548 | 0.019083 | 8.569% | 62.65% | 28.78% | 0%
|  |  | NARROWS 210276952 | 0.33503 | 3.2943 | 3.6293 | 0.036217 | 0.038129 | 0.018927 | 3.584% | 3.774% | 1.873% | 90.77%
|  |  | SAN LUIS OBISPO 1104777686 | 0.050488 | 0 | 0.050488 | 0.00084733 | 0.0028321 | 0.00093359 | 18.37% | 61.39% | 20.24% | 0%
|  |  | HARRIS 1109700 | 0.29412 | 0.23282 | 0.52694 | 0.077467 | 0.030709 | 0.0091182 | 36.86% | 14.61% | 4.339% | 44.18%
|  |  | STAGG 21056410 | 0.00058129 | 0 | 0.00058129 | 8.6068e-05 | 0.00069262 | 0.00018089 | 8.969% | 72.18% | 18.85% | 0%
|  |  | DIAMOND SPRINGS 110650324 | 0.030296 | 0 | 0.030296 | 0.0041475 | 0.010612 | 0.0059051 | 20.07% | 51.35% | 28.58% | 0%
|  |  | MOLINO 1101152 | 0.17212 | 0.028186 | 0.20031 | 0.032773 | 0.022228 | 0.0065077 | 45.78% | 31.05% | 9.092% | 14.07%
|  |  | SAN MIGUEL 1106N34 | 0.22282 | 0 | 0.22282 | 0.0023363 | 0.029011 | 0.016864 | 4.846% | 60.17% | 34.98% | 0%
|  |  | VACA DIXON 110118292 | 0.22393 | 0.84595 | 1.0699 | 0.0053417 | 0.015617 | 0.0077756 | 3.891% | 11.38% | 5.664% | 79.07%
|  |  | MOLINO 110279306 | 0.17241 | 0.036642 | 0.20906 | 0.013327 | 0.012687 | 0.0046644 | 35.83% | 34.11% | 12.54% | 17.53%
|  |  | PENRYN 11072704 | 0.12282 | 0 | 0.12282 | 0.013573 | 0.017185 | 0.0075 | 35.48% | 44.92% | 19.6% | 0%
|  |  | LAKEWOOD 2109432198 | 0.052927 | 0.14102 | 0.19394 | 0.0061885 | 0.0080195 | 0.0031502 | 9.729% | 12.61% | 4.953% | 72.71%
|  |  | CLAYTON 2213CB | 0.065061 | 0.15362 | 0.21868 | 0.0041509 | 0.019492 | 0.0090403 | 3.779% | 17.74% | 8.229% | 70.25%
|  |  | JESSUP 11019002 | 0.11757 | 0.96223 | 1.0798 | 0.012817 | 0.023569 | 0.018088 | 2.562% | 4.711% | 3.615% | 89.11%
|  |  | SWIFT 2107XR526 | 0.13715 | 0 | 0.13715 | 0.0049517 | 0.012212 | 0.0054466 | 21.9% | 54.01% | 24.09% | 0%
|  |  | JARVIS 1111MR121 | 0.082129 | 0.6074 | 0.68953 | 0.0073133 | 0.011886 | 0.004542 | 3.669% | 5.963% | 2.279% | 88.09%
|  |  | PANORAMA 1102508502 | 0.4252 | 0.25777 | 0.68297 | 0.012054 | 0.019688 | 0.0094683 | 18.21% | 29.74% | 14.3% | 37.74%
|  |  | BELMONT 11103975 | 0.031664 | 0 | 0.031664 | 0.0035556 | 0.0043255 | 0.0011867 | 39.21% | 47.7% | 13.09% | 0%
|  |  | WEST FRESNO 110875144 | 0.00037887 | 0 | 0.00037887 | 1.4488e-05 | 0.00042047 | 0.00019047 | 2.317% | 67.23% | 30.45% | 0%
|  |  | CALPELLA 1102379946 | 0.045749 | 0 | 0.045749 | 0.0049876 | 0.0066053 | 0.0030006 | 34.18% | 45.26% | 20.56% | 0%
|  |  | RIO DELL 11027124 | 0.015994 | 0.0020483 | 0.018042 | 0.00027092 | 0.00060358 | 0.0001299 | 23.91% | 53.27% | 11.46% | 11.35%
|  |  | HILLSDALE 0405CB | 0.00037519 | 0 | 0.00037519 | 8.3068e-05 | 0.00037553 | 3.2009e-05 | 16.93% | 76.54% | 6.524% | 0%
|  |  | UKIAH 1114943840 | 0.060168 | 0 | 0.060168 | 0.0083909 | 0.0093916 | 0.0037351 | 39% | 43.65% | 17.36% | 0%
|  |  | FITCH MOUNTAIN 111349826 | 0.063123 | 0 | 0.063123 | 0.006193 | 0.014171 | 0.00689 | 22.72% | 52% | 25.28% | 0%
|  |  | LINCOLN 1104997576 | 0.33051 | 0 | 0.33051 | 0.0095599 | 0.020658 | 0.009758 | 23.91% | 51.68% | 24.41% | 0%
|  |  | LAS PULGAS 0401CB | 0.15334 | 0 | 0.15334 | 0.019453 | 0.039249 | 0.009689 | 28.44% | 57.39% | 14.17% | 0%
|  |  | DIAMOND SPRINGS 1106CB | 0.049237 | 0 | 0.049237 | 0.004377 | 0.0092687 | 0.0044007 | 24.25% | 51.36% | 24.39% | 0%
|  |  | DESCHUTES 11041582 | 0.35341 | 1.3958 | 1.7492 | 0.024147 | 0.025029 | 0.012654 | 7.89% | 8.178% | 4.135% | 79.8%
|  |  | CAMP EVERS 210392582 | 0.033414 | 0 | 0.033414 | 0.018208 | 0.014923 | 0.0054544 | 47.19% | 38.68% | 14.14% | 0%
|  |  | POSO MOUNTAIN 21011703 | 0.035597 | 0 | 0.035597 | 0.00034198 | 0.0030489 | 0.0023128 | 5.996% | 53.45% | 40.55% | 0%
|  |  | TYLER 1105816852 | 0.88474 | 1.1736 | 2.0584 | 0.024471 | 0.061592 | 0.0295 | 9.102% | 22.91% | 10.97% | 57.02%
|  |  | LLAGAS 21014523 | 0.061122 | 0 | 0.061122 | 0.0025162 | 0.007141 | 0.0045685 | 17.69% | 50.2% | 32.11% | 0%
|  |  | SAN BENITO 210136912 | 0.4466 | 0 | 0.4466 | 0.0049416 | 0.018997 | 0.010977 | 14.15% | 54.41% | 31.44% | 0%
|  |  | SAN LUIS OBISPO 1101592368 | 0.067524 | 0.39877 | 0.4663 | 0.011575 | 0.023174 | 0.0063727 | 4.076% | 8.161% | 2.244% | 85.52%
|  |  | FITCH MOUNTAIN 1111752596 | 0.02009 | 0 | 0.02009 | 0.001133 | 0.0018235 | 0.00080342 | 30.13% | 48.5% | 21.37% | 0%
|  |  | TEJON 1103286542 | 0.12266 | 0.035872 | 0.15853 | 0.00070801 | 0.0067449 | 0.0039275 | 4.814% | 45.86% | 26.7% | 22.63%
|  |  | RALSTON 11021601 | 0.032681 | 0 | 0.032681 | 0.0028551 | 0.0065318 | 0.0016636 | 25.84% | 59.11% | 15.05% | 0%
|  |  | EL CERRITO G 1112CB | 0.093001 | 0 | 0.093001 | 0.007626 | 0.02478 | 0.0089569 | 18.44% | 59.91% | 21.65% | 0%
|  |  | CLAY 11031230 | 0.092031 | 0 | 0.092031 | 0.0028597 | 0.0072948 | 0.0042134 | 19.9% | 50.77% | 29.32% | 0%
|  |  | PENRYN 1105168616 | 0.19891 | 0 | 0.19891 | 0.016358 | 0.013863 | 0.0048814 | 46.6% | 39.49% | 13.91% | 0%
|  |  | SAN ARDO 1101610148 | 0.48881 | 0 | 0.48881 | 0.0014733 | 0.013261 | 0.0055419 | 7.266% | 65.4% | 27.33% | 0%
|  |  | RED BLUFF 110585632 | 0.012426 | 0 | 0.012426 | 0.00063255 | 0.0026459 | 0.0021007 | 11.76% | 49.19% | 39.05% | 0%
|  |  | OAKLAND J 1102CR252 | 0.098511 | 0 | 0.098511 | 0.0097366 | 0.028807 | 0.013648 | 18.66% | 55.19% | 26.15% | 0%
|  |  | SOLEDAD 2105315500 | 0.08848 | 0 | 0.08848 | 0.00071905 | 0.012221 | 0.0051089 | 3.984% | 67.71% | 28.31% | 0%
|  |  | NORTH BRANCH 1101750010 | 0.017985 | 0 | 0.017985 | 0.00078198 | 0.0028998 | 0.0021388 | 13.43% | 49.82% | 36.75% | 0%
|  |  | ELK 1101900 | 0.46891 | 0 | 0.46891 | 0.020092 | 0.036271 | 0.0077624 | 31.33% | 56.56% | 12.1% | 0%
|  |  | OROSI 1102617446 | 0.046516 | 0 | 0.046516 | 0.00057741 | 0.0018295 | 0.00097417 | 17.08% | 54.11% | 28.81% | 0%
|  |  | NEWBURG 1131CB | 0.28504 | 1.031 | 1.316 | 0.028471 | 0.032816 | 0.0081733 | 8.878% | 10.23% | 2.549% | 78.34%
|  |  | BROWNS VALLEY 110193870 | 0.63046 | 0.34286 | 0.97331 | 0.026884 | 0.038602 | 0.017913 | 20.88% | 29.98% | 13.91% | 35.23%
|  |  | SONOMA 1107844168 | 0.32031 | 0.11108 | 0.43139 | 0.011446 | 0.036968 | 0.010959 | 14.31% | 46.23% | 13.7% | 25.75%
|  |  | STOCKDALE 21074163 | 0.0010562 | 0 | 0.0010562 | 8.0046e-05 | 0.00099104 | 0.00067241 | 4.591% | 56.84% | 38.57% | 0%
|  |  | FOOTHILL 1101CB | 0.70232 | 0 | 0.70232 | 0.0085395 | 0.042213 | 0.01515 | 12.96% | 64.05% | 22.99% | 0%
|  |  | ROB ROY 210512584 | 0.45081 | 0 | 0.45081 | 0.076648 | 0.094364 | 0.039169 | 36.47% | 44.9% | 18.64% | 0%
|  |  | PENRYN 11072706 | 0.29454 | 0 | 0.29454 | 0.031294 | 0.032282 | 0.015601 | 39.52% | 40.77% | 19.7% | 0%
|  |  | TAFT 1102CB | 0.00043331 | 0 | 0.00043331 | 1.2527e-05 | 0.00039112 | 0.00016242 | 2.213% | 69.09% | 28.69% | 0%
|  |  | BELL 111050522 | 0.0005199 | 0 | 0.0005199 | 0.00013447 | 0.00037729 | 0.00016807 | 19.78% | 55.5% | 24.72% | 0%
|  |  | SAN LUIS OBISPO 1102597518 | 0.049638 | 0 | 0.049638 | 0.0045775 | 0.015732 | 0.0050695 | 18.04% | 61.99% | 19.98% | 0%
|  |  | SNEATH LANE 1102CB | 0.033618 | 0 | 0.033618 | 0.0086187 | 0.020028 | 0.0036643 | 26.67% | 61.99% | 11.34% | 0%
|  |  | CALISTOGA 1102270153 | 0.00051615 | 0.022847 | 0.023363 | 0.00019034 | 0.00029931 | 6.5132e-05 | 0.758% | 1.192% | 0.2594% | 97.79%
|  |  | BELL 1109CB | 0.076894 | 0.38977 | 0.46667 | 0.0070281 | 0.023545 | 0.012872 | 2.665% | 8.93% | 4.882% | 83.52%
|  |  | NAPA 1102561208 | 0.086598 | 0.04951 | 0.13611 | 0.0017953 | 0.0054149 | 0.001569 | 13.01% | 39.24% | 11.37% | 36.38%
|  |  | MERCED FALLS 110222774 | 0.087336 | 0 | 0.087336 | 0.00122 | 0.004973 | 0.0039652 | 12.01% | 48.95% | 39.03% | 0%
|  |  | GREEN VALLEY 2101380922 | 0.05148 | 0 | 0.05148 | 0.0038922 | 0.0075174 | 0.0031433 | 26.75% | 51.66% | 21.6% | 0%
|  |  | BURNEY 11012402 | 0.043847 | 0.027083 | 0.070931 | 0.0018231 | 0.0064786 | 0.0020986 | 10.84% | 38.51% | 12.47% | 38.18%
|  |  | ARCATA 112233060 | 0.082063 | 0.15977 | 0.24183 | 0.024785 | 0.011037 | 0.0025513 | 21.92% | 9.76% | 2.256% | 66.07%
|  |  | GREENBRAE 1102CB | 0.033554 | 0 | 0.033554 | 0.0049533 | 0.013288 | 0.0047229 | 21.57% | 57.86% | 20.57% | 0%
|  |  | AUBURN 1102251946 | 0.15218 | 0.93438 | 1.0866 | 0.017028 | 0.022258 | 0.011138 | 4.73% | 6.182% | 3.094% | 85.99%
|  |  | FAIRVIEW 2207P148 | 0.096126 | 0.36654 | 0.46267 | 0.0090149 | 0.019088 | 0.0040116 | 5.832% | 12.35% | 2.595% | 79.22%
|  |  | PINEDALE 2105CB | 0.0096571 | 0 | 0.0096571 | 0.001416 | 0.0087875 | 0.0057381 | 8.883% | 55.12% | 35.99% | 0%
|  |  | SOLEDAD 2101823854 | 0.13177 | 0 | 0.13177 | 0.00080741 | 0.0162 | 0.0067635 | 3.397% | 68.15% | 28.45% | 0%
|  |  | MOLINO 1104368158 | 0.19666 | 0.073284 | 0.26994 | 0.017953 | 0.015537 | 0.0052995 | 33.72% | 29.18% | 9.953% | 27.15%
|  |  | FULTON 1102CB | 0.073901 | 0 | 0.073901 | 0.0091871 | 0.024127 | 0.012815 | 19.92% | 52.3% | 27.78% | 0%
|  |  | COTTONWOOD 11011510 | 0.047678 | 0.90821 | 0.95588 | 0.0035275 | 0.0083321 | 0.0042705 | 1.091% | 2.577% | 1.321% | 95.01%
|  |  | GEYSERVILLE 1101354 | 0.19021 | 0.0057072 | 0.19592 | 0.01237 | 0.028756 | 0.012296 | 22.48% | 52.26% | 22.35% | 2.913%
|  |  | RANCHERS COTTON 1000CB | 0.00050189 | 0 | 0.00050189 | 2.5285e-05 | 0.00052887 | 0.00027434 | 3.052% | 63.84% | 33.11% | 0%
|  |  | CABRILLO 11031437 | 0.1149 | 0 | 0.1149 | 0.0022574 | 0.011157 | 0.002596 | 14.1% | 69.69% | 16.21% | 0%
|  |  | PUTAH CREEK 1105617260 | 0.098267 | 0.040493 | 0.13876 | 0.00065479 | 0.0035734 | 0.0014881 | 8.112% | 44.27% | 18.44% | 29.18%
|  |  | HATTON 110240461 | 0.048351 | 0 | 0.048351 | 0.011938 | 0.013376 | 0.002354 | 43.15% | 48.35% | 8.508% | 0%
|  |  | VINEYARD 2107MR332 | 0.12346 | 0.38524 | 0.5087 | 0.0025957 | 0.015238 | 0.0073058 | 2.506% | 14.71% | 7.053% | 75.73%
|  |  | FULTON 1107126742 | 0.034525 | 0.061012 | 0.095537 | 0.0044193 | 0.0065432 | 0.003831 | 10.8% | 15.98% | 9.359% | 63.86%
|  |  | MILPITAS 2113CB | 0.004477 | 0 | 0.004477 | 0.00026841 | 0.0050704 | 0.0020516 | 3.632% | 68.61% | 27.76% | 0%
|  |  | FULTON 11024994 | 0.069543 | 0 | 0.069543 | 0.0096448 | 0.015632 | 0.0077435 | 29.21% | 47.34% | 23.45% | 0%
|  |  | LLAGAS 2104XR294 | 0.15491 | 0 | 0.15491 | 0.0061146 | 0.022332 | 0.013406 | 14.61% | 53.36% | 32.03% | 0%
|  |  | CALPELLA 1102421412 | 0.063865 | 0 | 0.063865 | 0.006507 | 0.0099091 | 0.0046524 | 30.88% | 47.03% | 22.08% | 0%
|  |  | LAMONT 11024222 | 0.53085 | 0.045098 | 0.57594 | 0.0034764 | 0.034886 | 0.020381 | 5.455% | 54.74% | 31.98% | 7.83%
|  |  | FITCH MOUNTAIN 1111821431 | 0.027956 | 0 | 0.027956 | 0.0029906 | 0.0035768 | 0.0016675 | 36.32% | 43.44% | 20.25% | 0%
|  |  | ROB ROY 210410930 | 0.21983 | 0 | 0.21983 | 0.034125 | 0.041908 | 0.020808 | 35.24% | 43.28% | 21.49% | 0%
|  |  | OLEMA 110175686 | 0.123 | 0 | 0.123 | 0.0034981 | 0.0042787 | 0.0011094 | 39.37% | 48.15% | 12.48% | 0%
|  |  | LLAGAS 2107CB | 0.044132 | 0 | 0.044132 | 0.0036886 | 0.017264 | 0.011482 | 11.37% | 53.23% | 35.4% | 0%
|  |  | ROSSMOOR 110479146 | 0.027269 | 0.00036764 | 0.027637 | 0.0063769 | 0.0071118 | 0.0027088 | 38.85% | 43.32% | 16.5% | 1.33%
|  |  | PINEDALE 2111CB | 0.01061 | 0 | 0.01061 | 0.0023104 | 0.008923 | 0.0062812 | 13.19% | 50.95% | 35.86% | 0%
|  |  | WILLITS 1103696 | 0.14176 | 0 | 0.14176 | 0.0083462 | 0.010683 | 0.0034899 | 37.06% | 47.44% | 15.5% | 0%
|  |  | MORRO BAY 1102W34 | 0.17708 | 0 | 0.17708 | 0.0048972 | 0.012387 | 0.0038991 | 23.12% | 58.48% | 18.41% | 0%
|  |  | CALIFORNIA AVE 110446974 | 0.015987 | 0 | 0.015987 | 0.00076576 | 0.01655 | 0.009076 | 2.902% | 62.71% | 34.39% | 0%
|  |  | COTATI 1105104502 | 0.089982 | 0 | 0.089982 | 0.0065779 | 0.0070206 | 0.0024089 | 41.09% | 43.86% | 15.05% | 0%
|  |  | MC ARTHUR 1102542920 | 0.0289 | 0.012763 | 0.041662 | 0.00027752 | 0.0022215 | 0.00089256 | 5.676% | 45.44% | 18.26% | 30.63%
|  |  | PACIFICA 1103CB | 0.079459 | 0 | 0.079459 | 0.024076 | 0.035392 | 0.0054829 | 37.07% | 54.49% | 8.442% | 0%
|  |  | CHESTER 1102CB | 0.043818 | 1.1355 | 1.1793 | 0.004091 | 0.0086775 | 0.0037024 | 0.9229% | 1.957% | 0.8352% | 96.28%
|  |  | CLAY 11037142 | 0.20157 | 0 | 0.20157 | 0.013697 | 0.029239 | 0.016637 | 22.99% | 49.08% | 27.93% | 0%
|  |  | KIRKER 2106P525R | 0.0071665 | 0 | 0.0071665 | 0.00057426 | 0.0062115 | 0.0037252 | 5.463% | 59.1% | 35.44% | 0%
|  |  | WOODWARD 2102CB | 0.0018672 | 0 | 0.0018672 | 0.00036301 | 0.0015595 | 0.0011598 | 11.78% | 50.59% | 37.63% | 0%
|  |  | MESA 1101CB | 0.57243 | 0 | 0.57243 | 0.0069599 | 0.046956 | 0.013773 | 10.28% | 69.37% | 20.35% | 0%
|  |  | STOCKDALE 2111CB | 0.00046503 | 0 | 0.00046503 | 6.3469e-05 | 0.00040788 | 0.0002963 | 8.268% | 53.13% | 38.6% | 0%
|  |  | MIRABEL 1102CB | 0.084463 | 0 | 0.084463 | 0.037496 | 0.019817 | 0.0059116 | 59.31% | 31.34% | 9.35% | 0%
|  |  | ROSSMOOR 1106L541R | 0.012018 | 0.044853 | 0.056871 | 0.0031261 | 0.0029786 | 0.0010876 | 9.185% | 8.752% | 3.195% | 78.87%
|  |  | CAYETANO 2109MR186 | 0.043704 | 0.013393 | 0.057097 | 0.00094842 | 0.0047976 | 0.0023167 | 9.004% | 45.55% | 21.99% | 23.46%
|  |  | EDENVALE 2105739448 | 0.059516 | 0 | 0.059516 | 0.00089559 | 0.0033719 | 0.0020285 | 14.22% | 53.56% | 32.22% | 0%
|  |  | FITCH MOUNTAIN 1113443164 | 0.16221 | 0 | 0.16221 | 0.016746 | 0.020974 | 0.0079464 | 36.67% | 45.93% | 17.4% | 0%
|  |  | RICHMOND R 1120BR328 | 0.00023052 | 0 | 0.00023052 | 6.3162e-06 | 0.0003017 | 7.2509e-05 | 1.66% | 79.29% | 19.05% | 0%
|  |  | STOCKDALE 2113CB | 0.004137 | 0 | 0.004137 | 0.00059724 | 0.0032462 | 0.0029857 | 8.745% | 47.53% | 43.72% | 0%
|  |  | PINEDALE 210541238 | 0.021588 | 0 | 0.021588 | 0.0037062 | 0.018205 | 0.013727 | 10.4% | 51.08% | 38.52% | 0%
|  |  | MADISON 2101117644 | 0.043566 | 0.021148 | 0.064714 | 0.0013914 | 0.0050602 | 0.0038215 | 9.118% | 33.16% | 25.04% | 32.68%
|  |  | BRUNSWICK 1107CB | 0.00061182 | 0 | 0.00061182 | 5.6396e-05 | 0.00057785 | 0.00016577 | 7.049% | 72.23% | 20.72% | 0%
|  |  | OROSI 11027948F | 0.25449 | 0 | 0.25449 | 0.0027203 | 0.015379 | 0.0096388 | 9.807% | 55.44% | 34.75% | 0%
|  |  | MC ARTHUR 1101648698 | 0.4099 | 0.70651 | 1.1164 | 0.0051312 | 0.022942 | 0.0072234 | 5.338% | 23.86% | 7.514% | 63.28%
|  |  | MADISON 210189332 | 2.0019 | 0 | 2.0019 | 0.010211 | 0.045797 | 0.032218 | 11.57% | 51.91% | 36.52% | 0%
|  |  | CALISTOGA 1101157668 | 0.0026999 | 0.015231 | 0.017931 | 0.0015994 | 0.00095667 | 0.00037098 | 8.228% | 4.921% | 1.908% | 84.94%
|  |  | LAKEWOOD 210769586 | 0.083383 | 0.057353 | 0.14074 | 0.020704 | 0.025086 | 0.008459 | 22.61% | 27.4% | 9.238% | 40.75%
|  |  | BULLARD 211155476 | 0.010687 | 0 | 0.010687 | 0.0015398 | 0.0095707 | 0.0065316 | 8.728% | 54.25% | 37.02% | 0%
|  |  | STAGG 21087410 | 0.00044874 | 0 | 0.00044874 | 0.0001499 | 0.00041102 | 0.00017984 | 20.24% | 55.49% | 24.28% | 0%
|  |  | MOSHER 211010062 | 0.00074657 | 0 | 0.00074657 | 3.7844e-05 | 0.00074481 | 0.00044975 | 3.071% | 60.44% | 36.49% | 0%
|  |  | DEL MONTE 110138582 | 0.063476 | 0 | 0.063476 | 0.0043674 | 0.027076 | 0.0050202 | 11.98% | 74.25% | 13.77% | 0%
|  |  | KIRKER 210885526 | 0.0031181 | 0 | 0.0031181 | 0.00019074 | 0.0028737 | 0.0020829 | 3.706% | 55.83% | 40.47% | 0%
|  |  | SAN RAMON 2111MR293 | 0.00051949 | 0 | 0.00051949 | 2.4556e-05 | 0.00057142 | 0.00026157 | 2.863% | 66.63% | 30.5% | 0%
|  |  | PINEDALE 210653722 | 0.0010388 | 0 | 0.0010388 | 0.0002785 | 0.00084338 | 0.00059286 | 16.24% | 49.18% | 34.57% | 0%
|  |  | CALPELLA 1102422886 | 0.11456 | 0 | 0.11456 | 0.016319 | 0.025971 | 0.011659 | 30.25% | 48.14% | 21.61% | 0%
|  |  | VACAVILLE 1102CB | 0.016709 | 0 | 0.016709 | 0.0039936 | 0.014545 | 0.005076 | 16.91% | 61.59% | 21.5% | 0%
|  |  | VALLEY VIEW 1105CB | 0.091158 | 0 | 0.091158 | 0.01324 | 0.022417 | 0.0072262 | 30.88% | 52.27% | 16.85% | 0%
|  |  | MENDOCINO 110131322 | 0.50248 | 0 | 0.50248 | 0.053474 | 0.061298 | 0.022946 | 38.83% | 44.51% | 16.66% | 0%
|  |  | MADISON 1105495270 | 0.37953 | 0.15058 | 0.53011 | 0.0029752 | 0.0098963 | 0.0047567 | 12.08% | 40.19% | 19.32% | 28.4%
|  |  | CONTRA COSTA 2105CB | 0.00059118 | 0 | 0.00059118 | 2.8468e-05 | 0.00048614 | 0.00025802 | 3.685% | 62.92% | 33.4% | 0%
|  |  | OCEANO 110376678 | 0.016583 | 0 | 0.016583 | 0.00057138 | 0.0025762 | 0.0010235 | 13.7% | 61.76% | 24.54% | 0%
|  |  | SUISUN 1111CB | 0.011286 | 0 | 0.011286 | 0.0018112 | 0.011073 | 0.0033645 | 11.15% | 68.15% | 20.71% | 0%
|  |  | NEWBURG 11322074 | 0.18668 | 1.4215 | 1.6082 | 0.031978 | 0.033762 | 0.0076498 | 5.058% | 5.34% | 1.21% | 88.39%
|  |  | MOSHER 211010068 | 0.00029415 | 0 | 0.00029415 | 1.5563e-05 | 0.00029341 | 0.0001766 | 3.205% | 60.42% | 36.37% | 0%
|  |  | LOS GATOS 110160136 | 0.065102 | 0 | 0.065102 | 0.016081 | 0.018784 | 0.0099454 | 35.89% | 41.92% | 22.19% | 0%
|  |  | BELL 1107643778 | 0.0039565 | 0.007703 | 0.01166 | 0.00030389 | 0.00047131 | 0.0002511 | 10.05% | 15.58% | 8.302% | 66.07%
|  |  | SILVERADO 210578326 | 0.0061485 | 0.054359 | 0.060507 | 0.0031179 | 0.004906 | 0.0016019 | 3.291% | 5.179% | 1.691% | 89.84%
|  |  | PACIFICA 1104CB | 0.051503 | 0 | 0.051503 | 0.0058261 | 0.020771 | 0.0026958 | 19.89% | 70.91% | 9.203% | 0%
|  |  | STOCKDALE 21074713 | 0.00043773 | 0 | 0.00043773 | 4.0783e-05 | 0.00035065 | 0.00033116 | 5.644% | 48.53% | 45.83% | 0%
|  |  | STOCKDALE 2108CB | 0.012049 | 0 | 0.012049 | 0.0011607 | 0.0095641 | 0.0091645 | 5.836% | 48.09% | 46.08% | 0%
|  |  | SANTA ROSA A 1104CB | 0.087783 | 0.18375 | 0.27154 | 0.019775 | 0.026273 | 0.012576 | 10.91% | 14.49% | 6.935% | 67.67%
|  |  | COTATI 1102464 | 0.17439 | 0 | 0.17439 | 0.010794 | 0.022292 | 0.0093423 | 25.44% | 52.54% | 22.02% | 0%
|  |  | PAUL SWEET 2109CB | 0.19238 | 0 | 0.19238 | 0.038483 | 0.054753 | 0.026367 | 32.18% | 45.78% | 22.05% | 0%
|  |  | MOSHER 210865528 | 0.0034781 | 0 | 0.0034781 | 0.00020358 | 0.0027236 | 0.0013455 | 4.765% | 63.74% | 31.49% | 0%
|  |  | POTRERO PP (A) 111814777 | 0.00070286 | 0 | 0.00070286 | 8.7799e-06 | 0.0009471 | 0.00020438 | 0.7567% | 81.63% | 17.61% | 0%
|  |  | OAKLAND X 1104645092 | 0.013253 | 0 | 0.013253 | 0.0022897 | 0.0027417 | 0.00091267 | 38.52% | 46.12% | 15.35% | 0%
|  |  | STOCKDALE 21084115 | 0.0013013 | 0 | 0.0013013 | 0.00010434 | 0.0011634 | 0.00088042 | 4.857% | 54.16% | 40.98% | 0%
|  |  | FIGARDEN 2102CB | 0.010405 | 0 | 0.010405 | 0.00089276 | 0.0092363 | 0.0070475 | 5.198% | 53.77% | 41.03% | 0%
|  |  | CAROLANDS 04049026 | 0.11375 | 0 | 0.11375 | 0.027666 | 0.022302 | 0.0036625 | 51.59% | 41.58% | 6.829% | 0%
|  |  | MOSHER 2108CB | 0.017627 | 0 | 0.017627 | 0.0011964 | 0.015803 | 0.0087478 | 4.647% | 61.38% | 33.98% | 0%
|  |  | STAFFORD 110242542 | 0.070158 | 0 | 0.070158 | 0.012004 | 0.024273 | 0.0081742 | 27.01% | 54.61% | 18.39% | 0%
|  |  | STOCKDALE 2107CB | 0.015502 | 0 | 0.015502 | 0.0016127 | 0.012389 | 0.011588 | 6.302% | 48.41% | 45.28% | 0%
|  |  | CORNING 110135974 | 0.0082267 | 0.015616 | 0.023843 | 0.000274 | 0.0014556 | 0.00053618 | 4.172% | 22.17% | 8.165% | 65.5%
|  |  | SAN RAMON 2107CB | 0.1993 | 2.1933 | 2.3926 | 0.016031 | 0.050633 | 0.023216 | 1.486% | 4.693% | 2.152% | 91.67%
|  |  | SPRUCE 0401BR316 | 0.085578 | 0 | 0.085578 | 0.0096827 | 0.01622 | 0.003352 | 33.1% | 55.44% | 11.46% | 0%
|  |  | FLINT 110138570 | 0.040851 | 1.2048 | 1.2456 | 0.0090869 | 0.015542 | 0.0080869 | 0.9109% | 1.558% | 0.8107% | 96.72%
|  |  | STOCKDALE 210788914 | 0.0034281 | 0 | 0.0034281 | 0.00067578 | 0.0025701 | 0.0024131 | 11.94% | 45.42% | 42.64% | 0%
|  |  | BAKERSFIELD 2106CB | 0.06558 | 0 | 0.06558 | 0.0075863 | 0.057408 | 0.043263 | 7.008% | 53.03% | 39.96% | 0%
|  |  | KING CITY 1102728782 | 0.11193 | 0 | 0.11193 | 0.00044217 | 0.0054828 | 0.0029463 | 4.984% | 61.8% | 33.21% | 0%
|  |  | WILLITS 110337504 | 0.058504 | 0 | 0.058504 | 0.0044713 | 0.0079542 | 0.0032432 | 28.54% | 50.76% | 20.7% | 0%
|  |  | FIGARDEN 210965596 | 0.010178 | 0 | 0.010178 | 0.0019082 | 0.0093107 | 0.0055828 | 11.36% | 55.42% | 33.23% | 0%
|  |  | STAGG 21076482 | 0.00028223 | 0 | 0.00028223 | 5.1949e-05 | 0.00027933 | 0.00013462 | 11.15% | 59.96% | 28.89% | 0%
|  |  | FULTON 1102258281 | 0.033064 | 0 | 0.033064 | 0.003877 | 0.0057125 | 0.0026139 | 31.77% | 46.81% | 21.42% | 0%
|  |  | RIO DELL 1102772210 | 0.050276 | 0.037552 | 0.087828 | 0.017084 | 0.01066 | 0.0034611 | 31.34% | 19.55% | 6.349% | 42.76%
|  |  | EIGHT MILE 2103CB | 0.00042154 | 0 | 0.00042154 | 1.7831e-05 | 0.00029777 | 0.00016154 | 3.737% | 62.41% | 33.86% | 0%
|  |  | FIGARDEN 2113CB | 0.0054431 | 0 | 0.0054431 | 0.00044466 | 0.0041356 | 0.0030283 | 5.844% | 54.35% | 39.8% | 0%
|  |  | NOVATO 1101CB | 0.13655 | 0 | 0.13655 | 0.018131 | 0.034305 | 0.011472 | 28.37% | 53.68% | 17.95% | 0%
|  |  | CLAY 11037124 | 0.7748 | 0 | 0.7748 | 0.015711 | 0.045577 | 0.027376 | 17.72% | 51.4% | 30.88% | 0%
|  |  | KERN OIL 1106397902 | 0.015742 | 0 | 0.015742 | 0.00015951 | 0.0013096 | 0.00095917 | 6.569% | 53.93% | 39.5% | 0%
|  |  | STOCKDALE 2115CB | 0.0034847 | 0 | 0.0034847 | 0.0003805 | 0.0028354 | 0.0025365 | 6.615% | 49.29% | 44.09% | 0%
|  |  | BULLARD 2112CB | 0.02475 | 0 | 0.02475 | 0.0025461 | 0.01734 | 0.011356 | 8.15% | 55.5% | 36.35% | 0%
|  |  | SANTA YNEZ 1101277014 | 0.37635 | 0 | 0.37635 | 0.0082265 | 0.031887 | 0.010735 | 16.18% | 62.71% | 21.11% | 0%
|  |  | STAGG 21056498 | 0.0004174 | 0 | 0.0004174 | 8.8628e-05 | 0.00044671 | 0.00015369 | 12.86% | 64.83% | 22.3% | 0%
|  |  | MOSHER 210869920 | 0.0025496 | 0 | 0.0025496 | 0.00031399 | 0.0018697 | 0.00097468 | 9.941% | 59.2% | 30.86% | 0%
|  |  | BAKERSFIELD 1110CB | 0.012454 | 0 | 0.012454 | 0.0013154 | 0.010859 | 0.008383 | 6.399% | 52.82% | 40.78% | 0%
|  |  | PEABODY 2113CB | 0.051544 | 2.1713 | 2.2229 | 0.0032601 | 0.032154 | 0.0142 | 0.1524% | 1.503% | 0.6637% | 97.68%
|  |  | DEL MONTE 21042032 | 0.09552 | 0 | 0.09552 | 0.0077949 | 0.039211 | 0.0093022 | 13.84% | 69.64% | 16.52% | 0%
|  |  | MILPITAS 1109XR374 | 0.05696 | 0.040966 | 0.097926 | 0.0023789 | 0.0069113 | 0.0028078 | 11.44% | 33.23% | 13.5% | 41.83%
|  |  | BRENTWOOD 210598606 | 0.251 | 0 | 0.251 | 0.0036092 | 0.026313 | 0.014228 | 8.175% | 59.6% | 32.23% | 0%
|  |  | GREEN VALLEY 2101135762 | 0.055971 | 0 | 0.055971 | 0.0035459 | 0.0061395 | 0.0027966 | 28.41% | 49.19% | 22.4% | 0%
|  |  | BULLARD 110382776 | 0.0015849 | 0 | 0.0015849 | 0.00023459 | 0.001514 | 0.00086771 | 8.966% | 57.87% | 33.17% | 0%
|  |  | SONOMA 1104414 | 0.52659 | 0.034926 | 0.56152 | 0.046017 | 0.090633 | 0.031594 | 25.65% | 50.52% | 17.61% | 6.22%
|  |  | ROBLES 0401CB | 0.085005 | 0 | 0.085005 | 0.03443 | 0.024851 | 0.006929 | 52% | 37.53% | 10.47% | 0%
|  |  | HORSESHOE 1104CB | 0.037669 | 0 | 0.037669 | 0.010339 | 0.017821 | 0.0065288 | 29.8% | 51.37% | 18.82% | 0%
|  |  | HAMMER 110291106 | 0.0057599 | 0 | 0.0057599 | 0.00041441 | 0.0061212 | 0.0029725 | 4.358% | 64.38% | 31.26% | 0%
|  |  | SUNOL 1101MR169 | 0.14161 | 0.14417 | 0.28578 | 0.0038389 | 0.015103 | 0.0059298 | 7.648% | 30.09% | 11.81% | 50.45%
|  |  | STAGG 21056502 | 0.00041112 | 0 | 0.00041112 | 0.00012429 | 0.00038899 | 0.00016539 | 18.31% | 57.32% | 24.37% | 0%
|  |  | MEADOW LANE 2109CB | 0.011099 | 0 | 0.011099 | 0.0021209 | 0.010582 | 0.0056179 | 11.58% | 57.76% | 30.66% | 0%
|  |  | ANDERSON 1103226050 | 0.23527 | 1.1804 | 1.4157 | 0.021808 | 0.033012 | 0.017028 | 5.044% | 7.636% | 3.939% | 83.38%
|  |  | STONE CORRAL 1108001 | 0.0010913 | 0 | 0.0010913 | 2.7549e-05 | 0.001077 | 0.00032244 | 1.931% | 75.47% | 22.6% | 0%
|  |  | SOLEDAD 2105526864 | 0.065668 | 0 | 0.065668 | 0.0004668 | 0.0039952 | 0.0019365 | 7.296% | 62.44% | 30.26% | 0%
|  |  | VACAVILLE 1108CB | 0.061815 | 0 | 0.061815 | 0.017577 | 0.028311 | 0.013369 | 29.66% | 47.78% | 22.56% | 0%
|  |  | SILVERADO 2104CB | 0.034644 | 0.79726 | 0.83191 | 0.013775 | 0.023628 | 0.0095098 | 1.223% | 2.097% | 0.8442% | 95.84%
|  |  | LINCOLN 1101860022 | 0.067487 | 0 | 0.067487 | 0.002144 | 0.0063985 | 0.0043226 | 16.67% | 49.74% | 33.6% | 0%
|  |  | CALIFORNIA AVE 1112CB | 0.0087003 | 0 | 0.0087003 | 0.0006513 | 0.0086293 | 0.0050815 | 4.535% | 60.08% | 35.38% | 0%
|  |  | NAPA 1102CB | 0.0037632 | 0 | 0.0037632 | 0.0010258 | 0.0040681 | 0.0011182 | 16.51% | 65.49% | 18% | 0%
|  |  | PAUL SWEET 210349246 | 0.00043466 | 0 | 0.00043466 | 6.5014e-05 | 0.00032924 | 0.00017412 | 11.44% | 57.93% | 30.63% | 0%
|  |  | VIEJO 220436948 | 0.12589 | 0 | 0.12589 | 0.019585 | 0.048277 | 0.0095664 | 25.29% | 62.35% | 12.36% | 0%
|  |  | MOSHER 2110CB | 0.0282 | 0 | 0.0282 | 0.0039314 | 0.02704 | 0.01558 | 8.445% | 58.09% | 33.47% | 0%
|  |  | STOCKDALE 21081736 | 0.010565 | 0 | 0.010565 | 0.00097331 | 0.0086523 | 0.0078147 | 5.581% | 49.61% | 44.81% | 0%
|  |  | PEABODY 211375820 | 0.00040618 | 0 | 0.00040618 | 5.4193e-05 | 0.00032416 | 0.00015277 | 10.2% | 61.03% | 28.76% | 0%
|  |  | ELK 11011300 | 0.14386 | 0 | 0.14386 | 0.0083572 | 0.016101 | 0.0040016 | 29.36% | 56.58% | 14.06% | 0%
|  |  | STOCKDALE 210899105 | 0.006339 | 0 | 0.006339 | 0.00065729 | 0.0050755 | 0.0047313 | 6.281% | 48.5% | 45.21% | 0%
|  |  | PINEDALE 210365598 | 0.010067 | 0 | 0.010067 | 0.0025575 | 0.0085881 | 0.0054734 | 15.39% | 51.68% | 32.93% | 0%
|  |  | CHICO B 1106CB | 0.010729 | 0 | 0.010729 | 0.0061177 | 0.0083521 | 0.0032411 | 34.54% | 47.16% | 18.3% | 0%
|  |  | BAKERSFIELD 2104CB | 0.035699 | 0 | 0.035699 | 0.0038418 | 0.031536 | 0.023554 | 6.519% | 53.51% | 39.97% | 0%
|  |  | TASSAJARA 2108D520R | 0.080763 | 0 | 0.080763 | 0.030993 | 0.028186 | 0.011952 | 43.57% | 39.63% | 16.8% | 0%
|  |  | FIGARDEN 210262168 | 0.0076189 | 0 | 0.0076189 | 0.0012305 | 0.0056555 | 0.0045842 | 10.73% | 49.31% | 39.97% | 0%
|  |  | GATES 1106755338 | 0.044371 | 0 | 0.044371 | 0.00039709 | 0.0035801 | 0.0030304 | 5.667% | 51.09% | 43.24% | 0%
|  |  | STOCKDALE 21084269 | 0.0010642 | 0 | 0.0010642 | 9.1567e-05 | 0.00086244 | 0.00080275 | 5.212% | 49.09% | 45.7% | 0%
|  |  | PINEDALE 2106R3270 | 0.027397 | 0 | 0.027397 | 0.0055838 | 0.022409 | 0.017233 | 12.35% | 49.55% | 38.1% | 0%
|  |  | FLORENCE 0401CB | 0.025084 | 0 | 0.025084 | 0.010219 | 0.011452 | 0.0028246 | 41.72% | 46.75% | 11.53% | 0%
|  |  | BULLARD 1107331778 | 0.0078414 | 0 | 0.0078414 | 0.0012361 | 0.0069334 | 0.0047748 | 9.55% | 53.56% | 36.89% | 0%
|  |  | CARLOTTA 1121686774 | 0.095652 | 0.090126 | 0.18578 | 0.0091975 | 0.011195 | 0.0035061 | 19.82% | 24.12% | 7.554% | 48.51%
|  |  | FULTON 1104466 | 0.039316 | 0 | 0.039316 | 0.0026866 | 0.0046284 | 0.0024411 | 27.54% | 47.44% | 25.02% | 0%
|  |  | WESTPARK 1103CB | 0.032066 | 0 | 0.032066 | 0.0055558 | 0.029154 | 0.018223 | 10.5% | 55.08% | 34.43% | 0%
|  |  | DEL MONTE 2104CB | 0.0053591 | 0 | 0.0053591 | 0.00073676 | 0.0049751 | 0.0018311 | 9.767% | 65.96% | 24.28% | 0%
|  |  | STOCKDALE 2106CB | 0.024737 | 0 | 0.024737 | 0.0030543 | 0.019539 | 0.017778 | 7.566% | 48.4% | 44.04% | 0%
|  |  | OCEANO 1106CB | 0.1127 | 0 | 0.1127 | 0.0016742 | 0.018102 | 0.0065344 | 6.363% | 68.8% | 24.84% | 0%
|  |  | WEST FRESNO 110460801 | 0.0021011 | 0 | 0.0021011 | 0.00011717 | 0.002141 | 0.0012103 | 3.378% | 61.73% | 34.89% | 0%
|  |  | TIDEWATER 2108C551R | 0.01352 | 0 | 0.01352 | 0.0032285 | 0.012681 | 0.0064084 | 14.47% | 56.82% | 28.71% | 0%
|  |  | SILVERADO 210581662 | 0.0071801 | 0.10557 | 0.11275 | 0.0045358 | 0.00464 | 0.0013854 | 2.735% | 2.798% | 0.8354% | 93.63%
|  |  | WOODWARD 2109CB | 0.0052977 | 0 | 0.0052977 | 0.00075831 | 0.0043146 | 0.0030962 | 9.283% | 52.82% | 37.9% | 0%
|  |  | SAN JUSTO 1101CB | 0.46932 | 0 | 0.46932 | 0.011456 | 0.038844 | 0.021131 | 16.04% | 54.38% | 29.58% | 0%
|  |  | EL CERRITO G 1105BR164 | 0.00019541 | 0 | 0.00019541 | 0.0001058 | 0.00012684 | 2.2747e-05 | 41.43% | 49.66% | 8.907% | 0%
|  |  | SAN BERNARD 1101641042 | 0.14075 | 0.03209 | 0.17284 | 0.00098786 | 0.011203 | 0.0090721 | 3.783% | 42.9% | 34.75% | 18.57%
|  |  | FIGARDEN 2103CB | 0.0057185 | 0 | 0.0057185 | 0.00092638 | 0.004987 | 0.0035266 | 9.813% | 52.83% | 37.36% | 0%
|  |  | HIGHLANDS 1102556 | 0.13256 | 3.566 | 3.6985 | 0.0096507 | 0.018241 | 0.0069773 | 0.992% | 1.875% | 0.7172% | 96.42%
|  |  | TASSAJARA 2113MR457 | 0.0019445 | 0 | 0.0019445 | 0.00087168 | 0.0011226 | 0.00054039 | 34.39% | 44.29% | 21.32% | 0%
|  |  | TASSAJARA 2103CB | 0.32455 | 0.33188 | 0.65643 | 0.071819 | 0.078349 | 0.034379 | 19.24% | 20.99% | 9.211% | 50.56%
|  |  | FIGARDEN 210392114 | 0.016046 | 0 | 0.016046 | 0.0030237 | 0.01418 | 0.0092842 | 11.42% | 53.53% | 35.05% | 0%
|  |  | KIRKER 2107CB | 0.009185 | 0 | 0.009185 | 0.00091417 | 0.0070687 | 0.0040276 | 7.611% | 58.85% | 33.53% | 0%
|  |  | RALSTON 1102CB | 0.081424 | 0 | 0.081424 | 0.0072762 | 0.022929 | 0.0071792 | 19.46% | 61.33% | 19.2% | 0%
|  |  | BARTON 1105CB | 0.027019 | 0 | 0.027019 | 0.0036181 | 0.02574 | 0.015038 | 8.15% | 57.98% | 33.87% | 0%
|  |  | REDBUD 1102432 | 0.16254 | 6.1782 | 6.3407 | 0.022735 | 0.039914 | 0.013944 | 0.7609% | 1.336% | 0.4667% | 97.44%
|  |  | FULTON 1103CB | 0.00019333 | 0 | 0.00019333 | 3.285e-05 | 0.00015623 | 6.3463e-05 | 13.01% | 61.86% | 25.13% | 0%
|  |  | COTTLE 1704CB | 0.00025776 | 0 | 0.00025776 | 1.5002e-05 | 0.0002164 | 0.00019411 | 3.526% | 50.86% | 45.62% | 0%
|  |  | FIGARDEN 2104CB | 0.0068726 | 0 | 0.0068726 | 0.00093084 | 0.0058134 | 0.0040411 | 8.631% | 53.9% | 37.47% | 0%
|  |  | ROSSMOOR 1109961536 | 0.0035896 | 0 | 0.0035896 | 0.0014194 | 0.0023907 | 0.0010092 | 29.45% | 49.61% | 20.94% | 0%
|  |  | CAROLANDS 0404CB | 0.00019178 | 0 | 0.00019178 | 0.00012146 | 0.00011049 | 1.7659e-05 | 48.66% | 44.27% | 7.075% | 0%
|  |  | LAKEWOOD 2225CB | 0.010005 | 0 | 0.010005 | 0.0043635 | 0.006801 | 0.0028727 | 31.09% | 48.45% | 20.46% | 0%
|  |  | OLEMA 110137074 | 0.0097254 | 0 | 0.0097254 | 0.0013552 | 0.0015371 | 0.00040877 | 41.05% | 46.56% | 12.38% | 0%
|  |  | EL CERRITO G 1112664184 | 0.026157 | 0 | 0.026157 | 0.0027556 | 0.0077705 | 0.0019439 | 22.1% | 62.31% | 15.59% | 0%
|  |  | PARADISE 1102CB | 0.00015308 | 0 | 0.00015308 | 5.8243e-05 | 0.00010165 | 3.9959e-05 | 29.14% | 50.86% | 19.99% | 0%
|  |  | WESTPARK 1109689790 | 0.00038251 | 0 | 0.00038251 | 3.3667e-05 | 0.00031679 | 0.00028097 | 5.332% | 50.17% | 44.5% | 0%
|  |  | STAGG 21077408 | 0.00038249 | 0 | 0.00038249 | 9.1287e-05 | 0.00036353 | 0.00017658 | 14.46% | 57.58% | 27.97% | 0%
|  |  | PLACERVILLE 1112778710 | 0.0016572 | 0.0030462 | 0.0047034 | 0.00062011 | 0.0010124 | 0.00047398 | 10.37% | 16.93% | 7.928% | 64.77%
|  |  | SARATOGA 1103LC40 | 0.054712 | 0 | 0.054712 | 0.0088639 | 0.011427 | 0.0050483 | 34.98% | 45.1% | 19.92% | 0%
|  |  | OAKLAND J 1105CR150 | 0.006898 | 0 | 0.006898 | 0.0012185 | 0.0027394 | 0.0011456 | 23.88% | 53.68% | 22.45% | 0%
|  |  | EDES 1112417626 | 0.00076213 | 0 | 0.00076213 | 4.1097e-05 | 0.00075794 | 0.00045906 | 3.267% | 60.25% | 36.49% | 0%
|  |  | PINEDALE 210232912 | 0.01751 | 0 | 0.01751 | 0.0037453 | 0.013988 | 0.011172 | 12.96% | 48.39% | 38.65% | 0%
|  |  | FIGARDEN 210347324 | 0.0019019 | 0 | 0.0019019 | 0.00021017 | 0.0017191 | 0.0012103 | 6.694% | 54.76% | 38.55% | 0%
|  |  | HOLLYWOOD 0401CB | 0.060348 | 0 | 0.060348 | 0.0078704 | 0.019882 | 0.0052565 | 23.84% | 60.23% | 15.92% | 0%
|  |  | WEST FRESNO 110655414 | 0.030654 | 0 | 0.030654 | 0.0022805 | 0.031034 | 0.017288 | 4.507% | 61.33% | 34.16% | 0%
|  |  | STOCKDALE 211035420 | 0.00037996 | 0 | 0.00037996 | 3.6585e-05 | 0.00028824 | 0.0003024 | 5.833% | 45.96% | 48.21% | 0%
|  |  | CLOVIS 1105CB | 0.022072 | 0 | 0.022072 | 0.0043836 | 0.019855 | 0.012197 | 12.03% | 54.49% | 33.47% | 0%
|  |  | RENFRO 21054828 | 0.00051016 | 0 | 0.00051016 | 4.7942e-05 | 0.00039214 | 0.00033895 | 6.154% | 50.34% | 43.51% | 0%
|  |  | LAKEWOOD 2227CB | 0.0025314 | 0 | 0.0025314 | 0.00071999 | 0.001765 | 0.00089545 | 21.3% | 52.21% | 26.49% | 0%
|  |  | PUEBLO 110256136 | 0.0010085 | 0.016544 | 0.017553 | 0.000259 | 0.0010469 | 0.00035896 | 0.8939% | 3.613% | 1.239% | 94.25%
|  |  | MEADOW LANE 2102CB | 0.00075626 | 0 | 0.00075626 | 9.1497e-05 | 0.0007344 | 0.00042251 | 7.329% | 58.83% | 33.84% | 0%
|  |  | PINEDALE 2106R3250 | 0.0053054 | 0 | 0.0053054 | 0.00075486 | 0.0044608 | 0.0033683 | 8.794% | 51.97% | 39.24% | 0%
|  |  | SAUSALITO 11021224 | 0.029078 | 0 | 0.029078 | 0.0039636 | 0.01306 | 0.0034697 | 19.34% | 63.73% | 16.93% | 0%
|  |  | CLOVERDALE 1102262 | 0.082276 | 0.40138 | 0.48366 | 0.0094506 | 0.012842 | 0.0051958 | 5.848% | 7.947% | 3.215% | 82.99%
|  |  | BERKELEY F 1105BR166 | 0.00037726 | 0 | 0.00037726 | 0.00022094 | 0.00022576 | 4.636e-05 | 44.81% | 45.79% | 9.403% | 0%
|  |  | COVELO 110146208 | 0.08056 | 0.02626 | 0.10682 | 0.0058067 | 0.010834 | 0.0048829 | 20.35% | 37.96% | 17.11% | 24.58%
|  |  | CALISTOGA 1102447865 | 0.0003761 | 0.93671 | 0.93708 | 0.00014651 | 0.00022686 | 8.251e-05 | 0.0129% | 0.01997% | 0.007264% | 99.96%
|  |  | STOCKDALE 21051503 | 0.0010022 | 0 | 0.0010022 | 9.0972e-05 | 0.00094192 | 0.00062151 | 5.499% | 56.93% | 37.57% | 0%
|  |  | JAMESON 1101CB | 0.00075091 | 0 | 0.00075091 | 9.2365e-05 | 0.00060713 | 0.00028215 | 9.409% | 61.85% | 28.74% | 0%
|  |  | CLOVIS 211138752 | 0.018379 | 0 | 0.018379 | 0.0033715 | 0.016256 | 0.010712 | 11.11% | 53.58% | 35.31% | 0%
|  |  | MILPITAS 1104CB | 0.011315 | 0 | 0.011315 | 0.0013146 | 0.011367 | 0.0059965 | 7.038% | 60.86% | 32.1% | 0%
|  |  | BULLARD 211242194 | 0.024246 | 0 | 0.024246 | 0.0049282 | 0.019044 | 0.013546 | 13.14% | 50.76% | 36.11% | 0%
|  |  | VINEYARD 2107MR649 | 0.0026212 | 0.0031512 | 0.0057724 | 0.00045667 | 0.0018686 | 0.0011004 | 6.053% | 24.77% | 14.59% | 54.59%
|  |  | LAKEWOOD 222454676 | 0.0038679 | 0 | 0.0038679 | 0.0023441 | 0.0019561 | 0.00074502 | 46.46% | 38.77% | 14.77% | 0%
|  |  | PACIFICA 11026783 | 0.089046 | 0 | 0.089046 | 0.01113 | 0.029022 | 0.0032189 | 25.66% | 66.92% | 7.422% | 0%
|  |  | STAGG 210511564 | 0.00037344 | 0 | 0.00037344 | 0.00016787 | 0.00030727 | 0.00014133 | 27.23% | 49.84% | 22.93% | 0%
|  |  | SANTA ROSA A 1111CB | 0.13181 | 0 | 0.13181 | 0.020056 | 0.043869 | 0.019585 | 24.02% | 52.53% | 23.45% | 0%
|  |  | STAGG 210741764 | 0.0069459 | 0 | 0.0069459 | 0.0011491 | 0.006724 | 0.003593 | 10.02% | 58.64% | 31.34% | 0%
|  |  | LOS OSITOS 2103258688 | 0.080649 | 0 | 0.080649 | 0.0007317 | 0.0090093 | 0.0035486 | 5.506% | 67.79% | 26.7% | 0%
|  |  | WESTPARK 1106CB | 0.030689 | 0 | 0.030689 | 0.0064601 | 0.02826 | 0.015941 | 12.75% | 55.78% | 31.47% | 0%
|  |  | SAN RAMON 2118CB | 0.0089912 | 0 | 0.0089912 | 0.00060658 | 0.0082983 | 0.0040807 | 4.671% | 63.9% | 31.43% | 0%
|  |  | BARTON 1109CB | 0.013216 | 0 | 0.013216 | 0.0028461 | 0.011951 | 0.0070193 | 13.05% | 54.78% | 32.17% | 0%
|  |  | SARATOGA 1104209146 | 0.08242 | 0 | 0.08242 | 0.0249 | 0.021319 | 0.010185 | 44.15% | 37.8% | 18.06% | 0%
|  |  | KERN POWER 2101CB | 0.010498 | 0 | 0.010498 | 0.00073769 | 0.0060403 | 0.0060725 | 5.741% | 47% | 47.26% | 0%
|  |  | CALIFORNIA AVE 111391862 | 0.0025825 | 0 | 0.0025825 | 0.00046193 | 0.0023805 | 0.0014206 | 10.84% | 55.84% | 33.32% | 0%
|  |  | TRIMBLE 2115CB | 0.0026982 | 0 | 0.0026982 | 0.00017179 | 0.0019472 | 0.0014091 | 4.869% | 55.19% | 39.94% | 0%
|  |  | MEADOW LANE 2110CB | 0.080882 | 0 | 0.080882 | 0.017018 | 0.082055 | 0.034444 | 12.75% | 61.46% | 25.8% | 0%
|  |  | SYCAMORE CREEK 1111CB | 0.10239 | 0 | 0.10239 | 0.005045 | 0.039527 | 0.022007 | 7.577% | 59.37% | 33.05% | 0%
|  |  | BAKERSFIELD 1115CB | 0.056912 | 0 | 0.056912 | 0.0062981 | 0.054479 | 0.033171 | 6.704% | 57.99% | 35.31% | 0%
|  |  | CONTRA COSTA 2110CB | 0.0069917 | 0 | 0.0069917 | 0.00059703 | 0.0059827 | 0.0036759 | 5.822% | 58.34% | 35.84% | 0%
|  |  | VALLEY VIEW 1103P156 | 0.00073375 | 0 | 0.00073375 | 0.00020237 | 0.00055212 | 0.00020497 | 21.09% | 57.54% | 21.36% | 0%
|  |  | MARTELL 110292172 | 0.064284 | 0 | 0.064284 | 0.0058195 | 0.015454 | 0.0073074 | 20.36% | 54.07% | 25.57% | 0%
|  |  | WEST SACRAMENTO 1111CB | 0.00024428 | 0 | 0.00024428 | 8.4351e-05 | 0.00023037 | 8.8522e-05 | 20.92% | 57.13% | 21.95% | 0%
|  |  | DEL MONTE 21029060 | 0.10078 | 0 | 0.10078 | 0.0056445 | 0.065047 | 0.020165 | 6.213% | 71.59% | 22.19% | 0%
|  |  | HICKS 2101XR162 | 0.19782 | 0 | 0.19782 | 0.017175 | 0.036107 | 0.017857 | 24.14% | 50.76% | 25.1% | 0%
|  |  | TRACY 111213998 | 0.00036487 | 0 | 0.00036487 | 3.2572e-05 | 0.00034783 | 0.00022191 | 5.408% | 57.75% | 36.84% | 0%
|  |  | BRUNSWICK 110750008 | 0.052077 | 4.1559 | 4.2079 | 0.013901 | 0.017043 | 0.0071234 | 0.4519% | 0.5541% | 0.2316% | 98.76%
|  |  | SOLEDAD 2102CB | 0.0051044 | 0 | 0.0051044 | 0.00013477 | 0.0046468 | 0.001893 | 2.019% | 69.62% | 28.36% | 0%
|  |  | SAN MIGUEL 1104895760 | 0.17079 | 0 | 0.17079 | 0.0017596 | 0.011802 | 0.0053215 | 9.318% | 62.5% | 28.18% | 0%
|  |  | BAKERSFIELD 1107CB | 0.033123 | 0 | 0.033123 | 0.00368 | 0.030101 | 0.020897 | 6.73% | 55.05% | 38.22% | 0%
|  |  | MANTECA 170338588 | 0.0094552 | 0 | 0.0094552 | 0.00041568 | 0.0069479 | 0.0082447 | 2.663% | 44.51% | 52.82% | 0%
|  |  | SWIFT 2110CB | 0.0026662 | 0 | 0.0026662 | 0.0003408 | 0.0026359 | 0.0014246 | 7.743% | 59.89% | 32.37% | 0%
|  |  | SAN ARDO 1101650772 | 0.085243 | 0 | 0.085243 | 0.00038396 | 0.0049236 | 0.0025328 | 4.897% | 62.8% | 32.3% | 0%
|  |  | BAKERSFIELD 1105CB | 0.057329 | 0 | 0.057329 | 0.0066651 | 0.055049 | 0.032922 | 7.043% | 58.17% | 34.79% | 0%
|  |  | BAKERSFIELD 2109CB | 0.02412 | 0 | 0.02412 | 0.0031744 | 0.022813 | 0.01383 | 7.973% | 57.29% | 34.73% | 0%
|  |  | BULLARD 1102CB | 0.01786 | 0 | 0.01786 | 0.0031281 | 0.016412 | 0.0099422 | 10.61% | 55.67% | 33.72% | 0%
|  |  | KERN POWER 21054959 | 0.006898 | 0 | 0.006898 | 0.00082577 | 0.0057189 | 0.0048422 | 7.252% | 50.22% | 42.52% | 0%
|  |  | IGNACIO 1104316 | 0.00018135 | 0 | 0.00018135 | 4.5349e-05 | 0.00014005 | 5.173e-05 | 19.12% | 59.06% | 21.82% | 0%
|  |  | SPENCE 1102990464 | 0.12393 | 0 | 0.12393 | 0.0028626 | 0.012681 | 0.0069954 | 12.7% | 56.26% | 31.04% | 0%
|  |  | BULLARD 110567230 | 0.014496 | 0 | 0.014496 | 0.003801 | 0.012202 | 0.007926 | 15.88% | 50.99% | 33.12% | 0%
|  |  | WESTPARK 1102CB | 0.040809 | 0 | 0.040809 | 0.0057533 | 0.03684 | 0.024772 | 8.54% | 54.69% | 36.77% | 0%
|  |  | STAGG 21066654 | 0.00096553 | 0 | 0.00096553 | 0.00018137 | 0.00092749 | 0.00048499 | 11.38% | 58.19% | 30.43% | 0%
|  |  | BAKERSFIELD 1114CB | 0.05382 | 0 | 0.05382 | 0.0089483 | 0.049602 | 0.030293 | 10.07% | 55.83% | 34.1% | 0%
|  |  | EDENVALE 1103CB | 0.0068737 | 0 | 0.0068737 | 0.0004519 | 0.0023226 | 0.0014357 | 10.73% | 55.17% | 34.1% | 0%
|  |  | PINEDALE 2110CB | 0.002528 | 0 | 0.002528 | 0.00056333 | 0.0020347 | 0.0015752 | 13.5% | 48.76% | 37.74% | 0%
|  |  | NORTH DUBLIN 2101MR333 | 0.0024053 | 2.8275 | 2.8299 | 0.00034938 | 0.0022982 | 0.0013229 | 0.007479% | 0.0492% | 0.02832% | 99.92%
|  |  | BULLARD 211155478 | 0.011757 | 0 | 0.011757 | 0.0023605 | 0.009681 | 0.0073668 | 12.16% | 49.88% | 37.96% | 0%
|  |  | ECHO SUMMIT 1101CB | 0.00023982 | 0 | 0.00023982 | 0 | 1.7185e-05 | 0 | 0% | 100% | 0% | 0%
|  |  | ASHLAN AVE 2101CB | 0.031949 | 0 | 0.031949 | 0.0075503 | 0.028738 | 0.016452 | 14.32% | 54.49% | 31.19% | 0%
|  |  | STAGG 210614574 | 0.0014359 | 0 | 0.0014359 | 0.00031655 | 0.0014528 | 0.00060098 | 13.35% | 61.29% | 25.35% | 0%
|  |  | FIGARDEN 210787746 | 0.0032973 | 0 | 0.0032973 | 0.00035746 | 0.0029211 | 0.0019007 | 6.902% | 56.4% | 36.7% | 0%
|  |  | BELLEVUE 21018146 | 0.00023893 | 0 | 0.00023893 | 6.2591e-05 | 0.00022727 | 0.00010456 | 15.87% | 57.62% | 26.51% | 0%
|  |  | DEL MAR 1104CB | 0.00023879 | 0 | 0.00023879 | 3.3628e-05 | 0.00022804 | 0.00013252 | 8.531% | 57.85% | 33.62% | 0%
|  |  | SILVERADO 2105CB | 0.048183 | 0.6917 | 0.73988 | 0.022288 | 0.031856 | 0.012984 | 2.162% | 3.091% | 1.26% | 93.49%
|  |  | BASALT 1104CB | 0.0055503 | 0 | 0.0055503 | 0.00092224 | 0.0051849 | 0.0016808 | 11.84% | 66.58% | 21.58% | 0%
|  |  | FIGARDEN 2111CB | 0.0028545 | 0 | 0.0028545 | 0.00034755 | 0.0024439 | 0.0019206 | 7.376% | 51.86% | 40.76% | 0%
|  |  | DIXON LANDING 2111CB | 0.00214 | 0 | 0.00214 | 0.00042639 | 0.0020047 | 0.0011015 | 12.07% | 56.75% | 31.18% | 0%
|  |  | BAKERSFIELD 1106CB | 0.017498 | 0 | 0.017498 | 0.0032512 | 0.016045 | 0.0095882 | 11.26% | 55.55% | 33.19% | 0%
|  |  | MERCED 21029970 | 0.015568 | 0 | 0.015568 | 0.0039993 | 0.01385 | 0.0078504 | 15.56% | 53.89% | 30.55% | 0%
|  |  | ECHO SUMMIT 110155262 | 0.00095038 | 0 | 0.00095038 | 0 | 6.8102e-05 | 0 | 0% | 100% | 0% | 0%
|  |  | PACIFIC GROVE 04222608 | 0.028839 | 0 | 0.028839 | 0.0072254 | 0.016164 | 0.0015272 | 29% | 64.87% | 6.129% | 0%
|  |  | MANCHESTER 1108D8824 | 0.0024911 | 0 | 0.0024911 | 0.00048224 | 0.0020962 | 0.0015338 | 11.73% | 50.97% | 37.3% | 0%
|  |  | BRUNSWICK 1110CB | 0.019575 | 3.1176 | 3.1372 | 0.0028542 | 0.011616 | 0.0050339 | 0.09131% | 0.3716% | 0.161% | 99.38%
|  |  | STOCKDALE 2110CB | 0.019994 | 0 | 0.019994 | 0.0025603 | 0.017707 | 0.012739 | 7.757% | 53.65% | 38.6% | 0%
|  |  | HILLSDALE 0404CB | 0.00035466 | 0 | 0.00035466 | 0.00015505 | 0.0002621 | 4.6601e-05 | 33.43% | 56.52% | 10.05% | 0%
|  |  | CLOVIS 2109CB | 0.013362 | 0 | 0.013362 | 0.0024641 | 0.010801 | 0.0087929 | 11.17% | 48.97% | 39.86% | 0%
|  |  | FIGARDEN 210249606 | 0.018427 | 0 | 0.018427 | 0.0018997 | 0.015234 | 0.012286 | 6.457% | 51.78% | 41.76% | 0%
|  |  | STAGG 2107CB | 0.006724 | 0 | 0.006724 | 0.0010918 | 0.0064329 | 0.003575 | 9.836% | 57.96% | 32.21% | 0%
|  |  | PENRYN 1105154362 | 0.12022 | 0 | 0.12022 | 0.0099579 | 0.011462 | 0.0042737 | 38.76% | 44.61% | 16.63% | 0%
|  |  | FOOTHILL 1101549904 | 0.11363 | 0 | 0.11363 | 0.0066831 | 0.025244 | 0.012265 | 15.12% | 57.12% | 27.75% | 0%
|  |  | SHEPHERD 211038450 | 0.021093 | 0 | 0.021093 | 0.0048851 | 0.017011 | 0.012924 | 14.03% | 48.85% | 37.12% | 0%
|  |  | LAS POSITAS 2103MR161 | 0.008952 | 0 | 0.008952 | 0.00054663 | 0.0077353 | 0.0034239 | 4.67% | 66.08% | 29.25% | 0%
|  |  | STOCKDALE 21074712 | 0.00035336 | 0 | 0.00035336 | 7.0234e-05 | 0.00025005 | 0.00026303 | 12.04% | 42.87% | 45.09% | 0%
|  |  | BULLARD 110269280 | 0.010128 | 0 | 0.010128 | 0.002183 | 0.0089022 | 0.0056335 | 13.06% | 53.25% | 33.7% | 0%
|  |  | MILLBRAE 11045521 | 0.047297 | 0 | 0.047297 | 0.0058008 | 0.018312 | 0.0038842 | 20.72% | 65.41% | 13.87% | 0%
|  |  | JARVIS 1110CB | 0.11944 | 0 | 0.11944 | 0.012311 | 0.028954 | 0.013107 | 22.64% | 53.25% | 24.11% | 0%
|  |  | KIRKER 2104CB | 0.12892 | 0 | 0.12892 | 0.011993 | 0.087557 | 0.041411 | 8.508% | 62.11% | 29.38% | 0%
|  |  | WYANDOTTE 11091520 | 0.41613 | 0 | 0.41613 | 0.03582 | 0.043007 | 0.02338 | 35.05% | 42.08% | 22.87% | 0%
|  |  | STAGG 21066476 | 0.0003521 | 0 | 0.0003521 | 7.9521e-05 | 0.00034654 | 0.00015516 | 13.68% | 59.62% | 26.7% | 0%
|  |  | RESEARCH 2101D576R | 0.027439 | 0 | 0.027439 | 0.0095227 | 0.018846 | 0.0086958 | 25.69% | 50.85% | 23.46% | 0%
|  |  | CALISTOGA 1102929461 | 0.00035144 | 0.083771 | 0.084122 | 0.00012359 | 0.00021671 | 8.609e-05 | 0.1211% | 0.2123% | 0.08435% | 99.58%
|  |  | DEL MAR 210938684 | 0.0010537 | 0 | 0.0010537 | 0.00010761 | 0.00081315 | 0.00045277 | 7.834% | 59.2% | 32.96% | 0%
|  |  | PEORIA 170413494 | 0.11754 | 0 | 0.11754 | 0.0042561 | 0.013418 | 0.011309 | 14.68% | 46.29% | 39.02% | 0%
|  |  | CALIFORNIA AVE 111279552 | 0.040401 | 0 | 0.040401 | 0.0035759 | 0.040615 | 0.022501 | 5.362% | 60.9% | 33.74% | 0%
|  |  | MANTECA 1701CB | 0.012253 | 0 | 0.012253 | 0.00085906 | 0.008291 | 0.011076 | 4.247% | 40.99% | 54.76% | 0%
|  |  | PINEDALE 2102CB | 0.018897 | 0 | 0.018897 | 0.0035596 | 0.015127 | 0.012507 | 11.41% | 48.49% | 40.1% | 0%
|  |  | FIGARDEN 210538320 | 0.007572 | 0 | 0.007572 | 0.0012632 | 0.0064005 | 0.004836 | 10.11% | 51.21% | 38.69% | 0%
|  |  | MEADOW LANE 210365632 | 0.0022113 | 0 | 0.0022113 | 0.00082377 | 0.0019423 | 0.00088431 | 22.57% | 53.21% | 24.22% | 0%
|  |  | KIRKER 2109CB | 0.09155 | 0 | 0.09155 | 0.0084833 | 0.077761 | 0.049303 | 6.259% | 57.37% | 36.37% | 0%
|  |  | CLOVIS 2111CB | 0.047007 | 0 | 0.047007 | 0.011171 | 0.040335 | 0.026091 | 14.4% | 51.98% | 33.62% | 0%
|  |  | CALIFORNIA AVE 1104CB | 0.018717 | 0 | 0.018717 | 0.0012278 | 0.01881 | 0.01086 | 3.974% | 60.88% | 35.15% | 0%
|  |  | OAKLAND X 1101CR224 | 0.013948 | 0 | 0.013948 | 0.0043894 | 0.0052414 | 0.0018162 | 38.35% | 45.79% | 15.87% | 0%
|  |  | CHICO A 110229504 | 0.019389 | 0 | 0.019389 | 0.017182 | 0.0094749 | 0.0035809 | 56.82% | 31.33% | 11.84% | 0%
|  |  | SAN RAMON 2105CB | 0.047659 | 0 | 0.047659 | 0.006054 | 0.045273 | 0.020005 | 8.487% | 63.47% | 28.04% | 0%
|  |  | GIRVAN 1102CB | 0.17318 | 0.56486 | 0.73804 | 0.03089 | 0.06565 | 0.045758 | 5.094% | 10.83% | 7.545% | 76.54%
|  |  | TULUCAY 1101504524 | 0.026448 | 0 | 0.026448 | 0.0015581 | 0.0053665 | 0.0014502 | 18.6% | 64.08% | 17.32% | 0%
|  |  | SUMMIT 110168706 | 0.04119 | 1.517 | 1.5581 | 0.015361 | 0.025147 | 0.0027066 | 0.9397% | 1.538% | 0.1656% | 97.36%
|  |  | WOODWARD 210192860 | 0.017689 | 0 | 0.017689 | 0.0094361 | 0.011903 | 0.0078614 | 32.31% | 40.76% | 26.92% | 0%
|  |  | SANTA MARIA 1112CB | 0.0040433 | 0 | 0.0040433 | 0.00044291 | 0.0041791 | 0.0020526 | 6.636% | 62.61% | 30.75% | 0%
|  |  | MOSHER 21109174 | 0.00069261 | 0 | 0.00069261 | 4.1572e-05 | 0.00065706 | 0.0004447 | 3.636% | 57.47% | 38.9% | 0%
|  |  | SALINAS 1101CB | 0.0027572 | 0 | 0.0027572 | 0.00012943 | 0.0027464 | 0.0011476 | 3.217% | 68.26% | 28.52% | 0%
|  |  | WEST FRESNO 1105CB | 0.047566 | 0 | 0.047566 | 0.0071209 | 0.046243 | 0.024894 | 9.099% | 59.09% | 31.81% | 0%
|  |  | KIRKER 2105CB | 0.078333 | 0 | 0.078333 | 0.0065908 | 0.070316 | 0.04356 | 5.471% | 58.37% | 36.16% | 0%
|  |  | GREEN VALLEY 210190860 | 0.34819 | 0 | 0.34819 | 0.040045 | 0.054145 | 0.024942 | 33.61% | 45.45% | 20.94% | 0%
|  |  | NOTRE DAME 1101CB | 0.017875 | 0 | 0.017875 | 0.0012895 | 0.015822 | 0.008716 | 4.993% | 61.26% | 33.75% | 0%
|  |  | CORDELIA 111013382 | 0.0017259 | 0 | 0.0017259 | 0.00013672 | 0.0018465 | 0.00086581 | 4.799% | 64.81% | 30.39% | 0%
|  |  | SERRAMONTE 1104CB | 0.0026458 | 0 | 0.0026458 | 0.00085063 | 0.002247 | 0.00036206 | 24.59% | 64.95% | 10.47% | 0%
|  |  | STOCKDALE 1111CB | 0.030536 | 0 | 0.030536 | 0.0040357 | 0.026059 | 0.020314 | 8.006% | 51.7% | 40.3% | 0%
|  |  | CALIFORNIA AVE 1117CB | 0.0070084 | 0 | 0.0070084 | 0.00095709 | 0.0067568 | 0.0038553 | 8.273% | 58.4% | 33.32% | 0%
|  |  | STAGG 21066652 | 0.00034459 | 0 | 0.00034459 | 9.1448e-05 | 0.00033571 | 0.00014168 | 16.08% | 59.02% | 24.91% | 0%
|  |  | STOCKDALE 21124665 | 0.0087898 | 0 | 0.0087898 | 0.00076771 | 0.006734 | 0.0055701 | 5.873% | 51.52% | 42.61% | 0%
|  |  | PEABODY 2102CB | 0.013947 | 0 | 0.013947 | 0.0010945 | 0.012059 | 0.005161 | 5.976% | 65.84% | 28.18% | 0%
|  |  | HAMILTON BRANCH 110153192 | 0.030612 | 0.16971 | 0.20032 | 0.0029332 | 0.005808 | 0.0015793 | 4.343% | 8.6% | 2.338% | 84.72%
|  |  | PORTRERO PP(A) 1120CB | 0.00022886 | 0 | 0.00022886 | 7.4658e-06 | 0.00028618 | 8.414e-05 | 1.976% | 75.75% | 22.27% | 0%
|  |  | OAKLAND X 1106121588 | 0.021918 | 0 | 0.021918 | 0.0034098 | 0.0062422 | 0.0021017 | 29.01% | 53.11% | 17.88% | 0%
|  |  | TIDEWATER 2109CB | 0.02501 | 0 | 0.02501 | 0.0063616 | 0.021314 | 0.01041 | 16.7% | 55.96% | 27.33% | 0%
|  |  | HICKS 2111CB | 0.0096231 | 0 | 0.0096231 | 0.0028428 | 0.0067584 | 0.0035688 | 21.59% | 51.32% | 27.1% | 0%
|  |  | LAKEWOOD 2108CB | 0.0033306 | 0 | 0.0033306 | 0.00040184 | 0.0033492 | 0.0014657 | 7.703% | 64.2% | 28.1% | 0%
|  |  | STOCKDALE 2109CB | 0.048588 | 0 | 0.048588 | 0.0066535 | 0.036421 | 0.033256 | 8.717% | 47.71% | 43.57% | 0%
|  |  | MILPITAS 1108342498 | 0.015155 | 0.0023634 | 0.017519 | 0.0007306 | 0.0016338 | 0.00061275 | 21.23% | 47.47% | 17.81% | 13.49%
|  |  | MOSHER 2104CB | 0.0017105 | 0 | 0.0017105 | 0.00014386 | 0.001691 | 0.00098881 | 5.095% | 59.89% | 35.02% | 0%
|  |  | MONTAGUE 2109CB | 0.0054601 | 0 | 0.0054601 | 0.0011344 | 0.0051194 | 0.0027596 | 12.59% | 56.8% | 30.62% | 0%
|  |  | BULLARD 110355680 | 0.0054009 | 0 | 0.0054009 | 0.0014341 | 0.0043228 | 0.0031586 | 16.09% | 48.49% | 35.43% | 0%
|  |  | WOODLAND 1111CB | 0.002727 | 0 | 0.002727 | 0.00021589 | 0.0025703 | 0.0017153 | 4.796% | 57.1% | 38.11% | 0%
|  |  | PENRYN 110550550 | 0.29624 | 0 | 0.29624 | 0.021842 | 0.027584 | 0.012451 | 35.3% | 44.58% | 20.12% | 0%
|  |  | NAPA 1112315244 | 0.082808 | 0 | 0.082808 | 0.0076316 | 0.012578 | 0.003529 | 32.15% | 52.99% | 14.87% | 0%
|  |  | BRUNSWICK 110767218 | 0.0033151 | 0.019853 | 0.023168 | 0.0005411 | 0.0027328 | 0.0012541 | 1.71% | 8.636% | 3.963% | 85.69%
|  |  | EAST STOCKTON 1101CB | 0.0075921 | 0 | 0.0075921 | 0.0012368 | 0.0078475 | 0.0034485 | 9.868% | 62.62% | 27.52% | 0%
|  |  | TIDEWATER 2110CB | 0.049583 | 0 | 0.049583 | 0.010247 | 0.043877 | 0.021709 | 13.51% | 57.86% | 28.63% | 0%
|  |  | MANCHESTER 1104351482 | 0.02909 | 0 | 0.02909 | 0.0065828 | 0.027325 | 0.014112 | 13.71% | 56.9% | 29.39% | 0%
|  |  | WESTPARK 11091558 | 0.00033956 | 0 | 0.00033956 | 2.9543e-05 | 0.00026601 | 0.00026498 | 5.271% | 47.46% | 47.27% | 0%
|  |  | BULLARD 1105CB | 0.0079479 | 0 | 0.0079479 | 0.0016549 | 0.0073269 | 0.0041383 | 12.61% | 55.85% | 31.54% | 0%
|  |  | DEL MAR 2110CB | 0.019174 | 0 | 0.019174 | 0.0024314 | 0.014362 | 0.0086787 | 9.545% | 56.38% | 34.07% | 0%
|  |  | MILLBRAE 0404CB | 0.008055 | 0 | 0.008055 | 0.0012435 | 0.0086178 | 0.0027213 | 9.883% | 68.49% | 21.63% | 0%
|  |  | TIDEWATER 210657926 | 0.14227 | 0.0039391 | 0.1462 | 0.011647 | 0.077539 | 0.032389 | 9.322% | 62.06% | 25.92% | 2.694%
|  |  | RANCHERS COTTON 1101323356 | 0.0016876 | 0 | 0.0016876 | 0.00015946 | 0.0015496 | 0.0010768 | 5.724% | 55.62% | 38.65% | 0%
|  |  | WESTPARK 1109CB | 0.044694 | 0 | 0.044694 | 0.0048023 | 0.038017 | 0.028978 | 6.689% | 52.95% | 40.36% | 0%
|  |  | NEWARK 21KV 2104863090 | 0.002035 | 0 | 0.002035 | 0.00023694 | 0.0016517 | 0.0009705 | 8.287% | 57.77% | 33.94% | 0%
|  |  | SILVERADO 2104940 | 0.022371 | 0.79017 | 0.81254 | 0.011651 | 0.011975 | 0.0054424 | 1.104% | 1.134% | 0.5155% | 97.25%
|  |  | WOODWARD 2109R9546 | 0.01771 | 0 | 0.01771 | 0.0043644 | 0.012523 | 0.0099375 | 16.27% | 46.68% | 37.05% | 0%
|  |  | COTATI 1102825 | 0.042939 | 0 | 0.042939 | 0.0033889 | 0.0042326 | 0.0014425 | 37.39% | 46.7% | 15.91% | 0%
|  |  | EDENVALE 1102XR064 | 0.049227 | 0 | 0.049227 | 0.0025324 | 0.011159 | 0.0050351 | 13.52% | 59.59% | 26.89% | 0%
|  |  | LAS POSITAS 2110CB | 0.017887 | 0 | 0.017887 | 0.00095182 | 0.016005 | 0.0098914 | 3.545% | 59.61% | 36.84% | 0%
|  |  | MANCHESTER 1109CB | 0.054146 | 0 | 0.054146 | 0.010475 | 0.051976 | 0.02693 | 11.72% | 58.15% | 30.13% | 0%
|  |  | PINEDALE 210979984 | 0.074353 | 0 | 0.074353 | 0.014134 | 0.065685 | 0.042919 | 11.52% | 53.52% | 34.97% | 0%
|  |  | SAN LUIS OBISPO 1103365572 | 0.0066281 | 0.0014006 | 0.0080287 | 8.336e-05 | 0.00037973 | 0.00014648 | 11.29% | 51.43% | 19.84% | 17.44%
|  |  | FIGARDEN 2107CB | 0.003354 | 0 | 0.003354 | 0.00072885 | 0.0030185 | 0.0017894 | 13.16% | 54.52% | 32.32% | 0%
|  |  | TIDEWATER 21072152 | 0.00033527 | 0 | 0.00033527 | 0.0001263 | 0.00020579 | 0.00010631 | 28.81% | 46.94% | 24.25% | 0%
|  |  | CALIFORNIA AVE 111297998 | 0.00033491 | 0 | 0.00033491 | 3.4906e-05 | 0.00028984 | 0.00022811 | 6.314% | 52.43% | 41.26% | 0%
|  |  | VIERRA 1703744838 | 0.00033475 | 0 | 0.00033475 | 1.2945e-05 | 0.00025836 | 0.00028129 | 2.343% | 46.75% | 50.9% | 0%
|  |  | GANSNER 110199388 | 0.013402 | 0 | 0.013402 | 0.00075109 | 0.0028001 | 0.00096233 | 16.64% | 62.04% | 21.32% | 0%
|  |  | BULLARD 1107CB | 0.016396 | 0 | 0.016396 | 0.0045056 | 0.014954 | 0.007605 | 16.65% | 55.25% | 28.1% | 0%
|  |  | RED BLUFF 1105CB | 0.014593 | 0 | 0.014593 | 0.0042915 | 0.0096064 | 0.0054578 | 22.17% | 49.63% | 28.2% | 0%
|  |  | BULLARD 1102R6062 | 0.0026741 | 0 | 0.0026741 | 0.00046888 | 0.0023103 | 0.0016351 | 10.62% | 52.34% | 37.04% | 0%
|  |  | MOSHER 2107CB | 0.0093515 | 0 | 0.0093515 | 0.0016804 | 0.0090367 | 0.00472 | 10.89% | 58.54% | 30.58% | 0%
|  |  | BULLARD 1108CB | 0.014703 | 0 | 0.014703 | 0.0026401 | 0.013025 | 0.008341 | 11% | 54.26% | 34.75% | 0%
|  |  | PINEDALE 2107CB | 0.021353 | 0 | 0.021353 | 0.0030671 | 0.017666 | 0.014514 | 8.702% | 50.12% | 41.18% | 0%
|  |  | TAR FLAT 0402CB | 0.0024358 | 0.033928 | 0.036364 | 0.0010318 | 0.0016341 | 0.00057751 | 2.131% | 3.375% | 1.193% | 93.3%
|  |  | STOCKDALE 21084265 | 0.00033358 | 0 | 0.00033358 | 3.8065e-05 | 0.00025414 | 0.00025845 | 6.913% | 46.15% | 46.94% | 0%
|  |  | STOCKDALE 21084267 | 0.00066674 | 0 | 0.00066674 | 6.9275e-05 | 0.00049749 | 0.00053386 | 6.294% | 45.2% | 48.5% | 0%
|  |  | KERN POWER 21054931 | 0.0025551 | 0 | 0.0025551 | 0.00031961 | 0.0020631 | 0.0018352 | 7.577% | 48.91% | 43.51% | 0%
|  |  | RENFRO 2107454076 | 0.017401 | 0 | 0.017401 | 0.0010131 | 0.012277 | 0.0092686 | 4.491% | 54.42% | 41.09% | 0%
|  |  | TASSAJARA 2106203380 | 0.046327 | 0.051995 | 0.098323 | 0.0027859 | 0.0052916 | 0.0028488 | 12.01% | 22.82% | 12.28% | 52.88%
|  |  | SYCAMORE CREEK 11112544 | 0.023568 | 0 | 0.023568 | 0.0070804 | 0.017411 | 0.010077 | 20.48% | 50.37% | 29.15% | 0%
|  |  | ATASCADERO 1102A26 | 0.12456 | 0 | 0.12456 | 0.009347 | 0.01893 | 0.0097499 | 24.58% | 49.78% | 25.64% | 0%
|  |  | WEST FRESNO 110470610 | 0.038586 | 0 | 0.038586 | 0.0049061 | 0.037326 | 0.021463 | 7.702% | 58.6% | 33.7% | 0%
|  |  | CHICO B 11062580 | 0.0078706 | 0 | 0.0078706 | 0.0051191 | 0.005046 | 0.0028274 | 39.4% | 38.84% | 21.76% | 0%
|  |  | HUNTERS POINT (P) 1107CB | 0.011749 | 0 | 0.011749 | 0.00079972 | 0.014293 | 0.0043015 | 4.123% | 73.7% | 22.18% | 0%
|  |  | TASSAJARA 2108CB | 0.042815 | 0 | 0.042815 | 0.017847 | 0.027615 | 0.014284 | 29.87% | 46.22% | 23.91% | 0%
|  |  | TIDEWATER 2108CB | 0.014896 | 0 | 0.014896 | 0.0026472 | 0.013811 | 0.0068898 | 11.34% | 59.15% | 29.51% | 0%
|  |  | SAN RAFAEL 1106910 | 0.072308 | 0.17748 | 0.24979 | 0.020514 | 0.019958 | 0.0061752 | 12.73% | 12.39% | 3.832% | 71.05%
|  |  | PUEBLO 1105684564 | 0.027379 | 0.12342 | 0.1508 | 0.0042013 | 0.0061977 | 0.0018156 | 6.245% | 9.212% | 2.699% | 81.84%
|  |  | NEWARK 21KV 2102CB | 0.0069582 | 0 | 0.0069582 | 0.00081992 | 0.0066707 | 0.0039956 | 7.138% | 58.08% | 34.79% | 0%
|  |  | MANCHESTER 1103CB | 0.064315 | 0 | 0.064315 | 0.012849 | 0.062674 | 0.030645 | 12.1% | 59.03% | 28.86% | 0%
|  |  | STAGG 210744270 | 0.0059611 | 0 | 0.0059611 | 0.0019441 | 0.0051324 | 0.0027638 | 19.76% | 52.16% | 28.09% | 0%
|  |  | WEBER 110191832 | 0.0003306 | 0 | 0.0003306 | 2.2251e-05 | 0.00033325 | 0.00019025 | 4.077% | 61.06% | 34.86% | 0%
|  |  | BELL 1107CB | 0.059792 | 0 | 0.059792 | 0.0066769 | 0.02068 | 0.010204 | 17.78% | 55.06% | 27.17% | 0%
|  |  | STOCKDALE 21134765 | 0.038662 | 0 | 0.038662 | 0.0054544 | 0.03215 | 0.026217 | 8.546% | 50.38% | 41.08% | 0%
|  |  | WESTPARK 1101CB | 0.061569 | 0 | 0.061569 | 0.013764 | 0.055891 | 0.031982 | 13.54% | 54.99% | 31.47% | 0%
|  |  | BAKERSFIELD 11023391 | 0.027529 | 0 | 0.027529 | 0.0059193 | 0.025853 | 0.013671 | 13.03% | 56.89% | 30.08% | 0%
|  |  | ASHLAN AVE 2119CB | 0.053452 | 0 | 0.053452 | 0.013707 | 0.050261 | 0.024268 | 15.53% | 56.96% | 27.5% | 0%
|  |  | LAKEWOOD 2227W503R | 0.07335 | 0.61213 | 0.68548 | 0.017751 | 0.036017 | 0.015236 | 2.753% | 5.585% | 2.363% | 89.3%
|  |  | PINEDALE 2103CB | 0.016494 | 0 | 0.016494 | 0.0039397 | 0.013213 | 0.010074 | 14.47% | 48.53% | 37% | 0%
|  |  | DAYTON ROAD 0401CB | 0.018889 | 0 | 0.018889 | 0.012777 | 0.012252 | 0.0054095 | 41.98% | 40.25% | 17.77% | 0%
|  |  | WESTPARK 1104CB | 0.079017 | 0 | 0.079017 | 0.020563 | 0.072163 | 0.036965 | 15.86% | 55.64% | 28.5% | 0%
|  |  | TRACY 110412866 | 0.00010985 | 0 | 0.00010985 | 4.8605e-06 | 0.00012918 | 4.7299e-05 | 2.68% | 71.24% | 26.08% | 0%
|  |  | STAGG 2106CB | 0.019874 | 0 | 0.019874 | 0.0032386 | 0.019043 | 0.010526 | 9.872% | 58.04% | 32.08% | 0%
|  |  | ROSEDALE 2102CB | 0.038296 | 0 | 0.038296 | 0.0031539 | 0.024807 | 0.022711 | 6.224% | 48.96% | 44.82% | 0%
|  |  | STOCKDALE 2105CB | 0.019884 | 0 | 0.019884 | 0.0020098 | 0.01463 | 0.013944 | 6.571% | 47.84% | 45.59% | 0%
|  |  | BAY MEADOWS 1106CB | 0.0029879 | 0 | 0.0029879 | 0.00027434 | 0.0027219 | 0.00148 | 6.129% | 60.81% | 33.06% | 0%
|  |  | HAMMER 1106967040 | 0.0093127 | 0 | 0.0093127 | 0.0011407 | 0.0091253 | 0.0051071 | 7.42% | 59.36% | 33.22% | 0%
|  |  | PLEASANT GROVE 2104CB | 0.025074 | 0 | 0.025074 | 0.0021486 | 0.01912 | 0.012064 | 6.446% | 57.36% | 36.19% | 0%
|  |  | ECHO SUMMIT 11012500 | 0.028236 | 0 | 0.028236 | 0.0002774 | 0.001615 | 2.5009e-05 | 14.47% | 84.23% | 1.304% | 0%
|  |  | SWIFT 2102CB | 0.010865 | 0 | 0.010865 | 0.0033331 | 0.0082634 | 0.0042273 | 21.06% | 52.22% | 26.71% | 0%
|  |  | ROSSMOOR 1101CB | 0.043851 | 0 | 0.043851 | 0.02154 | 0.025885 | 0.0096607 | 37.73% | 45.34% | 16.92% | 0%
|  |  | STAGG 21056452 | 0.0080918 | 0 | 0.0080918 | 0.0017863 | 0.0074594 | 0.0041118 | 13.37% | 55.84% | 30.78% | 0%
|  |  | CONTRA COSTA 210963935 | 0.012011 | 0 | 0.012011 | 0.0012359 | 0.012144 | 0.0064473 | 6.233% | 61.25% | 32.52% | 0%
|  |  | CLOVIS 2110CB | 0.035907 | 0 | 0.035907 | 0.007893 | 0.031798 | 0.019583 | 13.32% | 53.65% | 33.04% | 0%
|  |  | ASHLAN AVE 2105CB | 0.038593 | 0 | 0.038593 | 0.011451 | 0.034146 | 0.01811 | 17.97% | 53.6% | 28.43% | 0%
|  |  | NEWARK 21KV 2104819304 | 0.024908 | 0 | 0.024908 | 0.0032514 | 0.02308 | 0.013677 | 8.127% | 57.69% | 34.19% | 0%
|  |  | MADISON 21011606 | 0.69624 | 0.15494 | 0.85117 | 0.012263 | 0.041352 | 0.024505 | 12.84% | 43.3% | 25.66% | 18.2%
|  |  | NORTECH 2109XR004 | 0.0016345 | 0 | 0.0016345 | 0.00015786 | 0.0012956 | 0.00068379 | 7.386% | 60.62% | 31.99% | 0%
|  |  | BOGUE 11046134 | 0.0013059 | 0 | 0.0013059 | 0.00027144 | 0.0012703 | 0.00061395 | 12.59% | 58.93% | 28.48% | 0%
|  |  | SAN RAMON 211995606 | 0.023156 | 0 | 0.023156 | 0.002079 | 0.019842 | 0.0088992 | 6.746% | 64.38% | 28.87% | 0%
|  |  | BAIR 1101CB | 0.00065158 | 0 | 0.00065158 | 0.00012551 | 0.00055827 | 0.00039182 | 11.67% | 51.9% | 36.43% | 0%
|  |  | STAGG 1101CB | 0.01846 | 0 | 0.01846 | 0.0031205 | 0.017881 | 0.0094716 | 10.24% | 58.68% | 31.08% | 0%
|  |  | HONCUT 1102301886 | 0.076962 | 0.07549 | 0.15245 | 0.005459 | 0.010173 | 0.0042708 | 13.85% | 25.8% | 10.83% | 49.52%
|  |  | STAGG 21056496 | 0.00097657 | 0 | 0.00097657 | 0.00010816 | 0.00099459 | 0.00050933 | 6.709% | 61.7% | 31.59% | 0%
|  |  | BAY MEADOWS 21029162 | 0.0010308 | 0 | 0.0010308 | 0.00016708 | 0.0010366 | 0.00049791 | 9.819% | 60.92% | 29.26% | 0%
|  |  | ASHLAN AVE 2119D8229 | 0.0055334 | 0 | 0.0055334 | 0.0021928 | 0.0045137 | 0.0024277 | 24.01% | 49.42% | 26.58% | 0%
|  |  | ASHLAN AVE 1108R3340 | 0.03383 | 0 | 0.03383 | 0.0069364 | 0.031897 | 0.017012 | 12.42% | 57.12% | 30.46% | 0%
|  |  | COUNTRY CLUB 1102CB | 0.01596 | 0 | 0.01596 | 0.0026569 | 0.015415 | 0.008274 | 10.08% | 58.51% | 31.4% | 0%
|  |  | TASSAJARA 2113CB | 0.0013007 | 0 | 0.0013007 | 0.00039945 | 0.0011896 | 0.00055798 | 18.6% | 55.41% | 25.99% | 0%
|  |  | KERN POWER 210138356 | 0.0090543 | 0 | 0.0090543 | 0.0009408 | 0.0059285 | 0.0054516 | 7.636% | 48.12% | 44.25% | 0%
|  |  | POTRERO PP (A) 11136647 | 0.00097296 | 0 | 0.00097296 | 1.8054e-05 | 0.0012964 | 0.00029168 | 1.124% | 80.72% | 18.16% | 0%
|  |  | BAKERSFIELD 11101841 | 0.045377 | 0 | 0.045377 | 0.005805 | 0.042273 | 0.026828 | 7.75% | 56.43% | 35.82% | 0%
|  |  | BARTON 1101CB | 0.035727 | 0 | 0.035727 | 0.0034211 | 0.024003 | 0.017575 | 7.603% | 53.34% | 39.06% | 0%
|  |  | DIXON LANDING 2103XR400 | 0.00032403 | 0 | 0.00032403 | 3.4504e-05 | 0.00027549 | 0.00011306 | 8.156% | 65.12% | 26.72% | 0%
|  |  | MANCHESTER 111255404 | 0.037473 | 0 | 0.037473 | 0.0066839 | 0.036913 | 0.018262 | 10.81% | 59.67% | 29.52% | 0%
|  |  | BULLARD 211465560 | 0.0084634 | 0 | 0.0084634 | 0.00079847 | 0.0055936 | 0.0041123 | 7.601% | 53.25% | 39.15% | 0%
|  |  | LAS PALMAS 1101CB | 0.0019426 | 0 | 0.0019426 | 0.00018055 | 0.0011663 | 0.00085199 | 8.211% | 53.04% | 38.75% | 0%
|  |  | WOODWARD 210238556 | 0.010689 | 0 | 0.010689 | 0.0016157 | 0.0090146 | 0.0068432 | 9.246% | 51.59% | 39.16% | 0%
|  |  | BAKERSFIELD 1102CB | 0.030868 | 0 | 0.030868 | 0.0080432 | 0.027137 | 0.015776 | 15.78% | 53.26% | 30.96% | 0%
|  |  | WEST FRESNO 11099422 | 0.023831 | 0 | 0.023831 | 0.0035816 | 0.024244 | 0.011514 | 9.104% | 61.63% | 29.27% | 0%
|  |  | MONTAGUE 2105CB | 0.0094633 | 0 | 0.0094633 | 0.0011598 | 0.0081262 | 0.0053739 | 7.911% | 55.43% | 36.66% | 0%
|  |  | CONTRA COSTA 2107825994 | 0.003562 | 0 | 0.003562 | 0.00019112 | 0.0037191 | 0.0018325 | 3.328% | 64.76% | 31.91% | 0%
|  |  | WEST FRESNO 1102CB | 0.037242 | 0 | 0.037242 | 0.0060147 | 0.034873 | 0.019187 | 10.01% | 58.05% | 31.94% | 0%
|  |  | OAKLAND J 1104CR386 | 0.0036623 | 0 | 0.0036623 | 0.00012063 | 0.0043126 | 0.0016124 | 1.995% | 71.33% | 26.67% | 0%
|  |  | TEMPLETON 2113A32 | 0.096878 | 0 | 0.096878 | 0.015199 | 0.021211 | 0.011762 | 31.55% | 44.03% | 24.42% | 0%
|  |  | MEADOW LANE 2107CB | 0.029042 | 0 | 0.029042 | 0.0099248 | 0.026543 | 0.011474 | 20.7% | 55.37% | 23.93% | 0%
|  |  | FIREBAUGH 110298862 | 0.00032268 | 0 | 0.00032268 | 1.3684e-05 | 0.00021316 | 0.0001384 | 3.746% | 58.36% | 37.89% | 0%
|  |  | STOCKDALE 21104546 | 0.016018 | 0 | 0.016018 | 0.0021737 | 0.013465 | 0.010804 | 8.221% | 50.92% | 40.86% | 0%
|  |  | ROSSMOOR 110181770 | 0.01535 | 0.053309 | 0.068658 | 0.0042595 | 0.0056686 | 0.0020318 | 7.962% | 10.6% | 3.798% | 77.64%
|  |  | BULLARD 1113CB | 0.043308 | 0 | 0.043308 | 0.0082478 | 0.034818 | 0.021383 | 12.8% | 54.02% | 33.18% | 0%
|  |  | SF H 1107343268 | 0.00016113 | 0 | 0.00016113 | 7.6162e-06 | 0.00021403 | 4.4337e-05 | 2.863% | 80.47% | 16.67% | 0%
|  |  | WESTPARK 1110CB | 0.073868 | 0 | 0.073868 | 0.015872 | 0.067269 | 0.038797 | 13.02% | 55.17% | 31.82% | 0%
|  |  | STOCKTON A 1103CB | 0.0011799 | 0 | 0.0011799 | 8.7275e-05 | 0.0013804 | 0.0004801 | 4.481% | 70.87% | 24.65% | 0%
|  |  | BURLINGAME 21013784 | 0.00053632 | 0 | 0.00053632 | 0.00028453 | 0.00043034 | 0.00017046 | 32.14% | 48.61% | 19.25% | 0%
|  |  | EIGHT MILE 210214582 | 0.0098448 | 0 | 0.0098448 | 0.00067761 | 0.0085295 | 0.0041414 | 5.076% | 63.9% | 31.03% | 0%
|  |  | MANCHESTER 1106CB | 0.032588 | 0 | 0.032588 | 0.0079283 | 0.031861 | 0.014006 | 14.74% | 59.23% | 26.04% | 0%
|  |  | NORTECH 2110CB | 0.00096418 | 0 | 0.00096418 | 9.6448e-05 | 0.0011495 | 0.00034568 | 6.06% | 72.22% | 21.72% | 0%
|  |  | MANCHESTER 1109R9418 | 0.036175 | 0 | 0.036175 | 0.0066282 | 0.035644 | 0.017443 | 11.1% | 59.69% | 29.21% | 0%
|  |  | JACINTO 1102CB | 0.0012843 | 0 | 0.0012843 | 9.1546e-05 | 0.0010719 | 0.00029028 | 6.297% | 73.73% | 19.97% | 0%
|  |  | CALIFORNIA AVE 1103CB | 0.076268 | 0 | 0.076268 | 0.0069965 | 0.075064 | 0.04384 | 5.557% | 59.62% | 34.82% | 0%
|  |  | LERDO 1111CB | 0.00032067 | 0 | 0.00032067 | 1.542e-05 | 0.00023505 | 0.0001125 | 4.248% | 64.76% | 30.99% | 0%
|  |  | MANTECA 170712616 | 0.01042 | 0 | 0.01042 | 0.00061291 | 0.0073804 | 0.0080902 | 3.811% | 45.89% | 50.3% | 0%
|  |  | MEADOW LANE 210796222 | 0.0041667 | 0 | 0.0041667 | 0.0010735 | 0.0036982 | 0.0021065 | 15.61% | 53.77% | 30.63% | 0%
|  |  | BULLARD 1110R577 | 0.025315 | 0 | 0.025315 | 0.0052029 | 0.022295 | 0.014292 | 12.45% | 53.35% | 34.2% | 0%
|  |  | HARRIS 11084674 | 0.086786 | 1.1238 | 1.2106 | 0.031461 | 0.028885 | 0.0049976 | 3.452% | 3.169% | 0.5483% | 92.83%
|  |  | TIDEWATER 2106CB | 0.038168 | 0 | 0.038168 | 0.0042147 | 0.034353 | 0.017305 | 7.543% | 61.48% | 30.97% | 0%
|  |  | HUNTERS POINT (P) 1101CB | 0.009678 | 0 | 0.009678 | 0.00019576 | 0.012375 | 0.0034052 | 1.225% | 77.46% | 21.31% | 0%
|  |  | CLOVIS 1102CB | 0.0089271 | 0 | 0.0089271 | 0.0014295 | 0.0071224 | 0.0044645 | 10.98% | 54.72% | 34.3% | 0%
|  |  | BAKERSFIELD 210637524 | 0.072013 | 0 | 0.072013 | 0.01306 | 0.062495 | 0.043151 | 11% | 52.65% | 36.35% | 0%
|  |  | FRANKLIN 1101CB | 0.0081265 | 0 | 0.0081265 | 0.001003 | 0.0068269 | 0.0027964 | 9.439% | 64.25% | 26.32% | 0%
|  |  | STOCKTON A 1109CB | 0.011523 | 0 | 0.011523 | 0.0033578 | 0.011073 | 0.0045905 | 17.65% | 58.21% | 24.13% | 0%
|  |  | POTTER VALLEY P H 1104CB | 0.00037142 | 0 | 0.00037142 | 9.6943e-05 | 0.00030788 | 6.2788e-05 | 20.73% | 65.84% | 13.43% | 0%
|  |  | CHICO B 1105585536 | 0.018389 | 0 | 0.018389 | 0.011224 | 0.010298 | 0.0054833 | 41.56% | 38.13% | 20.3% | 0%
|  |  | LAKEWOOD 2110CB | 0.044791 | 0 | 0.044791 | 0.017985 | 0.033641 | 0.0083519 | 29.99% | 56.09% | 13.92% | 0%
|  |  | BUTTE 11052224 | 0.00063543 | 0 | 0.00063543 | 7.2821e-05 | 0.00050913 | 0.00024895 | 8.764% | 61.27% | 29.96% | 0%
|  |  | STAGG 2105CB | 0.02554 | 0 | 0.02554 | 0.005909 | 0.024119 | 0.010743 | 14.49% | 59.16% | 26.35% | 0%
|  |  | WESTPARK 1105CB | 0.023363 | 0 | 0.023363 | 0.003775 | 0.019337 | 0.015285 | 9.832% | 50.36% | 39.81% | 0%
|  |  | HUNTERS POINT (P) 1108CB | 0.014483 | 0 | 0.014483 | 0.0011438 | 0.017304 | 0.0054599 | 4.784% | 72.38% | 22.84% | 0%
|  |  | CALIFORNIA AVE 1111R2610 | 0.026409 | 0 | 0.026409 | 0.0023605 | 0.02208 | 0.016847 | 5.717% | 53.48% | 40.8% | 0%
|  |  | BARTON 1110CB | 0.040815 | 0 | 0.040815 | 0.0071149 | 0.03963 | 0.020631 | 10.56% | 58.82% | 30.62% | 0%
|  |  | CARNATION 2101CB | 0.00063336 | 0 | 0.00063336 | 7.3442e-05 | 0.00045707 | 0.00051501 | 7.024% | 43.72% | 49.26% | 0%
|  |  | STOCKDALE 21063928 | 0.046438 | 0 | 0.046438 | 0.0064537 | 0.040228 | 0.029976 | 8.419% | 52.48% | 39.1% | 0%
|  |  | PUEBLO 1105CB | 0.0067719 | 0 | 0.0067719 | 0.0011584 | 0.0054484 | 0.0017027 | 13.94% | 65.57% | 20.49% | 0%
|  |  | TIDEWATER 2106C540R | 0.00052733 | 0 | 0.00052733 | 3.0953e-05 | 0.00051217 | 0.00014428 | 4.503% | 74.51% | 20.99% | 0%
|  |  | WESTPARK 1107CB | 0.023932 | 0 | 0.023932 | 0.0029505 | 0.018657 | 0.01606 | 7.833% | 49.53% | 42.64% | 0%
|  |  | CHICO A 0402CB | 0.040736 | 0 | 0.040736 | 0.03464 | 0.022265 | 0.0081891 | 53.21% | 34.2% | 12.58% | 0%
|  |  | VINEYARD 2105CB | 0.028626 | 0 | 0.028626 | 0.006699 | 0.025791 | 0.011729 | 15.15% | 58.33% | 26.52% | 0%
|  |  | EVERGREEN 2104XR380 | 0.00015796 | 0 | 0.00015796 | 2.9574e-05 | 0.00013642 | 9.4767e-05 | 11.34% | 52.32% | 36.34% | 0%
|  |  | CATLETT 1101CB | 0.00063107 | 0 | 0.00063107 | 4.056e-05 | 0.00055802 | 0.00011574 | 5.678% | 78.12% | 16.2% | 0%
|  |  | CHICO A 1102CB | 0.035169 | 0 | 0.035169 | 0.026969 | 0.020522 | 0.010564 | 46.45% | 35.35% | 18.2% | 0%
|  |  | LONE TREE 2101625622 | 0.013229 | 0 | 0.013229 | 0.00063758 | 0.010535 | 0.0058732 | 3.74% | 61.8% | 34.46% | 0%
|  |  | COTATI 1105328 | 0.1634 | 0 | 0.1634 | 0.020906 | 0.023077 | 0.0082773 | 40% | 44.16% | 15.84% | 0%
|  |  | SUISUN 1112CB | 0.032839 | 0 | 0.032839 | 0.0033363 | 0.028305 | 0.012844 | 7.5% | 63.63% | 28.87% | 0%
|  |  | TEVIS 2102CB | 0.01281 | 0 | 0.01281 | 0.0016589 | 0.010537 | 0.0089505 | 7.845% | 49.83% | 42.33% | 0%
|  |  | SF H 1103CB | 0.0036228 | 0 | 0.0036228 | 0.00037377 | 0.0041732 | 0.0014333 | 6.25% | 69.78% | 23.97% | 0%
|  |  | WESTPARK 110115325 | 0.0062974 | 0 | 0.0062974 | 0.0033891 | 0.0046002 | 0.0024061 | 32.6% | 44.25% | 23.15% | 0%
|  |  | MILLBRAE 1108639978 | 0.045498 | 0 | 0.045498 | 0.012912 | 0.028489 | 0.007501 | 26.4% | 58.26% | 15.34% | 0%
|  |  | PLACER 1103238990 | 0.071597 | 2.2262 | 2.2978 | 0.018275 | 0.025693 | 0.014973 | 0.9661% | 1.358% | 0.7916% | 96.88%
|  |  | DEL MAR 1103CB | 0.018846 | 0 | 0.018846 | 0.0023692 | 0.016234 | 0.0080385 | 8.893% | 60.93% | 30.17% | 0%
|  |  | BULLARD 1106CB | 0.015365 | 0 | 0.015365 | 0.0025588 | 0.014465 | 0.0083404 | 10.09% | 57.03% | 32.88% | 0%
|  |  | KIRKER 2108CB | 0.062886 | 0 | 0.062886 | 0.0059283 | 0.057165 | 0.03329 | 6.151% | 59.31% | 34.54% | 0%
|  |  | FORT BRAGG A 1104CB | 0.022847 | 0 | 0.022847 | 0.0044719 | 0.013573 | 0.0031931 | 21.06% | 63.91% | 15.03% | 0%
|  |  | WEBER 1108CB | 0.0062839 | 0 | 0.0062839 | 0.00041436 | 0.0065542 | 0.0034047 | 3.994% | 63.18% | 32.82% | 0%
|  |  | CLOVIS 211138754 | 0.022925 | 0 | 0.022925 | 0.0044424 | 0.020571 | 0.012594 | 11.81% | 54.7% | 33.49% | 0%
|  |  | MISSION (X) 111014601 | 0.00041872 | 0 | 0.00041872 | 1.7836e-05 | 0.00059428 | 7.9088e-05 | 2.58% | 85.98% | 11.44% | 0%
|  |  | PAUL SWEET 21075134 | 0.048015 | 0 | 0.048015 | 0.0029558 | 0.012256 | 0.0020144 | 17.16% | 71.15% | 11.69% | 0%
|  |  | DAVIS 110323092 | 0.00031378 | 0 | 0.00031378 | 0.00010553 | 0.00017001 | 7.9632e-05 | 29.71% | 47.87% | 22.42% | 0%
|  |  | STOCKDALE 211073058 | 0.016943 | 0 | 0.016943 | 0.0029999 | 0.016089 | 0.0088799 | 10.73% | 57.52% | 31.75% | 0%
|  |  | LAS GALLINAS A 11051218 | 0.030374 | 0 | 0.030374 | 0.0073072 | 0.013352 | 0.0039618 | 29.68% | 54.23% | 16.09% | 0%
|  |  | MILLBRAE 1101CB | 0.0036755 | 0 | 0.0036755 | 0.0003371 | 0.0039862 | 0.001547 | 5.742% | 67.9% | 26.35% | 0%
|  |  | BAKERSFIELD 210990726 | 0.060494 | 0 | 0.060494 | 0.012673 | 0.053687 | 0.033501 | 12.69% | 53.76% | 33.55% | 0%
|  |  | EL CERRITO G 1105CB | 0.086163 | 0 | 0.086163 | 0.0152 | 0.029406 | 0.0085286 | 28.61% | 55.34% | 16.05% | 0%
|  |  | SERRAMONTE 110312787 | 0.0021047 | 0 | 0.0021047 | 0.00046202 | 0.0020199 | 0.00042114 | 15.91% | 69.58% | 14.51% | 0%
|  |  | WEBER 11029448 | 0.00015633 | 0 | 0.00015633 | 1.805e-05 | 0.00011054 | 4.8362e-05 | 10.2% | 62.47% | 27.33% | 0%
|  |  | TIDEWATER 2107CB | 0.066942 | 0 | 0.066942 | 0.016223 | 0.062421 | 0.02685 | 15.38% | 59.17% | 25.45% | 0%
|  |  | WEBER 1112CB | 0.0003646 | 0 | 0.0003646 | 2.6223e-05 | 0.00028502 | 0.00010145 | 6.354% | 69.06% | 24.58% | 0%
|  |  | SALMON CREEK 1101196 | 0.10692 | 0.094852 | 0.20177 | 0.0034192 | 0.0070129 | 0.0017931 | 14.82% | 30.4% | 7.772% | 47.01%
|  |  | GOLDTREE 1108961060 | 0.25609 | 2.486 | 2.7421 | 0.034125 | 0.060449 | 0.016876 | 2.86% | 5.065% | 1.414% | 90.66%
|  |  | CALIFORNIA AVE 1113CB | 0.042589 | 0 | 0.042589 | 0.0083218 | 0.04093 | 0.021052 | 11.84% | 58.22% | 29.94% | 0%
|  |  | LAMONT 11029785 | 0.075276 | 0 | 0.075276 | 0.0011275 | 0.013495 | 0.0084429 | 4.888% | 58.51% | 36.6% | 0%
|  |  | VINEYARD 2108CB | 0.017504 | 0 | 0.017504 | 0.004783 | 0.01563 | 0.0082142 | 16.71% | 54.6% | 28.69% | 0%
|  |  | FIGARDEN 211093078 | 0.0069582 | 0 | 0.0069582 | 0.00062135 | 0.0056771 | 0.0041041 | 5.973% | 54.57% | 39.45% | 0%
|  |  | LOYOLA 1102LL12 | 0.0096467 | 0 | 0.0096467 | 0.0062084 | 0.0043675 | 0.0014728 | 51.53% | 36.25% | 12.22% | 0%
|  |  | CONCORD NO 1 040165618 | 0.00062293 | 0 | 0.00062293 | 0.00022988 | 0.00042858 | 0.00015608 | 28.22% | 52.62% | 19.16% | 0%
|  |  | CORDELIA 1102CB | 0.00012454 | 0 | 0.00012454 | 5.7034e-06 | 0.00012596 | 3.118e-05 | 3.502% | 77.35% | 19.15% | 0%
|  |  | CORDELIA 1101CB | 0.00012454 | 0 | 0.00012454 | 5.7034e-06 | 0.00012596 | 3.118e-05 | 3.502% | 77.35% | 19.15% | 0%
|  |  | RENFRO 210587494 | 0.013644 | 0 | 0.013644 | 0.0010099 | 0.01156 | 0.0086794 | 4.752% | 54.4% | 40.84% | 0%
|  |  | SWIFT 2106CB | 0.012761 | 0 | 0.012761 | 0.0019726 | 0.012809 | 0.0062835 | 9.364% | 60.81% | 29.83% | 0%
|  |  | WEST FRESNO 1108CB | 0.022692 | 0 | 0.022692 | 0.0032113 | 0.021645 | 0.012603 | 8.573% | 57.78% | 33.65% | 0%
|  |  | ROSSMOOR 110654472 | 0.058484 | 0.11948 | 0.17797 | 0.02294 | 0.019627 | 0.0069606 | 15.22% | 13.02% | 4.618% | 67.14%
|  |  | BURLINGAME 04019058 | 0.0011305 | 0 | 0.0011305 | 0.00094139 | 0.00066628 | 0.00013388 | 54.05% | 38.26% | 7.687% | 0%
|  |  | BULLARD 1110CB | 0.015202 | 0 | 0.015202 | 0.0025075 | 0.013669 | 0.0089184 | 9.992% | 54.47% | 35.54% | 0%
|  |  | WEEDPATCH 110315958 | 0.0042557 | 0 | 0.0042557 | 0.00073181 | 0.0045503 | 0.0011613 | 11.36% | 70.62% | 18.02% | 0%
|  |  | MANCHESTER 1105CB | 0.020934 | 0 | 0.020934 | 0.002504 | 0.018723 | 0.013331 | 7.246% | 54.18% | 38.57% | 0%
|  |  | SAN RAMON 2114CB | 0.020751 | 0 | 0.020751 | 0.0028764 | 0.019967 | 0.009261 | 8.96% | 62.19% | 28.85% | 0%
|  |  | RIO DELL 1102CB | 0.074216 | 0.81454 | 0.88876 | 0.018468 | 0.032387 | 0.0080489 | 2.618% | 4.591% | 1.141% | 91.65%
|  |  | OAKLAND J 1110CR272 | 0.0065052 | 0 | 0.0065052 | 0.00021908 | 0.0075608 | 0.0029587 | 2.04% | 70.41% | 27.55% | 0%
|  |  | WESTPARK 1111CB | 0.041606 | 0 | 0.041606 | 0.0083292 | 0.036597 | 0.023755 | 12.13% | 53.29% | 34.59% | 0%
|  |  | KIRKER 210688828 | 0.026517 | 0 | 0.026517 | 0.003502 | 0.024741 | 0.014702 | 8.155% | 57.61% | 34.23% | 0%
|  |  | CLARKSVILLE 2103CB | 0.018597 | 0 | 0.018597 | 0.001326 | 0.015352 | 0.0082294 | 5.324% | 61.64% | 33.04% | 0%
|  |  | TRACY 110611538 | 0.00030939 | 0 | 0.00030939 | 1.5996e-05 | 0.00030319 | 0.00019154 | 3.132% | 59.36% | 37.5% | 0%
|  |  | 7TH STANDARD 2103250354 | 0.00030938 | 0 | 0.00030938 | 1.4969e-05 | 0.00019616 | 0.00013906 | 4.275% | 56.02% | 39.71% | 0%
|  |  | EDES 1101CB | 0.0039185 | 0 | 0.0039185 | 0.00015309 | 0.0036921 | 0.0026234 | 2.367% | 57.08% | 40.56% | 0%
|  |  | PINEDALE 2106CB | 0.025058 | 0 | 0.025058 | 0.0046113 | 0.021612 | 0.015141 | 11.15% | 52.25% | 36.6% | 0%
|  |  | CONTRA COSTA 21032212 | 0.00030922 | 0 | 0.00030922 | 7.0375e-05 | 0.00030843 | 0.00013165 | 13.79% | 60.42% | 25.79% | 0%
|  |  | SF H 0403CB | 0.0064394 | 0 | 0.0064394 | 0.00073168 | 0.0072959 | 0.0026023 | 6.883% | 68.64% | 24.48% | 0%
|  |  | WOODLAND 1112CB | 0.010503 | 0 | 0.010503 | 0.0020262 | 0.0098984 | 0.0054132 | 11.69% | 57.09% | 31.22% | 0%
|  |  | ASHLAN AVE 2117R1100 | 0.018218 | 0 | 0.018218 | 0.0035512 | 0.016032 | 0.010491 | 11.81% | 53.31% | 34.88% | 0%
|  |  | CLOVIS 2110R3070 | 0.03304 | 0 | 0.03304 | 0.0070405 | 0.030278 | 0.017222 | 12.91% | 55.52% | 31.58% | 0%
|  |  | BARTON 1105167170 | 0.00020585 | 0 | 0.00020585 | 2.0508e-05 | 0.00020008 | 0.00011922 | 6.035% | 58.88% | 35.08% | 0%
|  |  | CALISTOGA 1102640833 | 0.00030865 | 0.14469 | 0.145 | 0.00011688 | 0.00018109 | 7.5789e-05 | 0.06656% | 0.1031% | 0.04316% | 99.79%
|  |  | STOCKDALE 1105CB | 0.0041865 | 0 | 0.0041865 | 0.00055147 | 0.003354 | 0.0030053 | 7.98% | 48.53% | 43.49% | 0%
|  |  | VACAVILLE 110541272 | 0.00020572 | 0 | 0.00020572 | 2.1732e-05 | 0.00020861 | 0.00010925 | 6.399% | 61.43% | 32.17% | 0%
|  |  | HAMILTON BRANCH 110137534 | 0.03262 | 0.43141 | 0.46402 | 0.0073263 | 0.010596 | 0.0028092 | 2.484% | 3.593% | 0.9526% | 92.97%
|  |  | MT EDEN 1106MR668 | 0.00035992 | 0 | 0.00035992 | 3.2283e-05 | 0.00042502 | 0.00013683 | 5.434% | 71.54% | 23.03% | 0%
|  |  | SHEPHERD 2110R1660 | 0.025803 | 0 | 0.025803 | 0.0068921 | 0.021995 | 0.013707 | 16.18% | 51.64% | 32.18% | 0%
|  |  | BULLARD 1101CB | 0.015256 | 0 | 0.015256 | 0.0024011 | 0.011886 | 0.0088147 | 10.39% | 51.45% | 38.16% | 0%
|  |  | FLORENCE 0401CR220 | 0.014625 | 0 | 0.014625 | 0.0056067 | 0.004685 | 0.0011389 | 49.05% | 40.99% | 9.963% | 0%
|  |  | ASHLAN AVE 1111CB | 0.016485 | 0 | 0.016485 | 0.0028611 | 0.015998 | 0.0083539 | 10.51% | 58.79% | 30.7% | 0%
|  |  | CHICO A 110291814 | 0.028826 | 0 | 0.028826 | 0.021189 | 0.015045 | 0.007359 | 48.61% | 34.51% | 16.88% | 0%
|  |  | TEVIS 2105CB | 0.011913 | 0 | 0.011913 | 0.0017665 | 0.0097475 | 0.0081508 | 8.983% | 49.57% | 41.45% | 0%
|  |  | PEABODY 211357908 | 0.01062 | 0 | 0.01062 | 0.0017232 | 0.0096301 | 0.0040604 | 11.18% | 62.48% | 26.34% | 0%
|  |  | RENFRO 2105536906 | 0.00030776 | 0 | 0.00030776 | 2.0683e-05 | 0.00027219 | 0.00021516 | 4.071% | 53.58% | 42.35% | 0%
|  |  | MILPITAS 2112CB | 0.0071787 | 0 | 0.0071787 | 0.00092326 | 0.006802 | 0.0041251 | 7.791% | 57.4% | 34.81% | 0%
|  |  | STOCKDALE 2112CB | 0.045049 | 0 | 0.045049 | 0.0034259 | 0.030281 | 0.025309 | 5.805% | 51.31% | 42.89% | 0%
|  |  | NEWARK 21KV 2105MR826 | 0.00092147 | 0 | 0.00092147 | 6.0843e-05 | 0.00088423 | 0.00057605 | 4% | 58.13% | 37.87% | 0%
|  |  | PACIFICA 1102CB | 0.040748 | 0 | 0.040748 | 0.0074158 | 0.037344 | 0.0054444 | 14.77% | 74.38% | 10.84% | 0%
|  |  | CALIFORNIA AVE 1114D6429 | 0.002661 | 0 | 0.002661 | 0.00083923 | 0.0023959 | 0.0011576 | 19.1% | 54.54% | 26.35% | 0%
|  |  | STONE 1109XR514 | 0.00020468 | 0 | 0.00020468 | 0.0001259 | 0.00015341 | 5.856e-05 | 37.26% | 45.41% | 17.33% | 0%
|  |  | DEL MONTE 1101CB | 0.0045017 | 0 | 0.0045017 | 0.00032223 | 0.0054384 | 0.00154 | 4.414% | 74.49% | 21.09% | 0%
|  |  | ROSSMOOR 110665858 | 0.011867 | 0.023162 | 0.035028 | 0.0066328 | 0.0061745 | 0.0024943 | 14.68% | 13.67% | 5.522% | 66.12%
|  |  | DIXON LANDING 2101CB | 0.0006137 | 0 | 0.0006137 | 8.7041e-05 | 0.0006385 | 0.00028752 | 8.592% | 63.03% | 28.38% | 0%
|  |  | BAKERSFIELD 11141505 | 0.048945 | 0 | 0.048945 | 0.012058 | 0.045029 | 0.02371 | 14.92% | 55.73% | 29.34% | 0%
|  |  | PAUL SWEET 210210290 | 0.05149 | 0 | 0.05149 | 0.019949 | 0.025563 | 0.0083664 | 37.03% | 47.45% | 15.53% | 0%
|  |  | CLOVIS 210992532 | 0.0096017 | 0 | 0.0096017 | 0.0018322 | 0.007933 | 0.0060849 | 11.56% | 50.05% | 38.39% | 0%
|  |  | FIGARDEN 210765564 | 0.0046231 | 0 | 0.0046231 | 0.0010262 | 0.003706 | 0.00246 | 14.27% | 51.53% | 34.2% | 0%
|  |  | STOCKTON A 0406CB | 0.021097 | 0 | 0.021097 | 0.0024233 | 0.024042 | 0.0083608 | 6.958% | 69.03% | 24.01% | 0%
|  |  | WYANDOTTE 1102CB | 0.04834 | 0 | 0.04834 | 0.015479 | 0.035396 | 0.02293 | 20.97% | 47.96% | 31.07% | 0%
|  |  | PEABODY 211218312 | 0.005611 | 0 | 0.005611 | 0.0011564 | 0.0042959 | 0.0027341 | 14.13% | 52.48% | 33.4% | 0%
|  |  | ROSSMOOR 110192164 | 0.013185 | 0 | 0.013185 | 0.0043995 | 0.0066715 | 0.0027532 | 31.83% | 48.26% | 19.92% | 0%
|  |  | PEABODY 2104CB | 0.015573 | 0 | 0.015573 | 0.0011144 | 0.014878 | 0.0058347 | 5.106% | 68.16% | 26.73% | 0%
|  |  | SAN JOSE B 1107CB | 0.0032103 | 0 | 0.0032103 | 0.0007137 | 0.0029555 | 0.0016302 | 13.47% | 55.77% | 30.76% | 0%
|  |  | MANCHESTER 1108CB | 0.12269 | 0 | 0.12269 | 0.03341 | 0.11555 | 0.053576 | 16.5% | 57.05% | 26.45% | 0%
|  |  | TASSAJARA 210875010 | 0.015519 | 0 | 0.015519 | 0.010176 | 0.0085754 | 0.0021992 | 48.57% | 40.93% | 10.5% | 0%
|  |  | FIGARDEN 211353111 | 0.0015142 | 0 | 0.0015142 | 0.00012981 | 0.001207 | 0.00095283 | 5.67% | 52.71% | 41.62% | 0%
|  |  | ASHLAN AVE 1108CB | 0.040559 | 0 | 0.040559 | 0.0060916 | 0.039134 | 0.021729 | 9.098% | 58.45% | 32.45% | 0%
|  |  | LAS GALLINAS A 1107554 | 0.045991 | 0 | 0.045991 | 0.012882 | 0.020757 | 0.006971 | 31.72% | 51.11% | 17.17% | 0%
|  |  | EL PATIO 1119CB | 0.021273 | 0 | 0.021273 | 0.010358 | 0.017734 | 0.0070252 | 29.5% | 50.5% | 20.01% | 0%
|  |  | RIO BRAVO 1104231800 | 0.0009154 | 0 | 0.0009154 | 4.9697e-05 | 0.00057678 | 0.00040968 | 4.796% | 55.67% | 39.54% | 0%
|  |  | ALTO 112088190 | 0.021961 | 0 | 0.021961 | 0.0075927 | 0.011158 | 0.0029169 | 35.04% | 51.5% | 13.46% | 0%
|  |  | PAUL SWEET 21075291 | 0.011174 | 0 | 0.011174 | 0.0038282 | 0.0047501 | 0.0015589 | 37.76% | 46.86% | 15.38% | 0%
|  |  | VACA DIXON 1105965390 | 0.049707 | 0.15536 | 0.20506 | 0.0022315 | 0.0025103 | 0.00095274 | 9.499% | 10.69% | 4.055% | 75.76%
|  |  | DAVIS 1109CB | 0.013027 | 0 | 0.013027 | 0.0043918 | 0.011176 | 0.005937 | 20.42% | 51.97% | 27.61% | 0%
|  |  | MONROE 2102CB | 0.023167 | 0 | 0.023167 | 0.0048707 | 0.02043 | 0.012941 | 12.74% | 53.42% | 33.84% | 0%
|  |  | TIDEWATER 210618972 | 0.00020312 | 0 | 0.00020312 | 1.2064e-05 | 0.0001881 | 6.4603e-05 | 4.556% | 71.04% | 24.4% | 0%
|  |  | EAST GRAND 1108CB | 0.018278 | 0 | 0.018278 | 0.00074636 | 0.022125 | 0.0073023 | 2.474% | 73.33% | 24.2% | 0%
|  |  | SWIFT 2107XR102 | 0.011823 | 0 | 0.011823 | 0.0032722 | 0.0081697 | 0.0049358 | 19.98% | 49.88% | 30.14% | 0%
|  |  | EIGHT MILE 2106CB | 0.023084 | 0 | 0.023084 | 0.0010887 | 0.020195 | 0.0079903 | 3.719% | 68.99% | 27.3% | 0%
|  |  | FORT ORD 2107CB | 0.010133 | 0 | 0.010133 | 0.00094909 | 0.010722 | 0.0028206 | 6.549% | 73.99% | 19.46% | 0%
|  |  | CONTRA COSTA 2103435976 | 0.0051717 | 0 | 0.0051717 | 0.00033122 | 0.0041736 | 0.0022578 | 4.898% | 61.72% | 33.39% | 0%
|  |  | BAY MEADOWS 1108CB | 0.00659 | 0 | 0.00659 | 0.00087866 | 0.0071754 | 0.0028245 | 8.077% | 65.96% | 25.96% | 0%
|  |  | KERN POWER 210594407 | 0.011651 | 0 | 0.011651 | 0.0015857 | 0.0096623 | 0.007662 | 8.386% | 51.1% | 40.52% | 0%
|  |  | VIERRA 1701CB | 0.017237 | 0 | 0.017237 | 0.00067129 | 0.010422 | 0.011247 | 3.005% | 46.65% | 50.35% | 0%
|  |  | CHICO A 11012604 | 0.056565 | 0 | 0.056565 | 0.039312 | 0.027362 | 0.015175 | 48.03% | 33.43% | 18.54% | 0%
|  |  | CHICO A 0401CB | 0.019676 | 0 | 0.019676 | 0.016244 | 0.011439 | 0.0038203 | 51.56% | 36.31% | 12.13% | 0%
|  |  | BAKERSFIELD 111413932 | 0.0091065 | 0 | 0.0091065 | 0.0022424 | 0.0083619 | 0.0044284 | 14.92% | 55.62% | 29.46% | 0%
|  |  | PUEBLO 110247720 | 0.00453 | 0.70667 | 0.7112 | 0.0010942 | 0.003568 | 0.0012966 | 0.117% | 0.3814% | 0.1386% | 99.36%
|  |  | BULLARD 110165566 | 0.014961 | 0 | 0.014961 | 0.0054077 | 0.012463 | 0.0068271 | 21.9% | 50.46% | 27.64% | 0%
|  |  | BURLINGAME 2101CB | 0.0093497 | 0 | 0.0093497 | 0.0018005 | 0.010055 | 0.003579 | 11.67% | 65.15% | 23.19% | 0%
|  |  | SILVERADO 2105768606 | 0.0042426 | 0.0047269 | 0.0089695 | 0.0015432 | 0.0023066 | 0.00096371 | 15.16% | 22.67% | 9.47% | 52.7%
|  |  | LUCERNE 11031280 | 0.25692 | 1.8916 | 2.1485 | 0.019068 | 0.050662 | 0.025666 | 2.39% | 6.351% | 3.217% | 88.04%
|  |  | STOCKDALE 21104143 | 0.023623 | 0 | 0.023623 | 0.00477 | 0.021038 | 0.013187 | 12.23% | 53.95% | 33.82% | 0%
|  |  | HIGHWAY 1104976 | 0.0067535 | 0 | 0.0067535 | 0.0007253 | 0.0070365 | 0.0030037 | 6.737% | 65.36% | 27.9% | 0%
|  |  | ROSSMOOR 1104305926 | 0.0018162 | 0 | 0.0018162 | 0.00067684 | 0.0012354 | 0.00046268 | 28.5% | 52.02% | 19.48% | 0%
|  |  | DAVIS 1111CB | 0.0095318 | 0 | 0.0095318 | 0.0035362 | 0.0080757 | 0.0041229 | 22.47% | 51.32% | 26.2% | 0%
|  |  | SARATOGA 1103CB | 0.0118 | 0 | 0.0118 | 0.0050336 | 0.0098742 | 0.0045715 | 25.84% | 50.69% | 23.47% | 0%
|  |  | RENFRO 2107515188 | 0.010571 | 0 | 0.010571 | 0.00035717 | 0.0070939 | 0.0047332 | 2.931% | 58.22% | 38.85% | 0%
|  |  | STOREY 1107CB | 0.0072101 | 0 | 0.0072101 | 0.00048637 | 0.0051971 | 0.0030539 | 5.567% | 59.48% | 34.95% | 0%
|  |  | MANTECA 170875060 | 0.0076559 | 0 | 0.0076559 | 0.00098374 | 0.0049868 | 0.0066674 | 7.784% | 39.46% | 52.76% | 0%
|  |  | MORAGA 110531512 | 0.023029 | 0 | 0.023029 | 0.0077971 | 0.0068155 | 0.0031941 | 43.79% | 38.27% | 17.94% | 0%
|  |  | PINEDALE 210155278 | 0.00090531 | 0 | 0.00090531 | 0.00012936 | 0.00072662 | 0.00063847 | 8.656% | 48.62% | 42.72% | 0%
|  |  | MALAGA 110968312 | 0.0023134 | 0 | 0.0023134 | 0.0007061 | 0.0017897 | 0.0013231 | 18.49% | 46.86% | 34.65% | 0%
|  |  | BAKERSFIELD 11061912 | 0.046911 | 0 | 0.046911 | 0.011596 | 0.041404 | 0.024438 | 14.97% | 53.47% | 31.56% | 0%
|  |  | WESTPARK 1108CB | 0.05955 | 0 | 0.05955 | 0.014519 | 0.053506 | 0.030278 | 14.77% | 54.43% | 30.8% | 0%
|  |  | MAGUNDEN 21084505 | 0.018204 | 0 | 0.018204 | 0.0021228 | 0.014354 | 0.012085 | 7.432% | 50.26% | 42.31% | 0%
|  |  | CHICO B 1103CB | 0.012326 | 0 | 0.012326 | 0.0067643 | 0.0083866 | 0.0039729 | 35.37% | 43.85% | 20.77% | 0%
|  |  | OAKLAND D 1103CB | 0.0028095 | 0 | 0.0028095 | 0.00021956 | 0.0031384 | 0.0012799 | 4.734% | 67.67% | 27.6% | 0%
|  |  | HILLSDALE 0401CB | 0.00075227 | 0 | 0.00075227 | 0.0003134 | 0.00056272 | 0.00010756 | 31.86% | 57.21% | 10.93% | 0%
|  |  | CLARKSVILLE 2106CB | 0.0063666 | 3.0166 | 3.023 | 0.00073641 | 0.0049187 | 0.0026655 | 0.01864% | 0.1245% | 0.06747% | 99.79%
|  |  | KERN OIL 110313885 | 0.0066138 | 0 | 0.0066138 | 0.00096939 | 0.0062705 | 0.0036779 | 8.879% | 57.43% | 33.69% | 0%
|  |  | SAN RAFAEL 1106588020 | 0.018978 | 0 | 0.018978 | 0.0074384 | 0.0064296 | 0.0017219 | 47.71% | 41.24% | 11.04% | 0%
|  |  | MOSHER 210747888 | 0.015174 | 0 | 0.015174 | 0.0041189 | 0.01047 | 0.0048359 | 21.2% | 53.9% | 24.9% | 0%
|  |  | CLOVIS 1106CB | 0.04123 | 0 | 0.04123 | 0.0077294 | 0.037541 | 0.02234 | 11.43% | 55.53% | 33.04% | 0%
|  |  | PALMER 1101M88 | 0.17107 | 0 | 0.17107 | 0.0062695 | 0.034617 | 0.011063 | 12.07% | 66.64% | 21.3% | 0%
|  |  | VASONA 1102944322 | 0.0011007 | 0 | 0.0011007 | 0.00042717 | 0.00088398 | 0.00050585 | 23.51% | 48.65% | 27.84% | 0%
|  |  | STOCKDALE 1109CB | 0.023512 | 0 | 0.023512 | 0.0031285 | 0.018318 | 0.014485 | 8.707% | 50.98% | 40.31% | 0%
|  |  | EDENVALE 2110CB | 0.00020006 | 0 | 0.00020006 | 1.5284e-05 | 0.00020374 | 0.00011124 | 4.628% | 61.69% | 33.68% | 0%
|  |  | MEADOW LANE 2104CB | 0.038978 | 0 | 0.038978 | 0.016336 | 0.031895 | 0.013361 | 26.52% | 51.78% | 21.69% | 0%
|  |  | CHICO A 1103CB | 0.042467 | 0 | 0.042467 | 0.025451 | 0.024754 | 0.013659 | 39.85% | 38.76% | 21.39% | 0%
|  |  | STOCKDALE 1108CB | 0.013695 | 0 | 0.013695 | 0.0018767 | 0.012429 | 0.0083018 | 8.301% | 54.98% | 36.72% | 0%
|  |  | STOCKTON A 1101CB | 0.026256 | 0 | 0.026256 | 0.0058713 | 0.026153 | 0.011319 | 13.55% | 60.34% | 26.11% | 0%
|  |  | DAVIS 1110CB | 0.016977 | 0 | 0.016977 | 0.002286 | 0.015742 | 0.0097722 | 8.223% | 56.63% | 35.15% | 0%
|  |  | ALTO 1120CB | 0.016038 | 0 | 0.016038 | 0.0051826 | 0.011379 | 0.0034827 | 25.86% | 56.77% | 17.37% | 0%
|  |  | CLAY 110113450 | 0.087954 | 0 | 0.087954 | 0.0092376 | 0.016165 | 0.01025 | 25.91% | 45.34% | 28.75% | 0%
|  |  | ROSSMOOR 1107857172 | 0.014259 | 0.021323 | 0.035583 | 0.0053089 | 0.0034263 | 0.0013395 | 21.12% | 13.63% | 5.328% | 59.93%
|  |  | STOCKTON A 1108CB | 0.02174 | 0 | 0.02174 | 0.0020646 | 0.022385 | 0.011437 | 5.753% | 62.38% | 31.87% | 0%
|  |  | BAKERSFIELD 210913002 | 0.0065691 | 0 | 0.0065691 | 0.0011522 | 0.0055769 | 0.004115 | 10.63% | 51.43% | 37.95% | 0%
|  |  | EL CAPITAN 11039700 | 0.0045898 | 0 | 0.0045898 | 0.00073863 | 0.0043808 | 0.0023092 | 9.943% | 58.97% | 31.09% | 0%
|  |  | LAURELES 1112CB | 0.027482 | 0.69021 | 0.71769 | 0.013854 | 0.015753 | 0.0046899 | 1.547% | 1.759% | 0.5236% | 96.17%
|  |  | EL PATIO 1118CB | 0.010241 | 0 | 0.010241 | 0.0032723 | 0.010197 | 0.003437 | 19.36% | 60.31% | 20.33% | 0%
|  |  | SAN RAMON 2116CB | 0.00029822 | 0 | 0.00029822 | 2.5954e-05 | 0.00032517 | 0.00014117 | 5.272% | 66.05% | 28.68% | 0%
|  |  | SAN RAFAEL 1106CB | 0.0065607 | 0 | 0.0065607 | 0.0027395 | 0.0054768 | 0.001755 | 27.47% | 54.93% | 17.6% | 0%
|  |  | DAVIS 1104CB | 0.013232 | 0 | 0.013232 | 0.0082017 | 0.0092289 | 0.0044131 | 37.55% | 42.25% | 20.2% | 0%
|  |  | SYCAMORE CREEK 1102CB | 0.052413 | 0 | 0.052413 | 0.01897 | 0.040653 | 0.022054 | 23.23% | 49.77% | 27% | 0%
|  |  | RICHMOND R 1122CB | 0.022416 | 0 | 0.022416 | 0.0041827 | 0.025312 | 0.0040263 | 12.48% | 75.51% | 12.01% | 0%
|  |  | CALISTOGA 1102102918 | 0.0041694 | 0.73109 | 0.73526 | 0.0027364 | 0.0016905 | 0.00062401 | 0.3072% | 0.1898% | 0.07006% | 99.43%
|  |  | EEL RIVER 110249130 | 0.12386 | 0.099002 | 0.22286 | 0.019442 | 0.025621 | 0.0057468 | 21.27% | 28.02% | 6.286% | 44.42%
|  |  | KERN OIL 11108628 | 0.0082354 | 0 | 0.0082354 | 0.001958 | 0.0075371 | 0.0040995 | 14.4% | 55.44% | 30.16% | 0%
|  |  | STAGG 21066650 | 0.00029762 | 0 | 0.00029762 | 2.826e-05 | 0.00032011 | 0.00014292 | 5.752% | 65.16% | 29.09% | 0%
|  |  | MEADOW LANE 2107C589R | 0.036888 | 0 | 0.036888 | 0.012374 | 0.032761 | 0.015758 | 20.32% | 53.8% | 25.88% | 0%
|  |  | CORRAL 1103936674 | 0.051515 | 0 | 0.051515 | 0.0034983 | 0.0080545 | 0.0042038 | 22.2% | 51.12% | 26.68% | 0%
|  |  | ASHLAN AVE 1114CB | 0.054607 | 0 | 0.054607 | 0.01769 | 0.04992 | 0.022533 | 19.62% | 55.38% | 25% | 0%
|  |  | PLACER 1101208930 | 0.015782 | 0.087044 | 0.10283 | 0.0037591 | 0.0038699 | 0.001967 | 6.013% | 6.19% | 3.146% | 84.65%
|  |  | TASSAJARA 2112CB | 0.014914 | 0.27495 | 0.28986 | 0.0039163 | 0.011783 | 0.0049957 | 0.9737% | 2.929% | 1.242% | 94.85%
|  |  | MANCHESTER 1106R213 | 0.080964 | 0 | 0.080964 | 0.017806 | 0.075588 | 0.040259 | 13.32% | 56.56% | 30.12% | 0%
|  |  | AIRWAYS 110877764 | 0.006535 | 0 | 0.006535 | 0.0020309 | 0.0051821 | 0.0035747 | 18.83% | 48.04% | 33.14% | 0%
|  |  | TIDEWATER 210695842 | 0.010985 | 0.5491 | 0.56009 | 0.0024003 | 0.0082273 | 0.003533 | 0.3325% | 1.14% | 0.4893% | 98.04%
|  |  | CLOVIS 1103CB | 0.016998 | 0 | 0.016998 | 0.0039385 | 0.01431 | 0.0098105 | 14.04% | 51% | 34.96% | 0%
|  |  | CALIFORNIA AVE 1110CB | 0.070253 | 0 | 0.070253 | 0.015103 | 0.066814 | 0.034054 | 13.02% | 57.61% | 29.36% | 0%
|  |  | CAYETANO 2111MR329 | 0.0037569 | 0 | 0.0037569 | 0.00026089 | 0.0027299 | 0.0019217 | 5.311% | 55.57% | 39.12% | 0%
|  |  | LAKEWOOD 1103CB | 0.0069275 | 0 | 0.0069275 | 0.0033324 | 0.0054354 | 0.0018549 | 31.37% | 51.17% | 17.46% | 0%
|  |  | LAWRENCE 1103CB | 0.0013337 | 0 | 0.0013337 | 0.00020013 | 0.0013221 | 0.00067942 | 9.09% | 60.05% | 30.86% | 0%
|  |  | SAN RAFAEL 1101CB | 0.0079009 | 0 | 0.0079009 | 0.0016887 | 0.0082563 | 0.0030975 | 12.95% | 63.3% | 23.75% | 0%
|  |  | IONE 110113446 | 0.011257 | 0 | 0.011257 | 0.0016809 | 0.00816 | 0.0048697 | 11.43% | 55.47% | 33.1% | 0%
|  |  | MANTECA 1708CB | 0.010071 | 0 | 0.010071 | 0.0011276 | 0.0074954 | 0.0080011 | 6.783% | 45.09% | 48.13% | 0%
|  |  | STAGG 210682812 | 0.0068109 | 0 | 0.0068109 | 0.0017708 | 0.0064362 | 0.0030362 | 15.75% | 57.25% | 27% | 0%
|  |  | REDBUD 11021212 | 0.037407 | 1.8257 | 1.8631 | 0.0044547 | 0.012495 | 0.0056552 | 0.3957% | 1.11% | 0.5023% | 97.99%
|  |  | CALISTOGA 1102706 | 0.030321 | 8.8416 | 8.8719 | 0.014612 | 0.01892 | 0.0070356 | 0.1231% | 0.1594% | 0.05927% | 99.66%
|  |  | HARDING 0406CB | 0.022168 | 0 | 0.022168 | 0.0083319 | 0.021137 | 0.0071245 | 22.77% | 57.76% | 19.47% | 0%
|  |  | BARTON 1102373096 | 0.0073987 | 0 | 0.0073987 | 0.0012308 | 0.0070361 | 0.0039466 | 10.08% | 57.61% | 32.31% | 0%
|  |  | LOS GATOS 1108CB | 0.0076427 | 0 | 0.0076427 | 0.0025902 | 0.0053662 | 0.0026216 | 24.49% | 50.73% | 24.78% | 0%
|  |  | MOLINO 1102111666 | 0.0078609 | 0.010469 | 0.01833 | 0.0027131 | 0.0020258 | 0.00067424 | 21.49% | 16.05% | 5.342% | 57.11%
|  |  | KING CITY 1106CB | 0.0055115 | 0 | 0.0055115 | 0.00018313 | 0.0050826 | 0.0019951 | 2.522% | 70% | 27.48% | 0%
|  |  | SAN RAMON 2111MR673 | 0.022675 | 0 | 0.022675 | 0.0025472 | 0.022253 | 0.011162 | 7.083% | 61.88% | 31.04% | 0%
|  |  | TRACY 1104CB | 0.03771 | 0 | 0.03771 | 0.0063826 | 0.039013 | 0.016854 | 10.25% | 62.67% | 27.07% | 0%
|  |  | STAGG 1103CB | 0.029319 | 0 | 0.029319 | 0.012597 | 0.025585 | 0.0097746 | 26.27% | 53.35% | 20.38% | 0%
|  |  | LAKEWOOD 210964992 | 0.002992 | 0 | 0.002992 | 0.00081484 | 0.0025237 | 0.0010276 | 18.66% | 57.8% | 23.54% | 0%
|  |  | LAKEWOOD 2110D578R | 0.0052803 | 0 | 0.0052803 | 0.0022401 | 0.0034883 | 0.0013364 | 31.71% | 49.38% | 18.92% | 0%
|  |  | BRUNSWICK 111095576 | 0.020085 | 3.3757 | 3.3958 | 0.0041139 | 0.01129 | 0.0059219 | 0.1141% | 0.3131% | 0.1642% | 99.41%
|  |  | BULLARD 211228639 | 0.021518 | 0 | 0.021518 | 0.0055277 | 0.019839 | 0.010155 | 15.56% | 55.85% | 28.59% | 0%
|  |  | EDENVALE 2108CB | 0.0003928 | 0 | 0.0003928 | 6.3234e-05 | 0.00034932 | 0.00023587 | 9.752% | 53.87% | 36.38% | 0%
|  |  | SAN RAFAEL 11071415 | 0.018861 | 0 | 0.018861 | 0.0071339 | 0.005031 | 0.0012431 | 53.21% | 37.52% | 9.271% | 0%
|  |  | OAKLAND J 1118CR198 | 0.063383 | 0 | 0.063383 | 0.0077101 | 0.024623 | 0.01175 | 17.49% | 55.86% | 26.65% | 0%
|  |  | ASHLAN AVE 1116R3330 | 0.070508 | 0 | 0.070508 | 0.019193 | 0.067162 | 0.030038 | 16.49% | 57.7% | 25.81% | 0%
|  |  | EL PATIO 1101CB | 0.0002942 | 0 | 0.0002942 | 0.00014312 | 0.00024245 | 0.00010008 | 29.47% | 49.92% | 20.61% | 0%
|  |  | DIAMOND SPRINGS 1103CB | 0.11447 | 0.55119 | 0.66565 | 0.030007 | 0.028488 | 0.014104 | 7.108% | 6.748% | 3.341% | 82.8%
|  |  | PAUL SWEET 2103CB | 0.0089158 | 0 | 0.0089158 | 0.0030134 | 0.0070619 | 0.0035271 | 22.15% | 51.92% | 25.93% | 0%
|  |  | FRANKLIN 1104P122 | 0.0044101 | 0 | 0.0044101 | 0.00073541 | 0.003521 | 0.0015103 | 12.75% | 61.06% | 26.19% | 0%
|  |  | LOCKHEED NO 2 1107CB | 0.0066627 | 0 | 0.0066627 | 0.00023685 | 0.0067766 | 0.003985 | 2.153% | 61.61% | 36.23% | 0%
|  |  | COUNTRY CLUB 1105CB | 0.020282 | 0 | 0.020282 | 0.0032018 | 0.020061 | 0.010217 | 9.563% | 59.92% | 30.52% | 0%
|  |  | ASHLAN AVE 111299838 | 0.01156 | 0 | 0.01156 | 0.0016653 | 0.010769 | 0.0066489 | 8.726% | 56.43% | 34.84% | 0%
|  |  | LAKEWOOD 1101CB | 0.0029411 | 0 | 0.0029411 | 0.0011734 | 0.0022915 | 0.00092895 | 26.71% | 52.15% | 21.14% | 0%
|  |  | NEWARK 21KV 2108CB | 0.041773 | 0 | 0.041773 | 0.0050716 | 0.040624 | 0.023261 | 7.355% | 58.91% | 33.73% | 0%
|  |  | CLARKSVILLE 210351564 | 0.018879 | 0 | 0.018879 | 0.0016568 | 0.014628 | 0.0088895 | 6.581% | 58.11% | 35.31% | 0%
|  |  | POTRERO PP (A) 1101CB | 0.018996 | 0 | 0.018996 | 0.001345 | 0.023029 | 0.0069846 | 4.289% | 73.44% | 22.27% | 0%
|  |  | WEST FRESNO 110558860 | 0.0066493 | 0 | 0.0066493 | 0.00090035 | 0.0062467 | 0.0038294 | 8.203% | 56.91% | 34.89% | 0%
|  |  | BARTON 1108R3500 | 0.03784 | 0 | 0.03784 | 0.0077721 | 0.03499 | 0.019703 | 12.44% | 56.02% | 31.54% | 0%
|  |  | MANCHESTER 1106628276 | 0.021703 | 0 | 0.021703 | 0.0046119 | 0.020945 | 0.010269 | 12.87% | 58.46% | 28.66% | 0%
|  |  | BAKERSFIELD 210413017 | 0.0093697 | 0 | 0.0093697 | 0.0016216 | 0.0087363 | 0.0051093 | 10.48% | 56.48% | 33.03% | 0%
|  |  | BARTON 1112R1370 | 0.012588 | 0 | 0.012588 | 0.0017504 | 0.011205 | 0.0078253 | 8.423% | 53.92% | 37.66% | 0%
|  |  | RICHMOND R 1119BR290 | 0.0031208 | 0 | 0.0031208 | 0.00039259 | 0.0033069 | 0.0014522 | 7.621% | 64.19% | 28.19% | 0%
|  |  | LAKEWOOD 2112CB | 0.07199 | 0 | 0.07199 | 0.033428 | 0.049603 | 0.020324 | 32.34% | 47.99% | 19.66% | 0%
|  |  | EL PATIO 1102CB | 0.0081909 | 0 | 0.0081909 | 0.0024873 | 0.0072693 | 0.0037646 | 18.4% | 53.76% | 27.84% | 0%
|  |  | SAN LEANDRO U 1112MR775 | 0.00029251 | 0 | 0.00029251 | 1.0601e-05 | 0.0002544 | 0.00021787 | 2.195% | 52.69% | 45.12% | 0%
|  |  | ASHLAN AVE 1106CB | 0.040722 | 0 | 0.040722 | 0.0086687 | 0.039978 | 0.018576 | 12.9% | 59.47% | 27.63% | 0%
|  |  | SWIFT 2109CB | 0.01325 | 0 | 0.01325 | 0.0026792 | 0.011901 | 0.0072921 | 12.25% | 54.41% | 33.34% | 0%
|  |  | ASHLAN AVE 1112CB | 0.017993 | 0 | 0.017993 | 0.0035323 | 0.017416 | 0.0087532 | 11.89% | 58.64% | 29.47% | 0%
|  |  | WESTPARK 1112CB | 0.053575 | 0 | 0.053575 | 0.012096 | 0.049667 | 0.026675 | 13.68% | 56.16% | 30.16% | 0%
|  |  | DIXON LANDING 2109MR613 | 0.0043824 | 0 | 0.0043824 | 0.00061403 | 0.0040965 | 0.0025237 | 8.488% | 56.63% | 34.89% | 0%
|  |  | WEBER 1101CB | 0.025034 | 0 | 0.025034 | 0.0020418 | 0.022009 | 0.012265 | 5.622% | 60.6% | 33.77% | 0%
|  |  | STOREY 110789798 | 0.00097316 | 0 | 0.00097316 | 0.00010104 | 0.00098026 | 0.00052515 | 6.289% | 61.02% | 32.69% | 0%
|  |  | CONTRA COSTA 211496897 | 0.016366 | 0 | 0.016366 | 0.0021258 | 0.011884 | 0.0054509 | 10.92% | 61.07% | 28.01% | 0%
|  |  | EAST GRAND 1111CB | 0.0086538 | 0 | 0.0086538 | 0.00071769 | 0.0095414 | 0.0040263 | 5.024% | 66.79% | 28.18% | 0%
|  |  | MONROE 2107CB | 0.032449 | 0 | 0.032449 | 0.0079893 | 0.028097 | 0.016609 | 15.16% | 53.32% | 31.52% | 0%
|  |  | BANCROFT 0402CB | 0.034547 | 0 | 0.034547 | 0.0086385 | 0.018971 | 0.0062686 | 25.5% | 56% | 18.5% | 0%
|  |  | OROVILLE 1102434320 | 0.022222 | 0 | 0.022222 | 0.0082245 | 0.016834 | 0.010861 | 22.9% | 46.87% | 30.24% | 0%
|  |  | BULLARD 110192306 | 0.014186 | 0 | 0.014186 | 0.0056981 | 0.011137 | 0.0065826 | 24.33% | 47.56% | 28.11% | 0%
|  |  | BELLE HAVEN 0406CB | 0.0013574 | 0 | 0.0013574 | 0.00080211 | 0.00079521 | 0.00023189 | 43.85% | 43.47% | 12.68% | 0%
|  |  | EAST GRAND 1103CB | 0.0089341 | 0 | 0.0089341 | 0.00082832 | 0.0099236 | 0.0039961 | 5.616% | 67.29% | 27.1% | 0%
|  |  | HUNTERS POINT (P) 110168026 | 0.0030087 | 0 | 0.0030087 | 6.7946e-05 | 0.0038059 | 0.0010928 | 1.368% | 76.63% | 22% | 0%
|  |  | BULLARD 1104CB | 0.033282 | 0 | 0.033282 | 0.0062288 | 0.03126 | 0.017451 | 11.34% | 56.9% | 31.76% | 0%
|  |  | TEVIS 21021504 | 0.0090282 | 0 | 0.0090282 | 0.00066671 | 0.0059965 | 0.0047017 | 5.866% | 52.76% | 41.37% | 0%
|  |  | FRUITVALE 1105CB | 0.020106 | 0 | 0.020106 | 0.0019295 | 0.014253 | 0.012376 | 6.756% | 49.91% | 43.34% | 0%
|  |  | BURLINGAME 0403CB | 0.0037339 | 0 | 0.0037339 | 0.00057577 | 0.0045011 | 0.0010868 | 9.341% | 73.03% | 17.63% | 0%
|  |  | LAKEWOOD 1103149504 | 0.012078 | 0 | 0.012078 | 0.0050081 | 0.0086735 | 0.0036115 | 28.96% | 50.16% | 20.88% | 0%
|  |  | STAGG 210659040 | 0.013268 | 0 | 0.013268 | 0.0033069 | 0.013243 | 0.0053521 | 15.1% | 60.46% | 24.44% | 0%
|  |  | MEADOW LANE 210793364 | 0.0095824 | 0 | 0.0095824 | 0.0017712 | 0.0095014 | 0.0045456 | 11.2% | 60.07% | 28.74% | 0%
|  |  | SHEPHERD 211089234 | 0.0095815 | 0 | 0.0095815 | 0.0024586 | 0.007588 | 0.0057702 | 15.54% | 47.97% | 36.48% | 0%
|  |  | FULTON 11025102 | 0.00029033 | 0 | 0.00029033 | 3.9986e-05 | 0.00022876 | 0.0001109 | 10.53% | 60.26% | 29.21% | 0%
|  |  | WYANDOTTE 1107CB | 0.16345 | 0.097023 | 0.26048 | 0.029331 | 0.049486 | 0.024126 | 17.88% | 30.17% | 14.71% | 37.25%
|  |  | SYCAMORE CREEK 11092458 | 0.031828 | 0 | 0.031828 | 0.014853 | 0.021113 | 0.010928 | 31.67% | 45.02% | 23.3% | 0%
|  |  | LAKEWOOD 22247381 | 0.0015476 | 0 | 0.0015476 | 0.0008726 | 0.00090557 | 0.00054771 | 37.52% | 38.93% | 23.55% | 0%
|  |  | WEST FRESNO 1107CB | 0.012942 | 0 | 0.012942 | 0.002614 | 0.012183 | 0.0065673 | 12.24% | 57.02% | 30.74% | 0%
|  |  | EL CAPITAN 2109CB | 0.011441 | 0 | 0.011441 | 0.0011368 | 0.008643 | 0.0058847 | 7.257% | 55.18% | 37.57% | 0%
|  |  | FIGARDEN 210949236 | 0.012752 | 0 | 0.012752 | 0.0042849 | 0.010142 | 0.0066235 | 20.36% | 48.18% | 31.47% | 0%
|  |  | FIGARDEN 2110CB | 0.013744 | 0 | 0.013744 | 0.001643 | 0.011657 | 0.0085903 | 7.506% | 53.25% | 39.24% | 0%
|  |  | HUNTERS POINT (P) 1109CB | 0.007844 | 0 | 0.007844 | 0.00061205 | 0.0093356 | 0.0030008 | 4.727% | 72.1% | 23.17% | 0%
|  |  | OAK PARK 0402CB | 0.0043417 | 0 | 0.0043417 | 0.0018163 | 0.0041323 | 0.0012184 | 25.34% | 57.66% | 17% | 0%
|  |  | BAKERSFIELD 11064568 | 0.017848 | 0 | 0.017848 | 0.0038644 | 0.016297 | 0.0093023 | 13.12% | 55.31% | 31.57% | 0%
|  |  | CALISTOGA 1102306462 | 0.019709 | 4.021 | 4.0407 | 0.0064762 | 0.013666 | 0.0046687 | 0.1273% | 0.2687% | 0.09178% | 99.51%
|  |  | CHICO A 110156294 | 0.00028937 | 0 | 0.00028937 | 8.3393e-05 | 0.00024364 | 0.00015065 | 17.46% | 51% | 31.54% | 0%
|  |  | STAGG 11019210 | 0.0039541 | 0 | 0.0039541 | 0.0012659 | 0.0037106 | 0.0015507 | 19.39% | 56.85% | 23.76% | 0%
|  |  | BULLARD 2114CB | 0.015229 | 0 | 0.015229 | 0.0029708 | 0.013161 | 0.0090067 | 11.82% | 52.35% | 35.83% | 0%
|  |  | OAKLAND C 1114CR196 | 0.00048175 | 0 | 0.00048175 | 2.9038e-05 | 0.00054048 | 0.00022573 | 3.651% | 67.96% | 28.38% | 0%
|  |  | BAY MEADOWS 2103CB | 0.00019266 | 0 | 0.00019266 | 1.268e-05 | 0.00018765 | 0.00011771 | 3.987% | 59% | 37.01% | 0%
|  |  | EMBARCADERO (Z) 1113CB | 0.0021192 | 0 | 0.0021192 | 8.1567e-05 | 0.0026376 | 0.0007791 | 2.332% | 75.4% | 22.27% | 0%
|  |  | GEYSERVILLE 1101CB | 0.00019263 | 0 | 0.00019263 | 3.8845e-05 | 0.00015525 | 5.4678e-05 | 15.61% | 62.41% | 21.98% | 0%
|  |  | KIRKER 210559847 | 0.0031776 | 0 | 0.0031776 | 0.00019345 | 0.0034187 | 0.0016332 | 3.688% | 65.18% | 31.14% | 0%
|  |  | BULLARD 110592538 | 0.010204 | 0 | 0.010204 | 0.0025696 | 0.0093244 | 0.0049498 | 15.26% | 55.36% | 29.39% | 0%
|  |  | VACAVILLE 110582908 | 0.0065995 | 0 | 0.0065995 | 0.0020761 | 0.00511 | 0.0027969 | 20.8% | 51.19% | 28.02% | 0%
|  |  | EDES 1101CR388 | 0.0027881 | 0 | 0.0027881 | 0.00013122 | 0.0029277 | 0.0015435 | 2.851% | 63.61% | 33.54% | 0%
|  |  | SYCAMORE CREEK 1109CB | 0.09876 | 0 | 0.09876 | 0.031658 | 0.048214 | 0.027273 | 29.55% | 45% | 25.45% | 0%
|  |  | EL CAPITAN 2110CB | 0.0089192 | 0 | 0.0089192 | 0.00073368 | 0.0073049 | 0.0048394 | 5.697% | 56.72% | 37.58% | 0%
|  |  | PANORAMA 1101CB | 0.29389 | 0.51127 | 0.80516 | 0.016301 | 0.065066 | 0.035906 | 5.074% | 20.25% | 11.18% | 63.5%
|  |  | WOODLAND 1104CB | 0.030234 | 0 | 0.030234 | 0.010701 | 0.027242 | 0.011966 | 21.44% | 54.58% | 23.98% | 0%
|  |  | CALIFORNIA AVE 1106CB | 0.030771 | 0 | 0.030771 | 0.006517 | 0.028571 | 0.014853 | 13.05% | 57.21% | 29.74% | 0%
|  |  | LAS POSITAS 2104CB | 0.021711 | 0 | 0.021711 | 0.0028102 | 0.019944 | 0.011571 | 8.187% | 58.1% | 33.71% | 0%
|  |  | BAY MEADOWS 2101955062 | 0.0080078 | 0 | 0.0080078 | 0.0010901 | 0.0081714 | 0.0039574 | 8.246% | 61.82% | 29.94% | 0%
|  |  | VASCO 1101CB | 0.008199 | 0 | 0.008199 | 0.00051083 | 0.0080983 | 0.0049255 | 3.774% | 59.83% | 36.39% | 0%
|  |  | WEST LANE 110310382 | 0.0045066 | 0 | 0.0045066 | 0.00092417 | 0.0039664 | 0.0025488 | 12.42% | 53.32% | 34.26% | 0%
|  |  | HICKS 2111XR042 | 0.001963 | 0 | 0.001963 | 0.0006454 | 0.0013231 | 0.00094437 | 22.16% | 45.42% | 32.42% | 0%
|  |  | BERKELEY F 1103BR110 | 0.020308 | 0 | 0.020308 | 0.0046486 | 0.011685 | 0.0040222 | 22.84% | 57.4% | 19.76% | 0%
|  |  | ASHLAN AVE 1116D13085 | 0.0086208 | 0 | 0.0086208 | 0.0019945 | 0.0084055 | 0.0038309 | 14.02% | 59.07% | 26.92% | 0%
|  |  | KIRKER 210921652 | 0.0020086 | 0 | 0.0020086 | 0.00012006 | 0.0016302 | 0.00087626 | 4.571% | 62.07% | 33.36% | 0%
|  |  | NORTH DUBLIN 2103727584 | 0.006599 | 0.60898 | 0.61558 | 0.00054631 | 0.0050132 | 0.0030694 | 0.06787% | 0.6228% | 0.3813% | 98.93%
|  |  | MEADOW LANE 2106CB | 0.029707 | 0 | 0.029707 | 0.014388 | 0.02059 | 0.0091353 | 32.62% | 46.68% | 20.71% | 0%
|  |  | MISSION (X) 1125293336 | 0.0030649 | 0 | 0.0030649 | 0.00015362 | 0.0038869 | 0.0010189 | 3.036% | 76.83% | 20.14% | 0%
|  |  | ASHLAN AVE 111189578 | 0.021982 | 0 | 0.021982 | 0.0034455 | 0.019157 | 0.013685 | 9.495% | 52.79% | 37.71% | 0%
|  |  | CLOVIS 211084702 | 0.029788 | 0 | 0.029788 | 0.0057201 | 0.026739 | 0.016714 | 11.63% | 54.38% | 33.99% | 0%
|  |  | MANCHESTER 1101CB | 0.043009 | 0 | 0.043009 | 0.010742 | 0.040484 | 0.019771 | 15.13% | 57.02% | 27.85% | 0%
|  |  | STOCKTON A 1104CB | 0.028019 | 0 | 0.028019 | 0.0043144 | 0.030613 | 0.011325 | 9.328% | 66.19% | 24.48% | 0%
|  |  | COARSEGOLD 21036110 | 0.29785 | 0.20756 | 0.50541 | 0.0099364 | 0.022426 | 0.011565 | 13.33% | 30.09% | 15.52% | 41.07%
|  |  | CHICO C 0401CB | 0.02232 | 0 | 0.02232 | 0.017466 | 0.013813 | 0.0055659 | 47.4% | 37.49% | 15.11% | 0%
|  |  | BARTON 1109R3140 | 0.049492 | 0 | 0.049492 | 0.014279 | 0.04398 | 0.023439 | 17.48% | 53.83% | 28.69% | 0%
|  |  | SYCAMORE CREEK 110576092 | 0.036727 | 0 | 0.036727 | 0.018869 | 0.024962 | 0.013721 | 32.79% | 43.37% | 23.84% | 0%
|  |  | SARATOGA 1110CB | 0.026951 | 0 | 0.026951 | 0.010971 | 0.01961 | 0.0083663 | 28.17% | 50.35% | 21.48% | 0%
|  |  | BUTTE 1106CB | 0.031624 | 0 | 0.031624 | 0.0052542 | 0.026748 | 0.017317 | 10.65% | 54.23% | 35.11% | 0%
|  |  | BAY MEADOWS 2101CB | 0.0001906 | 0 | 0.0001906 | 1.214e-05 | 0.0001843 | 0.0001182 | 3.859% | 58.57% | 37.57% | 0%
|  |  | LEMOORE 1101CB | 0.011044 | 0 | 0.011044 | 0.0011409 | 0.011045 | 0.0043675 | 6.892% | 66.72% | 26.38% | 0%
|  |  | EMBARCADERO (Z) 111390064 | 0.0019055 | 0 | 0.0019055 | 6.8584e-05 | 0.0024069 | 0.00066993 | 2.18% | 76.52% | 21.3% | 0%
|  |  | MILLBRAE 1107CB | 0.0064839 | 0 | 0.0064839 | 0.00075185 | 0.0066745 | 0.0030949 | 7.146% | 63.44% | 29.42% | 0%
|  |  | OAKLAND L 1103CR144 | 0.0027601 | 0 | 0.0027601 | 0.00011337 | 0.0033818 | 0.0010611 | 2.488% | 74.22% | 23.29% | 0%
|  |  | STOCKDALE 110946228 | 0.0049489 | 0 | 0.0049489 | 0.00060561 | 0.0042647 | 0.0032991 | 7.413% | 52.2% | 40.38% | 0%
|  |  | DUNBAR 11034882 | 0.00085585 | 5.945 | 5.9459 | 0.0001678 | 0.00067167 | 0.00026751 | 0.002182% | 0.008734% | 0.003478% | 99.99%
|  |  | BAKERSFIELD 2109530574 | 0.036987 | 0 | 0.036987 | 0.0082798 | 0.033876 | 0.018901 | 13.56% | 55.48% | 30.96% | 0%
|  |  | STAGG 210899882 | 0.012741 | 0 | 0.012741 | 0.0037016 | 0.011626 | 0.0057044 | 17.6% | 55.28% | 27.12% | 0%
|  |  | PLEASANT GROVE 2110CB | 0.035262 | 0 | 0.035262 | 0.0027193 | 0.026623 | 0.016651 | 5.912% | 57.88% | 36.2% | 0%
|  |  | BULLARD 211482880 | 0.019648 | 0 | 0.019648 | 0.0047182 | 0.015886 | 0.011407 | 14.74% | 49.63% | 35.63% | 0%
|  |  | BULLARD 2111CB | 0.01806 | 0 | 0.01806 | 0.0048429 | 0.015658 | 0.0093123 | 16.24% | 52.52% | 31.24% | 0%
|  |  | WEST FRESNO 110923744 | 0.042487 | 0 | 0.042487 | 0.0082036 | 0.040123 | 0.02181 | 11.7% | 57.21% | 31.1% | 0%
|  |  | LOCKHEED NO 2 1103CB | 0.0024713 | 0 | 0.0024713 | 0.00010075 | 0.0025124 | 0.0014664 | 2.47% | 61.59% | 35.94% | 0%
|  |  | BAKERSFIELD 11062723 | 0.026414 | 0 | 0.026414 | 0.006558 | 0.024078 | 0.012968 | 15.04% | 55.22% | 29.74% | 0%
|  |  | WILLOW PASS 2107CB | 0.0094644 | 0 | 0.0094644 | 0.001336 | 0.0085748 | 0.0039954 | 9.607% | 61.66% | 28.73% | 0%
|  |  | MANCHESTER 1111CB | 0.10935 | 0 | 0.10935 | 0.022306 | 0.10615 | 0.052049 | 12.36% | 58.81% | 28.84% | 0%
|  |  | KERN POWER 21044281 | 0.0014248 | 0 | 0.0014248 | 0.00039957 | 0.00093036 | 0.0010221 | 16.99% | 39.56% | 43.46% | 0%
|  |  | VIERRA 170138486 | 0.0071883 | 0 | 0.0071883 | 0.00039216 | 0.0041765 | 0.0048738 | 4.153% | 44.23% | 51.62% | 0%
|  |  | MANCHESTER 1104CB | 0.012245 | 0 | 0.012245 | 0.0021058 | 0.011903 | 0.0062047 | 10.42% | 58.89% | 30.7% | 0%
|  |  | FITCH MOUNTAIN 1113CB | 0.020166 | 0 | 0.020166 | 0.0074995 | 0.012308 | 0.0059041 | 29.17% | 47.87% | 22.96% | 0%
|  |  | ASHLAN AVE 2110R3090 | 0.017365 | 0 | 0.017365 | 0.0057021 | 0.014548 | 0.0084162 | 19.89% | 50.75% | 29.36% | 0%
|  |  | WHEATLAND 1101CB | 0.00018978 | 0 | 0.00018978 | 1.0586e-05 | 0.0001618 | 7.5773e-05 | 4.266% | 65.2% | 30.53% | 0%
|  |  | BAKERSFIELD 21063459 | 0.17319 | 0 | 0.17319 | 0.037876 | 0.15237 | 0.095648 | 13.25% | 53.3% | 33.46% | 0%
|  |  | SOBRANTE 1101934036 | 0.025583 | 0.094852 | 0.12044 | 0.015821 | 0.013838 | 0.0045569 | 9.822% | 8.591% | 2.829% | 78.76%
|  |  | BARTON 1102CB | 0.025 | 0 | 0.025 | 0.0078477 | 0.021879 | 0.011543 | 19.02% | 53.01% | 27.97% | 0%
|  |  | MERIDIAN 1102CB | 0.0037884 | 0 | 0.0037884 | 0.00047592 | 0.0036503 | 0.00093851 | 9.397% | 72.07% | 18.53% | 0%
|  |  | MANCHESTER 1112CB | 0.008139 | 0 | 0.008139 | 0.0018631 | 0.0072374 | 0.004335 | 13.87% | 53.87% | 32.27% | 0%
|  |  | WESTPARK 11033768 | 0.097376 | 0 | 0.097376 | 0.021999 | 0.087569 | 0.051176 | 13.69% | 54.48% | 31.84% | 0%
|  |  | WYANDOTTE 11091040 | 0.082531 | 0 | 0.082531 | 0.0063397 | 0.013098 | 0.0082907 | 22.86% | 47.24% | 29.9% | 0%
|  |  | OAKLAND J 1110CB | 0.016034 | 0 | 0.016034 | 0.00050292 | 0.019899 | 0.0060672 | 1.9% | 75.18% | 22.92% | 0%
|  |  | MONARCH 0402CB | 0.021676 | 0 | 0.021676 | 0.0054003 | 0.022815 | 0.0075671 | 15.09% | 63.76% | 21.15% | 0%
|  |  | SHINGLE SPRINGS 210851474 | 0.044238 | 0.65119 | 0.69542 | 0.018038 | 0.024565 | 0.015278 | 1.982% | 2.7% | 1.679% | 93.64%
|  |  | EL PATIO 1114XR158 | 0.00066154 | 0 | 0.00066154 | 0.0003074 | 0.00053426 | 0.00025038 | 28.15% | 48.92% | 22.93% | 0%
|  |  | BARTON 1108D5460 | 0.010674 | 0 | 0.010674 | 0.0036807 | 0.0096555 | 0.0042842 | 20.89% | 54.8% | 24.31% | 0%
|  |  | RADUM 1105420576 | 0.0079935 | 0 | 0.0079935 | 0.0012836 | 0.0039403 | 0.0022636 | 17.14% | 52.63% | 30.23% | 0%
|  |  | TIDEWATER 21098835 | 0.0065158 | 0 | 0.0065158 | 0.0030009 | 0.0051829 | 0.0025723 | 27.9% | 48.19% | 23.91% | 0%
|  |  | MANCHESTER 1102CB | 0.095117 | 0 | 0.095117 | 0.025287 | 0.089424 | 0.042304 | 16.1% | 56.95% | 26.94% | 0%
|  |  | CAMPHORA 1101CB | 0.0059936 | 0 | 0.0059936 | 0.00023444 | 0.0054128 | 0.00219 | 2.991% | 69.06% | 27.94% | 0%
|  |  | CONTRA COSTA 210348208 | 0.05226 | 0 | 0.05226 | 0.010792 | 0.05012 | 0.023663 | 12.76% | 59.26% | 27.98% | 0%
|  |  | PUEBLO 2103CB | 0.042988 | 1.4409 | 1.4839 | 0.009756 | 0.039748 | 0.014696 | 0.4402% | 1.794% | 0.6631% | 97.1%
|  |  | HARDING 0404CB | 0.017379 | 0 | 0.017379 | 0.0072258 | 0.016335 | 0.0051277 | 25.19% | 56.94% | 17.87% | 0%
|  |  | WOODSIDE 110176194 | 0.017262 | 0 | 0.017262 | 0.011914 | 0.0076387 | 0.002821 | 53.25% | 34.14% | 12.61% | 0%
|  |  | SANTA NELLA 1101CUS8000 | 0.00014148 | 0 | 0.00014148 | 2.899e-06 | 0.00011788 | 3.9369e-05 | 1.81% | 73.61% | 24.58% | 0%
|  |  | NORD 11032548 | 0.044867 | 0 | 0.044867 | 0.02318 | 0.030814 | 0.017042 | 32.63% | 43.38% | 23.99% | 0%
|  |  | STOCKDALE 21144151 | 0.045216 | 0 | 0.045216 | 0.011435 | 0.038707 | 0.0245 | 15.32% | 51.86% | 32.82% | 0%
|  |  | KIRKER 2103P524R | 0.068906 | 0 | 0.068906 | 0.0083087 | 0.064094 | 0.039353 | 7.435% | 57.35% | 35.21% | 0%
|  |  | YOSEMITE 0403CB | 9.4167e-05 | 0 | 9.4167e-05 | 7.6836e-06 | 0.00011508 | 3.2679e-05 | 4.943% | 74.03% | 21.02% | 0%
|  |  | EAST GRAND 1106CB | 0.029653 | 0 | 0.029653 | 0.0015506 | 0.036255 | 0.011144 | 3.168% | 74.07% | 22.77% | 0%
|  |  | PEABODY 2107CB | 0.045739 | 0 | 0.045739 | 0.0030929 | 0.039343 | 0.01685 | 5.217% | 66.36% | 28.42% | 0%
|  |  | WEEDPATCH 110315942 | 0.0067446 | 0 | 0.0067446 | 0.0011282 | 0.0058033 | 0.0022044 | 12.35% | 63.52% | 24.13% | 0%
|  |  | HARDING 0403CB | 0.016819 | 0 | 0.016819 | 0.0036419 | 0.018265 | 0.0058578 | 13.12% | 65.78% | 21.1% | 0%
|  |  | PAUL SWEET 2102CB | 0.033853 | 0 | 0.033853 | 0.014634 | 0.023034 | 0.0096179 | 30.95% | 48.71% | 20.34% | 0%
|  |  | BAKERSFIELD 1116CB | 0.055086 | 0 | 0.055086 | 0.015778 | 0.049957 | 0.025199 | 17.35% | 54.94% | 27.71% | 0%
|  |  | HILLSDALE 0402CB | 0.00053612 | 0 | 0.00053612 | 0.00017288 | 0.00044576 | 8.24e-05 | 24.66% | 63.59% | 11.75% | 0%
|  |  | POTRERO PP (A) 1119CB | 0.016714 | 0 | 0.016714 | 0.0010918 | 0.020164 | 0.0063338 | 3.957% | 73.09% | 22.96% | 0%
|  |  | ASHLAN AVE 2119920229 | 0.00028216 | 0 | 0.00028216 | 7.5189e-05 | 0.00020741 | 0.00018317 | 16.14% | 44.53% | 39.33% | 0%
|  |  | STOCKDALE 11092526 | 0.0038559 | 0 | 0.0038559 | 0.00051899 | 0.0032609 | 0.0025852 | 8.154% | 51.23% | 40.62% | 0%
|  |  | BUENA VISTA 1101CB | 0.0059238 | 0 | 0.0059238 | 0.00029413 | 0.0057361 | 0.0037485 | 3.008% | 58.66% | 38.33% | 0%
|  |  | BARTON 110455534 | 0.04507 | 0 | 0.04507 | 0.012122 | 0.042573 | 0.019705 | 16.29% | 57.22% | 26.49% | 0%
|  |  | HUNTERS POINT (P) 110398158 | 0.0097713 | 0 | 0.0097713 | 0.00064879 | 0.011368 | 0.0041128 | 4.022% | 70.48% | 25.5% | 0%
|  |  | DEL MONTE 210235404 | 0.019724 | 0 | 0.019724 | 0.0012284 | 0.023654 | 0.007677 | 3.773% | 72.65% | 23.58% | 0%
|  |  | WESTPARK 11074090 | 0.026013 | 0 | 0.026013 | 0.0033004 | 0.020645 | 0.018158 | 7.839% | 49.03% | 43.13% | 0%
|  |  | STAGG 1106CB | 0.020532 | 0 | 0.020532 | 0.0036373 | 0.019853 | 0.010403 | 10.73% | 58.57% | 30.69% | 0%
|  |  | OAKLAND D 1116CB | 0.021327 | 0 | 0.021327 | 0.0025706 | 0.022235 | 0.0104 | 7.302% | 63.16% | 29.54% | 0%
|  |  | ROSSMOOR 1105W564R | 0.012625 | 0 | 0.012625 | 0.0058841 | 0.0091521 | 0.0035298 | 31.69% | 49.29% | 19.01% | 0%
|  |  | CUYAMA 21021000 | 0.34113 | 0 | 0.34113 | 0.0023554 | 0.022657 | 0.014132 | 6.017% | 57.88% | 36.1% | 0%
|  |  | EVERGREEN 2104XR236 | 0.0061843 | 0 | 0.0061843 | 0.0012946 | 0.0053497 | 0.0035645 | 12.68% | 52.4% | 34.92% | 0%
|  |  | ASHLAN AVE 1113CB | 0.011124 | 0 | 0.011124 | 0.0011575 | 0.0092158 | 0.006974 | 6.673% | 53.13% | 40.2% | 0%
|  |  | MEADOW LANE 2103CB | 0.046174 | 0 | 0.046174 | 0.021193 | 0.040316 | 0.014714 | 27.8% | 52.89% | 19.3% | 0%
|  |  | KIRKER 2106CB | 0.059338 | 0 | 0.059338 | 0.0075172 | 0.054576 | 0.029912 | 8.17% | 59.32% | 32.51% | 0%
|  |  | PANAMA 2102CB | 0.017319 | 0 | 0.017319 | 0.0024979 | 0.015452 | 0.01064 | 8.737% | 54.05% | 37.22% | 0%
|  |  | STAGG 21049472 | 0.0020293 | 0 | 0.0020293 | 0.0001345 | 0.002095 | 0.00073252 | 4.541% | 70.73% | 24.73% | 0%
|  |  | MONROE 210278440 | 0.0075822 | 0 | 0.0075822 | 0.0016088 | 0.0067509 | 0.0041567 | 12.85% | 53.94% | 33.21% | 0%
|  |  | DIXON LANDING 2102CB | 0.036171 | 0 | 0.036171 | 0.0067524 | 0.031869 | 0.017412 | 12.05% | 56.87% | 31.07% | 0%
|  |  | WESTPARK 11014897 | 0.028987 | 0 | 0.028987 | 0.0083293 | 0.026938 | 0.012583 | 17.41% | 56.3% | 26.3% | 0%
|  |  | TIDEWATER 2110C594R | 0.034145 | 0 | 0.034145 | 0.011247 | 0.026836 | 0.01211 | 22.41% | 53.47% | 24.13% | 0%
|  |  | SAUSALITO 1102CB | 0.0026037 | 0 | 0.0026037 | 0.0011672 | 0.0025107 | 0.00056055 | 27.54% | 59.24% | 13.23% | 0%
|  |  | ROCKLIN 110232724 | 0.004996 | 0 | 0.004996 | 0.0010629 | 0.0035023 | 0.0024639 | 15.12% | 49.83% | 35.05% | 0%
|  |  | GEARY 0401GY401/2 | 0.033373 | 0 | 0.033373 | 0.019969 | 0.021149 | 0.0046192 | 43.66% | 46.24% | 10.1% | 0%
|  |  | FRANKLIN 1101P172 | 0.0016825 | 0 | 0.0016825 | 0.00029531 | 0.0013859 | 0.00051889 | 13.42% | 62.99% | 23.59% | 0%
|  |  | HARTER 1107CB | 0.020208 | 0 | 0.020208 | 0.0025225 | 0.019486 | 0.011349 | 7.562% | 58.42% | 34.02% | 0%
|  |  | CALIFORNIA AVE 1111CB | 0.033695 | 0 | 0.033695 | 0.0033114 | 0.029912 | 0.020095 | 6.211% | 56.1% | 37.69% | 0%
|  |  | MALAGA 1101CB | 0.036407 | 0 | 0.036407 | 0.0055462 | 0.025903 | 0.01538 | 11.84% | 55.31% | 32.84% | 0%
|  |  | ASHLAN AVE 1102CB | 0.094796 | 0 | 0.094796 | 0.025664 | 0.089987 | 0.040834 | 16.4% | 57.51% | 26.09% | 0%
|  |  | LARKIN (Y) 1136CB | 0.0028958 | 0 | 0.0028958 | 0.00017564 | 0.0038732 | 0.00073142 | 3.674% | 81.02% | 15.3% | 0%
|  |  | LAMONT 1106143302 | 0.00074719 | 0 | 0.00074719 | 2.6147e-05 | 0.00048508 | 0.00033452 | 3.092% | 57.36% | 39.55% | 0%
|  |  | SF H 1103897904 | 0.0027987 | 0 | 0.0027987 | 0.00017628 | 0.0032977 | 0.0011461 | 3.816% | 71.38% | 24.81% | 0%
|  |  | MANTECA 170414590 | 0.0028831 | 0 | 0.0028831 | 0.0003692 | 0.0018347 | 0.0023467 | 8.113% | 40.32% | 51.57% | 0%
|  |  | BULLARD 1109CB | 0.039918 | 0 | 0.039918 | 0.0082311 | 0.037373 | 0.020291 | 12.49% | 56.72% | 30.79% | 0%
|  |  | CALIFORNIA AVE 1114CB | 0.096431 | 0 | 0.096431 | 0.02688 | 0.088596 | 0.043708 | 16.89% | 55.66% | 27.46% | 0%
|  |  | PACIFICA 1102660408 | 0.021126 | 0 | 0.021126 | 0.010811 | 0.015164 | 0.0018111 | 38.91% | 54.57% | 6.518% | 0%
|  |  | STOCKTON A 0405CB | 0.0027037 | 0 | 0.0027037 | 0.00029998 | 0.002991 | 0.0011722 | 6.721% | 67.02% | 26.26% | 0%
|  |  | GREENBRAE 1103343788 | 0.037721 | 0 | 0.037721 | 0.0092511 | 0.013471 | 0.005191 | 33.14% | 48.26% | 18.6% | 0%
|  |  | STOCKDALE 1110CB | 0.045163 | 0 | 0.045163 | 0.0073802 | 0.040374 | 0.026469 | 9.943% | 54.4% | 35.66% | 0%
|  |  | MANCHESTER 1105859208 | 0.041273 | 0 | 0.041273 | 0.01286 | 0.035644 | 0.019628 | 18.88% | 52.32% | 28.81% | 0%
|  |  | LAS POSITAS 2103CB | 0.015814 | 0 | 0.015814 | 0.001153 | 0.013019 | 0.0071859 | 5.398% | 60.96% | 33.64% | 0%
|  |  | MONTAGUE 2106CB | 0.00055883 | 0 | 0.00055883 | 9.7977e-05 | 0.00053585 | 0.00028867 | 10.62% | 58.09% | 31.29% | 0%
|  |  | HICKS 1116LB16 | 0.053067 | 0 | 0.053067 | 0.012719 | 0.019877 | 0.0085299 | 30.93% | 48.33% | 20.74% | 0%
|  |  | FIGARDEN 2108R1020 | 0.015689 | 0 | 0.015689 | 0.002408 | 0.012879 | 0.0077695 | 10.44% | 55.86% | 33.7% | 0%
|  |  | HORSESHOE 1101CB | 0.045047 | 0 | 0.045047 | 0.012484 | 0.022867 | 0.0086203 | 28.39% | 52% | 19.6% | 0%
|  |  | BULLARD 110647944 | 0.012009 | 0 | 0.012009 | 0.0028993 | 0.0112 | 0.005724 | 14.63% | 56.5% | 28.88% | 0%
|  |  | BAKERSFIELD 21094129 | 0.14447 | 0 | 0.14447 | 0.030115 | 0.13028 | 0.078088 | 12.63% | 54.63% | 32.74% | 0%
|  |  | SAN MATEO 04109068 | 0.027084 | 0 | 0.027084 | 0.019724 | 0.013742 | 0.0025456 | 54.77% | 38.16% | 7.069% | 0%
|  |  | EDES 1114CB | 0.0063253 | 0 | 0.0063253 | 0.00027877 | 0.0062673 | 0.0038955 | 2.67% | 60.02% | 37.31% | 0%
|  |  | BAKERSFIELD 11144420 | 0.050316 | 0 | 0.050316 | 0.015536 | 0.046168 | 0.021355 | 18.71% | 55.58% | 25.71% | 0%
|  |  | POTRERO PP (A) 1114CB | 0.0013946 | 0 | 0.0013946 | 3.745e-05 | 0.0016502 | 0.00061445 | 1.627% | 71.68% | 26.69% | 0%
|  |  | POTRERO PP (A) 1121CB | 0.0016728 | 0 | 0.0016728 | 0.00010122 | 0.0019993 | 0.00066096 | 3.665% | 72.4% | 23.94% | 0%
|  |  | RICHMOND R 1119BR294 | 0.00078985 | 0 | 0.00078985 | 7.8639e-05 | 0.00079091 | 0.00043431 | 6.031% | 60.66% | 33.31% | 0%
|  |  | CLOVIS 210958802 | 0.01245 | 0 | 0.01245 | 0.0029415 | 0.010548 | 0.0070616 | 14.31% | 51.33% | 34.36% | 0%
|  |  | MANCHESTER 1110CB | 0.10545 | 0 | 0.10545 | 0.027599 | 0.099046 | 0.047427 | 15.85% | 56.9% | 27.25% | 0%
|  |  | WEST FRESNO 1103CB | 0.042727 | 0 | 0.042727 | 0.007618 | 0.040272 | 0.021808 | 10.93% | 57.78% | 31.29% | 0%
|  |  | CALISTOGA 1102279135 | 0.0051979 | 0.62447 | 0.62967 | 0.0025165 | 0.0027886 | 0.0011736 | 0.3206% | 0.3553% | 0.1495% | 99.17%
|  |  | PINEDALE 2101CB | 0.017454 | 0 | 0.017454 | 0.0043362 | 0.01369 | 0.010787 | 15.05% | 47.51% | 37.44% | 0%
|  |  | LEMOORE 11058740 | 0.00083528 | 0 | 0.00083528 | 0.00011822 | 0.00081531 | 0.00044532 | 8.574% | 59.13% | 32.3% | 0%
|  |  | KERN OIL 1110CB | 0.0060326 | 0 | 0.0060326 | 0.0012918 | 0.0059385 | 0.0027279 | 12.97% | 59.63% | 27.39% | 0%
|  |  | NEWARK 21KV 2105CB | 0.025569 | 0 | 0.025569 | 0.0027074 | 0.023494 | 0.014783 | 6.606% | 57.32% | 36.07% | 0%
|  |  | PETALUMA C 1101CB | 0.00361 | 0 | 0.00361 | 0.00026845 | 0.0042459 | 0.001445 | 4.505% | 71.25% | 24.25% | 0%
|  |  | NORTECH 2109CB | 0.029959 | 0 | 0.029959 | 0.0034679 | 0.023868 | 0.013922 | 8.405% | 57.85% | 33.74% | 0%
|  |  | OAKLAND J 1104CB | 0.016239 | 0 | 0.016239 | 0.00072457 | 0.019511 | 0.0065707 | 2.703% | 72.79% | 24.51% | 0%
|  |  | CLAYTON 2215500240 | 0.004088 | 0.55987 | 0.56396 | 0.0018002 | 0.0025422 | 0.001121 | 0.2388% | 0.3373% | 0.1487% | 99.28%
|  |  | PARKWAY 1102CB | 0.0002774 | 0 | 0.0002774 | 5.6466e-05 | 0.00027965 | 0.00012181 | 12.33% | 61.07% | 26.6% | 0%
|  |  | SAN RAMON 2107818336 | 0.0032363 | 0.38997 | 0.3932 | 0.00088788 | 0.0028992 | 0.0015552 | 0.1368% | 0.4467% | 0.2396% | 99.18%
|  |  | ASHLAN AVE 2118R1520 | 0.021626 | 0 | 0.021626 | 0.0066952 | 0.018252 | 0.010753 | 18.75% | 51.12% | 30.12% | 0%
|  |  | MONROE 2103CB | 0.064485 | 0 | 0.064485 | 0.015331 | 0.048095 | 0.02868 | 16.64% | 52.22% | 31.14% | 0%
|  |  | PLACER 110451734 | 0.039568 | 0 | 0.039568 | 0.013459 | 0.027802 | 0.016694 | 23.22% | 47.97% | 28.8% | 0%
|  |  | FRUITVALE 1101CB | 0.015454 | 0 | 0.015454 | 0.0014753 | 0.0099648 | 0.010251 | 6.801% | 45.94% | 47.26% | 0%
|  |  | TWISSELMAN 1104CB | 0.00041544 | 0 | 0.00041544 | 1.1044e-05 | 0.00042977 | 0.00010242 | 2.033% | 79.11% | 18.85% | 0%
|  |  | TWISSELMAN 1101CB | 0.00041544 | 0 | 0.00041544 | 1.1044e-05 | 0.00042977 | 0.00010242 | 2.033% | 79.11% | 18.85% | 0%
|  |  | TIDEWATER 2109C512R | 0.035099 | 0 | 0.035099 | 0.013269 | 0.02423 | 0.012254 | 26.67% | 48.7% | 24.63% | 0%
|  |  | SAN RAFAEL 1105CB | 0.10831 | 0 | 0.10831 | 0.024799 | 0.05235 | 0.016809 | 26.39% | 55.72% | 17.89% | 0%
|  |  | TEMPLETON 2110R06 | 0.025918 | 0 | 0.025918 | 0.0024391 | 0.0093754 | 0.0061895 | 13.55% | 52.07% | 34.38% | 0%
|  |  | COLUMBUS 1110CB | 0.010782 | 0 | 0.010782 | 0.0023105 | 0.009367 | 0.0061213 | 12.98% | 52.63% | 34.39% | 0%
|  |  | MAGUNDEN 2108CB | 0.045612 | 0 | 0.045612 | 0.0046168 | 0.038809 | 0.029292 | 6.349% | 53.37% | 40.28% | 0%
|  |  | ASHLAN AVE 2115CB | 0.045843 | 0 | 0.045843 | 0.016064 | 0.039729 | 0.019882 | 21.23% | 52.5% | 26.27% | 0%
|  |  | WEST FRESNO 110749176 | 0.023237 | 0 | 0.023237 | 0.0043552 | 0.021509 | 0.012494 | 11.35% | 56.08% | 32.57% | 0%
|  |  | OROVILLE 1103CB | 0.0092256 | 0 | 0.0092256 | 0.001057 | 0.0074234 | 0.0041613 | 8.361% | 58.72% | 32.92% | 0%
|  |  | VACAVILLE 1109CB | 0.021042 | 0 | 0.021042 | 0.0055101 | 0.016687 | 0.0098589 | 17.19% | 52.06% | 30.75% | 0%
|  |  | ASHLAN AVE 1107CB | 0.066652 | 0 | 0.066652 | 0.020526 | 0.062022 | 0.027478 | 18.66% | 56.37% | 24.97% | 0%
|  |  | TRACY 1112CB | 0.039722 | 0 | 0.039722 | 0.0056385 | 0.039048 | 0.020886 | 8.599% | 59.55% | 31.85% | 0%
|  |  | COTTLE 1702813762 | 0.010459 | 0 | 0.010459 | 0.0023768 | 0.0074566 | 0.0072839 | 13.89% | 43.56% | 42.55% | 0%
|  |  | DEVILS DEN 1101824190 | 0.48558 | 0 | 0.48558 | 0.0023841 | 0.027635 | 0.026547 | 4.215% | 48.85% | 46.93% | 0%
|  |  | HARDING 0405CB | 0.019029 | 0 | 0.019029 | 0.007141 | 0.018474 | 0.0057966 | 22.73% | 58.81% | 18.45% | 0%
|  |  | HAMMER 1102CB | 0.018497 | 0 | 0.018497 | 0.0033676 | 0.018135 | 0.0090315 | 11.03% | 59.39% | 29.58% | 0%
|  |  | OAKLAND C 1132CR138 | 0.003036 | 0 | 0.003036 | 7.3508e-05 | 0.0039631 | 0.00097502 | 1.467% | 79.08% | 19.46% | 0%
|  |  | TRINIDAD 110233936 | 0.038071 | 0.1188 | 0.15687 | 0.038244 | 0.0097915 | 0.0017401 | 18.65% | 4.774% | 0.8484% | 75.73%
|  |  | REDWOOD CITY 110448466 | 0.0037699 | 0 | 0.0037699 | 0.00046758 | 0.0038861 | 0.0018696 | 7.513% | 62.45% | 30.04% | 0%
|  |  | EIGHT MILE 2101816304 | 0.00027583 | 0 | 0.00027583 | 2.3405e-05 | 0.00027151 | 0.00016041 | 5.14% | 59.63% | 35.23% | 0%
|  |  | MANCHESTER 1105952950 | 0.026198 | 0 | 0.026198 | 0.0040921 | 0.024641 | 0.014513 | 9.462% | 56.98% | 33.56% | 0%
|  |  | DAVIS 110477080 | 0.025442 | 0 | 0.025442 | 0.014106 | 0.019096 | 0.0087974 | 33.59% | 45.47% | 20.95% | 0%
|  |  | DEEPWATER 1108CB | 0.0010102 | 0 | 0.0010102 | 5.3542e-05 | 0.00074731 | 0.00034263 | 4.682% | 65.35% | 29.96% | 0%
|  |  | CALIFORNIA AVE 1113901816 | 0.01157 | 0 | 0.01157 | 0.0023336 | 0.010857 | 0.0059089 | 12.22% | 56.84% | 30.94% | 0%
|  |  | REDWOOD CITY 1104CB | 0.0048842 | 0 | 0.0048842 | 0.0006444 | 0.0051991 | 0.0022192 | 7.992% | 64.48% | 27.52% | 0%
|  |  | MANCHESTER 1107CB | 0.071785 | 0 | 0.071785 | 0.016574 | 0.069312 | 0.032614 | 13.99% | 58.49% | 27.52% | 0%
|  |  | TRACY 1111CB | 0.045494 | 0 | 0.045494 | 0.0087189 | 0.045137 | 0.021244 | 11.61% | 60.1% | 28.29% | 0%
|  |  | MONARCH 0401CB | 0.023097 | 0 | 0.023097 | 0.0069623 | 0.022975 | 0.0081908 | 18.26% | 60.26% | 21.48% | 0%
|  |  | MEADOW LANE 210813902 | 0.021988 | 0 | 0.021988 | 0.010749 | 0.016904 | 0.0059248 | 32.01% | 50.34% | 17.65% | 0%
|  |  | POTRERO PP (A) 112169424 | 0.00027516 | 0 | 0.00027516 | 1.3506e-05 | 0.00032891 | 0.00011181 | 2.974% | 72.41% | 24.62% | 0%
|  |  | MEADOW LANE 2105990692 | 0.015408 | 0 | 0.015408 | 0.0083442 | 0.012152 | 0.0049385 | 32.81% | 47.78% | 19.42% | 0%
|  |  | BARTON 1106CB | 0.046075 | 0 | 0.046075 | 0.012698 | 0.043603 | 0.019758 | 16.7% | 57.33% | 25.98% | 0%
|  |  | STOCKDALE 1106CB | 0.039226 | 0 | 0.039226 | 0.0059608 | 0.035962 | 0.022829 | 9.206% | 55.54% | 35.26% | 0%
|  |  | EDENVALE 2108XR570 | 0.011455 | 0 | 0.011455 | 0.0033265 | 0.0096255 | 0.0059577 | 17.59% | 50.9% | 31.51% | 0%
|  |  | LAWRENCE 1102CB | 0.0007331 | 0 | 0.0007331 | 0.00014309 | 0.00072146 | 0.00034561 | 11.82% | 59.62% | 28.56% | 0%
|  |  | LAMONT 11044113 | 0.18841 | 0 | 0.18841 | 0.0019878 | 0.024133 | 0.015928 | 4.727% | 57.39% | 37.88% | 0%
|  |  | MANCHESTER 11099509 | 0.055777 | 0 | 0.055777 | 0.010029 | 0.053238 | 0.028808 | 10.89% | 57.82% | 31.29% | 0%
|  |  | BAY MEADOWS 1104CB | 0.0047612 | 0 | 0.0047612 | 0.00055915 | 0.0046981 | 0.0026023 | 7.114% | 59.78% | 33.11% | 0%
|  |  | EEL RIVER 11033820 | 0.26582 | 0.1468 | 0.41262 | 0.031016 | 0.03853 | 0.0094796 | 25.28% | 31.41% | 7.728% | 35.58%
|  |  | COTTLE 17079840 | 0.012986 | 0 | 0.012986 | 0.0024944 | 0.010177 | 0.0087648 | 11.64% | 47.48% | 40.89% | 0%
|  |  | CALIFORNIA AVE 1114509378 | 0.033998 | 0 | 0.033998 | 0.011119 | 0.031311 | 0.013692 | 19.81% | 55.79% | 24.4% | 0%
|  |  | RANCHERS COTTON 1101CB | 0.053365 | 0 | 0.053365 | 0.0076634 | 0.047365 | 0.033065 | 8.699% | 53.77% | 37.53% | 0%
|  |  | LAKEWOOD 222568791 | 0.0066324 | 0 | 0.0066324 | 0.0019497 | 0.006127 | 0.0024495 | 18.52% | 58.21% | 23.27% | 0%
|  |  | LOCKHEED NO 2 1106CB | 0.002649 | 0 | 0.002649 | 0.00016961 | 0.0028375 | 0.0013657 | 3.879% | 64.89% | 31.23% | 0%
|  |  | SERRAMONTE 110456936 | 0.016498 | 0 | 0.016498 | 0.004848 | 0.014909 | 0.0024918 | 21.79% | 67.01% | 11.2% | 0%
|  |  | EAST GRAND 1102CB | 0.020801 | 0 | 0.020801 | 0.0020742 | 0.022504 | 0.00976 | 6.041% | 65.54% | 28.42% | 0%
|  |  | DEL MAR 210584138 | 0.022261 | 0 | 0.022261 | 0.0062883 | 0.013581 | 0.01075 | 20.54% | 44.35% | 35.11% | 0%
|  |  | SAN PABLO 1106CB | 0.0073641 | 0 | 0.0073641 | 0.0012811 | 0.0059161 | 0.0030617 | 12.49% | 57.67% | 29.84% | 0%
|  |  | STOCKTON A 11098586 | 0.046193 | 0 | 0.046193 | 0.017203 | 0.043051 | 0.015999 | 22.56% | 56.46% | 20.98% | 0%
|  |  | CASTRO VALLEY 1111227862 | 0.028816 | 0 | 0.028816 | 0.0048226 | 0.0075037 | 0.002663 | 32.17% | 50.06% | 17.77% | 0%
|  |  | LINCOLN 2109CB | 0.004594 | 0 | 0.004594 | 0.0010973 | 0.0028714 | 0.0019307 | 18.6% | 48.67% | 32.73% | 0%
|  |  | WESTPARK 11041514 | 0.022163 | 0 | 0.022163 | 0.0064736 | 0.019317 | 0.0097762 | 18.2% | 54.31% | 27.49% | 0%
|  |  | WOODLAND 1107CB | 0.021091 | 0 | 0.021091 | 0.0076303 | 0.018557 | 0.0086292 | 21.92% | 53.3% | 24.78% | 0%
|  |  | NORD 11062480 | 0.018266 | 0 | 0.018266 | 0.01166 | 0.0086359 | 0.0051694 | 45.79% | 33.91% | 20.3% | 0%
|  |  | STOCKDALE 11112172 | 0.035174 | 0 | 0.035174 | 0.0055344 | 0.033535 | 0.018995 | 9.531% | 57.75% | 32.71% | 0%
|  |  | WOLFE 1104CB | 0.0083569 | 0 | 0.0083569 | 0.0027832 | 0.0075709 | 0.0034411 | 20.18% | 54.88% | 24.94% | 0%
|  |  | BARTON 1108R3370 | 0.054034 | 0 | 0.054034 | 0.014945 | 0.050184 | 0.024068 | 16.76% | 56.26% | 26.98% | 0%
|  |  | WESTPARK 110857726 | 0.025334 | 0 | 0.025334 | 0.0058029 | 0.022808 | 0.013209 | 13.88% | 54.54% | 31.59% | 0%
|  |  | TEVIS 2101CB | 0.018644 | 0 | 0.018644 | 0.0014054 | 0.014684 | 0.010623 | 5.261% | 54.97% | 39.77% | 0%
|  |  | BAKERSFIELD 1118CB | 0.023591 | 0 | 0.023591 | 0.0032044 | 0.015405 | 0.015815 | 9.308% | 44.75% | 45.94% | 0%
|  |  | FIGARDEN 2108CB | 0.015371 | 0 | 0.015371 | 0.0018078 | 0.013167 | 0.0084793 | 7.708% | 56.14% | 36.15% | 0%
|  |  | BAY MEADOWS 110468208 | 0.00031758 | 0 | 0.00031758 | 7.7447e-05 | 0.00033959 | 0.00010721 | 14.77% | 64.78% | 20.45% | 0%
|  |  | DAVIS 1105CB | 0.022949 | 0 | 0.022949 | 0.0093143 | 0.019199 | 0.0093707 | 24.59% | 50.68% | 24.74% | 0%
|  |  | OAKLAND L 1103CR302 | 0.010247 | 0 | 0.010247 | 0.00095365 | 0.011199 | 0.0047626 | 5.638% | 66.21% | 28.16% | 0%
|  |  | LAWRENCE 1108CB | 0.0029922 | 0 | 0.0029922 | 0.00049934 | 0.00285 | 0.0015901 | 10.11% | 57.7% | 32.19% | 0%
|  |  | EAST GRAND 1107CB | 0.022877 | 0 | 0.022877 | 0.0010595 | 0.028487 | 0.0082185 | 2.806% | 75.43% | 21.76% | 0%
|  |  | POTRERO PP (A) 1117CB | 0.0043924 | 0 | 0.0043924 | 0.00026193 | 0.005264 | 0.0017249 | 3.612% | 72.6% | 23.79% | 0%
|  |  | DEL MAR 2105CB | 0.039671 | 0 | 0.039671 | 0.0089236 | 0.027914 | 0.017892 | 16.3% | 51% | 32.69% | 0%
|  |  | CLAYTON 2214CB | 0.0083827 | 0 | 0.0083827 | 0.0023168 | 0.0079712 | 0.0029451 | 17.51% | 60.24% | 22.26% | 0%
|  |  | FIGARDEN 211132482 | 0.021081 | 0 | 0.021081 | 0.0024002 | 0.016603 | 0.014798 | 7.101% | 49.12% | 43.78% | 0%
|  |  | SONOMA 1106296492 | 0.018058 | 0 | 0.018058 | 0.0044447 | 0.0074635 | 0.0023459 | 31.18% | 52.36% | 16.46% | 0%
|  |  | SF H 1111CB | 0.015605 | 0 | 0.015605 | 0.0020826 | 0.01799 | 0.0056867 | 8.085% | 69.84% | 22.08% | 0%
|  |  | GONZALES 1103CB | 0.023599 | 0 | 0.023599 | 0.0011564 | 0.02296 | 0.0085092 | 3.545% | 70.37% | 26.08% | 0%
|  |  | LARKIN (Y) 1127CB | 0.005517 | 0 | 0.005517 | 0.00031583 | 0.0074097 | 0.0013817 | 3.468% | 81.36% | 15.17% | 0%
|  |  | OAKLAND L 1103CR300 | 0.017952 | 0 | 0.017952 | 0.0018479 | 0.019308 | 0.0084778 | 6.236% | 65.16% | 28.61% | 0%
|  |  | LAWRENCE 1109CB | 0.010305 | 0 | 0.010305 | 0.0018786 | 0.0097771 | 0.0053554 | 11.04% | 57.47% | 31.48% | 0%
|  |  | BELL 110950520 | 0.003525 | 0 | 0.003525 | 0.00049572 | 0.0021951 | 0.0019176 | 10.76% | 47.63% | 41.61% | 0%
|  |  | FIGARDEN 211132528 | 0.0040671 | 0 | 0.0040671 | 0.0011471 | 0.0029689 | 0.0025978 | 17.09% | 44.22% | 38.69% | 0%
|  |  | ALTO 1125CB | 0.016127 | 0 | 0.016127 | 0.0059139 | 0.0092984 | 0.0029274 | 32.6% | 51.26% | 16.14% | 0%
|  |  | FMC 1105CB | 0.0026195 | 0 | 0.0026195 | 0.00050511 | 0.0025365 | 0.0012826 | 11.68% | 58.66% | 29.66% | 0%
|  |  | ATASCADERO 1101747522 | 0.016475 | 0 | 0.016475 | 0.0017687 | 0.0034389 | 0.0013123 | 27.13% | 52.74% | 20.13% | 0%
|  |  | STAGG 110336598 | 0.026823 | 0 | 0.026823 | 0.0086594 | 0.024794 | 0.010824 | 19.56% | 56% | 24.45% | 0%
|  |  | OAKLAND D 1106CB | 0.012553 | 0 | 0.012553 | 0.0014826 | 0.01284 | 0.0063994 | 7.155% | 61.96% | 30.88% | 0%
|  |  | MILPITAS 2114CB | 0.0019415 | 0 | 0.0019415 | 0.00018214 | 0.0018844 | 0.0011384 | 5.683% | 58.8% | 35.52% | 0%
|  |  | HUNTERS POINT (P) 110339072 | 0.00036115 | 0 | 0.00036115 | 3.7339e-05 | 0.00042664 | 0.00013219 | 6.263% | 71.56% | 22.17% | 0%
|  |  | DEL MONTE 2102CB | 0.014459 | 0 | 0.014459 | 0.0030789 | 0.013936 | 0.0038164 | 14.78% | 66.9% | 18.32% | 0%
|  |  | SOLEDAD 2101775342 | 0.02569 | 0 | 0.02569 | 0.0013568 | 0.026925 | 0.009108 | 3.629% | 72.01% | 24.36% | 0%
|  |  | KERN POWER 21032487 | 0.057843 | 0 | 0.057843 | 0.0078696 | 0.04222 | 0.04267 | 8.484% | 45.52% | 46% | 0%
|  |  | SF H 110388014 | 0.007625 | 0 | 0.007625 | 0.00060528 | 0.0085797 | 0.0034021 | 4.809% | 68.16% | 27.03% | 0%
|  |  | LAKEWOOD 1102CB | 0.079703 | 0 | 0.079703 | 0.026136 | 0.043948 | 0.017509 | 29.84% | 50.17% | 19.99% | 0%
|  |  | KEARNEY 1113CB | 0.0032473 | 0 | 0.0032473 | 0.00015125 | 0.0021822 | 0.0013422 | 4.115% | 59.37% | 36.52% | 0%
|  |  | WESTPARK 11091508 | 0.04077 | 0 | 0.04077 | 0.0082001 | 0.035729 | 0.023372 | 12.18% | 53.09% | 34.73% | 0%
|  |  | DEL MONTE 2105176544 | 0.019685 | 0 | 0.019685 | 0.0037043 | 0.013556 | 0.0023608 | 18.88% | 69.09% | 12.03% | 0%
|  |  | KERN POWER 21054930 | 0.0054097 | 0 | 0.0054097 | 0.00092211 | 0.0042232 | 0.0037848 | 10.33% | 47.29% | 42.38% | 0%
|  |  | DEL MAR 11032716 | 0.0070133 | 0 | 0.0070133 | 0.001313 | 0.0053399 | 0.002463 | 14.4% | 58.58% | 27.02% | 0%
|  |  | OAKLAND L 1103CB | 0.0031545 | 0 | 0.0031545 | 0.00025537 | 0.0033869 | 0.001565 | 4.904% | 65.04% | 30.05% | 0%
|  |  | HICKS 2101XR548 | 0.087791 | 0 | 0.087791 | 0.0076286 | 0.023537 | 0.012812 | 17.35% | 53.52% | 29.13% | 0%
|  |  | WYANDOTTE 1103CB | 0.06646 | 0.30474 | 0.3712 | 0.013371 | 0.04379 | 0.026249 | 2.87% | 9.4% | 5.634% | 82.1%
|  |  | EDENVALE 2105XR350 | 0.00081047 | 0 | 0.00081047 | 0.0001485 | 0.00077945 | 0.00040993 | 11.1% | 58.26% | 30.64% | 0%
|  |  | CASTRO VALLEY 1105MR236 | 0.07899 | 0 | 0.07899 | 0.021651 | 0.034743 | 0.013719 | 30.88% | 49.55% | 19.57% | 0%
|  |  | EDENVALE 1102CB | 0.013292 | 0 | 0.013292 | 0.002444 | 0.012387 | 0.0069083 | 11.24% | 56.98% | 31.78% | 0%
|  |  | SF H 1111144648 | 0.00010799 | 0 | 0.00010799 | 1.8474e-06 | 0.00013916 | 3.7268e-05 | 1.036% | 78.06% | 20.91% | 0%
|  |  | SAN RAFAEL 11051806 | 0.019118 | 0 | 0.019118 | 0.0099 | 0.011582 | 0.0036634 | 39.37% | 46.06% | 14.57% | 0%
|  |  | MT EDEN 1107CB | 0.0079947 | 0 | 0.0079947 | 0.0014063 | 0.0081993 | 0.0035918 | 10.66% | 62.13% | 27.22% | 0%
|  |  | COTTLE 1702CB | 0.019833 | 0 | 0.019833 | 0.0035539 | 0.015595 | 0.013446 | 10.9% | 47.85% | 41.25% | 0%
|  |  | TAFT 110439520 | 0.015368 | 0 | 0.015368 | 0.002896 | 0.01374 | 0.0074833 | 12.01% | 56.97% | 31.03% | 0%
|  |  | LINCOLN 1104685276 | 0.22101 | 0 | 0.22101 | 0.011256 | 0.024584 | 0.01138 | 23.84% | 52.06% | 24.1% | 0%
|  |  | WEST SACRAMENTO 1106CB | 0.028812 | 0 | 0.028812 | 0.0064309 | 0.027903 | 0.012622 | 13.7% | 59.42% | 26.88% | 0%
|  |  | MEADOW LANE 2103C510R | 0.05376 | 0 | 0.05376 | 0.023527 | 0.040468 | 0.016711 | 29.15% | 50.14% | 20.71% | 0%
|  |  | KERN OIL 11104083 | 0.02786 | 0 | 0.02786 | 0.0064132 | 0.02622 | 0.013357 | 13.94% | 57.01% | 29.04% | 0%
|  |  | WEST FRESNO 1106CB | 0.019027 | 0 | 0.019027 | 0.0038998 | 0.018294 | 0.0090788 | 12.47% | 58.5% | 29.03% | 0%
|  |  | MT EDEN 1110CB | 0.011823 | 0 | 0.011823 | 0.0015182 | 0.012191 | 0.0058077 | 7.779% | 62.46% | 29.76% | 0%
|  |  | POTRERO PP (A) 110198694 | 0.012756 | 0 | 0.012756 | 0.00097575 | 0.015613 | 0.0044682 | 4.634% | 74.15% | 21.22% | 0%
|  |  | HARDING 0402CB | 0.027216 | 0 | 0.027216 | 0.012162 | 0.025112 | 0.0076533 | 27.07% | 55.89% | 17.03% | 0%
|  |  | GREENBRAE 1103CB | 0.013671 | 0 | 0.013671 | 0.0050842 | 0.010576 | 0.0037953 | 26.13% | 54.36% | 19.51% | 0%
|  |  | BAIR 1105CB | 0.027405 | 0 | 0.027405 | 0.0027643 | 0.026969 | 0.014813 | 6.206% | 60.54% | 33.25% | 0%
|  |  | CHICO B 11052482 | 0.038395 | 0 | 0.038395 | 0.02767 | 0.023538 | 0.011925 | 43.83% | 37.28% | 18.89% | 0%
|  |  | MANTECA 170184188 | 0.0083441 | 0 | 0.0083441 | 0.00096641 | 0.0055946 | 0.0072131 | 7.016% | 40.62% | 52.37% | 0%
|  |  | KERN POWER 2104CB | 0.041448 | 0 | 0.041448 | 0.0099793 | 0.026961 | 0.020212 | 17.46% | 47.17% | 35.37% | 0%
|  |  | STAGG 21088924 | 0.016951 | 0 | 0.016951 | 0.0047976 | 0.016832 | 0.0063528 | 17.15% | 60.15% | 22.7% | 0%
|  |  | NEWARK 12KV 1101CB | 0.0095276 | 0 | 0.0095276 | 0.0011672 | 0.009004 | 0.0048404 | 7.775% | 59.98% | 32.24% | 0%
|  |  | SUISUN 1110CB | 0.025759 | 0 | 0.025759 | 0.0048746 | 0.024244 | 0.0093871 | 12.66% | 62.96% | 24.38% | 0%
|  |  | LAS POSITAS 2105CB | 0.03525 | 0 | 0.03525 | 0.003301 | 0.028932 | 0.017374 | 6.654% | 58.32% | 35.02% | 0%
|  |  | STOCKTON A 1105CB | 0.072918 | 0 | 0.072918 | 0.010711 | 0.074763 | 0.034896 | 8.899% | 62.11% | 28.99% | 0%
|  |  | SAN JOSE B 1115CB | 0.0013878 | 0 | 0.0013878 | 0.00028091 | 0.0013056 | 0.00070452 | 12.26% | 56.99% | 30.75% | 0%
|  |  | MEADOW LANE 210890850 | 0.021028 | 0 | 0.021028 | 0.012815 | 0.016944 | 0.0049529 | 36.92% | 48.81% | 14.27% | 0%
|  |  | OAKLAND J 1117CB | 0.018875 | 0 | 0.018875 | 0.001116 | 0.02165 | 0.0083923 | 3.582% | 69.48% | 26.93% | 0%
|  |  | WEST FRESNO 110936256 | 0.012789 | 0 | 0.012789 | 0.0025883 | 0.01236 | 0.0061634 | 12.26% | 58.55% | 29.19% | 0%
|  |  | BORDEN 1103CB | 0.00044706 | 0 | 0.00044706 | 1.6113e-05 | 0.00031572 | 0.0001742 | 3.184% | 62.39% | 34.42% | 0%
|  |  | STOCKTON A 1107CB | 0.049833 | 0 | 0.049833 | 0.010708 | 0.050429 | 0.021125 | 13.02% | 61.3% | 25.68% | 0%
|  |  | STOCKTON A 110444086 | 0.044653 | 0 | 0.044653 | 0.010313 | 0.043371 | 0.020027 | 13.99% | 58.84% | 27.17% | 0%
|  |  | CHICO B 1101CB | 0.044827 | 0 | 0.044827 | 0.028506 | 0.026726 | 0.013811 | 41.29% | 38.71% | 20% | 0%
|  |  | SF E 1101CB | 0.00017861 | 0 | 0.00017861 | 2.6334e-05 | 0.00020544 | 6.3071e-05 | 8.931% | 69.68% | 21.39% | 0%
|  |  | CALIFORNIA AVE 1116CB | 0.062503 | 0 | 0.062503 | 0.015266 | 0.057405 | 0.029937 | 14.88% | 55.95% | 29.18% | 0%
|  |  | DEL MAR 210631415 | 0.00026771 | 0 | 0.00026771 | 6.4034e-05 | 0.00014846 | 0.00013739 | 18.3% | 42.43% | 39.27% | 0%
|  |  | RED BLUFF 11041630 | 0.17659 | 1.8493 | 2.0258 | 0.017984 | 0.033911 | 0.015873 | 2.313% | 4.362% | 2.042% | 91.28%
|  |  | TASSAJARA 2113MR280 | 0.0083289 | 0 | 0.0083289 | 0.0025457 | 0.0067374 | 0.0034789 | 19.95% | 52.79% | 27.26% | 0%
|  |  | LAKEWOOD 2223W540R | 0.061126 | 0 | 0.061126 | 0.037686 | 0.035818 | 0.012478 | 43.83% | 41.66% | 14.51% | 0%
|  |  | LAKEWOOD 222565266 | 0.013217 | 0 | 0.013217 | 0.0085761 | 0.0082796 | 0.0028381 | 43.55% | 42.04% | 14.41% | 0%
|  |  | BEAR VALLEY 21014500 | 1.0459 | 0 | 1.0459 | 0.023243 | 0.082285 | 0.040252 | 15.94% | 56.44% | 27.61% | 0%
|  |  | TIDEWATER 2105CB | 0.0855 | 0 | 0.0855 | 0.025694 | 0.079337 | 0.035303 | 18.31% | 56.53% | 25.16% | 0%
|  |  | TIDEWATER 21091784 | 0.0064043 | 0 | 0.0064043 | 0.0032173 | 0.0051732 | 0.0021815 | 30.43% | 48.93% | 20.63% | 0%
|  |  | CHICO A 1101CB | 0.022803 | 0 | 0.022803 | 0.010613 | 0.017048 | 0.0097516 | 28.37% | 45.57% | 26.07% | 0%
|  |  | CALIFORNIA AVE 110663184 | 0.038132 | 0 | 0.038132 | 0.013545 | 0.031467 | 0.016137 | 22.15% | 51.46% | 26.39% | 0%
|  |  | FAIRVIEW 220893616 | 0.0098658 | 0 | 0.0098658 | 0.0028685 | 0.0093318 | 0.0040858 | 17.61% | 57.3% | 25.09% | 0%
|  |  | SAN JOSE B 1112XR284 | 0.0093308 | 0 | 0.0093308 | 0.00097234 | 0.0092531 | 0.0051776 | 6.313% | 60.07% | 33.61% | 0%
|  |  | OAKLAND C 1132CB | 0.0058381 | 0 | 0.0058381 | 0.00026291 | 0.0073193 | 0.002055 | 2.728% | 75.95% | 21.32% | 0%
|  |  | STOCKDALE 111114072 | 0.0042648 | 0 | 0.0042648 | 0.00066809 | 0.0037484 | 0.0026237 | 9.49% | 53.24% | 37.27% | 0%
|  |  | MANTECA 1704CB | 0.03163 | 0 | 0.03163 | 0.0038847 | 0.024663 | 0.023667 | 7.44% | 47.23% | 45.33% | 0%
|  |  | SARATOGA 1109CB | 0.041975 | 0 | 0.041975 | 0.014846 | 0.032936 | 0.014764 | 23.74% | 52.66% | 23.6% | 0%
|  |  | BERESFORD 0401CB | 0.0046187 | 0 | 0.0046187 | 0.0011513 | 0.0047898 | 0.0016833 | 15.1% | 62.82% | 22.08% | 0%
|  |  | EMBARCADERO (Z) 1114CB | 0.00053289 | 0 | 0.00053289 | 5.3229e-05 | 0.00047625 | 0.00035019 | 6.051% | 54.14% | 39.81% | 0%
|  |  | MANTECA 1707CB | 0.02318 | 0 | 0.02318 | 0.0027235 | 0.018398 | 0.017142 | 7.118% | 48.08% | 44.8% | 0%
|  |  | GEYSERVILLE 1101122 | 0.22371 | 0 | 0.22371 | 0.0070113 | 0.017557 | 0.0068216 | 22.34% | 55.93% | 21.73% | 0%
|  |  | WINDSOR 11025066 | 0.00026625 | 0 | 0.00026625 | 0.0001344 | 0.00020764 | 9.7476e-05 | 30.58% | 47.24% | 22.18% | 0%
|  |  | DIXON LANDING 2103CB | 0.0045024 | 0 | 0.0045024 | 0.00053192 | 0.0039461 | 0.0019604 | 8.262% | 61.29% | 30.45% | 0%
|  |  | GREEN VALLEY 210412552 | 0.044366 | 0 | 0.044366 | 0.0045728 | 0.040112 | 0.021043 | 6.957% | 61.03% | 32.02% | 0%
|  |  | RENFRO 21071388 | 0.0013308 | 0 | 0.0013308 | 0.00013006 | 0.0011644 | 0.00090226 | 5.921% | 53.01% | 41.07% | 0%
|  |  | CAROLANDS 04018886 | 0.00017743 | 0 | 0.00017743 | 8.0677e-05 | 0.00012696 | 2.3293e-05 | 34.94% | 54.98% | 10.09% | 0%
|  |  | PANAMA 2101CB | 0.017027 | 0 | 0.017027 | 0.0016819 | 0.012126 | 0.0094631 | 7.227% | 52.11% | 40.66% | 0%
|  |  | SONOMA 1104914376 | 0.089294 | 0.24457 | 0.33387 | 0.017255 | 0.02828 | 0.0086816 | 8.512% | 13.95% | 4.283% | 73.25%
|  |  | ALMADEN 1110CB | 0.0078927 | 0 | 0.0078927 | 0.0023085 | 0.006783 | 0.0039376 | 17.72% | 52.06% | 30.22% | 0%
|  |  | MILPITAS 2110XR276 | 0.0079809 | 0 | 0.0079809 | 0.0018691 | 0.0072182 | 0.0040873 | 14.19% | 54.79% | 31.02% | 0%
|  |  | MANCHESTER 1109D6083 | 0.0023942 | 0 | 0.0023942 | 0.00094206 | 0.0020576 | 0.00095265 | 23.84% | 52.06% | 24.1% | 0%
|  |  | MAGUNDEN 2109CB | 0.045573 | 0 | 0.045573 | 0.007006 | 0.042396 | 0.025155 | 9.397% | 56.86% | 33.74% | 0%
|  |  | MONTAGUE 2103CB | 0.0085093 | 0 | 0.0085093 | 0.0021072 | 0.0076066 | 0.004333 | 15% | 54.15% | 30.85% | 0%
|  |  | BRITTON 111477584 | 0.0089517 | 0 | 0.0089517 | 0.0017931 | 0.0083696 | 0.0046145 | 12.13% | 56.64% | 31.23% | 0%
|  |  | LAKEWOOD 2223CB | 0.017009 | 0 | 0.017009 | 0.010614 | 0.0093295 | 0.0033401 | 45.59% | 40.07% | 14.35% | 0%
|  |  | HALF MOON BAY 1102CB | 0.034905 | 0 | 0.034905 | 0.0036952 | 0.019943 | 0.0048898 | 12.95% | 69.91% | 17.14% | 0%
|  |  | HARDING 0401CB | 0.0067071 | 0 | 0.0067071 | 0.0019234 | 0.0067604 | 0.002388 | 17.37% | 61.06% | 21.57% | 0%
|  |  | CALIFORNIA AVE 1108CB | 0.0338 | 0 | 0.0338 | 0.006982 | 0.030782 | 0.018033 | 12.51% | 55.17% | 32.32% | 0%
|  |  | MC KEE 110870535 | 0.058111 | 0 | 0.058111 | 0.0028842 | 0.007194 | 0.0028421 | 22.32% | 55.68% | 22% | 0%
|  |  | EDENVALE 2107CB | 0.00053124 | 0 | 0.00053124 | 0.00012523 | 0.00044514 | 0.00030658 | 14.28% | 50.76% | 34.96% | 0%
|  |  | MORGAN HILL 2109XR246 | 0.05776 | 0 | 0.05776 | 0.0046023 | 0.017645 | 0.012705 | 13.17% | 50.48% | 36.35% | 0%
|  |  | CHICO B 1105CB | 0.032215 | 0 | 0.032215 | 0.024179 | 0.016947 | 0.008933 | 48.3% | 33.85% | 17.84% | 0%
|  |  | BULLARD 1103CB | 0.053972 | 0 | 0.053972 | 0.016933 | 0.043751 | 0.028412 | 19.01% | 49.11% | 31.89% | 0%
|  |  | CASTRO VALLEY 1110MR341 | 0.0070395 | 0 | 0.0070395 | 0.0022633 | 0.0050008 | 0.0020841 | 24.21% | 53.5% | 22.29% | 0%
|  |  | LAS POSITAS 2109MR419 | 0.030775 | 0 | 0.030775 | 0.0037621 | 0.030029 | 0.017011 | 7.406% | 59.11% | 33.48% | 0%
|  |  | MANCHESTER 111255406 | 0.081843 | 0 | 0.081843 | 0.030336 | 0.0739 | 0.030725 | 22.48% | 54.76% | 22.77% | 0%
|  |  | EL CAPITAN 210990230 | 0.018541 | 0 | 0.018541 | 0.0070479 | 0.01456 | 0.0078315 | 23.94% | 49.46% | 26.6% | 0%
|  |  | ASHLAN AVE 110685038 | 0.021879 | 0 | 0.021879 | 0.0045377 | 0.020751 | 0.010828 | 12.56% | 57.46% | 29.98% | 0%
|  |  | EAST GRAND 1108693548 | 0.01237 | 0 | 0.01237 | 0.00070876 | 0.014294 | 0.0054175 | 3.471% | 70% | 26.53% | 0%
|  |  | COVELO 1101CB | 0.00017671 | 0 | 0.00017671 | 6.021e-05 | 0.00011902 | 5.1839e-05 | 26.06% | 51.51% | 22.43% | 0%
|  |  | POINT ARENA 1101476 | 0.1397 | 0 | 0.1397 | 0.016911 | 0.028175 | 0.006201 | 32.97% | 54.94% | 12.09% | 0%
|  |  | SYCAMORE CREEK 110272104 | 0.0055611 | 0 | 0.0055611 | 0.0014632 | 0.0046187 | 0.0030982 | 15.94% | 50.31% | 33.75% | 0%
|  |  | DEL MONTE 2103CB | 0.032974 | 0 | 0.032974 | 0.0062714 | 0.033845 | 0.010704 | 12.34% | 66.6% | 21.06% | 0%
|  |  | EVERGREEN 2104CB | 0.010641 | 0 | 0.010641 | 0.0021757 | 0.0092131 | 0.0057298 | 12.71% | 53.82% | 33.47% | 0%
|  |  | MEADOW LANE 2105CB | 0.093016 | 0 | 0.093016 | 0.038835 | 0.082962 | 0.031751 | 25.29% | 54.03% | 20.68% | 0%
|  |  | NEWARK 12KV 1108CB | 0.0063978 | 0 | 0.0063978 | 0.00070758 | 0.0060817 | 0.0033808 | 6.957% | 59.8% | 33.24% | 0%
|  |  | BELL 111050182 | 0.01537 | 0 | 0.01537 | 0.0047392 | 0.011 | 0.0057259 | 22.08% | 51.25% | 26.68% | 0%
|  |  | NAPA 1110CB | 0.014247 | 0 | 0.014247 | 0.0055457 | 0.013438 | 0.0045343 | 23.58% | 57.14% | 19.28% | 0%
|  |  | GALLO 1102CB | 0.00026464 | 0 | 0.00026464 | 1.882e-05 | 0.00017553 | 0.00010521 | 6.283% | 58.6% | 35.12% | 0%
|  |  | BELLE HAVEN 1105819370 | 0.0071447 | 0 | 0.0071447 | 0.0036061 | 0.0058015 | 0.0023865 | 30.58% | 49.19% | 20.23% | 0%
|  |  | BELLEVUE 21015092 | 0.00079366 | 0 | 0.00079366 | 8.2526e-05 | 0.00080754 | 0.00042007 | 6.299% | 61.64% | 32.06% | 0%
|  |  | CASTRO VALLEY 1110MR525 | 0.00045613 | 0 | 0.00045613 | 0.000115 | 0.00034718 | 0.00013302 | 19.32% | 58.33% | 22.35% | 0%
|  |  | MOUNTAIN VIEW 1112CB | 0.0069974 | 0 | 0.0069974 | 0.0020292 | 0.0062564 | 0.0032655 | 17.57% | 54.16% | 28.27% | 0%
|  |  | ROSSMOOR 110542088 | 0.01109 | 0 | 0.01109 | 0.0053816 | 0.0066524 | 0.0023025 | 37.54% | 46.4% | 16.06% | 0%
|  |  | DEL MONTE 2105CB | 0.046683 | 0 | 0.046683 | 0.0081621 | 0.050126 | 0.014813 | 11.17% | 68.57% | 20.26% | 0%
|  |  | TAFT 11013512 | 0.0042285 | 0 | 0.0042285 | 0.00062211 | 0.0042556 | 0.0021026 | 8.912% | 60.97% | 30.12% | 0%
|  |  | BARTON 1108CB | 0.035236 | 0 | 0.035236 | 0.0085967 | 0.033408 | 0.016161 | 14.78% | 57.44% | 27.78% | 0%
|  |  | NEWARK 21KV 2107CB | 0.022815 | 0 | 0.022815 | 0.0029709 | 0.022201 | 0.01249 | 7.888% | 58.95% | 33.16% | 0%
|  |  | FAIRVIEW 2207M500R | 0.035049 | 0 | 0.035049 | 0.0045968 | 0.031058 | 0.014322 | 9.198% | 62.15% | 28.66% | 0%
|  |  | 7TH STANDARD 210281004 | 0.0054706 | 0 | 0.0054706 | 0.00085213 | 0.0041776 | 0.0038693 | 9.576% | 46.94% | 43.48% | 0%
|  |  | CALIFORNIA AVE 1108839702 | 0.040307 | 0 | 0.040307 | 0.013206 | 0.035686 | 0.017644 | 19.85% | 53.63% | 26.52% | 0%
|  |  | DALY CITY 1104CB | 0.014088 | 0 | 0.014088 | 0.0023269 | 0.017151 | 0.0035496 | 10.1% | 74.48% | 15.41% | 0%
|  |  | WEST SACRAMENTO 1108599922 | 0.010469 | 0 | 0.010469 | 0.0026804 | 0.010306 | 0.0042946 | 15.51% | 59.64% | 24.85% | 0%
|  |  | FORT BRAGG A 110436526 | 0.046538 | 0 | 0.046538 | 0.0085277 | 0.031951 | 0.0061184 | 18.3% | 68.57% | 13.13% | 0%
|  |  | LIVERMORE 11036792 | 0.00026377 | 0 | 0.00026377 | 1.7658e-05 | 0.00024849 | 0.00016927 | 4.055% | 57.07% | 38.88% | 0%
|  |  | BELMONT 110347804 | 0.05608 | 0 | 0.05608 | 0.016825 | 0.028624 | 0.0092436 | 30.76% | 52.34% | 16.9% | 0%
|  |  | ASHLAN AVE 211931576 | 0.032603 | 0 | 0.032603 | 0.012332 | 0.028362 | 0.013127 | 22.91% | 52.7% | 24.39% | 0%
|  |  | CASTRO VALLEY 1108MR580 | 0.0028117 | 0 | 0.0028117 | 0.0008747 | 0.0027071 | 0.0010596 | 18.85% | 58.33% | 22.83% | 0%
|  |  | CONTRA COSTA 2103304858 | 0.0044802 | 0 | 0.0044802 | 0.0011072 | 0.0043517 | 0.0019369 | 14.97% | 58.84% | 26.19% | 0%
|  |  | PAUL SWEET 2102156208 | 0.053105 | 0 | 0.053105 | 0.022284 | 0.033472 | 0.013864 | 32.01% | 48.08% | 19.91% | 0%
|  |  | DEEPWATER 110522130 | 0.00026352 | 0 | 0.00026352 | 1.7714e-05 | 0.00030357 | 0.00011373 | 4.072% | 69.78% | 26.14% | 0%
|  |  | LAKEWOOD 2107CB | 0.027985 | 0 | 0.027985 | 0.011303 | 0.022047 | 0.0092527 | 26.53% | 51.75% | 21.72% | 0%
|  |  | FIGARDEN 2112R3150 | 0.0039523 | 0 | 0.0039523 | 0.0013843 | 0.002894 | 0.0022461 | 21.22% | 44.36% | 34.43% | 0%
|  |  | KERN OIL 11035247 | 0.04983 | 0 | 0.04983 | 0.010941 | 0.044433 | 0.025498 | 13.53% | 54.94% | 31.53% | 0%
|  |  | SILVERADO 21023010 | 0.12623 | 0.26964 | 0.39587 | 0.025577 | 0.044571 | 0.019299 | 9.118% | 15.89% | 6.88% | 68.11%
|  |  | LAKEWOOD 2112W513R | 0.024214 | 0 | 0.024214 | 0.0080697 | 0.020181 | 0.010393 | 20.88% | 52.22% | 26.89% | 0%
|  |  | NOTRE DAME 110287268 | 0.034279 | 0 | 0.034279 | 0.016807 | 0.021097 | 0.010398 | 34.8% | 43.68% | 21.53% | 0%
|  |  | ASHLAN AVE 1103CB | 0.080186 | 0 | 0.080186 | 0.031382 | 0.067874 | 0.032972 | 23.73% | 51.33% | 24.94% | 0%
|  |  | OAKLAND D 1111BR268 | 0.0076349 | 0 | 0.0076349 | 0.00057437 | 0.0086799 | 0.0033492 | 4.557% | 68.87% | 26.57% | 0%
|  |  | MONROE 210765424 | 0.039176 | 0 | 0.039176 | 0.019484 | 0.023305 | 0.014053 | 34.28% | 41% | 24.72% | 0%
|  |  | PUEBLO 2101CB | 0.019788 | 0.56486 | 0.58465 | 0.0051597 | 0.019112 | 0.0066815 | 0.5642% | 2.09% | 0.7306% | 96.62%
|  |  | WESTPARK 11104871 | 0.04261 | 0 | 0.04261 | 0.01095 | 0.039248 | 0.020141 | 15.57% | 55.8% | 28.63% | 0%
|  |  | CHICO B 11032464 | 0.065942 | 0 | 0.065942 | 0.038561 | 0.037649 | 0.018272 | 40.81% | 39.85% | 19.34% | 0%
|  |  | WOODLAND 1105CB | 0.022473 | 0 | 0.022473 | 0.0054647 | 0.020066 | 0.011253 | 14.86% | 54.55% | 30.59% | 0%
|  |  | BAKERSFIELD 210913182 | 0.006396 | 0 | 0.006396 | 0.0016182 | 0.0058074 | 0.0031327 | 15.33% | 55% | 29.67% | 0%
|  |  | RED BLUFF 11051564 | 0.16977 | 1.1135 | 1.2832 | 0.016131 | 0.027877 | 0.015078 | 3.612% | 6.242% | 3.376% | 86.77%
|  |  | POTRERO PP (A) 1108CB | 0.0127 | 0 | 0.0127 | 0.00072431 | 0.015468 | 0.0047724 | 3.455% | 73.78% | 22.76% | 0%
|  |  | SUISUN 1103CB | 0.0076068 | 0 | 0.0076068 | 0.0010214 | 0.007042 | 0.0027051 | 9.485% | 65.39% | 25.12% | 0%
|  |  | BARTON 110841140 | 0.023554 | 0 | 0.023554 | 0.0064247 | 0.021217 | 0.011241 | 16.52% | 54.57% | 28.91% | 0%
|  |  | KIRKER 210695832 | 0.010512 | 0 | 0.010512 | 0.0017603 | 0.010144 | 0.0053345 | 10.21% | 58.85% | 30.94% | 0%
|  |  | CONTRA COSTA 2114CB | 0.0047259 | 0 | 0.0047259 | 0.00090513 | 0.004944 | 0.0019523 | 11.6% | 63.37% | 25.02% | 0%
|  |  | ASHLAN AVE 1104CB | 0.047889 | 0 | 0.047889 | 0.010007 | 0.045905 | 0.023141 | 12.66% | 58.07% | 29.27% | 0%
|  |  | PITTSBURG 0402CB | 0.011419 | 0 | 0.011419 | 0.0027116 | 0.011598 | 0.0045413 | 14.38% | 61.52% | 24.09% | 0%
|  |  | COTTLE 170490360 | 0.0093608 | 0 | 0.0093608 | 0.0016351 | 0.0066363 | 0.007181 | 10.58% | 42.95% | 46.47% | 0%
|  |  | EAST GRAND 1107540874 | 0.0013119 | 0 | 0.0013119 | 9.5377e-05 | 0.0015313 | 0.00053893 | 4.404% | 70.71% | 24.89% | 0%
|  |  | SYCAMORE CREEK 1104CB | 0.061731 | 0 | 0.061731 | 0.028773 | 0.049386 | 0.02266 | 28.54% | 48.99% | 22.48% | 0%
|  |  | EDES 1101CR354 | 0.0082205 | 0 | 0.0082205 | 0.0005288 | 0.0081917 | 0.0048495 | 3.897% | 60.37% | 35.74% | 0%
|  |  | MEADOW LANE 210865456 | 0.024485 | 0 | 0.024485 | 0.015984 | 0.017888 | 0.0060126 | 40.08% | 44.85% | 15.07% | 0%
|  |  | CONTRA COSTA 210313962 | 0.0023988 | 0 | 0.0023988 | 0.0001217 | 0.0021691 | 0.00091855 | 3.792% | 67.59% | 28.62% | 0%
|  |  | BELMONT 1103CB | 0.0053765 | 0 | 0.0053765 | 0.00077765 | 0.005395 | 0.0027026 | 8.762% | 60.79% | 30.45% | 0%
|  |  | STAFFORD 11026121 | 0.0039544 | 0 | 0.0039544 | 0.0018426 | 0.0028241 | 0.00085603 | 33.36% | 51.14% | 15.5% | 0%
|  |  | TASSAJARA 210865438 | 0.010833 | 0 | 0.010833 | 0.0076201 | 0.0048107 | 0.0016504 | 54.12% | 34.16% | 11.72% | 0%
|  |  | STOCKTON A 0404CB | 0.030019 | 0 | 0.030019 | 0.0058828 | 0.031348 | 0.012323 | 11.87% | 63.26% | 24.87% | 0%
|  |  | WEST FRESNO 1104CB | 0.023655 | 0 | 0.023655 | 0.0044517 | 0.020477 | 0.010537 | 12.55% | 57.74% | 29.71% | 0%
|  |  | SAN RAFAEL 110991742 | 0.0099247 | 0 | 0.0099247 | 0.0045847 | 0.0071576 | 0.0023955 | 32.43% | 50.63% | 16.94% | 0%
|  |  | ALTO 11256405 | 0.014251 | 0 | 0.014251 | 0.010125 | 0.0085163 | 0.0024317 | 48.05% | 40.41% | 11.54% | 0%
|  |  | SAN JOSE A 0404CB | 0.013848 | 0 | 0.013848 | 0.0036168 | 0.013644 | 0.0056002 | 15.82% | 59.68% | 24.5% | 0%
|  |  | WHEATLAND 1105248490 | 0.27866 | 0 | 0.27866 | 0.010124 | 0.026049 | 0.013441 | 20.41% | 52.5% | 27.09% | 0%
|  |  | SALINAS 1104CB | 0.016685 | 0 | 0.016685 | 0.0014182 | 0.015777 | 0.0080663 | 5.614% | 62.45% | 31.93% | 0%
|  |  | BUTTE 1105CB | 0.025428 | 0 | 0.025428 | 0.0044097 | 0.018388 | 0.012156 | 12.62% | 52.61% | 34.78% | 0%
|  |  | SAN RAMON 2111CB | 0.058944 | 0 | 0.058944 | 0.010678 | 0.05326 | 0.021759 | 12.46% | 62.15% | 25.39% | 0%
|  |  | ALTO 1121CB | 0.024752 | 0 | 0.024752 | 0.011816 | 0.020255 | 0.0059054 | 31.12% | 53.33% | 15.55% | 0%
|  |  | CHOLAME 2102X16 | 0.21322 | 0.0099789 | 0.22319 | 0.001557 | 0.020397 | 0.011947 | 4.388% | 57.48% | 33.67% | 4.471%
|  |  | SONOMA 1105513138 | 0.0002615 | 0 | 0.0002615 | 4.8313e-05 | 0.00022008 | 7.3371e-05 | 14.14% | 64.39% | 21.47% | 0%
|  |  | MOSHER 21079614 | 0.00051762 | 0 | 0.00051762 | 8.5034e-05 | 0.00040221 | 0.00020791 | 12.23% | 57.86% | 29.91% | 0%
|  |  | SAN RAFAEL 1101312 | 0.018598 | 0 | 0.018598 | 0.010467 | 0.0086113 | 0.0025739 | 48.34% | 39.77% | 11.89% | 0%
|  |  | WALNUT CREEK 0403CB | 0.0047574 | 0 | 0.0047574 | 0.0014597 | 0.0044552 | 0.0015469 | 19.56% | 59.71% | 20.73% | 0%
|  |  | HOLLISTER 210347052 | 0.0042656 | 0 | 0.0042656 | 0.0003081 | 0.0042166 | 0.0025168 | 4.375% | 59.88% | 35.74% | 0%
|  |  | STOCKTON A 110611700 | 0.026201 | 0 | 0.026201 | 0.0049231 | 0.025811 | 0.012518 | 11.38% | 59.68% | 28.94% | 0%
|  |  | OAKLAND D 1133CR290 | 0.0021761 | 0 | 0.0021761 | 0.00028086 | 0.0022398 | 0.0010716 | 7.818% | 62.35% | 29.83% | 0%
|  |  | TRACY 1105CB | 0.036313 | 0 | 0.036313 | 0.0048341 | 0.03611 | 0.018324 | 8.156% | 60.93% | 30.92% | 0%
|  |  | COLUMBUS 111077274 | 0.00026112 | 0 | 0.00026112 | 4.2765e-05 | 0.00022273 | 0.00016555 | 9.921% | 51.67% | 38.41% | 0%
|  |  | WEST LANE 1103CB | 0.036318 | 0 | 0.036318 | 0.0081407 | 0.034306 | 0.017227 | 13.64% | 57.49% | 28.87% | 0%
|  |  | OAKLAND L 1102CB | 0.0076536 | 0 | 0.0076536 | 0.00047913 | 0.0094962 | 0.002659 | 3.792% | 75.16% | 21.05% | 0%
|  |  | OROVILLE 1104CB | 0.0082194 | 0 | 0.0082194 | 0.0019798 | 0.006995 | 0.0043711 | 14.83% | 52.41% | 32.75% | 0%
|  |  | VACAVILLE 1111772224 | 0.00078266 | 1.7327 | 1.7335 | 0.00042089 | 0.00040032 | 0.00020166 | 0.01858% | 0.01767% | 0.008901% | 99.95%
|  |  | TRACY 110313302 | 0.00078227 | 0 | 0.00078227 | 6.4318e-05 | 0.00077391 | 0.00045312 | 4.981% | 59.93% | 35.09% | 0%
|  |  | EL CAPITAN 110690310 | 0.0062574 | 0 | 0.0062574 | 0.0011446 | 0.0059433 | 0.0032415 | 11.08% | 57.54% | 31.38% | 0%
|  |  | TIDEWATER 2104226374 | 0.090631 | 0 | 0.090631 | 0.033993 | 0.079942 | 0.034116 | 22.96% | 54% | 23.04% | 0%
|  |  | PAUL SWEET 210312075 | 0.014837 | 0 | 0.014837 | 0.0041453 | 0.01258 | 0.0061694 | 18.11% | 54.95% | 26.95% | 0%
|  |  | ASHLAN AVE 1116CB | 0.068036 | 0 | 0.068036 | 0.017427 | 0.066001 | 0.028883 | 15.52% | 58.77% | 25.72% | 0%
|  |  | LARKIN (Y) 1135CB | 0.0018235 | 0 | 0.0018235 | 0.00015193 | 0.0024007 | 0.00045752 | 5.047% | 79.75% | 15.2% | 0%
|  |  | HAMMER 1106CB | 0.011288 | 0 | 0.011288 | 0.0029151 | 0.010948 | 0.0047709 | 15.64% | 58.75% | 25.6% | 0%
|  |  | BELLEVUE 2103388 | 0.0079892 | 0 | 0.0079892 | 0.0016806 | 0.0057894 | 0.002751 | 16.44% | 56.64% | 26.91% | 0%
|  |  | POTRERO PP (A) 1109CB | 0.0069018 | 0 | 0.0069018 | 0.00079178 | 0.0079448 | 0.0026566 | 6.95% | 69.73% | 23.32% | 0%
|  |  | BAKERSFIELD 11163742 | 0.073702 | 0 | 0.073702 | 0.017077 | 0.071549 | 0.033038 | 14.04% | 58.81% | 27.16% | 0%
|  |  | CONTRA COSTA 2109827875 | 0.020013 | 0 | 0.020013 | 0.0020654 | 0.017807 | 0.0097881 | 6.963% | 60.04% | 33% | 0%
|  |  | VINEYARD 2105MR256 | 0.0020831 | 0 | 0.0020831 | 0.00037069 | 0.0021059 | 0.00096207 | 10.78% | 61.24% | 27.98% | 0%
|  |  | EIGHT MILE 21017406 | 0.00017357 | 0 | 0.00017357 | 1.4792e-05 | 0.00017143 | 0.0001003 | 5.163% | 59.83% | 35.01% | 0%
|  |  | RANCHERS COTTON 110149814 | 0.026372 | 0 | 0.026372 | 0.0051248 | 0.024063 | 0.014207 | 11.81% | 55.45% | 32.74% | 0%
|  |  | SOLEDAD 2104375878 | 0.013905 | 0 | 0.013905 | 0.00049364 | 0.014088 | 0.0046981 | 2.56% | 73.07% | 24.37% | 0%
|  |  | CONTRA COSTA 210375878 | 0.00026031 | 0 | 0.00026031 | 1.6503e-05 | 0.00020246 | 0.00012142 | 4.848% | 59.48% | 35.67% | 0%
|  |  | MONTAGUE 2108CB | 0.01015 | 0 | 0.01015 | 0.0015649 | 0.0094478 | 0.0057426 | 9.34% | 56.39% | 34.27% | 0%
|  |  | PENRYN 1105CB | 0.0064596 | 0 | 0.0064596 | 0.0016428 | 0.0048633 | 0.0019374 | 19.46% | 57.6% | 22.95% | 0%
|  |  | TIDEWATER 2107M517R | 0.011183 | 0 | 0.011183 | 0.003136 | 0.010149 | 0.0051753 | 16.99% | 54.98% | 28.04% | 0%
|  |  | SAN CARLOS 1104CB | 0.014134 | 0 | 0.014134 | 0.0039036 | 0.014033 | 0.0053948 | 16.73% | 60.15% | 23.12% | 0%
|  |  | RICHMOND R 1126BR278 | 0.0011264 | 0 | 0.0011264 | 9.9595e-05 | 0.0011958 | 0.0005641 | 5.356% | 64.31% | 30.34% | 0%
|  |  | JAMESON 1104CB | 0.0010395 | 0 | 0.0010395 | 0.00022649 | 0.00075155 | 0.0002955 | 17.78% | 59.01% | 23.2% | 0%
|  |  | STOCKTON A 110612484 | 0.012297 | 0 | 0.012297 | 0.0026228 | 0.012649 | 0.0050278 | 12.92% | 62.31% | 24.77% | 0%
|  |  | BULLARD 2112R2566 | 0.027518 | 0 | 0.027518 | 0.0057137 | 0.021574 | 0.011749 | 14.64% | 55.27% | 30.1% | 0%
|  |  | CLAYTON 2216CB | 0.092653 | 0 | 0.092653 | 0.027143 | 0.078739 | 0.03352 | 19.47% | 56.48% | 24.05% | 0%
|  |  | LAKEWOOD 2109CB | 0.034411 | 0 | 0.034411 | 0.013159 | 0.026281 | 0.011116 | 26.03% | 51.98% | 21.99% | 0%
|  |  | MISSION (X) 1127CB | 0.0072713 | 0 | 0.0072713 | 0.00024068 | 0.0090654 | 0.0026971 | 2.005% | 75.52% | 22.47% | 0%
|  |  | COUNTRY CLUB 1103CB | 0.052174 | 0 | 0.052174 | 0.0096981 | 0.050372 | 0.026057 | 11.26% | 58.49% | 30.25% | 0%
|  |  | BELLEVUE 2101102360 | 0.00588 | 0 | 0.00588 | 0.0016897 | 0.0055569 | 0.0024598 | 17.41% | 57.25% | 25.34% | 0%
|  |  | COTTLE 1707CB | 0.0038496 | 0 | 0.0038496 | 0.00026429 | 0.0025214 | 0.0019757 | 5.551% | 52.95% | 41.49% | 0%
|  |  | CONTRA COSTA 211639010 | 0.056058 | 0 | 0.056058 | 0.0085486 | 0.049678 | 0.026111 | 10.14% | 58.9% | 30.96% | 0%
|  |  | RICHMOND R 1125BR308 | 0.0027667 | 0 | 0.0027667 | 0.00018029 | 0.002963 | 0.0014239 | 3.948% | 64.88% | 31.18% | 0%
|  |  | RICHMOND R 1124CB | 0.010192 | 0 | 0.010192 | 0.00084823 | 0.010979 | 0.0049977 | 5.042% | 65.25% | 29.7% | 0%
|  |  | CORNING 1102CB | 0.0053586 | 0 | 0.0053586 | 0.00034922 | 0.0047107 | 0.0019442 | 4.986% | 67.26% | 27.76% | 0%
|  |  | STOCKTON A 0410CB | 0.036091 | 0 | 0.036091 | 0.0063634 | 0.039454 | 0.01376 | 10.68% | 66.22% | 23.1% | 0%
|  |  | DIXON LANDING 2101XR012 | 0.0087286 | 0 | 0.0087286 | 0.0014939 | 0.0085708 | 0.0043441 | 10.37% | 59.48% | 30.15% | 0%
|  |  | PANORAMA 11029762 | 0.007248 | 0 | 0.007248 | 0.002645 | 0.0050691 | 0.002442 | 26.04% | 49.91% | 24.04% | 0%
|  |  | ASHLAN AVE 111266668 | 0.0059619 | 0 | 0.0059619 | 0.0010663 | 0.0055559 | 0.0032195 | 10.83% | 56.45% | 32.71% | 0%
|  |  | LAS POSITAS 2108MR190 | 0.14868 | 0.0015756 | 0.15026 | 0.0080635 | 0.051825 | 0.027034 | 9.179% | 59% | 30.77% | 1.049%
|  |  | CONTRA COSTA 2116CB | 0.10084 | 0 | 0.10084 | 0.018693 | 0.097166 | 0.045624 | 11.58% | 60.17% | 28.25% | 0%
|  |  | ARCATA 11216004 | 0.028667 | 0.45131 | 0.47998 | 0.024593 | 0.011827 | 0.0024598 | 3.778% | 1.817% | 0.3779% | 94.03%
|  |  | SAN JOSE B 1105XR504 | 0.01347 | 0 | 0.01347 | 0.0036769 | 0.01225 | 0.0063086 | 16.54% | 55.09% | 28.37% | 0%
|  |  | WEST LANE 110199872 | 0.020779 | 0 | 0.020779 | 0.0045424 | 0.020434 | 0.0093247 | 13.24% | 59.57% | 27.18% | 0%
|  |  | SAN JOSE A 111281630 | 0.0080284 | 0 | 0.0080284 | 0.001265 | 0.0075735 | 0.0044144 | 9.545% | 57.15% | 33.31% | 0%
|  |  | MISSION (X) 111678144 | 0.00060416 | 0 | 0.00060416 | 4.0914e-05 | 0.00079724 | 0.00015917 | 4.102% | 79.94% | 15.96% | 0%
|  |  | PUEBLO 1104536006 | 0.0075028 | 0.4073 | 0.4148 | 0.00335 | 0.004947 | 0.0017246 | 0.6046% | 0.8929% | 0.3113% | 98.19%
|  |  | FELLOWS 21041074 | 0.0062112 | 0 | 0.0062112 | 0.00021695 | 0.0055371 | 0.0023678 | 2.671% | 68.18% | 29.15% | 0%
|  |  | LOS OSITOS 2103606732 | 0.011643 | 0 | 0.011643 | 0.00044622 | 0.010524 | 0.004254 | 2.931% | 69.13% | 27.94% | 0%
|  |  | OAKLAND D 1101CB | 0.0010346 | 0 | 0.0010346 | 8.7047e-05 | 0.0012523 | 0.00036845 | 5.097% | 73.33% | 21.57% | 0%
|  |  | MONTAGUE 2102CB | 0.0054307 | 0 | 0.0054307 | 0.0010935 | 0.005258 | 0.0026134 | 12.2% | 58.65% | 29.15% | 0%
|  |  | PLAINFIELD 1105CB | 0.0078442 | 0 | 0.0078442 | 0.00072208 | 0.0064224 | 0.0017345 | 8.132% | 72.33% | 19.53% | 0%
|  |  | FAIRVIEW 2208CB | 0.070451 | 0 | 0.070451 | 0.023308 | 0.060547 | 0.023744 | 21.66% | 56.27% | 22.07% | 0%
|  |  | EDENVALE 2112CB | 0.013154 | 0 | 0.013154 | 0.0057718 | 0.0077948 | 0.0043294 | 32.25% | 43.56% | 24.19% | 0%
|  |  | MADERA 1118CB | 0.012679 | 0 | 0.012679 | 0.0010847 | 0.0093696 | 0.0059053 | 6.63% | 57.27% | 36.1% | 0%
|  |  | CASSIDY 210868818 | 0.00051687 | 0 | 0.00051687 | 3.0602e-05 | 0.00037149 | 0.00018296 | 5.231% | 63.5% | 31.27% | 0%
|  |  | VINEYARD 2104CB | 0.028778 | 0 | 0.028778 | 0.0033883 | 0.023691 | 0.012424 | 8.577% | 59.97% | 31.45% | 0%
|  |  | LAS GALLINAS A 110436840 | 0.0016365 | 0 | 0.0016365 | 0.00045705 | 0.0016812 | 0.00056319 | 16.92% | 62.23% | 20.85% | 0%
|  |  | BAY MEADOWS 2102CB | 0.049511 | 0 | 0.049511 | 0.014001 | 0.041343 | 0.015889 | 19.66% | 58.04% | 22.31% | 0%
|  |  | COUNTRY CLUB 0403CB | 0.020819 | 0 | 0.020819 | 0.0088417 | 0.019786 | 0.0057398 | 25.73% | 57.57% | 16.7% | 0%
|  |  | ASHLAN AVE 1109CB | 0.057341 | 0 | 0.057341 | 0.0099984 | 0.051546 | 0.028059 | 11.16% | 57.53% | 31.31% | 0%
|  |  | GREEN VALLEY 2101CB | 0.013241 | 0 | 0.013241 | 0.0013479 | 0.010303 | 0.0056641 | 7.785% | 59.5% | 32.71% | 0%
|  |  | AUBURN 1102CB | 0.017285 | 0 | 0.017285 | 0.0060249 | 0.012113 | 0.0062071 | 24.75% | 49.75% | 25.5% | 0%
|  |  | SF L 1103CB | 0.00042976 | 0 | 0.00042976 | 5.0842e-05 | 0.0005006 | 0.00015798 | 7.167% | 70.56% | 22.27% | 0%
|  |  | MERCED 2102CB | 0.0037502 | 0 | 0.0037502 | 0.00023877 | 0.0033666 | 0.0017292 | 4.476% | 63.11% | 32.41% | 0%
|  |  | GRASS VALLEY 1102CB | 0.047541 | 3.2649 | 3.3124 | 0.02407 | 0.031039 | 0.012502 | 0.511% | 0.6589% | 0.2654% | 98.56%
|  |  | STONE 110942894 | 0.0072145 | 0 | 0.0072145 | 0.00080701 | 0.0073843 | 0.0037181 | 6.776% | 62% | 31.22% | 0%
|  |  | SUISUN 1107CB | 0.0094473 | 0 | 0.0094473 | 0.0024689 | 0.0093632 | 0.0037631 | 15.83% | 60.04% | 24.13% | 0%
|  |  | WEEDPATCH 11031672 | 0.030807 | 0 | 0.030807 | 0.0054743 | 0.032095 | 0.0086142 | 11.85% | 69.49% | 18.65% | 0%
|  |  | POTRERO PP (A) 1117548866 | 0.00017173 | 0 | 0.00017173 | 2.7845e-05 | 0.00019524 | 6.0403e-05 | 9.822% | 68.87% | 21.31% | 0%
|  |  | FELLOWS 21041098 | 0.015693 | 0 | 0.015693 | 0.0004719 | 0.013365 | 0.0064052 | 2.331% | 66.03% | 31.64% | 0%
|  |  | RICHMOND R 1127BR232 | 0.0080696 | 0 | 0.0080696 | 0.00091925 | 0.008512 | 0.0038897 | 6.901% | 63.9% | 29.2% | 0%
|  |  | EAST GRAND 111012515 | 0.016739 | 0 | 0.016739 | 0.00098793 | 0.019519 | 0.0071247 | 3.575% | 70.64% | 25.78% | 0%
|  |  | BARTON 1104CB | 0.034308 | 0 | 0.034308 | 0.011515 | 0.030682 | 0.014437 | 20.33% | 54.18% | 25.49% | 0%
|  |  | RED BLUFF 1102CB | 0.01188 | 0 | 0.01188 | 0.0042002 | 0.0083486 | 0.0043212 | 24.9% | 49.49% | 25.61% | 0%
|  |  | FIGARDEN 210479486 | 0.0043724 | 0 | 0.0043724 | 0.00059061 | 0.0040997 | 0.0025274 | 8.183% | 56.8% | 35.02% | 0%
|  |  | SARATOGA 1107CB | 0.081391 | 0 | 0.081391 | 0.042872 | 0.048596 | 0.021227 | 38.04% | 43.12% | 18.84% | 0%
|  |  | RAWSON 11039052 | 0.021596 | 0 | 0.021596 | 0.0083439 | 0.014924 | 0.0093939 | 25.55% | 45.69% | 28.76% | 0%
|  |  | SNEATH LANE 11061339 | 0.037871 | 0 | 0.037871 | 0.015503 | 0.029401 | 0.0051135 | 30.99% | 58.78% | 10.22% | 0%
|  |  | DAVIS 110521162 | 0.00042813 | 0 | 0.00042813 | 0.00016814 | 0.00032678 | 0.00021181 | 23.79% | 46.24% | 29.97% | 0%
|  |  | COLUMBUS 1103CB | 0.052232 | 0 | 0.052232 | 0.010245 | 0.050971 | 0.025007 | 11.88% | 59.12% | 29% | 0%
|  |  | VINEYARD 2105MR270 | 0.005489 | 0 | 0.005489 | 0.00084072 | 0.0047612 | 0.0025409 | 10.32% | 58.47% | 31.2% | 0%
|  |  | STELLING 1102CB | 0.0045362 | 0 | 0.0045362 | 0.0017812 | 0.0034888 | 0.0022182 | 23.79% | 46.59% | 29.62% | 0%
|  |  | OAKLAND L 1101568018 | 0.017202 | 0 | 0.017202 | 0.0016003 | 0.018718 | 0.0080788 | 5.636% | 65.92% | 28.45% | 0%
|  |  | MERCED 210259150 | 0.037746 | 0 | 0.037746 | 0.0077074 | 0.032895 | 0.018192 | 13.11% | 55.95% | 30.94% | 0%
|  |  | OAKLAND J 1116CR328 | 0.045419 | 0 | 0.045419 | 0.0091799 | 0.020825 | 0.0077212 | 24.33% | 55.2% | 20.47% | 0%
|  |  | CARBONA 1104569492 | 0.00025652 | 0 | 0.00025652 | 4.2307e-05 | 0.00018519 | 0.00010793 | 12.61% | 55.21% | 32.18% | 0%
|  |  | MILPITAS 2110CB | 0.018722 | 0 | 0.018722 | 0.0048251 | 0.017204 | 0.0088752 | 15.61% | 55.67% | 28.72% | 0%
|  |  | WEBER 1107CB | 0.0012818 | 0 | 0.0012818 | 0.00023245 | 0.0012746 | 0.00060894 | 10.99% | 60.24% | 28.78% | 0%
|  |  | EAST GRAND 1107131 | 0.0052535 | 0 | 0.0052535 | 0.000299 | 0.0063323 | 0.002041 | 3.448% | 73.02% | 23.53% | 0%
|  |  | SNEATH LANE 110748338 | 0.0088388 | 0 | 0.0088388 | 0.0037982 | 0.0073234 | 0.0012249 | 30.76% | 59.32% | 9.921% | 0%
|  |  | WEST FRESNO 1109CB | 0.089055 | 0 | 0.089055 | 0.017438 | 0.081703 | 0.047867 | 11.86% | 55.58% | 32.56% | 0%
|  |  | SF L 110182980 | 0.0013821 | 0 | 0.0013821 | 0.00015915 | 0.0018687 | 0.00025361 | 6.976% | 81.91% | 11.12% | 0%
|  |  | MALAGA 1109CB | 0.026166 | 0 | 0.026166 | 0.0042408 | 0.019109 | 0.010501 | 12.53% | 56.45% | 31.02% | 0%
|  |  | STAGG 2108CB | 0.015775 | 0 | 0.015775 | 0.0061672 | 0.014557 | 0.0053163 | 23.68% | 55.9% | 20.42% | 0%
|  |  | OAKLAND C 1115CB | 0.0070503 | 0 | 0.0070503 | 0.00046419 | 0.0083293 | 0.0028449 | 3.988% | 71.57% | 24.44% | 0%
|  |  | PIERCY 2110XR260 | 0.0084476 | 0 | 0.0084476 | 0.0025803 | 0.0059528 | 0.0025832 | 23.21% | 53.55% | 23.24% | 0%
|  |  | POTRERO PP (A) 11103415 | 0.012275 | 0 | 0.012275 | 0.00080637 | 0.015297 | 0.0041601 | 3.979% | 75.49% | 20.53% | 0%
|  |  | RICHMOND R 1126CB | 0.010729 | 0 | 0.010729 | 0.0010252 | 0.011377 | 0.0053082 | 5.789% | 64.24% | 29.97% | 0%
|  |  | SAN RAFAEL 1110CB | 0.00025558 | 0 | 0.00025558 | 2.9838e-05 | 0.00026771 | 0.00012436 | 7.072% | 63.45% | 29.48% | 0%
|  |  | HUNTERS POINT (P) 110276684 | 0.019329 | 0 | 0.019329 | 0.00069524 | 0.023916 | 0.0072961 | 2.179% | 74.95% | 22.87% | 0%
|  |  | BARTON 1116CB | 0.037678 | 0 | 0.037678 | 0.013282 | 0.03409 | 0.014826 | 21.35% | 54.81% | 23.84% | 0%
|  |  | SANTA ROSA A 1112CB | 0.0050236 | 0 | 0.0050236 | 0.001801 | 0.0043266 | 0.0021651 | 21.72% | 52.17% | 26.11% | 0%
|  |  | OAKLAND D 1106CR390 | 0.038143 | 0 | 0.038143 | 0.0061427 | 0.039715 | 0.017108 | 9.756% | 63.07% | 27.17% | 0%
|  |  | SARATOGA 1104CB | 0.051959 | 0 | 0.051959 | 0.024607 | 0.032819 | 0.014534 | 34.2% | 45.61% | 20.2% | 0%
|  |  | HICKS 2102XR384 | 0.0005105 | 0 | 0.0005105 | 0.00012874 | 0.0004317 | 0.00028227 | 15.28% | 51.23% | 33.5% | 0%
|  |  | JAMESON 11057792 | 0.00076564 | 0 | 0.00076564 | 0.00014913 | 0.00058247 | 0.0002687 | 14.91% | 58.23% | 26.86% | 0%
|  |  | WEST FRESNO 110493599 | 0.029735 | 0 | 0.029735 | 0.005777 | 0.027446 | 0.015726 | 11.8% | 56.07% | 32.13% | 0%
|  |  | BELLEVUE 2105CB | 0.010363 | 0 | 0.010363 | 0.0028502 | 0.0080514 | 0.0039619 | 19.18% | 54.17% | 26.65% | 0%
|  |  | OLEMA 1101320 | 0.067378 | 0 | 0.067378 | 0.031172 | 0.022397 | 0.0054313 | 52.83% | 37.96% | 9.206% | 0%
|  |  | FIGARDEN 2105CB | 0.033264 | 0 | 0.033264 | 0.011394 | 0.026366 | 0.016675 | 20.93% | 48.44% | 30.63% | 0%
|  |  | SAN MATEO 21029022 | 0.022733 | 0 | 0.022733 | 0.013036 | 0.018263 | 0.0057912 | 35.15% | 49.24% | 15.61% | 0%
|  |  | SAN JOSE B 1116CB | 0.039945 | 0 | 0.039945 | 0.020279 | 0.031613 | 0.014047 | 30.75% | 47.94% | 21.3% | 0%
|  |  | AIRWAYS 1103CB | 0.035941 | 0 | 0.035941 | 0.0045116 | 0.023246 | 0.015689 | 10.38% | 53.51% | 36.11% | 0%
|  |  | BELL 110950506 | 0.0007646 | 0 | 0.0007646 | 0.00017812 | 0.00052377 | 0.00029773 | 17.82% | 52.4% | 29.78% | 0%
|  |  | BAYWOOD 1101CB | 0.39677 | 0.014496 | 0.41126 | 0.014305 | 0.069169 | 0.026904 | 12.5% | 60.46% | 23.52% | 3.525%
|  |  | VACAVILLE 1106CB | 0.014257 | 0 | 0.014257 | 0.0037964 | 0.012368 | 0.0073697 | 16.13% | 52.55% | 31.31% | 0%
|  |  | SF N 11023431 | 0.0078054 | 0 | 0.0078054 | 0.0005074 | 0.010905 | 0.0014728 | 3.938% | 84.63% | 11.43% | 0%
|  |  | RENFRO 2107361292 | 0.0061555 | 0 | 0.0061555 | 0.00039612 | 0.0047315 | 0.0032614 | 4.722% | 56.4% | 38.88% | 0%
|  |  | 7TH STANDARD 2101CB | 0.012123 | 0 | 0.012123 | 0.0010397 | 0.007553 | 0.0067473 | 6.778% | 49.24% | 43.99% | 0%
|  |  | VIERRA 1706CB | 0.013222 | 0 | 0.013222 | 0.001222 | 0.0099313 | 0.010673 | 5.599% | 45.5% | 48.9% | 0%
|  |  | DEL MONTE 11012108 | 0.0015255 | 0 | 0.0015255 | 0.00014264 | 0.001864 | 0.00051163 | 5.664% | 74.02% | 20.32% | 0%
|  |  | ASHLAN AVE 111199204 | 0.014745 | 0 | 0.014745 | 0.0032003 | 0.013913 | 0.0072275 | 13.15% | 57.16% | 29.69% | 0%
|  |  | EMBARCADERO (Z) 1112CB | 0.00016947 | 0 | 0.00016947 | 6.0052e-06 | 0.00019479 | 7.8956e-05 | 2.147% | 69.63% | 28.22% | 0%
|  |  | MEADOW LANE 2108CB | 0.047396 | 0 | 0.047396 | 0.026257 | 0.036414 | 0.01182 | 35.25% | 48.88% | 15.87% | 0%
|  |  | LOS GATOS 1102CB | 0.041698 | 0 | 0.041698 | 0.019951 | 0.026136 | 0.014311 | 33.03% | 43.27% | 23.69% | 0%
|  |  | OAKLAND J 1114CB | 0.00025384 | 0 | 0.00025384 | 1.2813e-05 | 0.00031841 | 8.7802e-05 | 3.058% | 75.99% | 20.95% | 0%
|  |  | OAKLAND D 1115CB | 0.019288 | 0 | 0.019288 | 0.002231 | 0.0207 | 0.0089097 | 7.007% | 65.01% | 27.98% | 0%
|  |  | HARTER 1102CB | 0.033208 | 0 | 0.033208 | 0.0072426 | 0.026921 | 0.01487 | 14.77% | 54.9% | 30.33% | 0%
|  |  | ASHLAN AVE 111454300 | 0.014411 | 0 | 0.014411 | 0.0048579 | 0.012974 | 0.0059582 | 20.42% | 54.53% | 25.05% | 0%
|  |  | WEST SACRAMENTO 1104CB | 0.047099 | 0 | 0.047099 | 0.005641 | 0.044519 | 0.022579 | 7.755% | 61.2% | 31.04% | 0%
|  |  | VIEJO 220486890 | 0.015966 | 0 | 0.015966 | 0.0061636 | 0.015671 | 0.0027869 | 25.03% | 63.65% | 11.32% | 0%
|  |  | PUEBLO 11031751 | 0.013684 | 0.31749 | 0.33117 | 0.0061223 | 0.012356 | 0.0041111 | 1.12% | 2.26% | 0.752% | 95.87%
|  |  | EAST GRAND 1110CB | 0.011275 | 0 | 0.011275 | 0.00053229 | 0.013493 | 0.0045865 | 2.86% | 72.5% | 24.64% | 0%
|  |  | BAY MEADOWS 21029062 | 0.0075206 | 0 | 0.0075206 | 0.0049271 | 0.0038879 | 0.0010652 | 49.87% | 39.35% | 10.78% | 0%
|  |  | MILLBRAE 1106CB | 0.033369 | 0 | 0.033369 | 0.0033513 | 0.033328 | 0.013578 | 6.668% | 66.31% | 27.02% | 0%
|  |  | WEST LANE 1103D1057 | 0.0017727 | 0 | 0.0017727 | 0.00044519 | 0.0016791 | 0.0008019 | 15.21% | 57.38% | 27.4% | 0%
|  |  | WHISMAN 1107CB | 0.000422 | 0 | 0.000422 | 0.00018248 | 0.00034959 | 0.00016456 | 26.19% | 50.18% | 23.62% | 0%
|  |  | SAUSALITO 1102678 | 0.024499 | 0 | 0.024499 | 0.012243 | 0.018569 | 0.0039767 | 35.19% | 53.38% | 11.43% | 0%
|  |  | SAN JOSE B 1108CB | 0.018208 | 0 | 0.018208 | 0.0057 | 0.01624 | 0.0081169 | 18.96% | 54.03% | 27.01% | 0%
|  |  | NOTRE DAME 11022038 | 0.0086408 | 0 | 0.0086408 | 0.0050048 | 0.0055674 | 0.0034749 | 35.63% | 39.63% | 24.74% | 0%
|  |  | HARTER 110790768 | 0.0047229 | 0 | 0.0047229 | 0.0012437 | 0.0046638 | 0.0018889 | 15.95% | 59.82% | 24.23% | 0%
|  |  | EIGHT MILE 2102CB | 0.023767 | 0 | 0.023767 | 0.0019508 | 0.017458 | 0.0092841 | 6.799% | 60.84% | 32.36% | 0%
|  |  | ERTA 0403CB | 0.016366 | 0 | 0.016366 | 0.0031475 | 0.014766 | 0.0078814 | 12.2% | 57.24% | 30.55% | 0%
|  |  | SAN JOSE B 1114CB | 0.0063218 | 0 | 0.0063218 | 0.0018768 | 0.0057193 | 0.0028397 | 17.98% | 54.8% | 27.21% | 0%
|  |  | STOCKDALE 21094718 | 0.025111 | 0 | 0.025111 | 0.0030996 | 0.017817 | 0.01497 | 8.637% | 49.65% | 41.71% | 0%
|  |  | WINDSOR 1102CB | 0.021933 | 0 | 0.021933 | 0.0062479 | 0.015758 | 0.0090286 | 20.13% | 50.78% | 29.09% | 0%
|  |  | SAN JOSE B 1106CB | 0.0098562 | 0 | 0.0098562 | 0.0019922 | 0.0094348 | 0.0048432 | 12.24% | 57.99% | 29.77% | 0%
|  |  | 7TH STANDARD 2104CB | 0.00012633 | 0 | 0.00012633 | 3.3632e-06 | 8.0666e-05 | 5.8971e-05 | 2.352% | 56.41% | 41.24% | 0%
|  |  | OAKLAND L 1107CB | 0.010149 | 0 | 0.010149 | 0.0011238 | 0.01113 | 0.0044991 | 6.708% | 66.44% | 26.86% | 0%
|  |  | BAKERSFIELD 21043326 | 0.13466 | 0 | 0.13466 | 0.02988 | 0.12648 | 0.065936 | 13.44% | 56.9% | 29.66% | 0%
|  |  | EAST STOCKTON 0401CB | 0.053768 | 0 | 0.053768 | 0.015483 | 0.054505 | 0.01877 | 17.44% | 61.41% | 21.15% | 0%
|  |  | PUEBLO 1105115766 | 0.02231 | 0.029149 | 0.051459 | 0.0065151 | 0.016826 | 0.0058305 | 9.683% | 25.01% | 8.665% | 56.64%
|  |  | OAKLAND D 1111CB | 0.04356 | 0 | 0.04356 | 0.0046539 | 0.044874 | 0.022379 | 6.472% | 62.41% | 31.12% | 0%
|  |  | PLEASANT GROVE 2108CB | 0.012121 | 0 | 0.012121 | 0.00081586 | 0.0094751 | 0.0055585 | 5.148% | 59.78% | 35.07% | 0%
|  |  | BURLINGAME 2101A82 | 0.014918 | 0 | 0.014918 | 0.0085492 | 0.0096149 | 0.0022442 | 41.89% | 47.11% | 11% | 0%
|  |  | WEST SACRAMENTO 111022422 | 0.0088336 | 0 | 0.0088336 | 0.0023122 | 0.0083228 | 0.0039473 | 15.86% | 57.08% | 27.07% | 0%
|  |  | GREEN VALLEY 210410266 | 0.032975 | 0 | 0.032975 | 0.0037198 | 0.031054 | 0.018789 | 6.945% | 57.98% | 35.08% | 0%
|  |  | WESTPARK 110849640 | 0.042899 | 0 | 0.042899 | 0.010303 | 0.040189 | 0.020325 | 14.55% | 56.75% | 28.7% | 0%
|  |  | EDES 1103648284 | 0.0029423 | 0 | 0.0029423 | 0.0002332 | 0.0028244 | 0.0017995 | 4.801% | 58.15% | 37.05% | 0%
|  |  | TIDEWATER 210749626 | 0.05727 | 0 | 0.05727 | 0.02126 | 0.044007 | 0.017257 | 25.76% | 53.33% | 20.91% | 0%
|  |  | SONOMA 1102118 | 0.0019332 | 0 | 0.0019332 | 0.00068192 | 0.0018589 | 0.00065038 | 21.37% | 58.25% | 20.38% | 0%
|  |  | KERN OIL 1103CB | 0.036053 | 0 | 0.036053 | 0.0057413 | 0.034629 | 0.019145 | 9.647% | 58.18% | 32.17% | 0%
|  |  | PLACER 110451732 | 0.054099 | 0 | 0.054099 | 0.02127 | 0.031808 | 0.01814 | 29.87% | 44.66% | 25.47% | 0%
|  |  | SYCAMORE CREEK 1105CB | 0.063824 | 0 | 0.063824 | 0.030005 | 0.047045 | 0.023227 | 29.92% | 46.92% | 23.16% | 0%
|  |  | COTTLE 1707496160 | 0.0064609 | 0 | 0.0064609 | 0.00041848 | 0.0044321 | 0.0043542 | 4.546% | 48.15% | 47.3% | 0%
|  |  | ROUGH AND READY ISLA 1102CB | 0.05991 | 0 | 0.05991 | 0.0070505 | 0.053699 | 0.035751 | 7.306% | 55.65% | 37.05% | 0%
|  |  | ASHLAN AVE 111277320 | 0.0072195 | 0 | 0.0072195 | 0.0019509 | 0.006433 | 0.0035338 | 16.37% | 53.98% | 29.65% | 0%
|  |  | VALLEY VIEW 1106P180 | 0.023018 | 0 | 0.023018 | 0.0058899 | 0.012441 | 0.004185 | 26.16% | 55.25% | 18.59% | 0%
|  |  | EL CAPITAN 1102CB | 0.021845 | 0 | 0.021845 | 0.0018794 | 0.015847 | 0.010139 | 6.745% | 56.87% | 36.39% | 0%
|  |  | KERN OIL 1109CB | 0.085897 | 0 | 0.085897 | 0.017668 | 0.0773 | 0.042272 | 12.87% | 56.32% | 30.8% | 0%
|  |  | PETALUMA C 1109CB | 0.021736 | 0 | 0.021736 | 0.0072074 | 0.019318 | 0.0078081 | 20.99% | 56.27% | 22.74% | 0%
|  |  | STELLING 1105CB | 0.0031859 | 0 | 0.0031859 | 0.00083855 | 0.002827 | 0.0015935 | 15.94% | 53.75% | 30.3% | 0%
|  |  | ASHLAN AVE 210572920 | 0.075022 | 0 | 0.075022 | 0.029295 | 0.0616 | 0.032948 | 23.66% | 49.74% | 26.6% | 0%
|  |  | CAROLANDS 040197209 | 0.001512 | 0 | 0.001512 | 0.00064871 | 0.0011341 | 0.00023248 | 32.19% | 56.27% | 11.54% | 0%
|  |  | BUENA VISTA 1104810866 | 0.00025138 | 0 | 0.00025138 | 3.289e-05 | 0.00022521 | 0.00015688 | 7.926% | 54.27% | 37.8% | 0%
|  |  | BELMONT 1104CB | 0.0038126 | 0 | 0.0038126 | 0.00045032 | 0.0038698 | 0.0019736 | 7.155% | 61.49% | 31.36% | 0%
|  |  | RICHMOND R 1127BR216 | 0.0022881 | 0 | 0.0022881 | 0.00012938 | 0.0020408 | 0.00072288 | 4.472% | 70.54% | 24.99% | 0%
|  |  | MISSION (X) 110877660 | 0.0025559 | 0 | 0.0025559 | 0.00026031 | 0.0033593 | 0.00041698 | 6.449% | 83.22% | 10.33% | 0%
|  |  | BAHIA 110243940 | 0.015579 | 0 | 0.015579 | 0.0018568 | 0.016601 | 0.0072602 | 7.22% | 64.55% | 28.23% | 0%
|  |  | STOCKDALE 11054502 | 0.020577 | 0 | 0.020577 | 0.0030643 | 0.016187 | 0.013257 | 9.426% | 49.79% | 40.78% | 0%
|  |  | OAKLAND J 1111CB | 0.010677 | 0 | 0.010677 | 0.00057754 | 0.012472 | 0.0045756 | 3.277% | 70.76% | 25.96% | 0%
|  |  | REEDLEY 1104887932 | 0.072243 | 0 | 0.072243 | 0.0013826 | 0.0076199 | 0.0044866 | 10.25% | 56.49% | 33.26% | 0%
|  |  | SWIFT 2108CB | 0.010297 | 0 | 0.010297 | 0.0019938 | 0.010501 | 0.0045034 | 11.73% | 61.78% | 26.49% | 0%
|  |  | GILL 0402CB | 0.022933 | 0 | 0.022933 | 0.0094116 | 0.020642 | 0.0069258 | 25.45% | 55.82% | 18.73% | 0%
|  |  | OAKLAND C 1110CB | 0.01092 | 0 | 0.01092 | 0.00057011 | 0.013385 | 0.0040718 | 3.163% | 74.25% | 22.59% | 0%
|  |  | LONE TREE 2102405024 | 0.0043118 | 0 | 0.0043118 | 0.00047487 | 0.0033542 | 0.0019483 | 8.22% | 58.06% | 33.72% | 0%
|  |  | CONTRA COSTA 2104CB | 0.057417 | 0 | 0.057417 | 0.010385 | 0.057171 | 0.026636 | 11.03% | 60.7% | 28.28% | 0%
|  |  | WAHTOKE 11093010 | 0.00025092 | 0 | 0.00025092 | 1.7522e-05 | 0.0002187 | 0.00017799 | 4.23% | 52.8% | 42.97% | 0%
|  |  | EDES 1114CR318 | 0.012121 | 0 | 0.012121 | 0.00078344 | 0.012942 | 0.0062824 | 3.916% | 64.68% | 31.4% | 0%
|  |  | EL CERRITO G 1112649732 | 0.05456 | 0 | 0.05456 | 0.016465 | 0.027761 | 0.0093829 | 30.71% | 51.78% | 17.5% | 0%
|  |  | BASALT 1101CB | 0.0086904 | 0 | 0.0086904 | 0.0014563 | 0.0073486 | 0.0026283 | 12.74% | 64.27% | 22.99% | 0%
|  |  | LAS POSITAS 210572161 | 0.00025062 | 0 | 0.00025062 | 3.5697e-05 | 0.00022829 | 0.00014972 | 8.628% | 55.18% | 36.19% | 0%
|  |  | ECHO SUMMIT 1101927812 | 0.0022561 | 0 | 0.0022561 | 0.00071467 | 0.0019965 | 0.00022162 | 24.37% | 68.08% | 7.557% | 0%
|  |  | CALIFORNIA AVE 1114653348 | 0.023806 | 0 | 0.023806 | 0.0087501 | 0.020878 | 0.0096696 | 22.27% | 53.13% | 24.61% | 0%
|  |  | SANTA ROSA A 1101138498 | 0.015032 | 0 | 0.015032 | 0.008524 | 0.010948 | 0.0053431 | 34.35% | 44.12% | 21.53% | 0%
|  |  | WATSONVILLE 0414CB | 0.0057198 | 0 | 0.0057198 | 0.00095859 | 0.0046059 | 0.0026502 | 11.67% | 56.07% | 32.26% | 0%
|  |  | OAKLAND C 1114CB | 0.0044009 | 0 | 0.0044009 | 0.00029185 | 0.0052201 | 0.0017529 | 4.017% | 71.85% | 24.13% | 0%
|  |  | MALAGA 1107CB | 0.019047 | 0 | 0.019047 | 0.002746 | 0.014951 | 0.010856 | 9.617% | 52.36% | 38.02% | 0%
|  |  | CARQUINEZ 1104CB | 0.0040067 | 0 | 0.0040067 | 0.00050803 | 0.0040718 | 0.0020343 | 7.681% | 61.56% | 30.76% | 0%
|  |  | OAKLAND D 1132CB | 0.020908 | 0 | 0.020908 | 0.0025911 | 0.022457 | 0.0094665 | 7.507% | 65.06% | 27.43% | 0%
|  |  | NEWARK 21KV 2103CB | 0.036379 | 0 | 0.036379 | 0.0032372 | 0.032099 | 0.013381 | 6.645% | 65.89% | 27.47% | 0%
|  |  | FORT ORD 2105CB | 0.027478 | 0 | 0.027478 | 0.0032501 | 0.02879 | 0.0076519 | 8.188% | 72.53% | 19.28% | 0%
|  |  | VIEJO 22022179 | 0.01432 | 0 | 0.01432 | 0.0041725 | 0.013012 | 0.0021727 | 21.56% | 67.22% | 11.22% | 0%
|  |  | PAUL SWEET 2103811390 | 0.014499 | 0 | 0.014499 | 0.0039046 | 0.012893 | 0.0059583 | 17.16% | 56.66% | 26.18% | 0%
|  |  | WEEDPATCH 11031670 | 0.034196 | 0 | 0.034196 | 0.003404 | 0.031079 | 0.012654 | 7.222% | 65.93% | 26.84% | 0%
|  |  | AIRWAYS 1108CB | 0.027512 | 0 | 0.027512 | 0.0091036 | 0.023249 | 0.013063 | 20.04% | 51.19% | 28.76% | 0%
|  |  | POTRERO PP (A) 1118CB | 0.022296 | 0 | 0.022296 | 0.0025365 | 0.026752 | 0.0075172 | 6.892% | 72.68% | 20.42% | 0%
|  |  | ASHLAN AVE 1106965866 | 0.019423 | 0 | 0.019423 | 0.0026126 | 0.017695 | 0.011755 | 8.148% | 55.19% | 36.66% | 0%
|  |  | STOCKTON A 110814362 | 0.028343 | 0 | 0.028343 | 0.0055255 | 0.028161 | 0.013102 | 11.81% | 60.19% | 28% | 0%
|  |  | NOTRE DAME 1102CB | 0.020028 | 0 | 0.020028 | 0.0088052 | 0.011989 | 0.0066611 | 32.07% | 43.67% | 24.26% | 0%
|  |  | RIVERBANK 171438382 | 0.0029162 | 0 | 0.0029162 | 0.00034081 | 0.0025163 | 0.0019568 | 7.08% | 52.27% | 40.65% | 0%
|  |  | FRUITVALE 2108CB | 0.058668 | 0 | 0.058668 | 0.0059404 | 0.038939 | 0.040042 | 6.995% | 45.85% | 47.15% | 0%
|  |  | KERN POWER 2102CB | 0.029745 | 0 | 0.029745 | 0.002222 | 0.016377 | 0.017547 | 6.147% | 45.31% | 48.54% | 0%
|  |  | SAN JOSE A 1110XR338 | 0.0019989 | 0 | 0.0019989 | 0.00065189 | 0.0017905 | 0.00085736 | 19.76% | 54.26% | 25.98% | 0%
|  |  | FIGARDEN 2105R2050 | 0.022404 | 0 | 0.022404 | 0.0074315 | 0.017962 | 0.01159 | 20.09% | 48.57% | 31.34% | 0%
|  |  | MOUNTAIN VIEW 111360130 | 0.014376 | 0 | 0.014376 | 0.0056302 | 0.010469 | 0.0048092 | 26.93% | 50.07% | 23% | 0%
|  |  | FIGARDEN 210438288 | 0.004994 | 0 | 0.004994 | 0.00099061 | 0.0044006 | 0.0028527 | 12.02% | 53.38% | 34.6% | 0%
|  |  | COUNTRY CLUB 1101CB | 0.052118 | 0 | 0.052118 | 0.019025 | 0.046174 | 0.020836 | 22.11% | 53.67% | 24.22% | 0%
|  |  | POTRERO PP (A) 1102CB | 0.0034105 | 0 | 0.0034105 | 0.00016354 | 0.0042189 | 0.0012476 | 2.905% | 74.94% | 22.16% | 0%
|  |  | MONROE 110694986 | 0.010145 | 0 | 0.010145 | 0.003168 | 0.0087086 | 0.0048701 | 18.92% | 52% | 29.08% | 0%
|  |  | SHINGLE SPRINGS 210511172 | 0.021084 | 0.70595 | 0.72703 | 0.0098755 | 0.012278 | 0.0066116 | 0.9956% | 1.238% | 0.6665% | 97.1%
|  |  | POTRERO PP (A) 11015207 | 0.010642 | 0 | 0.010642 | 0.001219 | 0.012327 | 0.0040213 | 6.939% | 70.17% | 22.89% | 0%
|  |  | BELLE HAVEN 1105CB | 0.0047136 | 0 | 0.0047136 | 0.0018595 | 0.0041417 | 0.0017798 | 23.9% | 53.23% | 22.87% | 0%
|  |  | HUNTERS POINT (P) 11016675 | 0.010304 | 0 | 0.010304 | 0.00020104 | 0.013074 | 0.0037339 | 1.182% | 76.87% | 21.95% | 0%
|  |  | OAKLAND C 1134CB | 0.010383 | 0 | 0.010383 | 0.00067367 | 0.01254 | 0.0039251 | 3.931% | 73.17% | 22.9% | 0%
|  |  | MORGAN HILL 2110CB | 0.030555 | 0 | 0.030555 | 0.0068969 | 0.020774 | 0.01436 | 16.41% | 49.43% | 34.16% | 0%
|  |  | HOLLISTER 2106CB | 0.038482 | 0 | 0.038482 | 0.0047993 | 0.033908 | 0.020663 | 8.084% | 57.11% | 34.8% | 0%
|  |  | SAN LEANDRO U 1115CB | 0.0094642 | 0 | 0.0094642 | 0.00047403 | 0.010074 | 0.0050752 | 3.034% | 64.48% | 32.48% | 0%
|  |  | COUNTRY CLUB 110314257 | 0.0024901 | 0 | 0.0024901 | 0.00047981 | 0.0023294 | 0.0013014 | 11.67% | 56.67% | 31.66% | 0%
|  |  | WATSONVILLE 0413CB | 0.006059 | 0 | 0.006059 | 0.00076885 | 0.0064424 | 0.0027907 | 7.687% | 64.41% | 27.9% | 0%
|  |  | BARTON 110449296 | 0.012696 | 0 | 0.012696 | 0.0045245 | 0.010851 | 0.0055831 | 21.59% | 51.77% | 26.64% | 0%
|  |  | OAKLAND X 0402CB | 0.0014936 | 0 | 0.0014936 | 0.00055941 | 0.0010946 | 0.00029902 | 28.64% | 56.05% | 15.31% | 0%
|  |  | MANTECA 1705CB | 0.040299 | 0 | 0.040299 | 0.0054742 | 0.029547 | 0.029353 | 8.504% | 45.9% | 45.6% | 0%
|  |  | FMC 1109CB | 0.0079188 | 0 | 0.0079188 | 0.001841 | 0.0073136 | 0.0039175 | 14.08% | 55.95% | 29.97% | 0%
|  |  | CONTRA COSTA 2116A548R | 0.0092861 | 0 | 0.0092861 | 0.001948 | 0.0089541 | 0.004427 | 12.71% | 58.41% | 28.88% | 0%
|  |  | BAKERSFIELD 21044770 | 0.054011 | 0 | 0.054011 | 0.0081106 | 0.044502 | 0.030516 | 9.757% | 53.53% | 36.71% | 0%
|  |  | WILLOW PASS 2108CB | 0.14218 | 0.029937 | 0.17212 | 0.010207 | 0.049819 | 0.02291 | 10.17% | 49.62% | 22.82% | 17.39%
|  |  | SAN MATEO 2102CB | 0.016091 | 0 | 0.016091 | 0.0038878 | 0.016118 | 0.0055177 | 15.23% | 63.15% | 21.62% | 0%
|  |  | MALAGA 110455328 | 0.0054516 | 0 | 0.0054516 | 0.0010656 | 0.0044062 | 0.0031068 | 12.42% | 51.36% | 36.22% | 0%
|  |  | ACTON 0401683338 | 0.00033133 | 0 | 0.00033133 | 1.8283e-05 | 0.00041874 | 0.00010992 | 3.343% | 76.56% | 20.1% | 0%
|  |  | GREEN VALLEY 2102CB | 0.10569 | 0 | 0.10569 | 0.019024 | 0.089485 | 0.050344 | 11.98% | 56.33% | 31.69% | 0%
|  |  | WEBER 1113CB | 0.019907 | 0 | 0.019907 | 0.0021434 | 0.015988 | 0.0085756 | 8.026% | 59.87% | 32.11% | 0%
|  |  | MAGUNDEN 110188892 | 0.075076 | 0 | 0.075076 | 0.023651 | 0.069988 | 0.03016 | 19.1% | 56.53% | 24.36% | 0%
|  |  | ALMADEN 1102CB | 0.006043 | 0 | 0.006043 | 0.0022599 | 0.005529 | 0.0021866 | 22.65% | 55.43% | 21.92% | 0%
|  |  | VIEJO 22032628 | 0.030871 | 0 | 0.030871 | 0.015898 | 0.02249 | 0.0038486 | 37.64% | 53.25% | 9.112% | 0%
|  |  | VIEJO 22032636 | 0.012724 | 0 | 0.012724 | 0.0069241 | 0.0089316 | 0.0010559 | 40.94% | 52.81% | 6.244% | 0%
|  |  | LOCKEFORD 21026204 | 0.00041354 | 0 | 0.00041354 | 0.00012313 | 0.00027192 | 0.00014571 | 22.77% | 50.29% | 26.95% | 0%
|  |  | VACA DIXON 1103CB | 0.013089 | 0 | 0.013089 | 0.0014759 | 0.011385 | 0.0040861 | 8.709% | 67.18% | 24.11% | 0%
|  |  | EDENVALE 2109CB | 0.015175 | 0 | 0.015175 | 0.0031933 | 0.013578 | 0.0082787 | 12.75% | 54.2% | 33.05% | 0%
|  |  | FELLOWS 2103CB | 0.015331 | 0 | 0.015331 | 0.00046527 | 0.013097 | 0.0061869 | 2.356% | 66.32% | 31.33% | 0%
|  |  | DUNBAR 1103CB | 0.031788 | 0.04403 | 0.075818 | 0.0087459 | 0.02449 | 0.0064029 | 9.251% | 25.9% | 6.773% | 58.07%
|  |  | ASHLAN AVE 2119S60 | 0.036438 | 0 | 0.036438 | 0.011292 | 0.031934 | 0.016924 | 18.77% | 53.09% | 28.14% | 0%
|  |  | MOUNTAIN VIEW 1113CB | 0.011987 | 0 | 0.011987 | 0.0038645 | 0.009896 | 0.0050198 | 20.58% | 52.69% | 26.73% | 0%
|  |  | EL CAPITAN 110690350 | 0.035659 | 0 | 0.035659 | 0.0099901 | 0.031326 | 0.014874 | 17.78% | 55.75% | 26.47% | 0%
|  |  | STOCKTON A 1111CB | 0.0031799 | 0 | 0.0031799 | 0.00060347 | 0.0033226 | 0.0013232 | 11.5% | 63.3% | 25.21% | 0%
|  |  | MAGUNDEN 1108CB | 0.022401 | 0 | 0.022401 | 0.0015535 | 0.01729 | 0.011082 | 5.191% | 57.78% | 37.03% | 0%
|  |  | OAKLAND C 1117CB | 0.0031367 | 0 | 0.0031367 | 0.00020894 | 0.0035621 | 0.0014069 | 4.035% | 68.79% | 27.17% | 0%
|  |  | WALNUT CREEK 0404CB | 0.043479 | 0 | 0.043479 | 0.025204 | 0.027368 | 0.0069446 | 42.35% | 45.98% | 11.67% | 0%
|  |  | TRIMBLE 2116CB | 0.0081688 | 0 | 0.0081688 | 0.0016804 | 0.0074265 | 0.0043779 | 12.46% | 55.07% | 32.47% | 0%
|  |  | DAVIS 110743434 | 0.0072606 | 0 | 0.0072606 | 0.0032115 | 0.0059561 | 0.002818 | 26.79% | 49.69% | 23.51% | 0%
|  |  | OAKLAND D 1102CB | 0.020338 | 0 | 0.020338 | 0.0026257 | 0.021216 | 0.0097308 | 7.821% | 63.19% | 28.98% | 0%
|  |  | DAVIS 1102CB | 0.028312 | 0 | 0.028312 | 0.010153 | 0.024757 | 0.011828 | 21.72% | 52.97% | 25.31% | 0%
|  |  | CALISTOGA 1101894 | 0.031735 | 2.5817 | 2.6134 | 0.01007 | 0.0091329 | 0.0030328 | 0.5499% | 0.4988% | 0.1656% | 98.79%
|  |  | COTTONWOOD 110359128 | 0.095945 | 0.54884 | 0.64479 | 0.0079227 | 0.020612 | 0.011965 | 2.911% | 7.573% | 4.396% | 85.12%
|  |  | MADERA 111411430 | 0.048237 | 0 | 0.048237 | 0.0086634 | 0.046755 | 0.024209 | 10.88% | 58.72% | 30.4% | 0%
|  |  | PAUL SWEET 210112594 | 0.0056918 | 0 | 0.0056918 | 0.0018418 | 0.0047037 | 0.0018159 | 22.03% | 56.25% | 21.72% | 0%
|  |  | BASALT 110138824 | 0.010236 | 0 | 0.010236 | 0.0022011 | 0.010664 | 0.0038198 | 13.19% | 63.91% | 22.89% | 0%
|  |  | BULLARD 110475696 | 0.024211 | 0 | 0.024211 | 0.0077467 | 0.021496 | 0.010724 | 19.38% | 53.78% | 26.83% | 0%
|  |  | ALHAMBRA 110581514 | 0.015564 | 0.10221 | 0.11777 | 0.0065342 | 0.0091393 | 0.0031373 | 4.591% | 6.421% | 2.204% | 86.78%
|  |  | COLUMBUS 11101307 | 0.033071 | 0 | 0.033071 | 0.010019 | 0.030756 | 0.013818 | 18.35% | 56.34% | 25.31% | 0%
|  |  | IGNACIO 1103151462 | 0.0019742 | 0 | 0.0019742 | 0.0014634 | 0.001392 | 0.00040344 | 44.91% | 42.71% | 12.38% | 0%
|  |  | VASONA 1101CB | 0.010633 | 0 | 0.010633 | 0.0053667 | 0.0060102 | 0.0026625 | 38.23% | 42.81% | 18.96% | 0%
|  |  | KIRKER 2103CB | 0.006925 | 0 | 0.006925 | 0.00081576 | 0.0053548 | 0.0029258 | 8.968% | 58.87% | 32.16% | 0%
|  |  | MONROE 210781174 | 0.015166 | 0 | 0.015166 | 0.0095855 | 0.0097064 | 0.0049877 | 39.48% | 39.98% | 20.54% | 0%
|  |  | LAKEWOOD 2224CB | 0.063418 | 0 | 0.063418 | 0.035351 | 0.037581 | 0.014303 | 40.52% | 43.08% | 16.4% | 0%
|  |  | ASHLAN AVE 211832478 | 0.0096199 | 0 | 0.0096199 | 0.0031631 | 0.0077677 | 0.0049494 | 19.92% | 48.91% | 31.17% | 0%
|  |  | CONTRA COSTA 2115CB | 0.033294 | 0 | 0.033294 | 0.0064606 | 0.031433 | 0.015134 | 12.18% | 59.28% | 28.54% | 0%
|  |  | BRENTWOOD 2109CB | 0.008783 | 0 | 0.008783 | 0.00064773 | 0.0071846 | 0.004214 | 5.377% | 59.64% | 34.98% | 0%
|  |  | OAKLAND D 1134CB | 0.002342 | 0 | 0.002342 | 0.00030956 | 0.0024281 | 0.0011283 | 8.007% | 62.81% | 29.19% | 0%
|  |  | BAKERSFIELD 11183338 | 0.077956 | 0 | 0.077956 | 0.017398 | 0.067548 | 0.04248 | 13.65% | 53.01% | 33.34% | 0%
|  |  | PIERCY 210942383 | 0.0068995 | 0 | 0.0068995 | 0.0021997 | 0.0060602 | 0.0031296 | 19.31% | 53.21% | 27.48% | 0%
|  |  | ROSSMOOR 110798488 | 0.072077 | 0 | 0.072077 | 0.040824 | 0.039409 | 0.015987 | 42.43% | 40.96% | 16.62% | 0%
|  |  | WOODLAND 1109CB | 0.069814 | 0 | 0.069814 | 0.025898 | 0.060931 | 0.028417 | 22.47% | 52.87% | 24.66% | 0%
|  |  | SF L 110147096 | 0.0018232 | 0 | 0.0018232 | 0.00014251 | 0.0025003 | 0.00036688 | 4.735% | 83.08% | 12.19% | 0%
|  |  | STOREY 110749686 | 0.01243 | 0 | 0.01243 | 0.0017563 | 0.010695 | 0.0058844 | 9.578% | 58.33% | 32.09% | 0%
|  |  | KERN POWER 2103CB | 0.037111 | 0 | 0.037111 | 0.0054745 | 0.027815 | 0.023287 | 9.676% | 49.16% | 41.16% | 0%
|  |  | PUEBLO 110548264 | 0.029063 | 0.13472 | 0.16378 | 0.018044 | 0.015785 | 0.0041487 | 8.431% | 7.376% | 1.939% | 82.25%
|  |  | SAN LEANDRO U 1114MR544 | 0.034764 | 0 | 0.034764 | 0.0075261 | 0.025643 | 0.016303 | 15.21% | 51.83% | 32.95% | 0%
|  |  | PITTSBURG 0401CB | 0.0033235 | 0 | 0.0033235 | 0.00032387 | 0.0033399 | 0.0017176 | 6.018% | 62.06% | 31.92% | 0%
|  |  | SNEATH LANE 110796530 | 0.015866 | 0 | 0.015866 | 0.0051112 | 0.014254 | 0.0019768 | 23.95% | 66.79% | 9.263% | 0%
|  |  | STONE CORRAL 1110894956 | 0.018412 | 0 | 0.018412 | 0.00092742 | 0.0025793 | 0.001605 | 18.14% | 50.46% | 31.4% | 0%
|  |  | SAN RAFAEL 1109CB | 0.034679 | 0 | 0.034679 | 0.015628 | 0.026922 | 0.0099339 | 29.78% | 51.3% | 18.93% | 0%
|  |  | TAFT 11041556 | 0.029277 | 0 | 0.029277 | 0.0049275 | 0.028627 | 0.012817 | 10.63% | 61.73% | 27.64% | 0%
|  |  | SANTA ROSA A 110179038 | 0.013959 | 0 | 0.013959 | 0.0085921 | 0.0087417 | 0.0041285 | 40.03% | 40.73% | 19.24% | 0%
|  |  | WOODWARD 210266406 | 0.007376 | 0 | 0.007376 | 0.0015671 | 0.0058751 | 0.0047337 | 12.87% | 48.25% | 38.88% | 0%
|  |  | FMC 1105XR050 | 0.038355 | 0 | 0.038355 | 0.015545 | 0.031995 | 0.015775 | 24.55% | 50.53% | 24.92% | 0%
|  |  | GREENBRAE 1104107508 | 0.001721 | 0 | 0.001721 | 0.001027 | 0.0013817 | 0.00043225 | 36.15% | 48.63% | 15.21% | 0%
|  |  | DEL MONTE 210478676 | 0.012071 | 0 | 0.012071 | 0.0016762 | 0.013254 | 0.0039015 | 8.901% | 70.38% | 20.72% | 0%
|  |  | CONTRA COSTA 210338886 | 0.024387 | 0 | 0.024387 | 0.0036829 | 0.024427 | 0.010999 | 9.417% | 62.46% | 28.12% | 0%
|  |  | CAMPHORA 1101552534 | 0.00024579 | 0 | 0.00024579 | 5.5465e-06 | 0.00021386 | 0.00010198 | 1.726% | 66.54% | 31.73% | 0%
|  |  | MONARCH 0403CB | 0.02869 | 0 | 0.02869 | 0.010935 | 0.027792 | 0.0086332 | 23.09% | 58.68% | 18.23% | 0%
|  |  | BELLE HAVEN 110611881 | 0.0013108 | 0 | 0.0013108 | 0.00025243 | 0.0013278 | 0.00058352 | 11.67% | 61.37% | 26.97% | 0%
|  |  | OAKLAND X 1106CB | 0.052104 | 0 | 0.052104 | 0.009063 | 0.036395 | 0.016652 | 14.59% | 58.6% | 26.81% | 0%
|  |  | MARYSVILLE 1107CB | 0.059272 | 0 | 0.059272 | 0.017402 | 0.052242 | 0.025515 | 18.29% | 54.9% | 26.81% | 0%
|  |  | SAN JOSE B 1104CB | 0.0063009 | 0 | 0.0063009 | 0.0012156 | 0.0055512 | 0.0035048 | 11.83% | 54.04% | 34.12% | 0%
|  |  | OAKLAND J 1102159816 | 0.0012687 | 0 | 0.0012687 | 0.00085575 | 0.0009377 | 0.00030079 | 40.86% | 44.78% | 14.36% | 0%
|  |  | BERKELEY T 0402302696 | 0.00040902 | 0 | 0.00040902 | 6.2163e-05 | 0.00043458 | 0.00017845 | 9.207% | 64.36% | 26.43% | 0%
|  |  | JARVIS 1103CB | 0.010678 | 0 | 0.010678 | 0.0015445 | 0.0099393 | 0.00583 | 8.92% | 57.41% | 33.67% | 0%
|  |  | EAST STOCKTON 0402CB | 0.043783 | 0 | 0.043783 | 0.013103 | 0.043471 | 0.015701 | 18.13% | 60.15% | 21.72% | 0%
|  |  | TIDEWATER 2105992888 | 0.023301 | 0 | 0.023301 | 0.0093243 | 0.021369 | 0.0077716 | 24.24% | 55.55% | 20.2% | 0%
|  |  | WATSONVILLE 0411CB | 0.013168 | 0 | 0.013168 | 0.0021708 | 0.012767 | 0.0051622 | 10.8% | 63.52% | 25.68% | 0%
|  |  | ARCATA 1124CB | 0.00012258 | 0 | 0.00012258 | 2.7395e-05 | 0.00014526 | 2.9692e-05 | 13.54% | 71.79% | 14.67% | 0%
|  |  | ROSSMOOR 1103W514R | 0.00073528 | 0 | 0.00073528 | 0.00011972 | 0.00057988 | 0.00024317 | 12.7% | 61.51% | 25.79% | 0%
|  |  | ROSSMOOR 110136572 | 0.055996 | 0 | 0.055996 | 0.032992 | 0.032203 | 0.011258 | 43.15% | 42.12% | 14.73% | 0%
|  |  | CALIFORNIA AVE 111079664 | 0.028168 | 0 | 0.028168 | 0.0079107 | 0.026668 | 0.01192 | 17.01% | 57.35% | 25.64% | 0%
|  |  | MANTECA 1706CB | 0.027146 | 0 | 0.027146 | 0.0026348 | 0.020459 | 0.01924 | 6.224% | 48.33% | 45.45% | 0%
|  |  | VALLEJO B 0415CB | 0.0098705 | 0 | 0.0098705 | 0.0016145 | 0.010534 | 0.0041455 | 9.909% | 64.65% | 25.44% | 0%
|  |  | BARTON 1114CB | 0.096764 | 0 | 0.096764 | 0.036108 | 0.085277 | 0.038218 | 22.62% | 53.43% | 23.95% | 0%
|  |  | PETALUMA C 1110456 | 0.0022011 | 0 | 0.0022011 | 0.00024898 | 0.002341 | 0.0010435 | 6.852% | 64.43% | 28.72% | 0%
|  |  | SAN JOSE B 1112XR280 | 0.011902 | 0 | 0.011902 | 0.0017917 | 0.011374 | 0.0064815 | 9.12% | 57.89% | 32.99% | 0%
|  |  | WOODLAND 1101CB | 0.031083 | 0 | 0.031083 | 0.0036153 | 0.025349 | 0.016069 | 8.028% | 56.29% | 35.68% | 0%
|  |  | MANZANITA 0404878376 | 0.0024449 | 0 | 0.0024449 | 0.00027727 | 0.0028688 | 0.0008898 | 6.87% | 71.08% | 22.05% | 0%
|  |  | FORT ORD 1101CB | 0.028653 | 0 | 0.028653 | 0.0021194 | 0.033976 | 0.0070363 | 4.914% | 78.77% | 16.31% | 0%
|  |  | FAIRVIEW 2207M526R | 0.021885 | 0 | 0.021885 | 0.0072113 | 0.02031 | 0.0076659 | 20.49% | 57.72% | 21.79% | 0%
|  |  | FIGARDEN 210245890 | 0.016042 | 0 | 0.016042 | 0.0022411 | 0.014819 | 0.009422 | 8.463% | 55.96% | 35.58% | 0%
|  |  | POTRERO PP (A) 111041854 | 0.00818 | 0 | 0.00818 | 0.00082015 | 0.0097489 | 0.0029341 | 6.074% | 72.2% | 21.73% | 0%
|  |  | FAIRVIEW 2206CB | 0.047687 | 0 | 0.047687 | 0.015565 | 0.04109 | 0.016472 | 21.29% | 56.19% | 22.53% | 0%
|  |  | RENFRO 2105CB | 0.030922 | 0 | 0.030922 | 0.0027972 | 0.022017 | 0.016627 | 6.75% | 53.13% | 40.12% | 0%
|  |  | VINEYARD 2108MR696 | 0.019283 | 0 | 0.019283 | 0.0036923 | 0.013796 | 0.0088875 | 14% | 52.31% | 33.7% | 0%
|  |  | LAKEWOOD 222466408 | 0.020469 | 0 | 0.020469 | 0.008617 | 0.0069294 | 0.0025539 | 47.61% | 38.28% | 14.11% | 0%
|  |  | EAST GRAND 1115CB | 0.00024401 | 0 | 0.00024401 | 7.2369e-05 | 0.0002396 | 9.083e-05 | 17.97% | 59.48% | 22.55% | 0%
|  |  | EMBARCADERO (Z) 1116CB | 0.0086211 | 0 | 0.0086211 | 0.00055467 | 0.01076 | 0.0029162 | 3.898% | 75.61% | 20.49% | 0%
|  |  | STOCKDALE 11081521 | 0.019356 | 0 | 0.019356 | 0.003389 | 0.017661 | 0.010902 | 10.61% | 55.27% | 34.12% | 0%
|  |  | POTRERO PP (A) 110811489 | 0.014557 | 0 | 0.014557 | 0.00065831 | 0.017745 | 0.005627 | 2.739% | 73.84% | 23.42% | 0%
|  |  | TRACY 0402CB | 0.014525 | 0 | 0.014525 | 0.0027695 | 0.01522 | 0.0059871 | 11.55% | 63.48% | 24.97% | 0%
|  |  | SILVERADO 21022495 | 0.024933 | 0.14107 | 0.166 | 0.0045114 | 0.011756 | 0.0060065 | 3.042% | 7.927% | 4.05% | 84.98%
|  |  | COLUMBUS 1106CB | 0.08031 | 0 | 0.08031 | 0.01511 | 0.078833 | 0.038239 | 11.43% | 59.64% | 28.93% | 0%
|  |  | WEBER 1103CB | 0.016698 | 0 | 0.016698 | 0.0016915 | 0.014498 | 0.0083076 | 6.905% | 59.18% | 33.91% | 0%
|  |  | TEMPLETON 2112238418 | 0.0086739 | 0 | 0.0086739 | 0.00023472 | 0.0011778 | 0.00056634 | 11.86% | 59.52% | 28.62% | 0%
|  |  | STONE 1104XR410 | 0.0043084 | 0 | 0.0043084 | 0.00068139 | 0.0037819 | 0.0025447 | 9.723% | 53.97% | 36.31% | 0%
|  |  | WEBER 1109CB | 0.041656 | 0 | 0.041656 | 0.0058823 | 0.039833 | 0.020103 | 8.937% | 60.52% | 30.54% | 0%
|  |  | MOUNTAIN VIEW 1102CB | 0.038214 | 0 | 0.038214 | 0.014866 | 0.032223 | 0.013648 | 24.48% | 53.05% | 22.47% | 0%
|  |  | MOUNTAIN VIEW 1102LM32 | 0.0064984 | 0 | 0.0064984 | 0.0018043 | 0.0056676 | 0.0028818 | 17.43% | 54.74% | 27.83% | 0%
|  |  | SAN JOSE A 1111CB | 0.0023552 | 0 | 0.0023552 | 0.00062164 | 0.0022041 | 0.0010622 | 15.99% | 56.69% | 27.32% | 0%
|  |  | RINCON 1104207458 | 0.044773 | 5.5006 | 5.5454 | 0.020126 | 0.033759 | 0.011169 | 0.2498% | 0.419% | 0.1386% | 99.19%
|  |  | AIRWAYS 110854868 | 0.022166 | 0 | 0.022166 | 0.0065975 | 0.019743 | 0.01025 | 18.03% | 53.96% | 28.01% | 0%
|  |  | LAS GALLINAS A 1107980 | 0.00024357 | 0 | 0.00024357 | 6.9668e-05 | 0.00025177 | 8.0632e-05 | 17.33% | 62.62% | 20.05% | 0%
|  |  | MERCED 210111520 | 0.0029222 | 0 | 0.0029222 | 0.0002214 | 0.0020117 | 0.0010745 | 6.694% | 60.82% | 32.49% | 0%
|  |  | EAST GRAND 1101CB | 0.010996 | 0 | 0.010996 | 0.00074468 | 0.013012 | 0.0043951 | 4.102% | 71.68% | 24.21% | 0%
|  |  | MOUNTAIN VIEW 1103CB | 0.01878 | 0 | 0.01878 | 0.0059833 | 0.016566 | 0.008346 | 19.37% | 53.62% | 27.01% | 0%
|  |  | TEVIS 21012439 | 0.028876 | 0 | 0.028876 | 0.0013847 | 0.018597 | 0.014013 | 4.073% | 54.71% | 41.22% | 0%
|  |  | EDES 1114CR324 | 0.035052 | 0 | 0.035052 | 0.0021014 | 0.032817 | 0.022944 | 3.632% | 56.72% | 39.65% | 0%
|  |  | COLUMBUS 1104CB | 0.058036 | 0 | 0.058036 | 0.016511 | 0.053095 | 0.026198 | 17.23% | 55.42% | 27.35% | 0%
|  |  | SARATOGA 1106CB | 0.057517 | 0 | 0.057517 | 0.024017 | 0.041935 | 0.018777 | 28.35% | 49.49% | 22.16% | 0%
|  |  | SWIFT 2107XR086 | 0.0029462 | 0 | 0.0029462 | 0.00074232 | 0.002145 | 0.001252 | 17.93% | 51.82% | 30.25% | 0%
|  |  | SARATOGA 1115CB | 0.02563 | 0 | 0.02563 | 0.0088067 | 0.021021 | 0.009755 | 22.25% | 53.11% | 24.64% | 0%
|  |  | DAVIS 110489158 | 0.0046202 | 0 | 0.0046202 | 0.00187 | 0.003683 | 0.0020738 | 24.52% | 48.29% | 27.19% | 0%
|  |  | STOCKDALE 2113203905 | 0.078937 | 0 | 0.078937 | 0.01491 | 0.072301 | 0.043096 | 11.44% | 55.49% | 33.07% | 0%
|  |  | REDWOOD CITY 0406CB | 0.00042136 | 0 | 0.00042136 | 9.0123e-05 | 0.0004753 | 0.00013014 | 12.96% | 68.33% | 18.71% | 0%
|  |  | MAGUNDEN 21094102 | 0.064982 | 0 | 0.064982 | 0.013726 | 0.057959 | 0.035585 | 12.8% | 54.03% | 33.17% | 0%
|  |  | TRINIDAD 11021032 | 0.094287 | 0.46633 | 0.56062 | 0.094734 | 0.022846 | 0.0054212 | 12.95% | 3.124% | 0.7413% | 83.18%
|  |  | MADERA 11189810 | 0.010471 | 0 | 0.010471 | 0.001063 | 0.0084918 | 0.0047798 | 7.416% | 59.24% | 33.34% | 0%
|  |  | ASHLAN AVE 2110CB | 0.035133 | 0 | 0.035133 | 0.01321 | 0.02818 | 0.016606 | 22.78% | 48.59% | 28.63% | 0%
|  |  | LAMMERS 1102CB | 0.025552 | 0 | 0.025552 | 0.0027472 | 0.021175 | 0.011943 | 7.66% | 59.04% | 33.3% | 0%
|  |  | GREEN VALLEY 210485200 | 0.017503 | 0 | 0.017503 | 0.0031908 | 0.016145 | 0.0079976 | 11.67% | 59.07% | 29.26% | 0%
|  |  | VALLEJO B 110175246 | 0.0036449 | 0 | 0.0036449 | 0.00056971 | 0.0036628 | 0.0017844 | 9.469% | 60.88% | 29.66% | 0%
|  |  | FREMONT 1104645342 | 0.061174 | 0.016544 | 0.077718 | 0.0019146 | 0.0051146 | 0.0016865 | 17.29% | 46.19% | 15.23% | 21.29%
|  |  | AMES 1101CB | 0.00064777 | 0 | 0.00064777 | 7.0274e-05 | 0.00060944 | 0.0003896 | 6.572% | 56.99% | 36.43% | 0%
|  |  | SAN RAFAEL 1102848296 | 0.0064767 | 0 | 0.0064767 | 0.00084125 | 0.0073543 | 0.0024958 | 7.868% | 68.79% | 23.34% | 0%
|  |  | EDENVALE 2106CB | 0.0291 | 0 | 0.0291 | 0.0068164 | 0.025951 | 0.015269 | 14.19% | 54.02% | 31.79% | 0%
|  |  | EDENVALE 2108XR118 | 0.016508 | 0 | 0.016508 | 0.0033639 | 0.014655 | 0.009232 | 12.34% | 53.78% | 33.88% | 0%
|  |  | SAN JOSE B 1117CB | 0.029045 | 0 | 0.029045 | 0.012978 | 0.023677 | 0.011291 | 27.07% | 49.38% | 23.55% | 0%
|  |  | LAS POSITAS 2106CB | 0.0091028 | 0 | 0.0091028 | 0.0014333 | 0.0066174 | 0.0043262 | 11.58% | 53.47% | 34.95% | 0%
|  |  | MONROE 110636930 | 0.003639 | 0 | 0.003639 | 0.00074368 | 0.0034031 | 0.0018604 | 12.38% | 56.65% | 30.97% | 0%
|  |  | OAKLAND C 1115CR162 | 0.00084909 | 0 | 0.00084909 | 3.7255e-05 | 0.0010576 | 0.00030681 | 2.658% | 75.45% | 21.89% | 0%
|  |  | TULUCAY 11012280 | 0.00048516 | 0 | 0.00048516 | 0.00018547 | 0.00029905 | 0.00014774 | 29.34% | 47.3% | 23.37% | 0%
|  |  | FULTON 1106CB | 0.035693 | 0 | 0.035693 | 0.0060433 | 0.026845 | 0.014672 | 12.71% | 56.45% | 30.85% | 0%
|  |  | SYCAMORE CREEK 11055315 | 0.0088815 | 0 | 0.0088815 | 0.0057221 | 0.0057863 | 0.0030487 | 39.31% | 39.75% | 20.94% | 0%
|  |  | NEWARK 21KV 2107MR111 | 0.0089462 | 0 | 0.0089462 | 0.0030146 | 0.0075835 | 0.0034671 | 21.43% | 53.92% | 24.65% | 0%
|  |  | TRIMBLE 1103XR342 | 0.018591 | 0 | 0.018591 | 0.0021142 | 0.019569 | 0.0090062 | 6.889% | 63.76% | 29.35% | 0%
|  |  | SANTA MARIA 1107773358 | 0.0021821 | 0 | 0.0021821 | 0.00014419 | 0.0018318 | 0.00087741 | 5.053% | 64.2% | 30.75% | 0%
|  |  | SERRAMONTE 1103CB | 0.030058 | 0 | 0.030058 | 0.0073325 | 0.031388 | 0.006517 | 16.21% | 69.39% | 14.41% | 0%
|  |  | STAGG 110514706 | 0.022223 | 0 | 0.022223 | 0.0096025 | 0.019323 | 0.0077587 | 26.18% | 52.67% | 21.15% | 0%
|  |  | BAKERSFIELD 110249648 | 0.083788 | 0 | 0.083788 | 0.02531 | 0.077274 | 0.035212 | 18.37% | 56.08% | 25.55% | 0%
|  |  | SAN RAFAEL 1102CB | 0.014706 | 0 | 0.014706 | 0.0019082 | 0.016443 | 0.0059243 | 7.861% | 67.73% | 24.4% | 0%
|  |  | SANTA ROSA A 1102608 | 0.0012117 | 0 | 0.0012117 | 0.00024308 | 0.0010921 | 0.00066513 | 12.15% | 54.6% | 33.25% | 0%
|  |  | HORSESHOE 110296830 | 0.00024228 | 0 | 0.00024228 | 2.2611e-05 | 0.00018304 | 0.00011116 | 7.137% | 57.78% | 35.09% | 0%
|  |  | MARYSVILLE 1106CB | 0.026597 | 0 | 0.026597 | 0.0081226 | 0.024179 | 0.011059 | 18.73% | 55.76% | 25.5% | 0%
|  |  | RICHMOND R 1129557351 | 0.0041169 | 0 | 0.0041169 | 0.00018486 | 0.0037896 | 0.0013791 | 3.453% | 70.79% | 25.76% | 0%
|  |  | HAMILTON BRANCH 110137436 | 0.021917 | 0.58687 | 0.60878 | 0.0060746 | 0.007449 | 0.0024697 | 1.367% | 1.677% | 0.5559% | 96.4%
|  |  | SALINAS 1108CB | 0.023299 | 0 | 0.023299 | 0.0017124 | 0.022357 | 0.013568 | 4.55% | 59.4% | 36.05% | 0%
|  |  | STOCKTON A 110814708 | 0.024754 | 0 | 0.024754 | 0.0040832 | 0.02383 | 0.012692 | 10.06% | 58.69% | 31.26% | 0%
|  |  | OAKLAND X 1103221898 | 0.0012098 | 0 | 0.0012098 | 7.7026e-05 | 0.0011999 | 0.00072013 | 3.857% | 60.08% | 36.06% | 0%
|  |  | SAN LEANDRO U 1106CB | 0.0064514 | 0 | 0.0064514 | 0.00035863 | 0.0070617 | 0.0032293 | 3.367% | 66.31% | 30.32% | 0%
|  |  | MT EDEN 1106CB | 0.034498 | 0 | 0.034498 | 0.0043952 | 0.035722 | 0.016832 | 7.718% | 62.73% | 29.56% | 0%
|  |  | MEADOW LANE 2106C537R | 0.032734 | 0 | 0.032734 | 0.018089 | 0.024443 | 0.0079702 | 35.82% | 48.4% | 15.78% | 0%
|  |  | PUEBLO 11042802 | 0.0041028 | 0.020483 | 0.024586 | 0.0011325 | 0.0031798 | 0.0010348 | 3.534% | 9.924% | 3.229% | 83.31%
|  |  | CLEAR LAKE 1101529830 | 0.00048367 | 0.0036414 | 0.0041251 | 0.00014455 | 0.00032348 | 0.00016278 | 2.687% | 6.013% | 3.026% | 88.27%
|  |  | PUTAH CREEK 110537280 | 0.0087177 | 0 | 0.0087177 | 0.0025403 | 0.0076874 | 0.0039949 | 17.86% | 54.05% | 28.09% | 0%
|  |  | STOCKTON A 11097402 | 0.02966 | 0 | 0.02966 | 0.0090489 | 0.027662 | 0.012251 | 18.48% | 56.5% | 25.02% | 0%
|  |  | BRENTWOOD 211199210 | 0.010989 | 0 | 0.010989 | 0.0016153 | 0.0076664 | 0.0058754 | 10.66% | 50.58% | 38.76% | 0%
|  |  | OROVILLE 0402CB | 0.010804 | 0 | 0.010804 | 0.0037118 | 0.010133 | 0.0036276 | 21.24% | 58% | 20.76% | 0%
|  |  | IONE 110112236 | 0.00048331 | 0 | 0.00048331 | 2.9681e-05 | 0.00041648 | 0.00018582 | 4.696% | 65.9% | 29.4% | 0%
|  |  | HICKS 2102CB | 0.022497 | 0 | 0.022497 | 0.0061255 | 0.019687 | 0.011252 | 16.53% | 53.12% | 30.36% | 0%
|  |  | JAMESON 1105CB | 0.088868 | 0 | 0.088868 | 0.013948 | 0.074228 | 0.031268 | 11.68% | 62.14% | 26.18% | 0%
|  |  | KINGSBURG 111139720 | 0.00048311 | 0 | 0.00048311 | 9.6913e-05 | 0.00026652 | 0.0001834 | 17.72% | 48.74% | 33.54% | 0%
|  |  | LLAGAS 2101CB | 0.0071631 | 0 | 0.0071631 | 0.00034636 | 0.0062411 | 0.0027792 | 3.698% | 66.63% | 29.67% | 0%
|  |  | PAUL SWEET 2104CB | 0.053745 | 0 | 0.053745 | 0.017357 | 0.045859 | 0.020322 | 20.78% | 54.9% | 24.33% | 0%
|  |  | SAN LEANDRO U 1116CB | 0.01026 | 0 | 0.01026 | 0.0011073 | 0.0098297 | 0.0059997 | 6.538% | 58.04% | 35.42% | 0%
|  |  | SANTA ROSA A 1105390 | 0.0041035 | 0 | 0.0041035 | 0.0013047 | 0.0034101 | 0.002059 | 19.26% | 50.34% | 30.4% | 0%
|  |  | LUCERNE 11034624 | 0.032144 | 0.92074 | 0.95288 | 0.0032425 | 0.011238 | 0.0043393 | 0.5812% | 2.014% | 0.7778% | 96.63%
|  |  | BELL 1110CB | 0.026554 | 0 | 0.026554 | 0.0061529 | 0.020717 | 0.012979 | 15.44% | 51.99% | 32.57% | 0%
|  |  | BRENTWOOD 2106CB | 0.03125 | 0 | 0.03125 | 0.0038181 | 0.027577 | 0.015976 | 8.06% | 58.22% | 33.72% | 0%
|  |  | ATWATER 1107CB | 0.0065132 | 0 | 0.0065132 | 0.0011038 | 0.0061223 | 0.0035257 | 10.27% | 56.94% | 32.79% | 0%
|  |  | JAMESON 1102CB | 0.028849 | 0 | 0.028849 | 0.0041207 | 0.023326 | 0.009918 | 11.03% | 62.43% | 26.54% | 0%
|  |  | PANAMA 2102784680 | 0.022592 | 0 | 0.022592 | 0.0038152 | 0.020553 | 0.012926 | 10.23% | 55.11% | 34.66% | 0%
|  |  | MOUNTAIN VIEW 11073225 | 0.0052638 | 0 | 0.0052638 | 0.0023579 | 0.0039557 | 0.001273 | 31.08% | 52.14% | 16.78% | 0%
|  |  | BARTON 1110D8927 | 0.0090829 | 0 | 0.0090829 | 0.0039101 | 0.0080474 | 0.0030362 | 26.08% | 53.67% | 20.25% | 0%
|  |  | WOODLAND 110822232 | 0.00096448 | 0 | 0.00096448 | 0.00017928 | 0.00096012 | 0.00045272 | 11.26% | 60.3% | 28.43% | 0%
|  |  | NORTH TOWER 2104CB | 0.018969 | 0 | 0.018969 | 0.0036587 | 0.016691 | 0.0074957 | 13.14% | 59.94% | 26.92% | 0%
|  |  | LAS POSITAS 210576660 | 0.00072297 | 0 | 0.00072297 | 5.9566e-05 | 0.00075038 | 0.0003835 | 4.991% | 62.87% | 32.13% | 0%
|  |  | DAVIS 111157658 | 0.047259 | 0 | 0.047259 | 0.024888 | 0.036073 | 0.016433 | 32.16% | 46.61% | 21.23% | 0%
|  |  | LONE TREE 2102CB | 0.016466 | 0 | 0.016466 | 0.002217 | 0.011812 | 0.0081084 | 10.01% | 53.36% | 36.63% | 0%
|  |  | CHESTER 1101CB | 0.041515 | 1.2961 | 1.3377 | 0.0067982 | 0.018351 | 0.0064769 | 0.6671% | 1.801% | 0.6356% | 96.9%
|  |  | WHISMAN 1111CB | 0.017104 | 0 | 0.017104 | 0.0057282 | 0.01505 | 0.0074572 | 20.29% | 53.3% | 26.41% | 0%
|  |  | CLAYTON 2218CB | 0.064806 | 0 | 0.064806 | 0.018068 | 0.06048 | 0.021833 | 18% | 60.25% | 21.75% | 0%
|  |  | TRIMBLE 1103CB | 0.0050575 | 0 | 0.0050575 | 0.00044163 | 0.0048884 | 0.0030187 | 5.29% | 58.55% | 36.16% | 0%
|  |  | SAN JOSE B 110816141 | 0.0052956 | 0 | 0.0052956 | 0.00046361 | 0.0051747 | 0.0031036 | 5.303% | 59.19% | 35.5% | 0%
|  |  | LAS GALLINAS A 1105CB | 0.007599 | 0 | 0.007599 | 0.0025472 | 0.0060641 | 0.001797 | 24.47% | 58.26% | 17.26% | 0%
|  |  | SF E 0409CB | 0.0097505 | 0 | 0.0097505 | 0.00060261 | 0.012433 | 0.0030597 | 3.744% | 77.25% | 19.01% | 0%
|  |  | BARTON 111549016 | 0.018281 | 0 | 0.018281 | 0.0059616 | 0.016891 | 0.0073249 | 19.75% | 55.97% | 24.27% | 0%
|  |  | ROSEDALE 11012154 | 0.032172 | 0 | 0.032172 | 0.0060964 | 0.024874 | 0.019267 | 12.14% | 49.51% | 38.35% | 0%
|  |  | JARVIS 1107CB | 0.00024053 | 0 | 0.00024053 | 1.9647e-05 | 0.00024134 | 0.00013608 | 4.948% | 60.78% | 34.27% | 0%
|  |  | MARINA (F) 0404CB | 0.0014431 | 0 | 0.0014431 | 0.00013148 | 0.0018935 | 0.00035721 | 5.519% | 79.49% | 15% | 0%
|  |  | MILLBRAE 1108CB | 0.01097 | 0 | 0.01097 | 0.001746 | 0.0099998 | 0.0037782 | 11.25% | 64.41% | 24.34% | 0%
|  |  | DALY CITY 11045169 | 0.020216 | 0 | 0.020216 | 0.0039438 | 0.021267 | 0.0032804 | 13.84% | 74.64% | 11.51% | 0%
|  |  | PENNGROVE 1101CB | 0.00024042 | 0 | 0.00024042 | 1.4804e-05 | 0.00022471 | 7.486e-05 | 4.709% | 71.48% | 23.81% | 0%
|  |  | HUNTERS POINT (P) 1106CB | 0.0045675 | 0 | 0.0045675 | 0.00021644 | 0.0052337 | 0.0020898 | 2.871% | 69.41% | 27.72% | 0%
|  |  | VASONA 1108CB | 0.015739 | 0 | 0.015739 | 0.0062975 | 0.013141 | 0.0059336 | 24.82% | 51.79% | 23.39% | 0%
|  |  | SAN JOSE B 1107XR020 | 0.0121 | 0 | 0.0121 | 0.0049939 | 0.010077 | 0.0049021 | 25% | 50.45% | 24.54% | 0%
|  |  | BRITTON 1111CB | 0.012419 | 0 | 0.012419 | 0.001931 | 0.011841 | 0.0067291 | 9.419% | 57.76% | 32.82% | 0%
|  |  | SANTA ROSA A 111098988 | 0.01654 | 0 | 0.01654 | 0.0086733 | 0.013671 | 0.0042987 | 32.55% | 51.31% | 16.13% | 0%
|  |  | RICHMOND R 1124459242 | 0.0071261 | 0 | 0.0071261 | 0.00081349 | 0.0072186 | 0.0037315 | 6.915% | 61.36% | 31.72% | 0%
|  |  | GRANT 1102CB | 0.03623 | 0 | 0.03623 | 0.0027333 | 0.038489 | 0.016578 | 4.729% | 66.59% | 28.68% | 0%
|  |  | TULUCAY 1101926496 | 0.0054783 | 0 | 0.0054783 | 0.0013037 | 0.0039679 | 0.0015895 | 19% | 57.83% | 23.17% | 0%
|  |  | COTATI 11025080 | 0.00024002 | 0 | 0.00024002 | 0.00012291 | 0.00013989 | 5.1045e-05 | 39.16% | 44.57% | 16.26% | 0%
|  |  | PIERCY 2109XR376 | 0.0048 | 0 | 0.0048 | 0.0016542 | 0.0041006 | 0.0021688 | 20.88% | 51.75% | 27.37% | 0%
|  |  | GILL 0401CB | 0.023075 | 0 | 0.023075 | 0.010602 | 0.022167 | 0.0053222 | 27.83% | 58.2% | 13.97% | 0%
|  |  | TEVIS 2103CB | 0.022421 | 0 | 0.022421 | 0.0024618 | 0.01303 | 0.013838 | 8.394% | 44.43% | 47.18% | 0%
|  |  | EL PATIO 1116CB | 0.0066373 | 0 | 0.0066373 | 0.002674 | 0.0056179 | 0.0026648 | 24.41% | 51.27% | 24.32% | 0%
|  |  | PLACER 1104426944 | 0.012474 | 0 | 0.012474 | 0.0066188 | 0.0061842 | 0.0035078 | 40.58% | 37.92% | 21.51% | 0%
|  |  | BAY MEADOWS 110447476 | 0.0026385 | 0 | 0.0026385 | 0.00062637 | 0.0028519 | 0.00087716 | 14.38% | 65.48% | 20.14% | 0%
|  |  | HARTLEY 1102524 | 0.048136 | 0 | 0.048136 | 0.0047096 | 0.006077 | 0.003107 | 33.9% | 43.74% | 22.36% | 0%
|  |  | HUNTERS POINT (P) 110612531 | 0.009529 | 0 | 0.009529 | 0.00032784 | 0.011627 | 0.0037754 | 2.084% | 73.91% | 24% | 0%
|  |  | MONROE 210290988 | 0.011026 | 0 | 0.011026 | 0.0027569 | 0.0085506 | 0.0046229 | 17.31% | 53.67% | 29.02% | 0%
|  |  | CHANNEL 1101CB | 0.044034 | 0 | 0.044034 | 0.012839 | 0.039996 | 0.019791 | 17.68% | 55.07% | 27.25% | 0%
|  |  | FULTON 1101CB | 0.02883 | 0 | 0.02883 | 0.006709 | 0.022118 | 0.01163 | 16.58% | 54.67% | 28.75% | 0%
|  |  | OAKLAND X 1105CB | 0.093926 | 0 | 0.093926 | 0.014567 | 0.048819 | 0.020409 | 17.38% | 58.26% | 24.36% | 0%
|  |  | BAKERSFIELD 210616874 | 0.0054292 | 0 | 0.0054292 | 0.0018268 | 0.0049344 | 0.0022011 | 20.38% | 55.06% | 24.56% | 0%
|  |  | TRIMBLE 1107CB | 0.011032 | 0 | 0.011032 | 0.001463 | 0.010171 | 0.0062405 | 8.185% | 56.9% | 34.91% | 0%
|  |  | STOCKTON A 110737868 | 0.026967 | 0 | 0.026967 | 0.0053375 | 0.024493 | 0.011942 | 12.78% | 58.63% | 28.59% | 0%
|  |  | AIRWAYS 110365600 | 0.006624 | 0 | 0.006624 | 0.0021594 | 0.0056495 | 0.0031258 | 19.75% | 51.67% | 28.59% | 0%
|  |  | COPPERMINE 2110CB | 0.00011968 | 0 | 0.00011968 | 1.4812e-05 | 0.00010181 | 3.9876e-05 | 9.465% | 65.05% | 25.48% | 0%
|  |  | IGNACIO 11011779 | 0.0031111 | 0 | 0.0031111 | 0.0017395 | 0.0018545 | 0.00046786 | 42.83% | 45.66% | 11.52% | 0%
|  |  | MERCED 2101CB | 0.074642 | 0 | 0.074642 | 0.018795 | 0.06888 | 0.034704 | 15.36% | 56.28% | 28.36% | 0%
|  |  | RICHMOND R 1130CB | 0.01727 | 0 | 0.01727 | 0.0018843 | 0.017991 | 0.0086333 | 6.61% | 63.11% | 30.28% | 0%
|  |  | NORD 1103CB | 0.056141 | 0 | 0.056141 | 0.01663 | 0.039817 | 0.019378 | 21.93% | 52.51% | 25.56% | 0%
|  |  | LLAGAS 2105CB | 0.023335 | 0 | 0.023335 | 0.0030667 | 0.021489 | 0.013897 | 7.975% | 55.88% | 36.14% | 0%
|  |  | CLAYTON 2212523764 | 0.0025137 | 0.0023634 | 0.0048771 | 0.00079907 | 0.0021113 | 0.00085551 | 10.94% | 28.9% | 11.71% | 48.46%
|  |  | BAHIA 1103CB | 0.026587 | 0 | 0.026587 | 0.0035965 | 0.025273 | 0.010253 | 9.193% | 64.6% | 26.21% | 0%
|  |  | POTRERO PP (A) 1107CB | 0.0044643 | 0 | 0.0044643 | 0.00054939 | 0.0050088 | 0.0018114 | 7.455% | 67.97% | 24.58% | 0%
|  |  | ESTUDILLO 0401CB | 0.019483 | 0 | 0.019483 | 0.0055088 | 0.013817 | 0.0047605 | 22.87% | 57.36% | 19.76% | 0%
|  |  | MAGUNDEN 11064176 | 0.06171 | 0 | 0.06171 | 0.023836 | 0.056514 | 0.021518 | 23.4% | 55.48% | 21.12% | 0%
|  |  | VIRGINIA 0401CB | 0.012886 | 0 | 0.012886 | 0.0015311 | 0.014107 | 0.0056339 | 7.198% | 66.32% | 26.48% | 0%
|  |  | BAY MEADOWS 1107CB | 0.011156 | 0 | 0.011156 | 0.001508 | 0.011641 | 0.0052671 | 8.188% | 63.21% | 28.6% | 0%
|  |  | SAN JOSE B 1112CB | 0.047952 | 0 | 0.047952 | 0.0076513 | 0.047449 | 0.024056 | 9.666% | 59.94% | 30.39% | 0%
|  |  | OCEANO 1106V28 | 0.12848 | 0 | 0.12848 | 0.0034029 | 0.033826 | 0.012968 | 6.779% | 67.39% | 25.83% | 0%
|  |  | SALMON CREEK 1101676 | 0.00023898 | 0.17691 | 0.17715 | 0.00013399 | 0.00013349 | 4.0996e-05 | 0.0586% | 0.05838% | 0.01793% | 99.87%
|  |  | FRANKLIN 1102P120 | 0.00023893 | 0 | 0.00023893 | 7.5774e-05 | 0.00015872 | 7.7937e-05 | 24.25% | 50.8% | 24.95% | 0%
|  |  | LINCOLN 1101744292 | 0.0042406 | 0 | 0.0042406 | 0.0006726 | 0.0036816 | 0.0022604 | 10.17% | 55.66% | 34.17% | 0%
|  |  | SAN JOSE B 110897260 | 0.014963 | 0 | 0.014963 | 0.0021554 | 0.015498 | 0.0070458 | 8.726% | 62.75% | 28.53% | 0%
|  |  | LAKEWOOD 222475242 | 0.021389 | 0 | 0.021389 | 0.012062 | 0.013011 | 0.0042225 | 41.17% | 44.41% | 14.41% | 0%
|  |  | DAVIS 1105130744 | 0.030304 | 0 | 0.030304 | 0.013631 | 0.024221 | 0.012173 | 27.25% | 48.42% | 24.33% | 0%
|  |  | STOCKTON ACRES 0402CB | 0.021475 | 0 | 0.021475 | 0.010394 | 0.019389 | 0.0056661 | 29.32% | 54.7% | 15.98% | 0%
|  |  | CHANNEL 110148608 | 0.00023859 | 0 | 0.00023859 | 2.5119e-05 | 0.00021005 | 0.00015868 | 6.378% | 53.33% | 40.29% | 0%
|  |  | SANTA ROSA A 111265702 | 0.024382 | 0 | 0.024382 | 0.014724 | 0.015844 | 0.0079932 | 38.18% | 41.09% | 20.73% | 0%
|  |  | ROSEDALE 1101CB | 0.054525 | 0 | 0.054525 | 0.0075853 | 0.038887 | 0.036835 | 9.105% | 46.68% | 44.22% | 0%
|  |  | MORGAN HILL 2109CB | 0.018783 | 0 | 0.018783 | 0.0028426 | 0.014429 | 0.011055 | 10.04% | 50.94% | 39.03% | 0%
|  |  | NAPA 1103CB | 0.069379 | 0 | 0.069379 | 0.033501 | 0.057496 | 0.01906 | 30.44% | 52.24% | 17.32% | 0%
|  |  | EMBARCADERO (Z) 1122CB | 0.00039733 | 0 | 0.00039733 | 2.7599e-05 | 0.00049162 | 0.00013667 | 4.208% | 74.96% | 20.84% | 0%
|  |  | SARATOGA 1112CB | 0.035117 | 0 | 0.035117 | 0.014802 | 0.025991 | 0.011113 | 28.52% | 50.07% | 21.41% | 0%
|  |  | CHANNEL 110111824 | 0.0079457 | 0 | 0.0079457 | 0.00085497 | 0.0075275 | 0.0047339 | 6.518% | 57.39% | 36.09% | 0%
|  |  | BARTON 111094098 | 0.090412 | 0 | 0.090412 | 0.03284 | 0.082448 | 0.033959 | 22% | 55.24% | 22.75% | 0%
|  |  | OAKLAND X 1110CB | 0.0023435 | 0 | 0.0023435 | 0.00037964 | 0.0022925 | 0.0011965 | 9.813% | 59.26% | 30.93% | 0%
|  |  | HUNTERS POINT (P) 1108993640 | 0.00027801 | 0 | 0.00027801 | 2.6956e-05 | 0.00032433 | 0.00010764 | 5.874% | 70.67% | 23.45% | 0%
|  |  | LAKEWOOD 22258748 | 0.0026209 | 0 | 0.0026209 | 0.001273 | 0.0020749 | 0.00097856 | 29.42% | 47.96% | 22.62% | 0%
|  |  | MILLBRAE 1105CB | 0.0026213 | 0 | 0.0026213 | 0.00024541 | 0.00239 | 0.00078836 | 7.168% | 69.81% | 23.03% | 0%
|  |  | ECHO SUMMIT 11018922 | 0.010518 | 0 | 0.010518 | 0 | 0.00073875 | 0 | 0% | 100% | 0% | 0%
|  |  | ROSSMOOR 1104CB | 0.081162 | 0 | 0.081162 | 0.041354 | 0.047159 | 0.017662 | 38.95% | 44.42% | 16.63% | 0%
|  |  | SAN JOSE B 1113CB | 0.001191 | 0 | 0.001191 | 0.00030827 | 0.0010544 | 0.00060333 | 15.68% | 53.63% | 30.69% | 0%
|  |  | WAHTOKE 1106CB | 0.11925 | 0 | 0.11925 | 0.02468 | 0.1045 | 0.058833 | 13.13% | 55.58% | 31.29% | 0%
|  |  | PUEBLO 1103CB | 0.012875 | 0.31119 | 0.32406 | 0.0031948 | 0.010867 | 0.003938 | 0.7052% | 2.399% | 0.8692% | 96.03%
|  |  | EDES 1101CR148 | 0.02285 | 0 | 0.02285 | 0.0021905 | 0.022525 | 0.013005 | 5.807% | 59.72% | 34.48% | 0%
|  |  | SUISUN 1102CB | 0.036234 | 0 | 0.036234 | 0.0096823 | 0.035583 | 0.014184 | 16.29% | 59.85% | 23.86% | 0%
|  |  | NAPA 11021360 | 0.037799 | 0 | 0.037799 | 0.016378 | 0.033346 | 0.011957 | 26.55% | 54.06% | 19.38% | 0%
|  |  | MT EDEN 1107MR138 | 0.027123 | 0 | 0.027123 | 0.002527 | 0.026422 | 0.015825 | 5.644% | 59.01% | 35.34% | 0%
|  |  | WESTPARK 110874556 | 0.016728 | 0 | 0.016728 | 0.0049568 | 0.015914 | 0.0067426 | 17.95% | 57.63% | 24.42% | 0%
|  |  | FIGARDEN 211275770 | 0.011824 | 0 | 0.011824 | 0.004422 | 0.0081656 | 0.0050129 | 25.12% | 46.39% | 28.48% | 0%
|  |  | TRIMBLE 2118CB | 0.0092717 | 0 | 0.0092717 | 0.0010105 | 0.0081623 | 0.0061326 | 6.602% | 53.33% | 40.07% | 0%
|  |  | SOLEDAD 21027646 | 0.016641 | 0 | 0.016641 | 0.00047677 | 0.015216 | 0.006067 | 2.191% | 69.93% | 27.88% | 0%
|  |  | OCEANO 1103V22 | 0.0047837 | 0 | 0.0047837 | 0.00037209 | 0.001652 | 0.00059934 | 14.18% | 62.97% | 22.85% | 0%
|  |  | SANTA NELLA 110111370 | 0.00035647 | 0 | 0.00035647 | 8.6302e-06 | 0.00029587 | 9.8995e-05 | 2.139% | 73.33% | 24.53% | 0%
|  |  | TIDEWATER 210978302 | 0.068983 | 0 | 0.068983 | 0.035333 | 0.056028 | 0.022514 | 31.03% | 49.2% | 19.77% | 0%
|  |  | ALMADEN 111149970 | 0.0092654 | 0 | 0.0092654 | 0.0018663 | 0.0079001 | 0.0055285 | 12.2% | 51.65% | 36.15% | 0%
|  |  | WHITNEY 0402CB | 0.012919 | 0 | 0.012919 | 0.0017137 | 0.013477 | 0.0056283 | 8.232% | 64.73% | 27.03% | 0%
|  |  | WEBER 11099316 | 0.00023752 | 0 | 0.00023752 | 2.2387e-05 | 0.00023114 | 0.00013857 | 5.709% | 58.95% | 35.34% | 0%
|  |  | LAKEWOOD 1104CB | 0.0094055 | 0 | 0.0094055 | 0.0031359 | 0.008578 | 0.0035391 | 20.56% | 56.24% | 23.2% | 0%
|  |  | BAY MEADOWS 2101410526 | 0.057591 | 0 | 0.057591 | 0.014632 | 0.056092 | 0.022757 | 15.65% | 60% | 24.34% | 0%
|  |  | HUNTERS POINT (P) 110775148 | 0.0022949 | 0 | 0.0022949 | 0.00047939 | 0.0025757 | 0.00073314 | 12.65% | 67.99% | 19.35% | 0%
|  |  | EL PATIO 1109CB | 0.0056184 | 0 | 0.0056184 | 0.0023837 | 0.0050831 | 0.0018078 | 25.7% | 54.81% | 19.49% | 0%
|  |  | OAKLAND L 1101829806 | 0.00055384 | 0 | 0.00055384 | 8.5567e-05 | 0.0005864 | 0.0002423 | 9.359% | 64.14% | 26.5% | 0%
|  |  | TIDEWATER 2104CB | 0.061678 | 0 | 0.061678 | 0.016251 | 0.056366 | 0.02419 | 16.79% | 58.22% | 24.99% | 0%
|  |  | BOGUE 11027020 | 0.054268 | 0 | 0.054268 | 0.020373 | 0.047558 | 0.021652 | 22.74% | 53.09% | 24.17% | 0%
|  |  | VACAVILLE 110569806 | 0.0050595 | 0 | 0.0050595 | 0.0012154 | 0.0046987 | 0.0024378 | 14.55% | 56.26% | 29.19% | 0%
|  |  | LAKEVILLE 1102367100 | 0.0089037 | 0 | 0.0089037 | 0.00097471 | 0.0018126 | 0.00072337 | 27.76% | 51.63% | 20.6% | 0%
|  |  | EAST STOCKTON 1101530016 | 0.035494 | 0 | 0.035494 | 0.010496 | 0.03273 | 0.015367 | 17.91% | 55.86% | 26.23% | 0%
|  |  | OAKLAND C 1121829656 | 0.0010274 | 0 | 0.0010274 | 5.0969e-05 | 0.0012668 | 0.00037825 | 3.005% | 74.69% | 22.3% | 0%
|  |  | WAHTOKE 1109CB | 0.023221 | 0 | 0.023221 | 0.0045094 | 0.020319 | 0.011603 | 12.38% | 55.77% | 31.85% | 0%
|  |  | STOCKTON ACRES 0401CB | 0.015173 | 0 | 0.015173 | 0.0083723 | 0.012926 | 0.0037478 | 33.43% | 51.61% | 14.96% | 0%
|  |  | BURLINGAME 2101A80 | 0.023342 | 0 | 0.023342 | 0.01395 | 0.017444 | 0.0049292 | 38.41% | 48.02% | 13.57% | 0%
|  |  | PUEBLO 1102662 | 0.0082153 | 0.39469 | 0.40291 | 0.003263 | 0.0077079 | 0.0025906 | 0.4906% | 1.159% | 0.3895% | 97.96%
|  |  | NOTRE DAME 1103CB | 0.020592 | 0 | 0.020592 | 0.0028675 | 0.016567 | 0.0078882 | 10.49% | 60.64% | 28.87% | 0%
|  |  | WEEDPATCH 110217701 | 0.0075018 | 0 | 0.0075018 | 0.0011868 | 0.0064392 | 0.0023568 | 11.89% | 64.5% | 23.61% | 0%
|  |  | BARTON 1111CB | 0.068012 | 0 | 0.068012 | 0.024904 | 0.060773 | 0.026595 | 22.18% | 54.13% | 23.69% | 0%
|  |  | LAS GALLINAS A 1107CB | 0.022922 | 0 | 0.022922 | 0.0086555 | 0.018659 | 0.0067109 | 25.44% | 54.84% | 19.72% | 0%
|  |  | SANTA ROSA A 1110CB | 0.07107 | 0 | 0.07107 | 0.03762 | 0.04842 | 0.02299 | 34.5% | 44.41% | 21.09% | 0%
|  |  | PUEBLO 110298730 | 0.002524 | 0.73503 | 0.73755 | 0.00067389 | 0.0024886 | 0.001004 | 0.05535% | 0.2044% | 0.08246% | 99.66%
|  |  | WEBER 111113724 | 0.00023658 | 0 | 0.00023658 | 1.9129e-05 | 0.00021426 | 0.00015716 | 4.898% | 54.86% | 40.24% | 0%
|  |  | PLEASANT GROVE 2103CB | 0.0093837 | 0 | 0.0093837 | 0.00077023 | 0.0076377 | 0.0038623 | 6.277% | 62.25% | 31.48% | 0%
|  |  | NORD 11063307 | 0.0086483 | 0 | 0.0086483 | 0.0044938 | 0.0059514 | 0.0033422 | 32.59% | 43.17% | 24.24% | 0%
|  |  | SWIFT 2102XR440 | 0.0077135 | 0 | 0.0077135 | 0.0030256 | 0.0042902 | 0.0031666 | 28.86% | 40.93% | 30.21% | 0%
|  |  | NAPA 1105CB | 0.075914 | 0 | 0.075914 | 0.040797 | 0.060315 | 0.019656 | 33.78% | 49.94% | 16.28% | 0%
|  |  | CAROLANDS 04018506 | 0.024076 | 0 | 0.024076 | 0.018397 | 0.012632 | 0.0023055 | 55.19% | 37.9% | 6.916% | 0%
|  |  | SF H 1101CB | 0.011206 | 0 | 0.011206 | 0.0020535 | 0.012091 | 0.0040043 | 11.31% | 66.62% | 22.06% | 0%
|  |  | FIGARDEN 210384860 | 0.020266 | 0 | 0.020266 | 0.0060978 | 0.012147 | 0.0096269 | 21.88% | 43.58% | 34.54% | 0%
|  |  | MOSHER 210738444 | 0.003071 | 0 | 0.003071 | 0.00059011 | 0.0028353 | 0.0016441 | 11.64% | 55.93% | 32.43% | 0%
|  |  | WHISMAN 1104CB | 0.00023617 | 0 | 0.00023617 | 2.5178e-05 | 0.00022576 | 0.00013892 | 6.458% | 57.91% | 35.63% | 0%
|  |  | BELLE HAVEN 1101CB | 0.0033811 | 0 | 0.0033811 | 0.0013217 | 0.002756 | 0.001453 | 23.9% | 49.83% | 26.27% | 0%
|  |  | SF H 110612123 | 0.017196 | 0 | 0.017196 | 0.0020667 | 0.019184 | 0.0071366 | 7.28% | 67.58% | 25.14% | 0%
|  |  | MENLO 11029152 | 0.017471 | 0 | 0.017471 | 0.012542 | 0.008255 | 0.0014778 | 56.31% | 37.06% | 6.634% | 0%
|  |  | BARTON 1115CB | 0.037385 | 0 | 0.037385 | 0.013195 | 0.033055 | 0.014871 | 21.59% | 54.08% | 24.33% | 0%
|  |  | POTRERO PP (A) 1103CB | 0.0066084 | 0 | 0.0066084 | 0.00039758 | 0.007748 | 0.0027632 | 3.645% | 71.02% | 25.33% | 0%
|  |  | LIVERMORE 1103CB | 0.0048763 | 0 | 0.0048763 | 0.00072509 | 0.0048353 | 0.0024892 | 9.008% | 60.07% | 30.92% | 0%
|  |  | HAMMER 1109CB | 0.027025 | 0 | 0.027025 | 0.0079114 | 0.026263 | 0.0099093 | 17.95% | 59.58% | 22.48% | 0%
|  |  | RICHMOND R 1120CB | 0.018614 | 0 | 0.018614 | 0.0016678 | 0.020028 | 0.0090305 | 5.428% | 65.18% | 29.39% | 0%
|  |  | VIERRA 170313694 | 0.0014153 | 0 | 0.0014153 | 0.00020509 | 0.00084805 | 0.00054883 | 12.8% | 52.94% | 34.26% | 0%
|  |  | DEL MAR 210551694 | 0.019757 | 0 | 0.019757 | 0.0068383 | 0.013743 | 0.0071267 | 24.68% | 49.6% | 25.72% | 0%
|  |  | PINEDALE 2109CB | 0.0066802 | 0 | 0.0066802 | 0.001526 | 0.0055366 | 0.0039649 | 13.84% | 50.21% | 35.95% | 0%
|  |  | DAVIS 110520567 | 0.0037722 | 0 | 0.0037722 | 0.0018647 | 0.0027442 | 0.001618 | 29.95% | 44.07% | 25.98% | 0%
|  |  | PAUL SWEET 210712222 | 0.00015716 | 0 | 0.00015716 | 6.1721e-05 | 0.00013884 | 5.8875e-05 | 23.79% | 53.52% | 22.69% | 0%
|  |  | BASALT 1105CB | 0.011086 | 0 | 0.011086 | 0.0024919 | 0.0091118 | 0.0035382 | 16.46% | 60.18% | 23.37% | 0%
|  |  | WEST SACRAMENTO 111022412 | 0.0073056 | 0 | 0.0073056 | 0.0019566 | 0.0066772 | 0.003426 | 16.22% | 55.37% | 28.41% | 0%
|  |  | SARATOGA 1105CB | 0.034517 | 0 | 0.034517 | 0.019357 | 0.024931 | 0.010821 | 35.12% | 45.24% | 19.64% | 0%
|  |  | JARVIS 1104CB | 0.01662 | 0 | 0.01662 | 0.0023129 | 0.015694 | 0.0090251 | 8.556% | 58.06% | 33.39% | 0%
|  |  | PEABODY 210769886 | 0.0035336 | 0 | 0.0035336 | 0.00018835 | 0.0032273 | 0.001192 | 4.088% | 70.04% | 25.87% | 0%
|  |  | SF G 0401CB | 0.0028264 | 0 | 0.0028264 | 0.00025232 | 0.003709 | 0.00070434 | 5.408% | 79.5% | 15.1% | 0%
|  |  | WOODSIDE 11049016 | 0.044042 | 0 | 0.044042 | 0.032642 | 0.018493 | 0.0063663 | 56.77% | 32.16% | 11.07% | 0%
|  |  | SARATOGA 1111CB | 0.059703 | 0 | 0.059703 | 0.028784 | 0.044454 | 0.017362 | 31.77% | 49.07% | 19.16% | 0%
|  |  | MOLINO 1102535 | 0.0096558 | 0 | 0.0096558 | 0.0061873 | 0.0045307 | 0.0019081 | 49% | 35.88% | 15.11% | 0%
|  |  | SAN RAFAEL 1102480 | 0.0020408 | 0 | 0.0020408 | 0.00025456 | 0.0024043 | 0.0007101 | 7.556% | 71.37% | 21.08% | 0%
|  |  | WEST SACRAMENTO 1108CB | 0.035807 | 0 | 0.035807 | 0.010307 | 0.034056 | 0.014746 | 17.44% | 57.62% | 24.95% | 0%
|  |  | SNEATH LANE 110210287 | 0.030679 | 0 | 0.030679 | 0.010641 | 0.030172 | 0.0050831 | 23.19% | 65.74% | 11.08% | 0%
|  |  | OAKLAND C 1121CB | 0.011298 | 0 | 0.011298 | 0.00087371 | 0.014119 | 0.0036584 | 4.685% | 75.7% | 19.62% | 0%
|  |  | SYCAMORE CREEK 11051763 | 0.0062942 | 0 | 0.0062942 | 0.0028339 | 0.0041717 | 0.0025194 | 29.75% | 43.8% | 26.45% | 0%
|  |  | MISSION (X) 1118CB | 0.0029811 | 0 | 0.0029811 | 0.00051819 | 0.0037719 | 0.00063093 | 10.53% | 76.65% | 12.82% | 0%
|  |  | VACA DIXON 110531546 | 0.00023531 | 0 | 0.00023531 | 1.2936e-05 | 0.00017889 | 7.452e-05 | 4.857% | 67.16% | 27.98% | 0%
|  |  | STAGG 1105CB | 0.0592 | 0 | 0.0592 | 0.023368 | 0.053407 | 0.020325 | 24.07% | 55% | 20.93% | 0%
|  |  | STOREY 1106315398 | 0.022267 | 0 | 0.022267 | 0.0024132 | 0.018048 | 0.012134 | 7.404% | 55.37% | 37.23% | 0%
|  |  | NAPA 1109CB | 0.042031 | 0 | 0.042031 | 0.01656 | 0.03904 | 0.013784 | 23.87% | 56.27% | 19.87% | 0%
|  |  | TRACY 1109CB | 0.047969 | 0 | 0.047969 | 0.0039232 | 0.041524 | 0.023977 | 5.651% | 59.81% | 34.54% | 0%
|  |  | NEWHALL 1109CUS5328 | 0.00023511 | 0 | 0.00023511 | 5.8342e-06 | 0.00016456 | 9.573e-05 | 2.192% | 61.84% | 35.97% | 0%
|  |  | EL PATIO 1104XR096 | 0.0033691 | 0 | 0.0033691 | 0.0015185 | 0.0029269 | 0.0011163 | 27.3% | 52.63% | 20.07% | 0%
|  |  | EVERGREEN 2104XR150 | 0.01346 | 0 | 0.01346 | 0.0032392 | 0.0095687 | 0.0059216 | 17.29% | 51.09% | 31.62% | 0%
|  |  | OAK PARK 0401CB | 0.016684 | 0 | 0.016684 | 0.006284 | 0.016651 | 0.0046061 | 22.82% | 60.46% | 16.72% | 0%
|  |  | MANTECA 170866580 | 0.014787 | 0 | 0.014787 | 0.0018245 | 0.0091404 | 0.010646 | 8.443% | 42.3% | 49.26% | 0%
|  |  | CALIFORNIA AVE 1102CB | 0.094494 | 0 | 0.094494 | 0.008737 | 0.07353 | 0.050557 | 6.578% | 55.36% | 38.06% | 0%
|  |  | WEST SACRAMENTO 1105CB | 0.047384 | 0 | 0.047384 | 0.0070697 | 0.047994 | 0.021695 | 9.21% | 62.53% | 28.26% | 0%
|  |  | OAKLAND J 1101CB | 0.016984 | 0 | 0.016984 | 0.00091402 | 0.020673 | 0.0064488 | 3.26% | 73.74% | 23% | 0%
|  |  | SAN JOSE A 1112XR066 | 0.025598 | 0 | 0.025598 | 0.016727 | 0.016843 | 0.0066286 | 41.61% | 41.9% | 16.49% | 0%
|  |  | LARKIN (Y) 1138CB | 0.0034425 | 0 | 0.0034425 | 0.00029034 | 0.0046553 | 0.00073703 | 5.109% | 81.92% | 12.97% | 0%
|  |  | SHARON 1101CB | 0.00015647 | 0 | 0.00015647 | 8.1782e-06 | 0.00010358 | 6.5355e-05 | 4.617% | 58.48% | 36.9% | 0%
|  |  | SYCAMORE CREEK 1110CB | 0.063798 | 0 | 0.063798 | 0.023072 | 0.051577 | 0.029692 | 22.11% | 49.43% | 28.46% | 0%
|  |  | SAN CARLOS 1101CB | 0.0078109 | 0 | 0.0078109 | 0.001045 | 0.0082573 | 0.0035916 | 8.104% | 64.04% | 27.86% | 0%
|  |  | VIEJO 2204746866 | 0.013569 | 0 | 0.013569 | 0.0057652 | 0.0093617 | 0.0026026 | 32.52% | 52.8% | 14.68% | 0%
|  |  | HOLLISTER 2102113634 | 0.11095 | 0 | 0.11095 | 0.0037622 | 0.017066 | 0.0084658 | 12.84% | 58.26% | 28.9% | 0%
|  |  | MILLBRAE 040479782 | 0.01049 | 0 | 0.01049 | 0.0023438 | 0.011262 | 0.0033468 | 13.83% | 66.43% | 19.74% | 0%
|  |  | HAMMER 110414704 | 0.047691 | 0 | 0.047691 | 0.016518 | 0.044685 | 0.017523 | 20.98% | 56.76% | 22.26% | 0%
|  |  | SF E 1107CB | 0.0034398 | 0 | 0.0034398 | 0.00046608 | 0.0038175 | 0.0013946 | 8.208% | 67.23% | 24.56% | 0%
|  |  | SYCAMORE CREEK 11022536 | 0.0098471 | 0 | 0.0098471 | 0.0046551 | 0.0072546 | 0.0043455 | 28.64% | 44.63% | 26.73% | 0%
|  |  | TRACY 0405CB | 0.017277 | 0 | 0.017277 | 0.0038221 | 0.018435 | 0.006263 | 13.4% | 64.64% | 21.96% | 0%
|  |  | OAKLAND J 1103CB | 0.010546 | 0 | 0.010546 | 0.00065826 | 0.011979 | 0.0044401 | 3.855% | 70.15% | 26% | 0%
|  |  | FORT ORD 210779670 | 0.039137 | 0 | 0.039137 | 0.0031586 | 0.048599 | 0.0073084 | 5.348% | 82.28% | 12.37% | 0%
|  |  | STONE 1101CB | 0.0088246 | 0 | 0.0088246 | 0.0019652 | 0.0076039 | 0.0049981 | 13.49% | 52.2% | 34.31% | 0%
|  |  | MAGUNDEN 1105878284 | 0.031159 | 0 | 0.031159 | 0.0068662 | 0.031111 | 0.013458 | 13.35% | 60.49% | 26.17% | 0%
|  |  | HAMMER 1104CB | 0.025454 | 0 | 0.025454 | 0.0079114 | 0.024312 | 0.0097955 | 18.83% | 57.86% | 23.31% | 0%
|  |  | SALINAS 110422050 | 0.0083927 | 0 | 0.0083927 | 0.0008493 | 0.0093049 | 0.0037 | 6.13% | 67.16% | 26.71% | 0%
|  |  | FRUITVALE 1106CB | 0.078121 | 0 | 0.078121 | 0.01863 | 0.065596 | 0.044576 | 14.46% | 50.93% | 34.61% | 0%
|  |  | LAMMERS 110211806 | 0.02856 | 0 | 0.02856 | 0.003124 | 0.022053 | 0.014197 | 7.934% | 56.01% | 36.06% | 0%
|  |  | WOODLAND 110422652 | 0.014048 | 0 | 0.014048 | 0.0053203 | 0.011594 | 0.0062764 | 22.94% | 49.99% | 27.06% | 0%
|  |  | STOCKDALE 21114035 | 0.020226 | 0 | 0.020226 | 0.0051916 | 0.016882 | 0.01094 | 15.73% | 51.14% | 33.14% | 0%
|  |  | SAN LEANDRO U 1109CB | 0.024053 | 0 | 0.024053 | 0.003583 | 0.022893 | 0.01323 | 9.024% | 57.66% | 33.32% | 0%
|  |  | STELLING 111160020 | 0.021068 | 0 | 0.021068 | 0.011323 | 0.012902 | 0.0045882 | 39.3% | 44.78% | 15.92% | 0%
|  |  | VACAVILLE 1107CB | 0.016395 | 0 | 0.016395 | 0.0034333 | 0.01482 | 0.0083451 | 12.91% | 55.72% | 31.37% | 0%
|  |  | FULTON 1104CB | 0.050723 | 0 | 0.050723 | 0.015132 | 0.035691 | 0.018657 | 21.78% | 51.37% | 26.85% | 0%
|  |  | DALY CITY 11121565 | 0.035651 | 0 | 0.035651 | 0.0059046 | 0.0377 | 0.0044102 | 12.3% | 78.52% | 9.185% | 0%
|  |  | SUISUN 110418802 | 0.0030413 | 0 | 0.0030413 | 0.00072746 | 0.0028059 | 0.001487 | 14.49% | 55.89% | 29.62% | 0%
|  |  | POINT PINOLE 1103CB | 0.00062367 | 0 | 0.00062367 | 4.0667e-05 | 0.0005164 | 0.00025845 | 4.987% | 63.32% | 31.69% | 0%
|  |  | WOODLAND 1107388804 | 0.059939 | 0 | 0.059939 | 0.031123 | 0.047775 | 0.020047 | 31.45% | 48.28% | 20.26% | 0%
|  |  | REDWOOD CITY 1101CB | 0.012743 | 0 | 0.012743 | 0.0016218 | 0.012992 | 0.006422 | 7.71% | 61.76% | 30.53% | 0%
|  |  | EAST GRAND 110784276 | 0.013834 | 0 | 0.013834 | 0.00097573 | 0.016495 | 0.005366 | 4.273% | 72.23% | 23.5% | 0%
|  |  | CASTRO VALLEY 1109MR250 | 0.01475 | 0 | 0.01475 | 0.0042764 | 0.012351 | 0.0070031 | 18.1% | 52.27% | 29.64% | 0%
|  |  | WEBER 1102CB | 0.024005 | 0 | 0.024005 | 0.0023431 | 0.020687 | 0.0097984 | 7.138% | 63.02% | 29.85% | 0%
|  |  | STOCKTON A 110442574 | 0.032171 | 0 | 0.032171 | 0.0086995 | 0.030445 | 0.013963 | 16.38% | 57.33% | 26.29% | 0%
|  |  | BUENA VISTA 1102CB | 0.013469 | 0 | 0.013469 | 0.00091552 | 0.012182 | 0.0075475 | 4.435% | 59.01% | 36.56% | 0%
|  |  | BULLARD 11019527 | 0.029752 | 0 | 0.029752 | 0.0091463 | 0.025172 | 0.014795 | 18.62% | 51.25% | 30.12% | 0%
|  |  | MILPITAS 1106CB | 0.026406 | 0 | 0.026406 | 0.005981 | 0.025169 | 0.012339 | 13.75% | 57.87% | 28.37% | 0%
|  |  | GLENWOOD 1102CB | 0.0091775 | 0 | 0.0091775 | 0.0037863 | 0.0075984 | 0.0031148 | 26.11% | 52.4% | 21.48% | 0%
|  |  | DAIRYLAND 1105306810 | 0.00023356 | 0 | 0.00023356 | 6.2853e-06 | 0.00017415 | 8.3933e-05 | 2.377% | 65.87% | 31.75% | 0%
|  |  | ASHLAN AVE 1104D10406 | 0.0053328 | 0 | 0.0053328 | 0.00094577 | 0.0050048 | 0.0028526 | 10.74% | 56.85% | 32.4% | 0%
|  |  | GLENWOOD 0406CB | 0.016877 | 0 | 0.016877 | 0.0089919 | 0.012066 | 0.0033743 | 36.8% | 49.38% | 13.81% | 0%
|  |  | PEABODY 210741980 | 0.0088324 | 0 | 0.0088324 | 0.00063755 | 0.0079377 | 0.0033419 | 5.35% | 66.61% | 28.04% | 0%
|  |  | MALAGA 1111CB | 0.07232 | 0 | 0.07232 | 0.0097774 | 0.059314 | 0.040919 | 8.888% | 53.92% | 37.2% | 0%
|  |  | CONTRA COSTA 211521471 | 0.015946 | 0 | 0.015946 | 0.0035224 | 0.014235 | 0.0061034 | 14.76% | 59.66% | 25.58% | 0%
|  |  | HUNTERS POINT (P) 1105875780 | 0.019999 | 0 | 0.019999 | 0.0020884 | 0.023205 | 0.0077197 | 6.326% | 70.29% | 23.38% | 0%
|  |  | PLAINFIELD 110522322 | 0.00071767 | 0 | 0.00071767 | 0.00013422 | 0.00047817 | 0.00029501 | 14.79% | 52.7% | 32.51% | 0%
|  |  | MANCHESTER 110133068 | 0.048587 | 0 | 0.048587 | 0.016369 | 0.042972 | 0.02004 | 20.62% | 54.13% | 25.25% | 0%
|  |  | CHANNEL 110249982 | 0.016493 | 0 | 0.016493 | 0.0070723 | 0.014222 | 0.0059308 | 25.98% | 52.24% | 21.78% | 0%
|  |  | SYCAMORE CREEK 1103CB | 0.026099 | 0 | 0.026099 | 0.008521 | 0.020579 | 0.010799 | 21.36% | 51.58% | 27.07% | 0%
|  |  | SAN RAFAEL 110648752 | 0.017404 | 0 | 0.017404 | 0.0090557 | 0.012752 | 0.0041546 | 34.88% | 49.12% | 16% | 0%
|  |  | SAN RAMON 2103CB | 0.021749 | 0 | 0.021749 | 0.0041391 | 0.019956 | 0.0083521 | 12.76% | 61.5% | 25.74% | 0%
|  |  | SALINAS 110393720 | 0.0065091 | 0 | 0.0065091 | 0.0012448 | 0.0062077 | 0.0027139 | 12.24% | 61.06% | 26.69% | 0%
|  |  | OAKLAND D 1117CB | 0.0041998 | 0 | 0.0041998 | 0.00060674 | 0.0041953 | 0.0021308 | 8.752% | 60.51% | 30.74% | 0%
|  |  | CALIFORNIA AVE 1106R651 | 0.0079773 | 0 | 0.0079773 | 0.0015631 | 0.0060345 | 0.003356 | 14.27% | 55.09% | 30.64% | 0%
|  |  | PACIFIC GROVE 0424CB | 0.013063 | 0 | 0.013063 | 0.0045067 | 0.014478 | 0.0015485 | 21.95% | 70.51% | 7.541% | 0%
|  |  | VACAVILLE 1105CB | 0.0090127 | 0 | 0.0090127 | 0.0024143 | 0.0082907 | 0.0041729 | 16.23% | 55.72% | 28.05% | 0%
|  |  | SOLEDAD 210435306 | 0.024694 | 0 | 0.024694 | 0.00061321 | 0.019373 | 0.0091293 | 2.106% | 66.54% | 31.36% | 0%
|  |  | FORT ORD 2108CB | 0.0046651 | 0 | 0.0046651 | 0.00058124 | 0.0054763 | 0.0011084 | 8.111% | 76.42% | 15.47% | 0%
|  |  | RANCHERS COTTON 110179852 | 0.036569 | 0 | 0.036569 | 0.010196 | 0.033345 | 0.016826 | 16.89% | 55.24% | 27.87% | 0%
|  |  | BARTON 1112CB | 0.01933 | 0 | 0.01933 | 0.0060752 | 0.01649 | 0.0093448 | 19.04% | 51.68% | 29.29% | 0%
|  |  | AVENAL 210192528 | 0.00069848 | 0 | 0.00069848 | 2.934e-05 | 0.00053802 | 0.00034598 | 3.212% | 58.91% | 37.88% | 0%
|  |  | HICKS 2111XR210 | 0.0065529 | 0 | 0.0065529 | 0.0020595 | 0.0050791 | 0.0035548 | 19.26% | 47.5% | 33.24% | 0%
|  |  | PAUL SWEET 2107CB | 0.016768 | 0 | 0.016768 | 0.0052412 | 0.01492 | 0.0072535 | 19.12% | 54.42% | 26.46% | 0%
|  |  | SF E 1103555674 | 0.0002327 | 0 | 0.0002327 | 3.1958e-05 | 0.00029124 | 6.0935e-05 | 8.319% | 75.82% | 15.86% | 0%
|  |  | SAUSALITO 0402CB | 0.018852 | 0 | 0.018852 | 0.010713 | 0.012715 | 0.001954 | 42.21% | 50.09% | 7.699% | 0%
|  |  | BALFOUR 11016142 | 0.0046523 | 0 | 0.0046523 | 0.0010149 | 0.004286 | 0.0023791 | 13.21% | 55.81% | 30.98% | 0%
|  |  | HUMBOLDT BAY 11027600 | 0.0018608 | 0.030042 | 0.031903 | 0.00031369 | 0.0017669 | 0.00035253 | 0.752% | 4.236% | 0.8451% | 94.17%
|  |  | ASHLAN AVE 1108R3320 | 0.01287 | 0 | 0.01287 | 0.0031895 | 0.012748 | 0.0053078 | 15.01% | 60% | 24.98% | 0%
|  |  | OAKLAND J 111710136 | 0.0014728 | 0 | 0.0014728 | 0.0001436 | 0.0015736 | 0.00071402 | 5.907% | 64.72% | 29.37% | 0%
|  |  | MARYSVILLE 1104CB | 0.029213 | 0 | 0.029213 | 0.008439 | 0.026915 | 0.012145 | 17.77% | 56.66% | 25.57% | 0%
|  |  | SANGER 110437372 | 0.0179 | 0 | 0.0179 | 0.0047697 | 0.015799 | 0.0089787 | 16.14% | 53.47% | 30.39% | 0%
|  |  | NEWARK 21KV 2104CB | 0.0261 | 0 | 0.0261 | 0.0022624 | 0.022015 | 0.010524 | 6.501% | 63.26% | 30.24% | 0%
|  |  | EL PATIO 1111CB | 0.0048036 | 0 | 0.0048036 | 0.0019273 | 0.0038548 | 0.0021474 | 24.31% | 48.61% | 27.08% | 0%
|  |  | LAMMERS 1106CB | 0.020956 | 0 | 0.020956 | 0.0012416 | 0.017146 | 0.010393 | 4.314% | 59.57% | 36.11% | 0%
|  |  | SAN MATEO 0409CB | 0.014385 | 0 | 0.014385 | 0.0041609 | 0.014405 | 0.0048347 | 17.78% | 61.56% | 20.66% | 0%
|  |  | MAGUNDEN 2108636808 | 0.00023236 | 0 | 0.00023236 | 1.0466e-05 | 0.00013966 | 0.00011289 | 3.979% | 53.1% | 42.92% | 0%
|  |  | SAN JOSE B 1108XR406 | 0.024084 | 0 | 0.024084 | 0.0027614 | 0.024762 | 0.012234 | 6.946% | 62.28% | 30.77% | 0%
|  |  | ROCKLIN 1102CB | 0.04178 | 0 | 0.04178 | 0.010609 | 0.031083 | 0.017179 | 18.02% | 52.8% | 29.18% | 0%
|  |  | WOODSIDE 11029046 | 0.030049 | 0 | 0.030049 | 0.013941 | 0.025783 | 0.0097624 | 28.17% | 52.1% | 19.73% | 0%
|  |  | WEBER 1114832888 | 0.019775 | 0 | 0.019775 | 0.0039007 | 0.018792 | 0.0098277 | 11.99% | 57.78% | 30.22% | 0%
|  |  | DEEPWATER 1109CB | 0.031305 | 0 | 0.031305 | 0.0066523 | 0.027347 | 0.011078 | 14.76% | 60.67% | 24.58% | 0%
|  |  | DEL MONTE 2105109480 | 0.017321 | 0 | 0.017321 | 0.0038159 | 0.018263 | 0.0046117 | 14.3% | 68.42% | 17.28% | 0%
|  |  | WESTPARK 110314893 | 0.0052625 | 0 | 0.0052625 | 0.0012776 | 0.0051386 | 0.0022709 | 14.71% | 59.15% | 26.14% | 0%
|  |  | LARKIN (Y) 1127338022 | 0.00088997 | 0 | 0.00088997 | 4.6859e-05 | 0.0011765 | 0.00024579 | 3.19% | 80.08% | 16.73% | 0%
|  |  | BARTON 1101899908 | 0.016019 | 0 | 0.016019 | 0.0035062 | 0.013556 | 0.0093803 | 13.26% | 51.27% | 35.47% | 0%
|  |  | CONTRA COSTA 2104A505R | 0.0094403 | 0 | 0.0094403 | 0.0019308 | 0.0094871 | 0.0041657 | 12.39% | 60.88% | 26.73% | 0%
|  |  | STONE 110995808 | 0.026075 | 0 | 0.026075 | 0.015458 | 0.019686 | 0.0078998 | 35.91% | 45.74% | 18.35% | 0%
|  |  | HICKS 1109CB | 0.020771 | 0 | 0.020771 | 0.0063796 | 0.018622 | 0.0088716 | 18.83% | 54.98% | 26.19% | 0%
|  |  | MADERA 1102CB | 0.00023206 | 0 | 0.00023206 | 1.0599e-05 | 0.00020161 | 0.00011744 | 3.215% | 61.16% | 35.63% | 0%
|  |  | TIDEWATER 210949552 | 0.061758 | 0 | 0.061758 | 0.027438 | 0.044612 | 0.017512 | 30.64% | 49.81% | 19.55% | 0%
|  |  | ASHLAN AVE 2118CB | 0.045693 | 0 | 0.045693 | 0.0182 | 0.03812 | 0.018984 | 24.17% | 50.62% | 25.21% | 0%
|  |  | SANTA ROSA A 1112102 | 0.025446 | 0 | 0.025446 | 0.012489 | 0.019177 | 0.0096492 | 30.23% | 46.42% | 23.36% | 0%
|  |  | NOTRE DAME 11022420 | 0.022481 | 0 | 0.022481 | 0.014261 | 0.013215 | 0.0068651 | 41.53% | 38.48% | 19.99% | 0%
|  |  | SAN RAFAEL 1106837 | 0.0017955 | 0 | 0.0017955 | 0.00098536 | 0.0014194 | 0.00040371 | 35.09% | 50.54% | 14.37% | 0%
|  |  | DEL MONTE 210533708 | 0.010097 | 0 | 0.010097 | 0.0020844 | 0.010615 | 0.0036733 | 12.73% | 64.83% | 22.44% | 0%
|  |  | SAN RAFAEL 1101310 | 0.02607 | 0 | 0.02607 | 0.018987 | 0.014809 | 0.0040073 | 50.23% | 39.17% | 10.6% | 0%
|  |  | ROCKLIN 1104CB | 0.022467 | 0 | 0.022467 | 0.0074142 | 0.016777 | 0.0091754 | 22.22% | 50.28% | 27.5% | 0%
|  |  | OROVILLE 1102CB | 0.021833 | 0 | 0.021833 | 0.0069026 | 0.018031 | 0.011108 | 19.15% | 50.03% | 30.82% | 0%
|  |  | SAN JOSE A 0405CB | 0.013599 | 0 | 0.013599 | 0.0058494 | 0.01184 | 0.0047589 | 26.06% | 52.74% | 21.2% | 0%
|  |  | OCEANO 1102V50 | 0.098525 | 0 | 0.098525 | 0.00077498 | 0.0077748 | 0.0017219 | 7.545% | 75.69% | 16.76% | 0%
|  |  | SAN JOSE B 1111CB | 0.0011588 | 0 | 0.0011588 | 0.00011742 | 0.0011429 | 0.00065254 | 6.139% | 59.75% | 34.11% | 0%
|  |  | MANTECA 1703CB | 0.034213 | 0 | 0.034213 | 0.0038728 | 0.027535 | 0.02507 | 6.857% | 48.75% | 44.39% | 0%
|  |  | BAY MEADOWS 2101912030 | 0.018534 | 0 | 0.018534 | 0.0052525 | 0.018733 | 0.0066105 | 17.17% | 61.23% | 21.61% | 0%
|  |  | SYCAMORE CREEK 11102570 | 0.0062554 | 0 | 0.0062554 | 0.0023093 | 0.0050433 | 0.0029735 | 22.36% | 48.84% | 28.8% | 0%
|  |  | RICHMOND R 1125BR310 | 0.0035524 | 0 | 0.0035524 | 0.00028608 | 0.0038447 | 0.0017334 | 4.878% | 65.56% | 29.56% | 0%
|  |  | EL PATIO 1108CB | 0.045173 | 0 | 0.045173 | 0.019395 | 0.038002 | 0.017173 | 26.01% | 50.96% | 23.03% | 0%
|  |  | SNEATH LANE 110210255 | 0.020089 | 0 | 0.020089 | 0.0067135 | 0.018522 | 0.0033699 | 23.47% | 64.75% | 11.78% | 0%
|  |  | CARQUINEZ 110383138 | 0.026633 | 0 | 0.026633 | 0.0032456 | 0.027248 | 0.013471 | 7.382% | 61.98% | 30.64% | 0%
|  |  | DEL MONTE 21059454 | 0.0084807 | 0 | 0.0084807 | 0.0021731 | 0.0089438 | 0.0017847 | 16.84% | 69.32% | 13.83% | 0%
|  |  | IGNACIO 1105CB | 0.0031907 | 0 | 0.0031907 | 0.00060897 | 0.0026552 | 0.0011281 | 13.86% | 60.45% | 25.68% | 0%
|  |  | RICHMOND R 1119CB | 0.018348 | 0 | 0.018348 | 0.002228 | 0.019054 | 0.009006 | 7.356% | 62.91% | 29.73% | 0%
|  |  | OAKLAND J 1108CB | 0.022765 | 0 | 0.022765 | 0.0018334 | 0.023844 | 0.011902 | 4.879% | 63.45% | 31.67% | 0%
|  |  | KIRKER 21065792 | 0.0002315 | 0 | 0.0002315 | 1.7686e-05 | 0.00023992 | 0.00012454 | 4.628% | 62.78% | 32.59% | 0%
|  |  | RENFRO 2103CB | 0.002328 | 0 | 0.002328 | 0.00015968 | 0.0017857 | 0.0013022 | 4.917% | 54.99% | 40.1% | 0%
|  |  | SAN MATEO 0404CB | 0.020221 | 0 | 0.020221 | 0.0066569 | 0.019818 | 0.00609 | 20.44% | 60.86% | 18.7% | 0%
|  |  | BAY MEADOWS 110439402 | 0.025646 | 0 | 0.025646 | 0.0048108 | 0.026156 | 0.011368 | 11.36% | 61.78% | 26.85% | 0%
|  |  | LAS POSITAS 2105775742 | 0.00069391 | 0 | 0.00069391 | 0.00010516 | 0.00061531 | 0.00042502 | 9.18% | 53.72% | 37.1% | 0%
|  |  | BELLEVUE 110242164 | 0.010934 | 0 | 0.010934 | 0.0021545 | 0.0080456 | 0.0042906 | 14.87% | 55.52% | 29.61% | 0%
|  |  | POTRERO PP (A) 1105CB | 0.011717 | 0 | 0.011717 | 0.00065653 | 0.014359 | 0.0043261 | 3.394% | 74.24% | 22.37% | 0%
|  |  | NAPA 1112CB | 0.095243 | 0 | 0.095243 | 0.042531 | 0.068937 | 0.022886 | 31.66% | 51.31% | 17.03% | 0%
|  |  | PEASE 1105CB | 0.032041 | 0 | 0.032041 | 0.0057593 | 0.024289 | 0.01206 | 13.68% | 57.68% | 28.64% | 0%
|  |  | HARTER 1104CB | 0.047595 | 0 | 0.047595 | 0.013682 | 0.042601 | 0.022286 | 17.41% | 54.22% | 28.36% | 0%
|  |  | STONE 1104CB | 0.035056 | 0 | 0.035056 | 0.0068847 | 0.033183 | 0.017801 | 11.9% | 57.34% | 30.76% | 0%
|  |  | OAKLAND C 1114CR416 | 0.0035435 | 0 | 0.0035435 | 0.0002345 | 0.0040144 | 0.0016006 | 4.009% | 68.63% | 27.36% | 0%
|  |  | KIRKER 210475648 | 0.022768 | 0 | 0.022768 | 0.0034258 | 0.021617 | 0.0087876 | 10.13% | 63.9% | 25.98% | 0%
|  |  | MILPITAS 1109XR372 | 0.0094731 | 0 | 0.0094731 | 0.0022691 | 0.0090607 | 0.0043081 | 14.51% | 57.94% | 27.55% | 0%
|  |  | SHEPHERD 2110CB | 0.028288 | 0 | 0.028288 | 0.0066632 | 0.01668 | 0.01121 | 19.28% | 48.27% | 32.44% | 0%
|  |  | VINEYARD 2106CB | 0.016075 | 0 | 0.016075 | 0.0046009 | 0.013371 | 0.0072722 | 18.23% | 52.97% | 28.81% | 0%
|  |  | PAUL SWEET 2108CB | 0.051008 | 0 | 0.051008 | 0.019169 | 0.038557 | 0.017545 | 25.47% | 51.22% | 23.31% | 0%
|  |  | MILLBRAE 1102CB | 0.019552 | 0 | 0.019552 | 0.0034323 | 0.020268 | 0.0078431 | 10.88% | 64.25% | 24.86% | 0%
|  |  | DEL MONTE 210276218 | 0.0036398 | 0 | 0.0036398 | 0.00027222 | 0.0034314 | 0.0012623 | 5.482% | 69.1% | 25.42% | 0%
|  |  | POTRERO PP (A) 1110CB | 0.015103 | 0 | 0.015103 | 0.0016327 | 0.017707 | 0.0055922 | 6.549% | 71.02% | 22.43% | 0%
|  |  | ROSSMOOR 1101L501R | 0.019939 | 0 | 0.019939 | 0.012668 | 0.011447 | 0.0049453 | 43.59% | 39.39% | 17.02% | 0%
|  |  | SHEPHERD 2112R4588 | 0.01191 | 0 | 0.01191 | 0.0021457 | 0.0076188 | 0.0046489 | 14.89% | 52.86% | 32.25% | 0%
|  |  | SAN JOSE B 1101CB | 0.0016161 | 0 | 0.0016161 | 0.0002828 | 0.0014216 | 0.00096337 | 10.6% | 53.29% | 36.11% | 0%
|  |  | LAKEWOOD 2226CB | 0.026516 | 0 | 0.026516 | 0.010219 | 0.022679 | 0.0092943 | 24.22% | 53.75% | 22.03% | 0%
|  |  | BOGUE 110751666 | 0.038337 | 0 | 0.038337 | 0.016355 | 0.032168 | 0.014762 | 25.84% | 50.83% | 23.33% | 0%
|  |  | STONE 1110XR458 | 0.017696 | 0 | 0.017696 | 0.0096854 | 0.013685 | 0.0058415 | 33.16% | 46.85% | 20% | 0%
|  |  | VALLEJO C 0401CB | 0.01758 | 0 | 0.01758 | 0.0025096 | 0.018974 | 0.0075356 | 8.648% | 65.38% | 25.97% | 0%
|  |  | HIGHLANDS 110487040 | 0.042685 | 1.3046 | 1.3473 | 0.024915 | 0.026054 | 0.0096531 | 1.302% | 1.362% | 0.5045% | 96.83%
|  |  | RICHMOND R 1128CB | 0.0068595 | 0 | 0.0068595 | 0.00047412 | 0.0075807 | 0.0032685 | 4.187% | 66.95% | 28.87% | 0%
|  |  | GREENBRAE 1104CB | 0.0032063 | 0 | 0.0032063 | 0.00077788 | 0.0030024 | 0.0010591 | 16.07% | 62.04% | 21.88% | 0%
|  |  | SF N 040671068 | 0.0035723 | 0 | 0.0035723 | 0.0016866 | 0.0031653 | 0.00056926 | 31.11% | 58.39% | 10.5% | 0%
|  |  | TERMINOUS 1102CB | 0.0015373 | 0 | 0.0015373 | 5.2434e-05 | 0.0013386 | 0.00034903 | 3.013% | 76.93% | 20.06% | 0%
|  |  | TASSAJARA 210791094 | 0.047861 | 0 | 0.047861 | 0.027046 | 0.031353 | 0.012461 | 38.17% | 44.25% | 17.59% | 0%
|  |  | STOREY 11052830 | 0.0069155 | 0 | 0.0069155 | 0.00065888 | 0.0048928 | 0.0035104 | 7.271% | 53.99% | 38.74% | 0%
|  |  | HUNTERS POINT (P) 110790058 | 0.014327 | 0 | 0.014327 | 0.0017604 | 0.016684 | 0.0052057 | 7.443% | 70.55% | 22.01% | 0%
|  |  | JARVIS 1101CB | 0.040829 | 0 | 0.040829 | 0.0066953 | 0.040197 | 0.020507 | 9.934% | 59.64% | 30.43% | 0%
|  |  | SYCAMORE CREEK 11112602 | 0.0075863 | 0 | 0.0075863 | 0.00091714 | 0.0067005 | 0.0032248 | 8.459% | 61.8% | 29.74% | 0%
|  |  | SERRAMONTE 11046055 | 0.0040488 | 0 | 0.0040488 | 0.00080496 | 0.004436 | 0.00069093 | 13.57% | 74.78% | 11.65% | 0%
|  |  | SAN JOSE B 1105CB | 0.018812 | 0 | 0.018812 | 0.0062226 | 0.016774 | 0.008058 | 20.04% | 54.01% | 25.95% | 0%
|  |  | VIEJO 22029100 | 0.050464 | 0 | 0.050464 | 0.017831 | 0.042484 | 0.006888 | 26.53% | 63.22% | 10.25% | 0%
|  |  | SF K 0404CB | 0.0052363 | 0 | 0.0052363 | 0.00062052 | 0.0067723 | 0.00075929 | 7.612% | 83.07% | 9.314% | 0%
|  |  | MAGUNDEN 1101CB | 0.015217 | 0 | 0.015217 | 0.0020533 | 0.015134 | 0.0079326 | 8.174% | 60.25% | 31.58% | 0%
|  |  | WEST SACRAMENTO 1110CB | 0.049932 | 0 | 0.049932 | 0.019361 | 0.045436 | 0.017629 | 23.49% | 55.12% | 21.39% | 0%
|  |  | EL CAPITAN 110630980 | 0.023233 | 0 | 0.023233 | 0.0073539 | 0.021643 | 0.0093544 | 19.17% | 56.43% | 24.39% | 0%
|  |  | SAN JOSE A 0407CB | 0.012191 | 0 | 0.012191 | 0.0034879 | 0.012336 | 0.0043004 | 17.33% | 61.3% | 21.37% | 0%
|  |  | STELLING 1103LL02 | 0.00022997 | 0 | 0.00022997 | 5.6568e-05 | 0.00020801 | 0.00011504 | 14.9% | 54.79% | 30.3% | 0%
|  |  | MT EDEN 1101MR112 | 0.0097725 | 0 | 0.0097725 | 0.00092446 | 0.01087 | 0.0043376 | 5.731% | 67.38% | 26.89% | 0%
|  |  | RENFRO 2102CB | 0.018595 | 0 | 0.018595 | 0.0022749 | 0.014086 | 0.010035 | 8.618% | 53.36% | 38.02% | 0%
|  |  | REDWOOD CITY 110476624 | 9.1963e-05 | 0 | 9.1963e-05 | 7.5777e-06 | 9.7497e-05 | 4.6734e-05 | 4.992% | 64.22% | 30.78% | 0%
|  |  | MAGUNDEN 1106CB | 0.029788 | 0 | 0.029788 | 0.0031115 | 0.027583 | 0.01189 | 7.307% | 64.77% | 27.92% | 0%
|  |  | VACAVILLE 1110CB | 0.02192 | 0 | 0.02192 | 0.005971 | 0.017678 | 0.0082535 | 18.72% | 55.41% | 25.87% | 0%
|  |  | OAKLAND I 0401CB | 0.016628 | 0 | 0.016628 | 0.0016578 | 0.016597 | 0.009194 | 6.04% | 60.46% | 33.5% | 0%
|  |  | CHANNEL 1102CB | 0.036445 | 0 | 0.036445 | 0.014806 | 0.031754 | 0.013356 | 24.71% | 53% | 22.29% | 0%
|  |  | FRANKLIN 1103CB | 0.019176 | 0 | 0.019176 | 0.0068494 | 0.013993 | 0.0050627 | 26.44% | 54.02% | 19.54% | 0%
|  |  | STAGG 210763320 | 0.018272 | 0 | 0.018272 | 0.002458 | 0.013684 | 0.0076797 | 10.32% | 57.44% | 32.24% | 0%
|  |  | SAN RAFAEL 1109535284 | 0.0055965 | 0 | 0.0055965 | 0.0044328 | 0.002653 | 0.00083338 | 55.98% | 33.5% | 10.52% | 0%
|  |  | VIEJO 22022014 | 0.033037 | 0 | 0.033037 | 0.014215 | 0.022142 | 0.0031515 | 35.98% | 56.04% | 7.977% | 0%
|  |  | BURLINGAME 0404CB | 0.021996 | 0 | 0.021996 | 0.011616 | 0.017654 | 0.0044627 | 34.43% | 52.34% | 13.23% | 0%
|  |  | EAST GRAND 1114CB | 0.00022949 | 0 | 0.00022949 | 2.4084e-05 | 0.00025409 | 0.00010066 | 6.358% | 67.07% | 26.57% | 0%
|  |  | SARATOGA 110413314 | 0.053488 | 0 | 0.053488 | 0.0298 | 0.028682 | 0.011791 | 42.41% | 40.82% | 16.78% | 0%
|  |  | SANTA YNEZ 1102CB | 0.082514 | 0 | 0.082514 | 0.0095506 | 0.035358 | 0.01221 | 16.72% | 61.9% | 21.38% | 0%
|  |  | SAN CARLOS 0401CB | 0.0101 | 0 | 0.0101 | 0.0023319 | 0.010578 | 0.003713 | 14.03% | 63.64% | 22.34% | 0%
|  |  | SF H 110365488 | 0.00409 | 0 | 0.00409 | 0.00065554 | 0.0045035 | 0.0015925 | 9.71% | 66.7% | 23.59% | 0%
|  |  | BARTON 111664447 | 0.028516 | 0 | 0.028516 | 0.0080525 | 0.024605 | 0.01328 | 17.53% | 53.56% | 28.91% | 0%
|  |  | BARTON 1110D8931 | 0.0068787 | 0 | 0.0068787 | 0.0026069 | 0.0061668 | 0.0025814 | 22.96% | 54.31% | 22.73% | 0%
|  |  | STELLING 1111CB | 0.059326 | 0 | 0.059326 | 0.028636 | 0.045133 | 0.018538 | 31.02% | 48.89% | 20.08% | 0%
|  |  | EDES 1103CR358 | 0.0076407 | 0 | 0.0076407 | 0.00062393 | 0.0072125 | 0.0047766 | 4.947% | 57.18% | 37.87% | 0%
|  |  | FRANKLIN 1102P168 | 0.011917 | 0 | 0.011917 | 0.0030163 | 0.0084906 | 0.0040746 | 19.36% | 54.49% | 26.15% | 0%
|  |  | CAROLANDS 0403CB | 0.00076577 | 0 | 0.00076577 | 0.00038724 | 0.00060473 | 0.00012259 | 34.74% | 54.26% | 11% | 0%
|  |  | ANDERSON 1102CB | 0.0090862 | 0.19422 | 0.20331 | 0.0024389 | 0.0081374 | 0.0038373 | 0.7562% | 2.523% | 1.19% | 95.53%
|  |  | TRACY 110514012 | 0.00022902 | 0 | 0.00022902 | 1.6141e-05 | 0.00020371 | 0.00015821 | 4.269% | 53.88% | 41.85% | 0%
|  |  | GABILAN 1101989608 | 0.03505 | 0 | 0.03505 | 0.00042448 | 0.0021286 | 0.00079751 | 12.67% | 63.53% | 23.8% | 0%
|  |  | STAGG 110159806 | 0.0091599 | 0 | 0.0091599 | 0.0033095 | 0.00796 | 0.0038512 | 21.89% | 52.64% | 25.47% | 0%
|  |  | DALY CITY 110415369 | 0.017193 | 0 | 0.017193 | 0.0048519 | 0.018009 | 0.0028833 | 18.85% | 69.95% | 11.2% | 0%
|  |  | FORT ORD 1101131442 | 0.042165 | 0 | 0.042165 | 0.0031974 | 0.054993 | 0.00948 | 4.725% | 81.27% | 14.01% | 0%
|  |  | CALIFORNIA AVE 1116D6132 | 0.0098412 | 0 | 0.0098412 | 0.0029815 | 0.0093984 | 0.0038654 | 18.35% | 57.85% | 23.79% | 0%
|  |  | DUMBARTON 1108CB | 0.0065426 | 0 | 0.0065426 | 0.0011713 | 0.0056638 | 0.002994 | 11.92% | 57.62% | 30.46% | 0%
|  |  | SONOMA 11061678 | 0.0075499 | 0 | 0.0075499 | 0.0024108 | 0.0074535 | 0.0025988 | 19.34% | 59.8% | 20.85% | 0%
|  |  | SANTA MARIA 1112M140 | 0.0089189 | 0 | 0.0089189 | 0.00071576 | 0.010215 | 0.0037923 | 4.862% | 69.38% | 25.76% | 0%
|  |  | OAKLAND D 0406CB | 0.010329 | 0 | 0.010329 | 0.0017062 | 0.011246 | 0.0040977 | 10.01% | 65.96% | 24.03% | 0%
|  |  | MOLINO 1104468882 | 0.024837 | 0 | 0.024837 | 0.018097 | 0.012493 | 0.0060776 | 49.35% | 34.07% | 16.57% | 0%
|  |  | SAN LEANDRO U 1112CB | 0.027668 | 0 | 0.027668 | 0.0021232 | 0.026257 | 0.017293 | 4.649% | 57.49% | 37.86% | 0%
|  |  | STOREY 110713000 | 0.039326 | 0 | 0.039326 | 0.0061507 | 0.038476 | 0.020291 | 9.475% | 59.27% | 31.26% | 0%
|  |  | HATTON 110240465 | 0.021527 | 0 | 0.021527 | 0.0079645 | 0.018824 | 0.0042422 | 25.67% | 60.66% | 13.67% | 0%
|  |  | SF H 110944832 | 0.0028165 | 0 | 0.0028165 | 0.00048223 | 0.0032162 | 0.00095099 | 10.37% | 69.17% | 20.45% | 0%
|  |  | OAKLAND C 1117465596 | 0.015148 | 0 | 0.015148 | 0.0013397 | 0.017094 | 0.0065717 | 5.358% | 68.36% | 26.28% | 0%
|  |  | AIRWAYS 1104CB | 0.0189 | 0 | 0.0189 | 0.003998 | 0.014369 | 0.0089763 | 14.62% | 52.55% | 32.83% | 0%
|  |  | SAN JOSE B 1105XR506 | 0.0066208 | 0 | 0.0066208 | 0.0024755 | 0.005828 | 0.0026258 | 22.65% | 53.32% | 24.03% | 0%
|  |  | SAN PABLO 1105BR142 | 0.03394 | 0 | 0.03394 | 0.014075 | 0.02636 | 0.0097345 | 28.05% | 52.54% | 19.4% | 0%
|  |  | SF H 0404CB | 0.01229 | 0 | 0.01229 | 0.0015613 | 0.014153 | 0.0045739 | 7.696% | 69.76% | 22.54% | 0%
|  |  | WINDSOR 1101CB | 0.015292 | 0 | 0.015292 | 0.0041953 | 0.0113 | 0.0058803 | 19.63% | 52.86% | 27.51% | 0%
|  |  | KONOCTI 1108430588 | 0.0013697 | 0.0017682 | 0.0031379 | 0.00055609 | 0.00066531 | 0.00043718 | 14.64% | 17.51% | 11.51% | 56.35%
|  |  | SAN JOSE B 1115XR448 | 0.0055926 | 0 | 0.0055926 | 0.0012333 | 0.0053394 | 0.0026594 | 13.36% | 57.84% | 28.81% | 0%
|  |  | CONTRA COSTA 211375910 | 0.024614 | 0 | 0.024614 | 0.0022223 | 0.021439 | 0.010821 | 6.445% | 62.17% | 31.38% | 0%
|  |  | SALINAS 1103CB | 0.0032813 | 0 | 0.0032813 | 0.00031228 | 0.0026161 | 0.0018854 | 6.487% | 54.35% | 39.17% | 0%
|  |  | SANTA ROSA A 1105CB | 0.061821 | 0 | 0.061821 | 0.020702 | 0.050375 | 0.027764 | 20.94% | 50.97% | 28.09% | 0%
|  |  | SARATOGA 1114XR540 | 0.0022821 | 0 | 0.0022821 | 0.00076519 | 0.0019783 | 0.0010236 | 20.31% | 52.52% | 27.17% | 0%
|  |  | FIGARDEN 211358912 | 0.012252 | 0 | 0.012252 | 0.0012761 | 0.008745 | 0.0063156 | 7.811% | 53.53% | 38.66% | 0%
|  |  | CLAYTON 2216C544R | 0.044949 | 0 | 0.044949 | 0.018245 | 0.037259 | 0.018695 | 24.59% | 50.21% | 25.2% | 0%
|  |  | SAN CARLOS 0406CB | 0.042899 | 0 | 0.042899 | 0.025287 | 0.031138 | 0.0087559 | 38.8% | 47.77% | 13.43% | 0%
|  |  | EAST GRAND 1105CB | 0.02158 | 0 | 0.02158 | 0.0013505 | 0.025677 | 0.0085957 | 3.791% | 72.08% | 24.13% | 0%
|  |  | NAPA 1109700752 | 0.041408 | 0 | 0.041408 | 0.013964 | 0.040846 | 0.013544 | 20.43% | 59.76% | 19.81% | 0%
|  |  | STOCKTON A 1110CB | 0.072041 | 0 | 0.072041 | 0.013493 | 0.068678 | 0.035233 | 11.49% | 58.5% | 30.01% | 0%
|  |  | VACA DIXON 110965548 | 0.0034196 | 0 | 0.0034196 | 0.00050539 | 0.002654 | 0.0012985 | 11.34% | 59.54% | 29.13% | 0%
|  |  | NEWARK 21KV 2102MR223 | 0.01775 | 0 | 0.01775 | 0.0050367 | 0.014137 | 0.0065754 | 19.56% | 54.9% | 25.54% | 0%
|  |  | HAMMER 110812452 | 0.030384 | 0 | 0.030384 | 0.011938 | 0.026568 | 0.011651 | 23.8% | 52.97% | 23.23% | 0%
|  |  | MALAGA 1110CB | 0.074355 | 0 | 0.074355 | 0.02664 | 0.054062 | 0.029315 | 24.21% | 49.14% | 26.65% | 0%
|  |  | TASSAJARA 2107CB | 0.027909 | 0 | 0.027909 | 0.0075874 | 0.022387 | 0.0097116 | 19.12% | 56.41% | 24.47% | 0%
|  |  | COUNTRY CLUB 0402CB | 0.035823 | 0 | 0.035823 | 0.016534 | 0.032799 | 0.0091187 | 28.29% | 56.11% | 15.6% | 0%
|  |  | MANTECA 1702CB | 0.082704 | 0 | 0.082704 | 0.010924 | 0.065795 | 0.059461 | 8.022% | 48.31% | 43.66% | 0%
|  |  | LOCKEFORD 2102CB | 0.0073141 | 0 | 0.0073141 | 0.00042714 | 0.0053688 | 0.0025359 | 5.127% | 64.44% | 30.44% | 0%
|  |  | COLUMBUS 1109CB | 0.012407 | 0 | 0.012407 | 0.0019565 | 0.0095606 | 0.0074302 | 10.33% | 50.46% | 39.22% | 0%
|  |  | MANZANITA 04039680 | 0.0064836 | 0 | 0.0064836 | 0.00055823 | 0.0082217 | 0.001923 | 5.216% | 76.82% | 17.97% | 0%
|  |  | SANTA ROSA A 111179354 | 0.029573 | 0 | 0.029573 | 0.017435 | 0.015864 | 0.0065655 | 43.74% | 39.79% | 16.47% | 0%
|  |  | STONE 1107CB | 0.038024 | 0 | 0.038024 | 0.0060612 | 0.03515 | 0.020777 | 9.778% | 56.7% | 33.52% | 0%
|  |  | SAN MATEO 0410CB | 0.012937 | 0 | 0.012937 | 0.0072203 | 0.010734 | 0.0024837 | 35.33% | 52.52% | 12.15% | 0%
|  |  | MILPITAS 2111CB | 0.015381 | 0 | 0.015381 | 0.0020522 | 0.015279 | 0.00806 | 8.082% | 60.17% | 31.74% | 0%
|  |  | SAN JOSE A 1112CB | 0.021587 | 0 | 0.021587 | 0.0047553 | 0.020142 | 0.010738 | 13.34% | 56.52% | 30.13% | 0%
|  |  | DEL MONTE 21039452 | 0.012995 | 0 | 0.012995 | 0.0024105 | 0.015035 | 0.0027371 | 11.94% | 74.49% | 13.56% | 0%
|  |  | SAN LEANDRO U 1111CB | 0.017073 | 0 | 0.017073 | 0.0014728 | 0.016458 | 0.010254 | 5.226% | 58.39% | 36.38% | 0%
|  |  | LARKIN (Y) 1110CB | 0.00037849 | 0 | 0.00037849 | 2.3753e-05 | 0.00050801 | 9.3033e-05 | 3.802% | 81.31% | 14.89% | 0%
|  |  | HARTER 1106CB | 0.017375 | 0 | 0.017375 | 0.002957 | 0.015577 | 0.0093456 | 10.61% | 55.87% | 33.52% | 0%
|  |  | WOLFE 111435446 | 0.0074907 | 0 | 0.0074907 | 0.0023019 | 0.0067074 | 0.003356 | 18.62% | 54.24% | 27.14% | 0%
|  |  | DAVIS 1102294582 | 0.0049901 | 0 | 0.0049901 | 0.0017113 | 0.0043121 | 0.0022141 | 20.77% | 52.35% | 26.88% | 0%
|  |  | OROVILLE 11042588 | 0.06141 | 0 | 0.06141 | 0.024221 | 0.037731 | 0.021817 | 28.91% | 45.04% | 26.04% | 0%
|  |  | PEASE 110551698 | 0.027061 | 0 | 0.027061 | 0.009859 | 0.023443 | 0.011369 | 22.07% | 52.48% | 25.45% | 0%
|  |  | MORGAN HILL 2111XR354 | 0.0054838 | 0 | 0.0054838 | 0.0012917 | 0.0034323 | 0.0027224 | 17.35% | 46.09% | 36.56% | 0%
|  |  | MAGUNDEN 110115264 | 0.0077062 | 0 | 0.0077062 | 0.0016708 | 0.0080267 | 0.0030237 | 13.13% | 63.1% | 23.77% | 0%
|  |  | POTTER VALLEY P H 1105990354 | 0.00049103 | 0 | 0.00049103 | 0.00010926 | 0.00041465 | 9.4298e-05 | 17.67% | 67.07% | 15.25% | 0%
|  |  | NEWARK 12KV 1103MR823 | 0.0002266 | 0 | 0.0002266 | 2.0783e-05 | 0.00024064 | 0.00011263 | 5.556% | 64.33% | 30.11% | 0%
|  |  | SANTA ROSA A 1108CB | 0.029155 | 0 | 0.029155 | 0.0072467 | 0.025986 | 0.014895 | 15.06% | 53.99% | 30.95% | 0%
|  |  | COUNTRY CLUB 0401CB | 0.014209 | 0 | 0.014209 | 0.0066815 | 0.013048 | 0.003727 | 28.48% | 55.63% | 15.89% | 0%
|  |  | CLOVIS 1101CB | 0.029177 | 0 | 0.029177 | 0.0084401 | 0.02608 | 0.013463 | 17.59% | 54.35% | 28.06% | 0%
|  |  | MEADOW LANE 210856034 | 0.028974 | 0 | 0.028974 | 0.013773 | 0.021696 | 0.0072397 | 32.25% | 50.8% | 16.95% | 0%
|  |  | VACAVILLE 110941782 | 0.015632 | 0 | 0.015632 | 0.0031524 | 0.011567 | 0.0056532 | 15.47% | 56.78% | 27.75% | 0%
|  |  | OAKLAND C 1113CB | 0.018308 | 0 | 0.018308 | 0.0017076 | 0.020593 | 0.0079213 | 5.65% | 68.14% | 26.21% | 0%
|  |  | TIDEWATER 210965264 | 0.011088 | 0 | 0.011088 | 0.0043442 | 0.010094 | 0.0038654 | 23.73% | 55.15% | 21.12% | 0%
|  |  | STOCKTON A 1102CB | 0.045522 | 0 | 0.045522 | 0.0066854 | 0.040999 | 0.0271 | 8.939% | 54.82% | 36.24% | 0%
|  |  | NORD 110348020 | 0.0070146 | 0 | 0.0070146 | 0.0037296 | 0.0050242 | 0.0028257 | 32.21% | 43.39% | 24.4% | 0%
|  |  | SAN LEANDRO U 1116MR592 | 0.0085225 | 0 | 0.0085225 | 0.0010211 | 0.0079813 | 0.0050663 | 7.258% | 56.73% | 36.01% | 0%
|  |  | HICKS 1112CB | 0.02709 | 0 | 0.02709 | 0.010179 | 0.022797 | 0.011742 | 22.76% | 50.98% | 26.26% | 0%
|  |  | PEABODY 211340336 | 0.014403 | 0 | 0.014403 | 0.0033607 | 0.014026 | 0.0063893 | 14.14% | 58.99% | 26.87% | 0%
|  |  | MEADOW LANE 210395110 | 0.014774 | 0 | 0.014774 | 0.0078852 | 0.012187 | 0.0043152 | 32.33% | 49.97% | 17.69% | 0%
|  |  | WEST SACRAMENTO 1107CB | 0.12956 | 0 | 0.12956 | 0.052609 | 0.11262 | 0.048637 | 24.6% | 52.66% | 22.74% | 0%
|  |  | OAKLAND C 1119CB | 0.0019591 | 0 | 0.0019591 | 9.3939e-05 | 0.0023688 | 0.0007712 | 2.905% | 73.25% | 23.85% | 0%
|  |  | FMC 1108CB | 0.010359 | 0 | 0.010359 | 0.0022204 | 0.010273 | 0.0046071 | 12.98% | 60.07% | 26.94% | 0%
|  |  | BELLEVUE 210342412 | 0.00095935 | 0 | 0.00095935 | 0.00014867 | 0.00092569 | 0.0003252 | 10.62% | 66.14% | 23.24% | 0%
|  |  | BELLE HAVEN 1106287588 | 0.01613 | 0 | 0.01613 | 0.003922 | 0.015388 | 0.0073175 | 14.73% | 57.79% | 27.48% | 0%
|  |  | BELLEVUE 110275956 | 0.016971 | 0 | 0.016971 | 0.0045419 | 0.011406 | 0.0064295 | 20.3% | 50.97% | 28.73% | 0%
|  |  | VASONA 1105CB | 0.011068 | 0 | 0.011068 | 0.0022544 | 0.010819 | 0.0051974 | 12.34% | 59.22% | 28.45% | 0%
|  |  | OAKLAND C 1109CB | 0.0014305 | 0 | 0.0014305 | 6.7238e-05 | 0.0017407 | 0.0005534 | 2.847% | 73.72% | 23.44% | 0%
|  |  | LAS PULGAS 0404CB | 0.016862 | 0 | 0.016862 | 0.0081537 | 0.01527 | 0.0044123 | 29.29% | 54.86% | 15.85% | 0%
|  |  | PAUL SWEET 210349370 | 0.019763 | 0 | 0.019763 | 0.0083366 | 0.01578 | 0.0053704 | 28.27% | 53.52% | 18.21% | 0%
|  |  | BRENTWOOD 2110CB | 0.014398 | 0 | 0.014398 | 0.0009946 | 0.011831 | 0.0059523 | 5.297% | 63% | 31.7% | 0%
|  |  | VALLEJO B 0411CB | 0.045493 | 0 | 0.045493 | 0.0094677 | 0.047838 | 0.017792 | 12.61% | 63.7% | 23.69% | 0%
|  |  | EL PATIO 1107CB | 0.052613 | 0 | 0.052613 | 0.025688 | 0.040203 | 0.016317 | 31.25% | 48.9% | 19.85% | 0%
|  |  | CLAYTON 221442582 | 0.014326 | 0 | 0.014326 | 0.0043907 | 0.013279 | 0.0053087 | 19.11% | 57.79% | 23.1% | 0%
|  |  | FORT ORD 210633694 | 0.020429 | 0 | 0.020429 | 0.0026511 | 0.019337 | 0.0047666 | 9.909% | 72.27% | 17.82% | 0%
|  |  | HAMMER 1101CB | 0.021662 | 0 | 0.021662 | 0.0065094 | 0.020352 | 0.0088978 | 18.2% | 56.91% | 24.88% | 0%
|  |  | MILLBRAE 110480106 | 0.018399 | 0 | 0.018399 | 0.0076422 | 0.013789 | 0.0028012 | 31.54% | 56.9% | 11.56% | 0%
|  |  | CONTRA COSTA 2107K526R | 0.039448 | 0 | 0.039448 | 0.005115 | 0.038381 | 0.018473 | 8.254% | 61.94% | 29.81% | 0%
|  |  | POTRERO PP (A) 110338452 | 0.004512 | 0 | 0.004512 | 0.00025296 | 0.0055177 | 0.0016775 | 3.396% | 74.08% | 22.52% | 0%
|  |  | COUNTRY CLUB 1106CB | 0.055718 | 0 | 0.055718 | 0.022381 | 0.051296 | 0.0183 | 24.33% | 55.77% | 19.9% | 0%
|  |  | CARBONA 1103CB | 0.019841 | 0 | 0.019841 | 0.0023715 | 0.016453 | 0.0092689 | 8.441% | 58.57% | 32.99% | 0%
|  |  | ATWATER 1106CB | 0.039579 | 0 | 0.039579 | 0.0098871 | 0.037893 | 0.017555 | 15.13% | 58% | 26.87% | 0%
|  |  | SAN LUIS OBISPO 1108CB | 0.044413 | 0 | 0.044413 | 0.0099854 | 0.026033 | 0.0081293 | 22.62% | 58.97% | 18.41% | 0%
|  |  | WILLOWS A 1103CB | 0.019988 | 0 | 0.019988 | 0.0046061 | 0.017696 | 0.007171 | 15.63% | 60.04% | 24.33% | 0%
|  |  | 7TH STANDARD 21021499 | 0.013144 | 0 | 0.013144 | 0.0010124 | 0.0078457 | 0.006573 | 6.561% | 50.84% | 42.6% | 0%
|  |  | TRIMBLE 1105CB | 0.0033783 | 0 | 0.0033783 | 0.00068973 | 0.0030412 | 0.0018458 | 12.37% | 54.53% | 33.1% | 0%
|  |  | HUNTERS POINT (P) 1104CB | 0.0083891 | 0 | 0.0083891 | 0.001861 | 0.0086333 | 0.0033541 | 13.44% | 62.34% | 24.22% | 0%
|  |  | BRENTWOOD 2105B503R | 0.016975 | 0 | 0.016975 | 0.0015597 | 0.01345 | 0.0071895 | 7.026% | 60.59% | 32.39% | 0%
|  |  | EL PATIO 1113LC02 | 0.02544 | 0 | 0.02544 | 0.0087513 | 0.021926 | 0.011319 | 20.84% | 52.21% | 26.95% | 0%
|  |  | COLUMBUS 110614325 | 0.0069037 | 0 | 0.0069037 | 0.0013091 | 0.0069842 | 0.0031031 | 11.49% | 61.28% | 27.23% | 0%
|  |  | STELLING 1111LL04 | 0.031273 | 0 | 0.031273 | 0.017241 | 0.018732 | 0.0079875 | 39.22% | 42.61% | 18.17% | 0%
|  |  | MOUNTAIN VIEW 1104LM26 | 0.018791 | 0 | 0.018791 | 0.0066153 | 0.017093 | 0.0073108 | 21.33% | 55.1% | 23.57% | 0%
|  |  | WOODLAND 1103CB | 0.0080256 | 0 | 0.0080256 | 0.0016443 | 0.0070144 | 0.0045898 | 12.41% | 52.94% | 34.64% | 0%
|  |  | EL CAPITAN 110290272 | 0.0031811 | 0 | 0.0031811 | 0.00030152 | 0.0023569 | 0.0015347 | 7.191% | 56.21% | 36.6% | 0%
|  |  | GLENWOOD 1101CB | 0.0042632 | 0 | 0.0042632 | 0.0020145 | 0.0029953 | 0.0010956 | 33% | 49.06% | 17.95% | 0%
|  |  | OAKLAND J 1102CB | 0.034573 | 0 | 0.034573 | 0.0034252 | 0.036844 | 0.016802 | 6.002% | 64.56% | 29.44% | 0%
|  |  | OAKLAND D 0406235358 | 0.006936 | 0 | 0.006936 | 0.0010665 | 0.0075948 | 0.0027884 | 9.315% | 66.33% | 24.35% | 0%
|  |  | OAKLAND X 111223947 | 0.0013693 | 0 | 0.0013693 | 0.00019362 | 0.0011559 | 0.00061125 | 9.874% | 58.95% | 31.17% | 0%
|  |  | PANAMA 21011128 | 0.0040659 | 0 | 0.0040659 | 0.00046098 | 0.0029848 | 0.0022506 | 8.093% | 52.4% | 39.51% | 0%
|  |  | STONE 1101XR472 | 0.018965 | 0 | 0.018965 | 0.01235 | 0.013719 | 0.0052394 | 39.45% | 43.82% | 16.74% | 0%
|  |  | EMBARCADERO (Z) 1119CB | 0.0015742 | 0 | 0.0015742 | 0.0001111 | 0.0018972 | 0.00059034 | 4.275% | 73.01% | 22.72% | 0%
|  |  | NEWARK 21KV 2107MR595 | 0.0059745 | 0 | 0.0059745 | 0.0015643 | 0.0046816 | 0.0020793 | 18.79% | 56.23% | 24.98% | 0%
|  |  | BELLE HAVEN 11068916 | 0.01193 | 0 | 0.01193 | 0.002589 | 0.011332 | 0.0057719 | 13.15% | 57.54% | 29.31% | 0%
|  |  | WEEDPATCH 11012405 | 0.029415 | 0 | 0.029415 | 0.0037551 | 0.028736 | 0.0097484 | 8.89% | 68.03% | 23.08% | 0%
|  |  | DEL MONTE 210596246 | 0.031886 | 0 | 0.031886 | 0.0080002 | 0.037609 | 0.006641 | 15.31% | 71.98% | 12.71% | 0%
|  |  | RAWSON 1103CB | 0.096681 | 0 | 0.096681 | 0.033248 | 0.063733 | 0.030728 | 26.03% | 49.9% | 24.06% | 0%
|  |  | WYANDOTTE 1109CB | 0.033633 | 0 | 0.033633 | 0.0078006 | 0.023203 | 0.013034 | 17.71% | 52.69% | 29.6% | 0%
|  |  | TRACY 111011900 | 0.0022646 | 0 | 0.0022646 | 0.00018516 | 0.0020043 | 0.00080556 | 6.182% | 66.92% | 26.9% | 0%
|  |  | HALF MOON BAY 11029114 | 0.0011237 | 0 | 0.0011237 | 0.0001185 | 0.0014698 | 0.00026673 | 6.388% | 79.23% | 14.38% | 0%
|  |  | WEST LANE 110195948 | 0.03785 | 0 | 0.03785 | 0.012587 | 0.033605 | 0.01617 | 20.18% | 53.89% | 25.93% | 0%
|  |  | EL CERRITO G 111451228 | 0.00023959 | 0 | 0.00023959 | 4.2745e-05 | 0.0002407 | 0.00011206 | 10.81% | 60.86% | 28.33% | 0%
|  |  | TRINIDAD 1102CB | 0.035714 | 0.27994 | 0.31565 | 0.035158 | 0.0091878 | 0.002345 | 8.52% | 2.226% | 0.5683% | 88.69%
|  |  | CANAL 1104CB | 0.036989 | 0 | 0.036989 | 0.0031586 | 0.038159 | 0.019622 | 5.183% | 62.62% | 32.2% | 0%
|  |  | VINEYARD 2106MR168 | 0.0067002 | 0 | 0.0067002 | 0.0015411 | 0.0055742 | 0.0028649 | 15.44% | 55.85% | 28.71% | 0%
|  |  | SAN MATEO 04048554 | 0.011063 | 0 | 0.011063 | 0.0077866 | 0.0056249 | 0.001178 | 53.37% | 38.55% | 8.075% | 0%
|  |  | HARTER 110774924 | 0.047348 | 0 | 0.047348 | 0.014555 | 0.042545 | 0.01971 | 18.95% | 55.39% | 25.66% | 0%
|  |  | MILLBRAE 0403CB | 0.0078457 | 0 | 0.0078457 | 0.001501 | 0.0087567 | 0.0026449 | 11.63% | 67.87% | 20.5% | 0%
|  |  | RICHMOND R 1118CB | 0.010479 | 0 | 0.010479 | 0.00054107 | 0.012616 | 0.0041404 | 3.128% | 72.94% | 23.94% | 0%
|  |  | BRITTON 1115CB | 0.0076339 | 0 | 0.0076339 | 0.001299 | 0.0070012 | 0.0043016 | 10.31% | 55.56% | 34.13% | 0%
|  |  | CORNING 11021666 | 0.0068205 | 0 | 0.0068205 | 0.0012826 | 0.0052423 | 0.0023584 | 14.44% | 59.01% | 26.55% | 0%
|  |  | MERCED 21029740 | 0.045843 | 0 | 0.045843 | 0.0095289 | 0.042731 | 0.022367 | 12.77% | 57.26% | 29.97% | 0%
|  |  | FRUITVALE 1104CB | 0.018982 | 0 | 0.018982 | 0.0030496 | 0.014614 | 0.010697 | 10.75% | 51.53% | 37.72% | 0%
|  |  | SWIFT 210646779 | 0.011519 | 0 | 0.011519 | 0.0031866 | 0.010212 | 0.0056163 | 16.76% | 53.7% | 29.54% | 0%
|  |  | FIGARDEN 210584594 | 0.031188 | 0 | 0.031188 | 0.0090212 | 0.027431 | 0.015032 | 17.52% | 53.28% | 29.2% | 0%
|  |  | EL PATIO 1112XR604 | 0.019519 | 0 | 0.019519 | 0.008421 | 0.016836 | 0.0069645 | 26.14% | 52.25% | 21.61% | 0%
|  |  | NAPA 111038966 | 0.015563 | 0 | 0.015563 | 0.0065629 | 0.013201 | 0.0039781 | 27.64% | 55.6% | 16.76% | 0%
|  |  | CONTRA COSTA 2103CB | 0.027742 | 0 | 0.027742 | 0.0044615 | 0.024989 | 0.011814 | 10.81% | 60.56% | 28.63% | 0%
|  |  | EL CAPITAN 110511480 | 0.020062 | 0 | 0.020062 | 0.0073952 | 0.016934 | 0.0071148 | 23.52% | 53.85% | 22.63% | 0%
|  |  | SONOMA 1106CB | 0.024876 | 0 | 0.024876 | 0.0069864 | 0.023847 | 0.0083221 | 17.84% | 60.9% | 21.25% | 0%
|  |  | EIGHT MILE 210238448 | 0.012902 | 0 | 0.012902 | 0.0010456 | 0.0095563 | 0.0044964 | 6.925% | 63.29% | 29.78% | 0%
|  |  | DAVIS 1107CB | 0.021199 | 0 | 0.021199 | 0.0032201 | 0.015567 | 0.0077233 | 12.15% | 58.72% | 29.13% | 0%
|  |  | WEST LANE 110214604 | 0.077132 | 0 | 0.077132 | 0.023783 | 0.072233 | 0.031311 | 18.68% | 56.73% | 24.59% | 0%
|  |  | BERKELEY F 1105CB | 0.043496 | 0 | 0.043496 | 0.016292 | 0.036393 | 0.014203 | 24.36% | 54.41% | 21.23% | 0%
|  |  | NORTECH 2111CB | 0.0067249 | 0 | 0.0067249 | 0.0008922 | 0.0062291 | 0.0039799 | 8.037% | 56.11% | 35.85% | 0%
|  |  | WEST SACRAMENTO 110820222 | 0.021666 | 0 | 0.021666 | 0.0066422 | 0.021363 | 0.007761 | 18.57% | 59.73% | 21.7% | 0%
|  |  | CLARKSVILLE 2110CB | 0.015908 | 0 | 0.015908 | 0.0021606 | 0.012804 | 0.0058173 | 10.4% | 61.61% | 27.99% | 0%
|  |  | SAN MATEO 0408CB | 0.039412 | 0 | 0.039412 | 0.025486 | 0.027511 | 0.0065592 | 42.79% | 46.19% | 11.01% | 0%
|  |  | CANAL 1102CB | 0.033502 | 0 | 0.033502 | 0.0022304 | 0.027829 | 0.014682 | 4.985% | 62.2% | 32.82% | 0%
|  |  | MANTECA 170414784 | 0.016337 | 0 | 0.016337 | 0.0028393 | 0.012152 | 0.011978 | 10.53% | 45.06% | 44.41% | 0%
|  |  | ALMADEN 1111CB | 0.02737 | 0 | 0.02737 | 0.010919 | 0.023507 | 0.010756 | 24.17% | 52.03% | 23.81% | 0%
|  |  | RICHMOND R 1124BR300 | 0.0091139 | 0 | 0.0091139 | 0.0010302 | 0.0087017 | 0.005313 | 6.848% | 57.84% | 35.31% | 0%
|  |  | LLAGAS 2102CB | 0.037442 | 0 | 0.037442 | 0.0083505 | 0.031873 | 0.018826 | 14.14% | 53.98% | 31.88% | 0%
|  |  | WEST LANE 1101CB | 0.01431 | 0 | 0.01431 | 0.0040587 | 0.013601 | 0.0059632 | 17.18% | 57.57% | 25.24% | 0%
|  |  | REDWOOD CITY 1103CB | 0.013726 | 0 | 0.013726 | 0.0027251 | 0.012442 | 0.0069222 | 12.34% | 56.33% | 31.34% | 0%
|  |  | MANTECA 1707621318 | 0.022951 | 0 | 0.022951 | 0.0022409 | 0.01801 | 0.017635 | 5.915% | 47.54% | 46.55% | 0%
|  |  | RALSTON 1101100040 | 0.0039549 | 0 | 0.0039549 | 0.00026708 | 0.00050755 | 0.00010553 | 30.34% | 57.67% | 11.99% | 0%
|  |  | CONTRA COSTA 2107CB | 0.034307 | 0 | 0.034307 | 0.0026608 | 0.028595 | 0.01357 | 5.936% | 63.79% | 30.27% | 0%
|  |  | POINT ARENA 110137426 | 0.048725 | 0 | 0.048725 | 0.010142 | 0.015154 | 0.0031862 | 35.61% | 53.21% | 11.19% | 0%
|  |  | OAKLAND J 1117CR190 | 0.011767 | 0 | 0.011767 | 0.00087141 | 0.013281 | 0.0052721 | 4.486% | 68.37% | 27.14% | 0%
|  |  | TEVIS 2104145344 | 0.015993 | 0 | 0.015993 | 0.0015575 | 0.010778 | 0.0096976 | 7.069% | 48.92% | 44.01% | 0%
|  |  | NEWARK 21KV 2108MR117 | 0.0029043 | 0 | 0.0029043 | 0.00048308 | 0.0026096 | 0.0017016 | 10.08% | 54.43% | 35.49% | 0%
|  |  | 18TH STREET 0401CB | 0.007744 | 0 | 0.007744 | 0.0015829 | 0.0086636 | 0.002537 | 12.38% | 67.77% | 19.85% | 0%
|  |  | MANTECA 1701992915 | 0.0058795 | 0 | 0.0058795 | 0.00073854 | 0.0037819 | 0.0043902 | 8.288% | 42.44% | 49.27% | 0%
|  |  | BERESFORD 0402CB | 0.020823 | 0 | 0.020823 | 0.011813 | 0.013479 | 0.0036689 | 40.79% | 46.54% | 12.67% | 0%
|  |  | WOODLAND 111222552 | 0.05825 | 0 | 0.05825 | 0.02634 | 0.050021 | 0.019697 | 27.42% | 52.07% | 20.51% | 0%
|  |  | TIDEWATER 210756052 | 0.027535 | 0 | 0.027535 | 0.01115 | 0.022081 | 0.0097769 | 25.93% | 51.34% | 22.73% | 0%
|  |  | MEADOW LANE 210388136 | 0.023662 | 0 | 0.023662 | 0.010321 | 0.01966 | 0.0090787 | 26.42% | 50.33% | 23.24% | 0%
|  |  | EAST STOCKTON 1102CB | 0.021057 | 0 | 0.021057 | 0.0046552 | 0.020856 | 0.0092496 | 13.39% | 60% | 26.61% | 0%
|  |  | HAMMER 1105CB | 0.048116 | 0 | 0.048116 | 0.021216 | 0.041297 | 0.016795 | 26.75% | 52.07% | 21.18% | 0%
|  |  | CLAYTON 221798080 | 0.015069 | 0 | 0.015069 | 0.0054577 | 0.012281 | 0.0043447 | 24.71% | 55.61% | 19.67% | 0%
|  |  | DALY CITY 1110CB | 0.017578 | 0 | 0.017578 | 0.0040157 | 0.017764 | 0.0046585 | 15.19% | 67.19% | 17.62% | 0%
|  |  | EL CERRITO G 1110BR240 | 0.018143 | 0 | 0.018143 | 0.0046201 | 0.01821 | 0.0071189 | 15.43% | 60.8% | 23.77% | 0%
|  |  | MOUNTAIN VIEW 1111CB | 0.0072421 | 0 | 0.0072421 | 0.0021348 | 0.0066826 | 0.0031375 | 17.86% | 55.9% | 26.24% | 0%
|  |  | COLUSA 110141792 | 0.00632 | 0 | 0.00632 | 0.0019691 | 0.0063216 | 0.0021422 | 18.87% | 60.59% | 20.53% | 0%
|  |  | VASONA 1104CB | 0.026759 | 0 | 0.026759 | 0.0095324 | 0.021856 | 0.012496 | 21.72% | 49.8% | 28.47% | 0%
|  |  | MANTECA 170193022 | 0.0049066 | 0 | 0.0049066 | 0.00066623 | 0.0031725 | 0.004261 | 8.225% | 39.17% | 52.61% | 0%
|  |  | SAN MATEO 2102897982 | 0.051032 | 0 | 0.051032 | 0.012896 | 0.049878 | 0.018425 | 15.88% | 61.43% | 22.69% | 0%
|  |  | SF L 0402CB | 0.00022292 | 0 | 0.00022292 | 2.6799e-05 | 0.0002733 | 6.7887e-05 | 7.283% | 74.27% | 18.45% | 0%
|  |  | ALTO 1123CB | 0.045619 | 0 | 0.045619 | 0.021993 | 0.037493 | 0.0099925 | 31.65% | 53.96% | 14.38% | 0%
|  |  | SF K 0408CB | 0.0085808 | 0 | 0.0085808 | 0.0007801 | 0.011978 | 0.0014071 | 5.507% | 84.56% | 9.933% | 0%
|  |  | RED BLUFF 1101CB | 0.026261 | 0 | 0.026261 | 0.0086468 | 0.019912 | 0.0092499 | 22.87% | 52.66% | 24.47% | 0%
|  |  | JARVIS 110662269 | 0.00022283 | 0 | 0.00022283 | 1.4533e-05 | 0.00020947 | 0.00014383 | 3.951% | 56.95% | 39.1% | 0%
|  |  | SAN MATEO 210155256 | 0.019005 | 0 | 0.019005 | 0.0044683 | 0.019572 | 0.0071722 | 14.32% | 62.71% | 22.98% | 0%
|  |  | SOLEDAD 2104413916 | 0.064741 | 0 | 0.064741 | 0.00058521 | 0.0088351 | 0.0033065 | 4.598% | 69.42% | 25.98% | 0%
|  |  | TRACY 1103CB | 0.026402 | 0 | 0.026402 | 0.0040478 | 0.027646 | 0.01189 | 9.287% | 63.43% | 27.28% | 0%
|  |  | SAUSALITO 0401CB | 0.012671 | 0 | 0.012671 | 0.005114 | 0.012565 | 0.0024245 | 25.44% | 62.5% | 12.06% | 0%
|  |  | SARATOGA 1110XR396 | 0.016332 | 0 | 0.016332 | 0.0060487 | 0.014473 | 0.0064378 | 22.44% | 53.68% | 23.88% | 0%
|  |  | OAKLAND D 1131CR430 | 0.016771 | 0 | 0.016771 | 0.0024203 | 0.016659 | 0.0086047 | 8.743% | 60.18% | 31.08% | 0%
|  |  | SUISUN 1105CB | 0.031847 | 0 | 0.031847 | 0.007281 | 0.030046 | 0.012238 | 14.69% | 60.62% | 24.69% | 0%
|  |  | PAUL SWEET 2108467366 | 0.037468 | 0 | 0.037468 | 0.010468 | 0.036298 | 0.015084 | 16.92% | 58.69% | 24.39% | 0%
|  |  | IONE 1101CB | 0.21122 | 0 | 0.21122 | 0.012821 | 0.050061 | 0.029775 | 13.84% | 54.03% | 32.13% | 0%
|  |  | EL CERRITO G 1113BR282 | 0.01602 | 0 | 0.01602 | 0.0026599 | 0.015971 | 0.0078134 | 10.06% | 60.39% | 29.55% | 0%
|  |  | OAKLAND C 1120CB | 0.019408 | 0 | 0.019408 | 0.0010239 | 0.023979 | 0.0070354 | 3.196% | 74.84% | 21.96% | 0%
|  |  | BAY MEADOWS 110411223 | 0.0041521 | 0 | 0.0041521 | 0.00098368 | 0.0042319 | 0.0016386 | 14.35% | 61.74% | 23.91% | 0%
|  |  | NORD 110334040 | 0.026029 | 0 | 0.026029 | 0.010088 | 0.01683 | 0.0091079 | 28% | 46.72% | 25.28% | 0%
|  |  | RIO BRAVO 110432450 | 0.025965 | 0 | 0.025965 | 0.0014719 | 0.015248 | 0.013152 | 4.927% | 51.04% | 44.03% | 0%
|  |  | CAYUCOS 1102317156 | 0.17809 | 0 | 0.17809 | 0.004361 | 0.021389 | 0.0059349 | 13.76% | 67.51% | 18.73% | 0%
|  |  | KING CITY 1103723816 | 0.0096556 | 0 | 0.0096556 | 0.00071045 | 0.0094404 | 0.0040544 | 5.001% | 66.46% | 28.54% | 0%
|  |  | AIRWAYS 110894718 | 0.029131 | 0 | 0.029131 | 0.0078461 | 0.025349 | 0.014893 | 16.32% | 52.71% | 30.97% | 0%
|  |  | MANTECA 170880800 | 0.029252 | 0 | 0.029252 | 0.0021857 | 0.018516 | 0.021802 | 5.143% | 43.56% | 51.29% | 0%
|  |  | SNEATH LANE 110275844 | 0.0051127 | 0 | 0.0051127 | 0.0016421 | 0.0044794 | 0.00075023 | 23.9% | 65.19% | 10.92% | 0%
|  |  | DAVIS 110168458 | 0.0002222 | 0 | 0.0002222 | 2.1552e-05 | 0.00016955 | 0.00012454 | 6.828% | 53.72% | 39.46% | 0%
|  |  | STONE 1110XR456 | 0.017998 | 0 | 0.017998 | 0.0088297 | 0.014498 | 0.0063823 | 29.72% | 48.8% | 21.48% | 0%
|  |  | HAMMER 11058624 | 0.016359 | 0 | 0.016359 | 0.008917 | 0.01326 | 0.0048288 | 33.02% | 49.1% | 17.88% | 0%
|  |  | SF H 1106CB | 0.01591 | 0 | 0.01591 | 0.0022955 | 0.017639 | 0.006329 | 8.74% | 67.16% | 24.1% | 0%
|  |  | SYCAMORE CREEK 1107CB | 0.037934 | 0 | 0.037934 | 0.017786 | 0.028473 | 0.016266 | 28.45% | 45.54% | 26.02% | 0%
|  |  | LAKEWOOD 211082806 | 0.055002 | 0 | 0.055002 | 0.030491 | 0.034269 | 0.010965 | 40.27% | 45.25% | 14.48% | 0%
|  |  | MABURY 1105CB | 0.0079877 | 0 | 0.0079877 | 0.0013094 | 0.0072006 | 0.0046758 | 9.93% | 54.61% | 35.46% | 0%
|  |  | EAST STOCKTON 110169982 | 0.061327 | 0 | 0.061327 | 0.013652 | 0.055005 | 0.029298 | 13.94% | 56.15% | 29.91% | 0%
|  |  | MEADOW LANE 2106C558R | 0.10917 | 0 | 0.10917 | 0.058179 | 0.069942 | 0.027142 | 37.47% | 45.05% | 17.48% | 0%
|  |  | LODI 110164912 | 0.012125 | 0 | 0.012125 | 0.0048864 | 0.0083822 | 0.0048962 | 26.9% | 46.15% | 26.95% | 0%
|  |  | BAKERSFIELD 1101CB | 0.047139 | 0 | 0.047139 | 0.011977 | 0.037645 | 0.021721 | 16.79% | 52.77% | 30.45% | 0%
|  |  | STONE 1107XR168 | 0.031389 | 0 | 0.031389 | 0.0078566 | 0.029252 | 0.014707 | 15.16% | 56.45% | 28.38% | 0%
|  |  | SALINAS 110922364 | 0.013288 | 0 | 0.013288 | 0.0012701 | 0.014646 | 0.0056874 | 5.879% | 67.79% | 26.33% | 0%
|  |  | SANTA ROSA A 1108626 | 0.040055 | 0 | 0.040055 | 0.0059341 | 0.014427 | 0.0070536 | 21.65% | 52.63% | 25.73% | 0%
|  |  | MILLBRAE 11072030 | 0.022892 | 0 | 0.022892 | 0.01143 | 0.019897 | 0.0064627 | 30.25% | 52.65% | 17.1% | 0%
|  |  | SAN LEANDRO U 1103CB | 0.016909 | 0 | 0.016909 | 0.00082561 | 0.018219 | 0.008867 | 2.958% | 65.27% | 31.77% | 0%
|  |  | PACIFIC GROVE 0422CB | 0.012087 | 0 | 0.012087 | 0.0036595 | 0.01306 | 0.0017813 | 19.78% | 70.59% | 9.628% | 0%
|  |  | RESEARCH 2101CB | 0.041365 | 0 | 0.041365 | 0.013405 | 0.030917 | 0.015903 | 22.26% | 51.34% | 26.41% | 0%
|  |  | DAVIS 1108CB | 0.026426 | 0 | 0.026426 | 0.0069714 | 0.02147 | 0.013248 | 16.72% | 51.5% | 31.78% | 0%
|  |  | INDUSTRIAL ACRES 0411CB | 0.012955 | 0 | 0.012955 | 0.0010231 | 0.01379 | 0.0065726 | 4.784% | 64.48% | 30.73% | 0%
|  |  | ANDERSON 11011390 | 0.0087061 | 1.4885 | 1.4972 | 0.0021261 | 0.0057012 | 0.0037416 | 0.1069% | 0.2866% | 0.1881% | 99.42%
|  |  | MARINA (F) 1103CB | 0.00095955 | 0 | 0.00095955 | 9.1998e-05 | 0.0012322 | 0.00025977 | 5.808% | 77.79% | 16.4% | 0%
|  |  | OAKLAND K 1101CR172 | 0.02395 | 0 | 0.02395 | 0.0047708 | 0.0075523 | 0.0021237 | 33.02% | 52.28% | 14.7% | 0%
|  |  | EDES 1101CR230 | 0.01638 | 0 | 0.01638 | 0.0014907 | 0.015601 | 0.0099472 | 5.513% | 57.7% | 36.79% | 0%
|  |  | WOODLAND 1108CB | 0.04261 | 0 | 0.04261 | 0.0073628 | 0.038821 | 0.02238 | 10.74% | 56.62% | 32.64% | 0%
|  |  | EDES 1103CR136 | 0.025561 | 0 | 0.025561 | 0.0028952 | 0.024662 | 0.014638 | 6.862% | 58.45% | 34.69% | 0%
|  |  | RAINBOW 1103CB | 0.0012533 | 0 | 0.0012533 | 0.00011135 | 0.00083248 | 0.0004748 | 7.849% | 58.68% | 33.47% | 0%
|  |  | PACIFIC GROVE 04212616 | 0.01639 | 0 | 0.01639 | 0.0045648 | 0.01974 | 0.0023755 | 17.11% | 73.99% | 8.904% | 0%
|  |  | COUNTRY CLUB 1104CB | 0.047098 | 0 | 0.047098 | 0.01826 | 0.043435 | 0.016053 | 23.49% | 55.87% | 20.65% | 0%
|  |  | NORD 1105CB | 0.057478 | 0 | 0.057478 | 0.013654 | 0.041911 | 0.024631 | 17.03% | 52.26% | 30.71% | 0%
|  |  | DEL MONTE 21039106 | 0.033271 | 0 | 0.033271 | 0.010816 | 0.025129 | 0.0081677 | 24.52% | 56.96% | 18.52% | 0%
|  |  | MT EDEN 1112MR538 | 0.012156 | 0 | 0.012156 | 0.0022912 | 0.011379 | 0.0063961 | 11.42% | 56.71% | 31.88% | 0%
|  |  | SWIFT 2106XR060 | 0.047362 | 0 | 0.047362 | 0.013772 | 0.042735 | 0.021677 | 17.61% | 54.66% | 27.73% | 0%
|  |  | CALIFORNIA AVE 1116D8892 | 0.0081754 | 0 | 0.0081754 | 0.0026938 | 0.0076318 | 0.00317 | 19.96% | 56.55% | 23.49% | 0%
|  |  | GREEN VALLEY 210412776 | 0.029636 | 0 | 0.029636 | 0.006574 | 0.029077 | 0.01289 | 13.54% | 59.9% | 26.56% | 0%
|  |  | STELLING 1103CB | 0.017378 | 0 | 0.017378 | 0.0047324 | 0.01598 | 0.0079754 | 16.5% | 55.7% | 27.8% | 0%
|  |  | SANTA ROSA A 111298576 | 0.033137 | 0 | 0.033137 | 0.020881 | 0.019142 | 0.0091412 | 42.47% | 38.93% | 18.59% | 0%
|  |  | MILPITAS 1109CB | 0.04333 | 0 | 0.04333 | 0.011533 | 0.039825 | 0.019954 | 16.17% | 55.85% | 27.98% | 0%
|  |  | ASHLAN AVE 210536538 | 0.014133 | 0 | 0.014133 | 0.005738 | 0.011659 | 0.0059336 | 24.59% | 49.97% | 25.43% | 0%
|  |  | COPPERMINE 1104556430 | 0.17401 | 0 | 0.17401 | 0.0040865 | 0.012161 | 0.0058648 | 18.48% | 55% | 26.52% | 0%
|  |  | BELMONT 1102CB | 0.011409 | 0 | 0.011409 | 0.0020508 | 0.011792 | 0.0049902 | 10.89% | 62.61% | 26.5% | 0%
|  |  | OAKLAND D 1130CB | 0.037686 | 0 | 0.037686 | 0.0050721 | 0.03822 | 0.018919 | 8.153% | 61.44% | 30.41% | 0%
|  |  | EL PATIO 1113CB | 0.0096398 | 0 | 0.0096398 | 0.0033707 | 0.0083049 | 0.0042374 | 21.18% | 52.19% | 26.63% | 0%
|  |  | SARATOGA 1110XR228 | 0.012948 | 0 | 0.012948 | 0.004329 | 0.011886 | 0.0051599 | 20.25% | 55.61% | 24.14% | 0%
|  |  | EDENVALE 2113CB | 0.013662 | 0 | 0.013662 | 0.003457 | 0.0084364 | 0.0042451 | 21.42% | 52.27% | 26.3% | 0%
|  |  | MC KEE 1104XR100 | 0.0053701 | 0 | 0.0053701 | 0.0011055 | 0.0052567 | 0.0025026 | 12.47% | 59.3% | 28.23% | 0%
|  |  | SF E 0408CB | 0.01188 | 0 | 0.01188 | 0.0014301 | 0.014317 | 0.0038648 | 7.292% | 73% | 19.71% | 0%
|  |  | BRITTON 1104CB | 0.0097101 | 0 | 0.0097101 | 0.0020015 | 0.0093968 | 0.0046307 | 12.49% | 58.62% | 28.89% | 0%
|  |  | COTTLE 170426578 | 0.02213 | 0 | 0.02213 | 0.0060274 | 0.017386 | 0.013117 | 16.5% | 47.59% | 35.91% | 0%
|  |  | LAS GALLINAS A 1103CB | 0.038593 | 0 | 0.038593 | 0.0049185 | 0.024223 | 0.010999 | 12.25% | 60.35% | 27.4% | 0%
|  |  | LAMONT 110349134 | 0.0066184 | 0 | 0.0066184 | 0.00026196 | 0.0044533 | 0.0027761 | 3.497% | 59.45% | 37.06% | 0%
|  |  | WHISMAN 1108CB | 0.013432 | 0 | 0.013432 | 0.0046579 | 0.011936 | 0.0048417 | 21.73% | 55.68% | 22.59% | 0%
|  |  | BOGUE 1107CB | 0.018707 | 0 | 0.018707 | 0.0046378 | 0.015428 | 0.007894 | 16.59% | 55.18% | 28.23% | 0%
|  |  | CLOVIS 110599912 | 0.04214 | 0 | 0.04214 | 0.013464 | 0.037428 | 0.018555 | 19.39% | 53.89% | 26.72% | 0%
|  |  | CRESSEY 210464194 | 0.0052168 | 0 | 0.0052168 | 0.0013207 | 0.0029624 | 0.0016219 | 22.37% | 50.17% | 27.47% | 0%
|  |  | SOLEDAD 21027644 | 0.012967 | 0 | 0.012967 | 0.00047602 | 0.013466 | 0.0051688 | 2.491% | 70.46% | 27.05% | 0%
|  |  | TIDEWATER 21098830 | 0.013076 | 0 | 0.013076 | 0.0067511 | 0.010628 | 0.0042064 | 31.28% | 49.24% | 19.49% | 0%
|  |  | COTTLE 1704795368 | 0.036868 | 0 | 0.036868 | 0.0089121 | 0.028446 | 0.022724 | 14.83% | 47.35% | 37.82% | 0%
|  |  | SARATOGA 1114XR418 | 0.01344 | 0 | 0.01344 | 0.0044876 | 0.012431 | 0.0052684 | 20.23% | 56.03% | 23.75% | 0%
|  |  | JANES CREEK 1104CB | 0.018242 | 0.10583 | 0.12407 | 0.014758 | 0.0070358 | 0.0022641 | 9.019% | 4.3% | 1.384% | 85.3%
|  |  | FORT ORD 11019518 | 0.054107 | 0 | 0.054107 | 0.0047313 | 0.063523 | 0.0094524 | 6.089% | 81.75% | 12.16% | 0%
|  |  | ROUGH AND READY ISLA 110295784 | 0.0024227 | 0 | 0.0024227 | 0.00024338 | 0.0020394 | 0.0017164 | 6.086% | 51% | 42.92% | 0%
|  |  | HAMMER 110175256 | 0.011451 | 0 | 0.011451 | 0.0031381 | 0.010801 | 0.0049638 | 16.6% | 57.14% | 26.26% | 0%
|  |  | AVENAL 2103CB | 0.0087068 | 0 | 0.0087068 | 0.00033742 | 0.0061571 | 0.0040449 | 3.201% | 58.42% | 38.38% | 0%
|  |  | AVENAL 2102CB | 0.0087068 | 0 | 0.0087068 | 0.00033742 | 0.0061571 | 0.0040449 | 3.201% | 58.42% | 38.38% | 0%
|  |  | WESTPARK 110849636 | 0.0096879 | 0 | 0.0096879 | 0.0034326 | 0.0089516 | 0.0036081 | 21.46% | 55.97% | 22.56% | 0%
|  |  | KIRKER 210639188 | 0.0029288 | 0 | 0.0029288 | 0.00030366 | 0.002714 | 0.0017236 | 6.405% | 57.24% | 36.35% | 0%
|  |  | BUTTE 1103883320 | 0.00022017 | 0 | 0.00022017 | 2.4151e-05 | 0.00016125 | 0.00010249 | 8.389% | 56.01% | 35.6% | 0%
|  |  | SARATOGA 1111XR416 | 0.015335 | 0 | 0.015335 | 0.0074942 | 0.011851 | 0.0059682 | 29.61% | 46.82% | 23.58% | 0%
|  |  | PUEBLO 2102CB | 0.11697 | 0.16071 | 0.27768 | 0.026543 | 0.088776 | 0.034408 | 7.468% | 24.98% | 9.68% | 57.88%
|  |  | SF L 110299986 | 0.00405 | 0 | 0.00405 | 0.00035075 | 0.0056978 | 0.00063703 | 5.246% | 85.23% | 9.528% | 0%
|  |  | SAN JOSE B 1105XR238 | 0.02179 | 0 | 0.02179 | 0.0033793 | 0.021551 | 0.011039 | 9.395% | 59.91% | 30.69% | 0%
|  |  | OAKLAND C 1116CB | 0.015367 | 0 | 0.015367 | 0.0017347 | 0.016307 | 0.007325 | 6.838% | 64.29% | 28.88% | 0%
|  |  | CARBONA 110458036 | 0.00021998 | 0 | 0.00021998 | 1.0003e-05 | 0.00018282 | 9.483e-05 | 3.477% | 63.56% | 32.97% | 0%
|  |  | MOLINO 1102384 | 0.0065813 | 0 | 0.0065813 | 0.0036235 | 0.0037072 | 0.0012309 | 42.32% | 43.3% | 14.38% | 0%
|  |  | PIERCY 2110CB | 0.0017596 | 0 | 0.0017596 | 0.00041534 | 0.0016817 | 0.00080771 | 14.3% | 57.89% | 27.81% | 0%
|  |  | HURON 1109CB | 0.0013756 | 0 | 0.0013756 | 4.7086e-05 | 0.0011143 | 0.00047696 | 2.874% | 68.01% | 29.11% | 0%
|  |  | MISSION (X) 111012451 | 0.022873 | 0 | 0.022873 | 0.0015468 | 0.031884 | 0.0043267 | 4.097% | 84.44% | 11.46% | 0%
|  |  | MONROE 110681758 | 0.003665 | 0 | 0.003665 | 0.0012718 | 0.0030413 | 0.001737 | 21.02% | 50.27% | 28.71% | 0%
|  |  | OAKLAND X 1115CR294 | 0.0069632 | 0 | 0.0069632 | 0.0021266 | 0.006441 | 0.002927 | 18.5% | 56.03% | 25.46% | 0%
|  |  | CARQUINEZ 1105CB | 0.014144 | 0 | 0.014144 | 0.0023246 | 0.014741 | 0.0062825 | 9.957% | 63.13% | 26.91% | 0%
|  |  | NORD 1106CB | 0.072004 | 0 | 0.072004 | 0.024651 | 0.048631 | 0.026471 | 24.71% | 48.75% | 26.54% | 0%
|  |  | VALLEY VIEW 1103P160 | 0.063158 | 0 | 0.063158 | 0.020572 | 0.031915 | 0.011653 | 32.07% | 49.76% | 18.17% | 0%
|  |  | BOGUE 1104CB | 0.02969 | 0 | 0.02969 | 0.0050113 | 0.025015 | 0.013278 | 11.57% | 57.77% | 30.66% | 0%
|  |  | EL CAPITAN 1106CB | 0.013711 | 0 | 0.013711 | 0.0017733 | 0.0126 | 0.0071549 | 8.237% | 58.53% | 33.24% | 0%
|  |  | CAROLANDS 040387073 | 0.038122 | 0 | 0.038122 | 0.022671 | 0.022507 | 0.0045558 | 45.59% | 45.25% | 9.16% | 0%
|  |  | EL CERRITO G 1110BR126 | 0.0031479 | 0 | 0.0031479 | 0.00024009 | 0.0037807 | 0.0011756 | 4.62% | 72.76% | 22.62% | 0%
|  |  | STONE 1109CB | 0.011274 | 0 | 0.011274 | 0.0023321 | 0.010637 | 0.0056412 | 12.53% | 57.16% | 30.31% | 0%
|  |  | PUEBLO 1102671 | 0.0064041 | 0.0094537 | 0.015858 | 0.002264 | 0.0040783 | 0.0014076 | 11.8% | 21.25% | 7.335% | 59.62%
|  |  | VINEYARD 2110946322 | 0.0021954 | 0 | 0.0021954 | 0.00020516 | 0.0017139 | 0.00095162 | 7.147% | 59.7% | 33.15% | 0%
|  |  | OAKLAND J 1111CR374 | 0.010606 | 0 | 0.010606 | 0.00091168 | 0.01081 | 0.0057864 | 5.207% | 61.74% | 33.05% | 0%
|  |  | MORAGA 1103E510R | 0.048885 | 0.2761 | 0.32499 | 0.023921 | 0.018104 | 0.0083296 | 7.146% | 5.408% | 2.488% | 84.96%
|  |  | WEBER 1110CB | 0.031898 | 0 | 0.031898 | 0.0050865 | 0.027186 | 0.012421 | 11.38% | 60.83% | 27.79% | 0%
|  |  | WYANDOTTE 1106CB | 0.033664 | 0 | 0.033664 | 0.0064732 | 0.023942 | 0.01409 | 14.54% | 53.8% | 31.66% | 0%
|  |  | MAGUNDEN 1105CB | 0.045249 | 0 | 0.045249 | 0.0072333 | 0.046838 | 0.018548 | 9.961% | 64.5% | 25.54% | 0%
|  |  | BAY MEADOWS 210248770 | 0.0095738 | 0 | 0.0095738 | 0.0051927 | 0.0057136 | 0.0015887 | 41.56% | 45.73% | 12.71% | 0%
|  |  | WHISMAN 1103CB | 0.016594 | 0 | 0.016594 | 0.0065172 | 0.014716 | 0.0061603 | 23.79% | 53.72% | 22.49% | 0%
|  |  | LARKIN (Y) 1127971378 | 0.00058482 | 0 | 0.00058482 | 4.401e-05 | 0.00068488 | 0.00023651 | 4.559% | 70.94% | 24.5% | 0%
|  |  | BAHIA 1102CB | 0.01223 | 0 | 0.01223 | 0.0017995 | 0.011494 | 0.0047438 | 9.977% | 63.72% | 26.3% | 0%
|  |  | KERN POWER 210565342 | 0.0048244 | 0 | 0.0048244 | 0.00098073 | 0.0036659 | 0.0033174 | 12.31% | 46.03% | 41.65% | 0%
|  |  | OAKLAND D 0408CB | 0.020087 | 0 | 0.020087 | 0.0036109 | 0.020901 | 0.0086477 | 10.89% | 63.03% | 26.08% | 0%
|  |  | HALF MOON BAY 1101821698 | 0.0058433 | 0 | 0.0058433 | 0.004155 | 0.0027403 | 0.00073957 | 54.42% | 35.89% | 9.687% | 0%
|  |  | FIGARDEN 211191186 | 0.013003 | 0 | 0.013003 | 0.0017068 | 0.0096668 | 0.0091502 | 8.316% | 47.1% | 44.58% | 0%
|  |  | LOYOLA 1101CB | 0.039317 | 0 | 0.039317 | 0.017541 | 0.028126 | 0.0088103 | 32.2% | 51.63% | 16.17% | 0%
|  |  | RINCON 1102640 | 0.031027 | 1.1029 | 1.134 | 0.013623 | 0.023215 | 0.0085357 | 0.8215% | 1.4% | 0.5147% | 97.26%
|  |  | VASONA 1103CB | 0.037233 | 0 | 0.037233 | 0.01605 | 0.027569 | 0.012861 | 28.42% | 48.81% | 22.77% | 0%
|  |  | ORLAND B 1102CB | 0.069303 | 0 | 0.069303 | 0.017602 | 0.055544 | 0.024139 | 18.09% | 57.09% | 24.81% | 0%
|  |  | FULTON 1107CB | 0.081524 | 0 | 0.081524 | 0.026894 | 0.057488 | 0.029763 | 23.56% | 50.36% | 26.07% | 0%
|  |  | SF H 110114687 | 0.013613 | 0 | 0.013613 | 0.0017733 | 0.015377 | 0.005321 | 7.891% | 68.43% | 23.68% | 0%
|  |  | SAN LEANDRO U 1116MR590 | 0.0023353 | 0 | 0.0023353 | 0.00025517 | 0.0020581 | 0.0015418 | 6.619% | 53.39% | 39.99% | 0%
|  |  | STUART 0404CB | 0.0052901 | 0 | 0.0052901 | 0.001111 | 0.0054478 | 0.0021738 | 12.72% | 62.38% | 24.89% | 0%
|  |  | COLUMBUS 11051767 | 0.025642 | 0 | 0.025642 | 0.0048771 | 0.024464 | 0.010973 | 12.1% | 60.68% | 27.22% | 0%
|  |  | POTRERO PP (A) 1113CB | 0.0097034 | 0 | 0.0097034 | 0.00058111 | 0.012625 | 0.0028116 | 3.628% | 78.82% | 17.55% | 0%
|  |  | MC KEE 111169100 | 0.03173 | 0 | 0.03173 | 0.011158 | 0.028159 | 0.013061 | 21.3% | 53.76% | 24.94% | 0%
|  |  | OAKLAND J 1101CR352 | 0.016775 | 0 | 0.016775 | 0.0016307 | 0.017868 | 0.0081929 | 5.889% | 64.53% | 29.59% | 0%
|  |  | MORGAN HILL 2108CB | 0.048394 | 0 | 0.048394 | 0.0075648 | 0.031927 | 0.020401 | 12.63% | 53.31% | 34.06% | 0%
|  |  | NAPA 110549856 | 0.045592 | 0 | 0.045592 | 0.027476 | 0.028889 | 0.0087773 | 42.18% | 44.35% | 13.47% | 0%
|  |  | RIVERBANK 17169170 | 0.0083117 | 0 | 0.0083117 | 0.00098723 | 0.0053059 | 0.0074275 | 7.195% | 38.67% | 54.13% | 0%
|  |  | DEL MAR 210551692 | 0.031604 | 0 | 0.031604 | 0.012894 | 0.017518 | 0.014863 | 28.48% | 38.69% | 32.83% | 0%
|  |  | KING CITY 1102CB | 0.033303 | 0 | 0.033303 | 0.001269 | 0.031749 | 0.013348 | 2.737% | 68.47% | 28.79% | 0%
|  |  | EVERGREEN 2101XR112 | 0.0048102 | 0 | 0.0048102 | 0.0013269 | 0.0040215 | 0.0025921 | 16.71% | 50.65% | 32.64% | 0%
|  |  | DIXON 1105CB | 0.024987 | 0 | 0.024987 | 0.0053395 | 0.022798 | 0.011353 | 13.52% | 57.73% | 28.75% | 0%
|  |  | MAGUNDEN 11064445 | 0.013334 | 0 | 0.013334 | 0.0035658 | 0.013257 | 0.0051879 | 16.2% | 60.23% | 23.57% | 0%
|  |  | IGNACIO 1104CB | 0.010307 | 0 | 0.010307 | 0.0010206 | 0.0088893 | 0.0037217 | 7.487% | 65.21% | 27.3% | 0%
|  |  | TASSAJARA 210883368 | 0.030574 | 0 | 0.030574 | 0.019676 | 0.016223 | 0.0051392 | 47.95% | 39.53% | 12.52% | 0%
|  |  | KIRKER 210618742 | 0.0283 | 0 | 0.0283 | 0.0024612 | 0.024587 | 0.016562 | 5.644% | 56.38% | 37.98% | 0%
|  |  | BOGUE 11071386 | 0.050398 | 0 | 0.050398 | 0.016129 | 0.039979 | 0.018105 | 21.73% | 53.87% | 24.4% | 0%
|  |  | MILLBRAE 1101135416 | 0.013839 | 0 | 0.013839 | 0.0017138 | 0.014687 | 0.0064443 | 7.502% | 64.29% | 28.21% | 0%
|  |  | OAKLAND J 1118CB | 0.015514 | 0 | 0.015514 | 0.0025266 | 0.015175 | 0.0079089 | 9.865% | 59.25% | 30.88% | 0%
|  |  | BELLE HAVEN 1106CB | 0.0091413 | 0 | 0.0091413 | 0.0037381 | 0.0080721 | 0.0030469 | 25.16% | 54.33% | 20.51% | 0%
|  |  | SANTA MARIA 1112M108 | 0.03662 | 0 | 0.03662 | 0.0043653 | 0.04045 | 0.015635 | 7.221% | 66.91% | 25.86% | 0%
|  |  | TRACY 110214018 | 0.021147 | 0 | 0.021147 | 0.002858 | 0.021917 | 0.010133 | 8.187% | 62.78% | 29.03% | 0%
|  |  | MERCED 21029450 | 0.021464 | 0 | 0.021464 | 0.0080105 | 0.01843 | 0.008366 | 23.01% | 52.95% | 24.04% | 0%
|  |  | BELLEVUE 2103940234 | 0.0067134 | 0 | 0.0067134 | 0.0011819 | 0.004792 | 0.002055 | 14.72% | 59.68% | 25.59% | 0%
|  |  | NORTECH 21107561 | 0.0028382 | 0 | 0.0028382 | 0.00020726 | 0.0026373 | 0.0008667 | 5.585% | 71.06% | 23.35% | 0%
|  |  | CORNING 1104CB | 0.026469 | 0 | 0.026469 | 0.0045728 | 0.020155 | 0.0093476 | 13.42% | 59.15% | 27.43% | 0%
|  |  | SF L 1102CB | 0.0068761 | 0 | 0.0068761 | 0.00055883 | 0.0093829 | 0.001409 | 4.923% | 82.66% | 12.41% | 0%
|  |  | BELLE HAVEN 0401CB | 0.060368 | 0 | 0.060368 | 0.040909 | 0.041942 | 0.011436 | 43.39% | 44.48% | 12.13% | 0%
|  |  | OAKLAND X 1112CR25 | 0.0091669 | 0 | 0.0091669 | 0.001962 | 0.0089953 | 0.004175 | 12.97% | 59.44% | 27.59% | 0%
|  |  | MC CALL 1105CB | 0.057469 | 0 | 0.057469 | 0.0067199 | 0.045978 | 0.029148 | 8.21% | 56.18% | 35.61% | 0%
|  |  | STOCKDALE 2114CB | 0.013749 | 0 | 0.013749 | 0.0049848 | 0.011725 | 0.005986 | 21.96% | 51.66% | 26.38% | 0%
|  |  | RICHMOND R 1129BR148 | 0.018559 | 0 | 0.018559 | 0.0024394 | 0.018534 | 0.0091803 | 8.09% | 61.47% | 30.44% | 0%
|  |  | DIXON LANDING 2109CB | 0.020092 | 0 | 0.020092 | 0.0048493 | 0.016041 | 0.0075884 | 17.03% | 56.33% | 26.65% | 0%
|  |  | STOCKTON A 1106CB | 0.088847 | 0 | 0.088847 | 0.019778 | 0.085675 | 0.040746 | 13.53% | 58.6% | 27.87% | 0%
|  |  | SAN JOSE A 111297886 | 0.014398 | 0 | 0.014398 | 0.0051573 | 0.012433 | 0.0061775 | 21.7% | 52.31% | 25.99% | 0%
|  |  | MADERA 1118205056 | 0.0060456 | 0 | 0.0060456 | 0.00083519 | 0.0059277 | 0.0031013 | 8.467% | 60.09% | 31.44% | 0%
|  |  | SUISUN 110779930 | 0.011997 | 0 | 0.011997 | 0.0037587 | 0.01124 | 0.0048064 | 18.98% | 56.75% | 24.27% | 0%
|  |  | BELMONT 1105CB | 0.0034266 | 0 | 0.0034266 | 0.00056896 | 0.0030739 | 0.0014657 | 11.14% | 60.17% | 28.69% | 0%
|  |  | MABURY 1101CB | 0.031902 | 0 | 0.031902 | 0.0067872 | 0.027729 | 0.016853 | 13.21% | 53.98% | 32.81% | 0%
|  |  | LINCOLN 1101CB | 0.084334 | 0 | 0.084334 | 0.017038 | 0.063462 | 0.03724 | 14.47% | 53.9% | 31.63% | 0%
|  |  | FORT ORD 210531972 | 0.030459 | 0 | 0.030459 | 0.0047505 | 0.031054 | 0.0061579 | 11.32% | 74% | 14.67% | 0%
|  |  | MADERA 11126360 | 0.0015755 | 0 | 0.0015755 | 0.00013607 | 0.0011897 | 0.00063352 | 6.945% | 60.72% | 32.33% | 0%
|  |  | CLAYTON 2217C500R | 0.015544 | 0 | 0.015544 | 0.0063091 | 0.013694 | 0.0056557 | 24.59% | 53.37% | 22.04% | 0%
|  |  | HICKS 2103CB | 0.06712 | 0 | 0.06712 | 0.025853 | 0.047034 | 0.021068 | 27.52% | 50.06% | 22.42% | 0%
|  |  | BRITTON 110779156 | 0.017859 | 0 | 0.017859 | 0.0056947 | 0.016322 | 0.0074651 | 19.32% | 55.36% | 25.32% | 0%
|  |  | FIGARDEN 211255614 | 0.018001 | 0 | 0.018001 | 0.007631 | 0.014418 | 0.0076672 | 25.68% | 48.52% | 25.8% | 0%
|  |  | STONE 1101XR478 | 0.022062 | 0 | 0.022062 | 0.012077 | 0.017296 | 0.0070471 | 33.16% | 47.49% | 19.35% | 0%
|  |  | ASHLAN AVE 1113R2990 | 0.025272 | 0 | 0.025272 | 0.002807 | 0.017873 | 0.010947 | 8.875% | 56.51% | 34.61% | 0%
|  |  | RICHMOND R 1129439370 | 0.013956 | 0 | 0.013956 | 0.0022987 | 0.013386 | 0.0060046 | 10.6% | 61.72% | 27.68% | 0%
|  |  | EDES 1111MR220 | 0.0063649 | 0 | 0.0063649 | 0.00056478 | 0.0058351 | 0.0028903 | 6.079% | 62.81% | 31.11% | 0%
|  |  | SAUSALITO 1101CB | 0.023439 | 0 | 0.023439 | 0.0070958 | 0.023792 | 0.0063199 | 19.07% | 63.94% | 16.99% | 0%
|  |  | ROB ROY 210511028 | 0.044125 | 0 | 0.044125 | 0.026513 | 0.025649 | 0.0079548 | 44.1% | 42.67% | 13.23% | 0%
|  |  | DALY CITY 110812513 | 0.0028267 | 0 | 0.0028267 | 0.00089659 | 0.0031657 | 0.00060402 | 19.21% | 67.84% | 12.94% | 0%
|  |  | JARVIS 1106CB | 0.011675 | 0 | 0.011675 | 0.0014606 | 0.011619 | 0.006007 | 7.653% | 60.87% | 31.47% | 0%
|  |  | CORNING 1101CB | 0.024032 | 0 | 0.024032 | 0.0038433 | 0.019147 | 0.0092332 | 11.93% | 59.42% | 28.65% | 0%
|  |  | LOYOLA 1102LL64 | 0.033281 | 0 | 0.033281 | 0.018765 | 0.017084 | 0.0057878 | 45.07% | 41.03% | 13.9% | 0%
|  |  | SARATOGA 1108CB | 0.035829 | 0 | 0.035829 | 0.014311 | 0.028943 | 0.013241 | 25.33% | 51.23% | 23.44% | 0%
|  |  | CLAYTON 221738248 | 0.020043 | 0 | 0.020043 | 0.0072179 | 0.017898 | 0.0075979 | 22.06% | 54.71% | 23.23% | 0%
|  |  | WHISMAN 1110CB | 0.01434 | 0 | 0.01434 | 0.0047431 | 0.013008 | 0.0059218 | 20.04% | 54.95% | 25.02% | 0%
|  |  | JARVIS 1108MR366 | 0.07267 | 0 | 0.07267 | 0.012193 | 0.043194 | 0.019768 | 16.22% | 57.47% | 26.3% | 0%
|  |  | NAPA 110349050 | 0.034262 | 0 | 0.034262 | 0.015749 | 0.030498 | 0.0092801 | 28.36% | 54.92% | 16.71% | 0%
|  |  | LAS GALLINAS A 1107662 | 0.011076 | 0 | 0.011076 | 0.0029809 | 0.011223 | 0.0040794 | 16.3% | 61.38% | 22.31% | 0%
|  |  | SAN CARLOS 1103CB | 0.014142 | 0 | 0.014142 | 0.0025197 | 0.012838 | 0.0060152 | 11.79% | 60.07% | 28.14% | 0%
|  |  | COUNTRY CLUB 110173018 | 0.029314 | 0 | 0.029314 | 0.0121 | 0.026534 | 0.0097556 | 25.01% | 54.83% | 20.16% | 0%
|  |  | KINGSBURG 110279838 | 0.027274 | 0 | 0.027274 | 0.0052152 | 0.025606 | 0.014201 | 11.58% | 56.87% | 31.54% | 0%
|  |  | ALTO 112087204 | 0.051821 | 0 | 0.051821 | 0.025485 | 0.039407 | 0.010711 | 33.71% | 52.12% | 14.17% | 0%
|  |  | PACIFIC GROVE 0421CB | 0.0024231 | 0 | 0.0024231 | 0.00056473 | 0.003059 | 0.00037612 | 14.12% | 76.48% | 9.403% | 0%
|  |  | SAN MATEO 0407CB | 0.018023 | 0 | 0.018023 | 0.0060168 | 0.018396 | 0.0052448 | 20.29% | 62.03% | 17.68% | 0%
|  |  | EUREKA E 110498682 | 0.031972 | 0.59128 | 0.62325 | 0.020683 | 0.018943 | 0.0033588 | 2.468% | 2.261% | 0.4008% | 94.87%
|  |  | EL CERRITO G 1102BR230 | 0.0099006 | 0 | 0.0099006 | 0.0010212 | 0.010173 | 0.0046747 | 6.435% | 64.11% | 29.46% | 0%
|  |  | SAN JOSE B 1107XR464 | 0.027431 | 0 | 0.027431 | 0.011814 | 0.022562 | 0.010626 | 26.25% | 50.13% | 23.61% | 0%
|  |  | SALINAS 110722414 | 0.0065027 | 0 | 0.0065027 | 0.00048377 | 0.0061833 | 0.0040674 | 4.507% | 57.6% | 37.89% | 0%
|  |  | BELLE HAVEN 1104CB | 0.021809 | 0 | 0.021809 | 0.0085845 | 0.017613 | 0.0065091 | 26.25% | 53.85% | 19.9% | 0%
|  |  | SAN RAFAEL 1103258864 | 0.0013002 | 0 | 0.0013002 | 0.00036375 | 0.00099682 | 0.00033962 | 21.39% | 58.63% | 19.98% | 0%
|  |  | LARKIN (Y) 112738696 | 0.0029976 | 0 | 0.0029976 | 0.00025844 | 0.0039386 | 0.00075124 | 5.223% | 79.6% | 15.18% | 0%
|  |  | SF E 0401CB | 0.01785 | 0 | 0.01785 | 0.0013416 | 0.022762 | 0.0053621 | 4.553% | 77.25% | 18.2% | 0%
|  |  | WEBER 11059148 | 0.051867 | 0 | 0.051867 | 0.0144 | 0.049601 | 0.021619 | 16.82% | 57.93% | 25.25% | 0%
|  |  | RADUM 1102CB | 0.010828 | 0 | 0.010828 | 0.0020078 | 0.0097171 | 0.0061497 | 11.23% | 54.36% | 34.4% | 0%
|  |  | ERTA 0404CB | 0.023218 | 0 | 0.023218 | 0.0052779 | 0.019175 | 0.0089938 | 15.78% | 57.33% | 26.89% | 0%
|  |  | SARATOGA 1111XR538 | 0.020349 | 0 | 0.020349 | 0.0082163 | 0.017562 | 0.0078135 | 24.46% | 52.28% | 23.26% | 0%
|  |  | BAHIA 11031628 | 0.0087628 | 0 | 0.0087628 | 0.0024358 | 0.0079465 | 0.0032829 | 17.82% | 58.15% | 24.02% | 0%
|  |  | CARBONA 1104CB | 0.030982 | 0 | 0.030982 | 0.0019863 | 0.024858 | 0.012928 | 4.994% | 62.5% | 32.5% | 0%
|  |  | MT EDEN 1106MR222 | 0.0073593 | 0 | 0.0073593 | 0.00073385 | 0.0077617 | 0.0036528 | 6.041% | 63.89% | 30.07% | 0%
|  |  | FELLOWS 2104CB | 0.033823 | 0 | 0.033823 | 0.0011902 | 0.027805 | 0.012801 | 2.848% | 66.52% | 30.63% | 0%
|  |  | CANAL 110336722 | 0.0058434 | 0 | 0.0058434 | 0.00043513 | 0.005717 | 0.003494 | 4.511% | 59.27% | 36.22% | 0%
|  |  | WEST FRESNO 1104D3042 | 0.011831 | 0 | 0.011831 | 0.0030369 | 0.010846 | 0.0056464 | 15.55% | 55.54% | 28.91% | 0%
|  |  | BELLEVUE 2101CB | 0.030047 | 0 | 0.030047 | 0.007312 | 0.025178 | 0.010797 | 16.89% | 58.17% | 24.94% | 0%
|  |  | CHEROKEE 1101CB | 0.064262 | 0 | 0.064262 | 0.015289 | 0.054184 | 0.025023 | 16.18% | 57.34% | 26.48% | 0%
|  |  | OLIVEHURST 1103CB | 0.049367 | 0 | 0.049367 | 0.0069939 | 0.036441 | 0.018591 | 11.28% | 58.75% | 29.97% | 0%
|  |  | SF H 11016225 | 0.014422 | 0 | 0.014422 | 0.0028899 | 0.012218 | 0.0042075 | 14.96% | 63.26% | 21.78% | 0%
|  |  | PUEBLO 1103857188 | 0.031871 | 1.381 | 1.4129 | 0.01288 | 0.029145 | 0.0088372 | 0.5712% | 1.293% | 0.3919% | 97.74%
|  |  | PIERCY 2109XR378 | 0.016369 | 0 | 0.016369 | 0.0055417 | 0.014648 | 0.0068314 | 20.51% | 54.21% | 25.28% | 0%
|  |  | HUNTERS POINT (P) 1102CB | 0.014705 | 0 | 0.014705 | 0.0012294 | 0.017541 | 0.0055038 | 5.065% | 72.26% | 22.67% | 0%
|  |  | TIDEWATER 2110C561R | 0.012851 | 0 | 0.012851 | 0.0054375 | 0.011059 | 0.0044378 | 25.97% | 52.83% | 21.2% | 0%
|  |  | OAKLAND J 1106CR262 | 0.010075 | 0 | 0.010075 | 0.0011867 | 0.0098001 | 0.0053194 | 7.278% | 60.1% | 32.62% | 0%
|  |  | HAMMER 110614602 | 0.030335 | 0 | 0.030335 | 0.0094782 | 0.028393 | 0.012205 | 18.93% | 56.7% | 24.37% | 0%
|  |  | OAKLAND C 1114CR440 | 0.011128 | 0 | 0.011128 | 0.00073253 | 0.012826 | 0.0048116 | 3.988% | 69.82% | 26.19% | 0%
|  |  | SOLEDAD 21053076 | 0.0083545 | 0 | 0.0083545 | 0.0012615 | 0.0066812 | 0.0029818 | 11.55% | 61.16% | 27.29% | 0%
|  |  | COLUSA 1101929414 | 0.0065528 | 0 | 0.0065528 | 0.0019767 | 0.0066718 | 0.0021686 | 18.27% | 61.68% | 20.05% | 0%
|  |  | BELL 111056214 | 0.069483 | 0 | 0.069483 | 0.010062 | 0.021583 | 0.011471 | 23.34% | 50.06% | 26.61% | 0%
|  |  | COTTLE 17029890 | 0.030051 | 0 | 0.030051 | 0.0098406 | 0.022984 | 0.016458 | 19.97% | 46.64% | 33.4% | 0%
|  |  | SNEATH LANE 11071277 | 0.015548 | 0 | 0.015548 | 0.0058741 | 0.012774 | 0.0021449 | 28.25% | 61.43% | 10.32% | 0%
|  |  | WOODSIDE 11028862 | 0.027342 | 0 | 0.027342 | 0.0083246 | 0.012678 | 0.0040674 | 33.21% | 50.57% | 16.22% | 0%
|  |  | MC KEE 1110CB | 0.010792 | 0 | 0.010792 | 0.0030749 | 0.0089416 | 0.0057989 | 17.26% | 50.19% | 32.55% | 0%
|  |  | SF N 11026213 | 0.011437 | 0 | 0.011437 | 0.0010771 | 0.015602 | 0.0021996 | 5.705% | 82.64% | 11.65% | 0%
|  |  | BUTTE 11062616 | 0.064671 | 0 | 0.064671 | 0.026578 | 0.04018 | 0.022498 | 29.78% | 45.02% | 25.21% | 0%
|  |  | STONE 1107XR166 | 0.014684 | 0 | 0.014684 | 0.0039804 | 0.012866 | 0.0064882 | 17.06% | 55.14% | 27.81% | 0%
|  |  | CONCORD NO 1 0401CB | 0.029218 | 0 | 0.029218 | 0.012901 | 0.026957 | 0.0079118 | 27.01% | 56.43% | 16.56% | 0%
|  |  | LAKEWOOD 1104W526R | 0.0045272 | 0 | 0.0045272 | 0.0008828 | 0.0045413 | 0.0020492 | 11.81% | 60.77% | 27.42% | 0%
|  |  | NORTH TOWER 1104CB | 0.0029832 | 0 | 0.0029832 | 0.0007259 | 0.0022498 | 0.0008605 | 18.92% | 58.65% | 22.43% | 0%
|  |  | ROSSMOOR 1104L530R | 0.015489 | 0 | 0.015489 | 0.0044415 | 0.013003 | 0.005345 | 19.49% | 57.06% | 23.45% | 0%
|  |  | SF E 110310485 | 0.012729 | 0 | 0.012729 | 0.0033179 | 0.013389 | 0.0043053 | 15.79% | 63.72% | 20.49% | 0%
|  |  | OAKLAND J 1115CB | 0.025139 | 0 | 0.025139 | 0.0014048 | 0.029133 | 0.01096 | 3.385% | 70.2% | 26.41% | 0%
|  |  | FRUITVALE 11044645 | 0.0033982 | 0 | 0.0033982 | 0.00055847 | 0.0024804 | 0.0021268 | 10.81% | 48.02% | 41.17% | 0%
|  |  | SF L 110246994 | 0.010283 | 0 | 0.010283 | 0.00073224 | 0.014681 | 0.0015605 | 4.314% | 86.49% | 9.194% | 0%
|  |  | RINCON 1101839669 | 0.0002154 | 0.0038165 | 0.0040319 | 1.9882e-05 | 0.00022015 | 4.1182e-05 | 0.3777% | 4.182% | 0.7823% | 94.66%
|  |  | OAKLAND L 1105CB | 0.020964 | 0 | 0.020964 | 0.0016736 | 0.022367 | 0.010567 | 4.836% | 64.63% | 30.53% | 0%
|  |  | RED BLUFF 110529222 | 0.044058 | 0 | 0.044058 | 0.017583 | 0.029491 | 0.015149 | 28.26% | 47.4% | 24.35% | 0%
|  |  | PANAMA 210213071 | 0.0088039 | 0 | 0.0088039 | 0.0011885 | 0.007796 | 0.003817 | 9.284% | 60.9% | 29.82% | 0%
|  |  | SF H 110313203 | 0.026392 | 0 | 0.026392 | 0.0031258 | 0.029378 | 0.010833 | 7.213% | 67.79% | 25% | 0%
|  |  | LAWRENCE 1106CB | 0.013708 | 0 | 0.013708 | 0.0031827 | 0.012718 | 0.0067274 | 14.07% | 56.21% | 29.73% | 0%
|  |  | SONOMA 110213367 | 0.015225 | 0 | 0.015225 | 0.0078539 | 0.010642 | 0.0032927 | 36.05% | 48.84% | 15.11% | 0%
|  |  | LERDO 11112483 | 0.002342 | 0 | 0.002342 | 0.00015414 | 0.0018011 | 0.00105 | 5.129% | 59.93% | 34.94% | 0%
|  |  | ARLINGTON 0401404226 | 0.0051479 | 0 | 0.0051479 | 0.0033267 | 0.0028699 | 0.00061403 | 48.85% | 42.14% | 9.016% | 0%
|  |  | STAGG 210790102 | 0.011347 | 0 | 0.011347 | 0.0015976 | 0.0087628 | 0.0051552 | 10.3% | 56.48% | 33.23% | 0%
|  |  | EAST MARYSVILLE 1107CB | 0.040279 | 0 | 0.040279 | 0.011824 | 0.035169 | 0.015546 | 18.91% | 56.24% | 24.86% | 0%
|  |  | BRITTON 1107LV66 | 0.0015775 | 0 | 0.0015775 | 0.00038277 | 0.0013994 | 0.00082196 | 14.7% | 53.74% | 31.56% | 0%
|  |  | BOGUE 1102CB | 0.042284 | 0 | 0.042284 | 0.015217 | 0.036931 | 0.017364 | 21.89% | 53.13% | 24.98% | 0%
|  |  | CASTRO VALLEY 1105CB | 0.044879 | 0 | 0.044879 | 0.014917 | 0.043293 | 0.015876 | 20.13% | 58.44% | 21.43% | 0%
|  |  | CANAL 110478274 | 0.031902 | 0 | 0.031902 | 0.0041611 | 0.032851 | 0.01565 | 7.901% | 62.38% | 29.72% | 0%
|  |  | EL CERRITO G 1110BR236 | 0.0018259 | 0 | 0.0018259 | 0.00078478 | 0.0011929 | 0.00039501 | 33.08% | 50.28% | 16.65% | 0%
|  |  | DALY CITY 1105101 | 0.008763 | 0 | 0.008763 | 0.0021403 | 0.0086678 | 0.0016657 | 17.16% | 69.49% | 13.35% | 0%
|  |  | DALY CITY 1112CB | 0.039129 | 0 | 0.039129 | 0.0060441 | 0.050411 | 0.0081382 | 9.357% | 78.04% | 12.6% | 0%
|  |  | COTTLE 1702526442 | 0.012682 | 0 | 0.012682 | 0.0030613 | 0.0093906 | 0.0084823 | 14.62% | 44.86% | 40.52% | 0%
|  |  | MARINA (F) 0401CB | 0.0039042 | 0 | 0.0039042 | 0.00025958 | 0.0052478 | 0.00093759 | 4.028% | 81.42% | 14.55% | 0%
|  |  | WEST LANE 110161986 | 0.0053716 | 0 | 0.0053716 | 0.0012548 | 0.0050221 | 0.0025903 | 14.15% | 56.64% | 29.21% | 0%
|  |  | JARVIS 1103MR226 | 0.00021483 | 0 | 0.00021483 | 4.5328e-05 | 0.00021477 | 9.4528e-05 | 12.78% | 60.56% | 26.66% | 0%
|  |  | MALAGA 1104CB | 0.069858 | 0 | 0.069858 | 0.0095939 | 0.051031 | 0.034567 | 10.08% | 53.61% | 36.31% | 0%
|  |  | STAGG 11019212 | 0.030283 | 0 | 0.030283 | 0.0097273 | 0.028849 | 0.011413 | 19.46% | 57.71% | 22.83% | 0%
|  |  | SUISUN 1104CB | 0.016645 | 0 | 0.016645 | 0.0060765 | 0.015812 | 0.0055882 | 22.12% | 57.55% | 20.34% | 0%
|  |  | LOS MOLINOS 1101297862 | 0.0051992 | 0.0052696 | 0.010469 | 0.00010328 | 0.00059132 | 0.00021604 | 5.632% | 32.25% | 11.78% | 50.34%
|  |  | BRITTON 1112CB | 0.0092324 | 0 | 0.0092324 | 0.0017886 | 0.0082359 | 0.0052161 | 11.74% | 54.04% | 34.22% | 0%
|  |  | MARYSVILLE 1102CB | 0.042432 | 0 | 0.042432 | 0.012856 | 0.039022 | 0.016578 | 18.78% | 57% | 24.22% | 0%
|  |  | MILPITAS 2110XR404 | 0.0309 | 0 | 0.0309 | 0.0084818 | 0.029231 | 0.013296 | 16.63% | 57.31% | 26.07% | 0%
|  |  | TASSAJARA 2112D569R | 0.01771 | 1.1805 | 1.1982 | 0.0091154 | 0.011543 | 0.0047307 | 0.5307% | 0.672% | 0.2754% | 98.52%
|  |  | EL PATIO 1109XR568 | 0.026963 | 0 | 0.026963 | 0.01083 | 0.023633 | 0.010047 | 24.33% | 53.1% | 22.57% | 0%
|  |  | RIVERBANK 171690450 | 0.017092 | 0 | 0.017092 | 0.0016805 | 0.014302 | 0.012233 | 5.956% | 50.69% | 43.35% | 0%
|  |  | LAS GALLINAS A 1104CB | 0.035996 | 0 | 0.035996 | 0.013275 | 0.032712 | 0.011629 | 23.04% | 56.78% | 20.18% | 0%
|  |  | CASTROVILLE 2104CB | 0.023576 | 0 | 0.023576 | 0.001912 | 0.022728 | 0.008025 | 5.853% | 69.58% | 24.57% | 0%
|  |  | LAKEWOOD 210757670 | 0.042587 | 0 | 0.042587 | 0.022213 | 0.030384 | 0.0098527 | 35.57% | 48.65% | 15.78% | 0%
|  |  | SAN RAMON 2104MR376 | 0.033875 | 0 | 0.033875 | 0.01069 | 0.032164 | 0.013066 | 19.12% | 57.52% | 23.37% | 0%
|  |  | LLAGAS 2103XR286 | 0.010997 | 0 | 0.010997 | 0.0021534 | 0.0084743 | 0.0058705 | 13.05% | 51.37% | 35.58% | 0%
|  |  | PARSONS 0401CB | 0.0065386 | 0 | 0.0065386 | 0.0025719 | 0.005808 | 0.0024136 | 23.83% | 53.81% | 22.36% | 0%
|  |  | PETALUMA C 1102CB | 0.026594 | 0 | 0.026594 | 0.003456 | 0.028382 | 0.011965 | 7.89% | 64.8% | 27.31% | 0%
|  |  | OAKLAND X 1114CR124 | 0.015392 | 0 | 0.015392 | 0.0015066 | 0.015916 | 0.007986 | 5.929% | 62.64% | 31.43% | 0%
|  |  | STOCKDALE 21121466 | 0.025628 | 0 | 0.025628 | 0.0016262 | 0.016319 | 0.013472 | 5.176% | 51.94% | 42.88% | 0%
|  |  | EL PATIO 1112CB | 0.032493 | 0 | 0.032493 | 0.016029 | 0.026265 | 0.011345 | 29.88% | 48.97% | 21.15% | 0%
|  |  | WYANDOTTE 110697550 | 0.031728 | 0 | 0.031728 | 0.0041347 | 0.024836 | 0.013009 | 9.849% | 59.16% | 30.99% | 0%
|  |  | REDWOOD CITY 1105CB | 0.039 | 0 | 0.039 | 0.0083337 | 0.038046 | 0.018 | 12.94% | 59.1% | 27.96% | 0%
|  |  | HOLLISTER 2103CB | 0.012377 | 0 | 0.012377 | 0.0014486 | 0.01121 | 0.0065963 | 7.524% | 58.22% | 34.26% | 0%
|  |  | LARKIN (Y) 112032934 | 0.010775 | 0 | 0.010775 | 0.0011185 | 0.014077 | 0.0025919 | 6.288% | 79.14% | 14.57% | 0%
|  |  | MANTECA 1705391150 | 0.00063617 | 0 | 0.00063617 | 7.7794e-05 | 0.00040793 | 0.00028669 | 10.07% | 52.81% | 37.12% | 0%
|  |  | CARBONA 1102CB | 0.020325 | 0 | 0.020325 | 0.0012352 | 0.016436 | 0.011424 | 4.246% | 56.49% | 39.26% | 0%
|  |  | VACA DIXON 1104CB | 0.02104 | 0 | 0.02104 | 0.0041489 | 0.018199 | 0.0088808 | 13.29% | 58.28% | 28.44% | 0%
|  |  | BELMONT 110281412 | 0.033757 | 0 | 0.033757 | 0.0090802 | 0.033341 | 0.013304 | 16.29% | 59.83% | 23.87% | 0%
|  |  | LAKEWOOD 2226W505R | 0.032673 | 0 | 0.032673 | 0.019365 | 0.018842 | 0.0067547 | 43.07% | 41.91% | 15.02% | 0%
|  |  | BURLINGAME 0405CB | 0.0086581 | 0 | 0.0086581 | 0.0046462 | 0.0077265 | 0.0019199 | 32.51% | 54.06% | 13.43% | 0%
|  |  | ALMADEN 1102743078 | 0.011824 | 0 | 0.011824 | 0.007201 | 0.0084 | 0.0039176 | 36.89% | 43.04% | 20.07% | 0%
|  |  | FMC 1105XR052 | 0.076316 | 0 | 0.076316 | 0.040828 | 0.062034 | 0.023117 | 32.41% | 49.24% | 18.35% | 0%
|  |  | OAKLAND J 0409CB | 0.014847 | 0 | 0.014847 | 0.0015146 | 0.01707 | 0.0059241 | 6.18% | 69.65% | 24.17% | 0%
|  |  | LONE TREE 2101CB | 0.0095323 | 0 | 0.0095323 | 0.00091712 | 0.0072619 | 0.0046566 | 7.145% | 56.58% | 36.28% | 0%
|  |  | SANGER 1106CB | 0.09936 | 0 | 0.09936 | 0.02449 | 0.085344 | 0.043241 | 16% | 55.75% | 28.25% | 0%
|  |  | OAKLAND J 0403CB | 0.026335 | 0 | 0.026335 | 0.0035302 | 0.029291 | 0.010651 | 8.121% | 67.38% | 24.5% | 0%
|  |  | WOODSIDE 110179892 | 0.039065 | 0.18594 | 0.22501 | 0.025442 | 0.019195 | 0.0064176 | 8.652% | 6.527% | 2.182% | 82.64%
|  |  | LODI 110268142 | 0.062929 | 0 | 0.062929 | 0.011826 | 0.046926 | 0.032336 | 12.98% | 51.52% | 35.5% | 0%
|  |  | MT EDEN 1112CB | 0.02492 | 0 | 0.02492 | 0.0052545 | 0.023268 | 0.011979 | 12.97% | 57.45% | 29.58% | 0%
|  |  | HUNTERS POINT (P) 1105CB | 0.021526 | 0 | 0.021526 | 0.0045178 | 0.023148 | 0.0078681 | 12.71% | 65.14% | 22.14% | 0%
|  |  | LAKEWOOD 222464093 | 0.017769 | 0 | 0.017769 | 0.0091224 | 0.010892 | 0.0040582 | 37.9% | 45.25% | 16.86% | 0%
|  |  | LAKEWOOD 211021345 | 0.010032 | 0 | 0.010032 | 0.0055938 | 0.006216 | 0.0021496 | 40.07% | 44.53% | 15.4% | 0%
|  |  | MOUNTAIN VIEW 1104CB | 0.02484 | 0 | 0.02484 | 0.011654 | 0.020809 | 0.0085417 | 28.42% | 50.75% | 20.83% | 0%
|  |  | HAMMER 1103CB | 0.021098 | 0 | 0.021098 | 0.0068976 | 0.019822 | 0.0081088 | 19.8% | 56.91% | 23.28% | 0%
|  |  | SARATOGA 1110XR574 | 0.037269 | 0 | 0.037269 | 0.020234 | 0.030044 | 0.011061 | 32.99% | 48.98% | 18.03% | 0%
|  |  | PACIFICA 1102934870 | 0.0043232 | 0 | 0.0043232 | 0.0012089 | 0.0046569 | 0.0006319 | 18.61% | 71.67% | 9.725% | 0%
|  |  | DOS PALOS 1102CB | 0.0012781 | 0 | 0.0012781 | 5.1305e-05 | 0.00091095 | 0.00048448 | 3.546% | 62.97% | 33.49% | 0%
|  |  | MEADOW LANE 210379492 | 0.017822 | 0 | 0.017822 | 0.0088259 | 0.014504 | 0.0060905 | 30% | 49.3% | 20.7% | 0%
|  |  | FORT ORD 21069136 | 0.019954 | 0 | 0.019954 | 0.003303 | 0.019568 | 0.0032095 | 12.66% | 75.03% | 12.31% | 0%
|  |  | ASHLAN AVE 1106R4494 | 0.028216 | 0 | 0.028216 | 0.0056003 | 0.024009 | 0.014928 | 12.57% | 53.91% | 33.52% | 0%
|  |  | MOUNTAIN VIEW 1108CB | 0.023648 | 0 | 0.023648 | 0.0064271 | 0.022408 | 0.010109 | 16.5% | 57.54% | 25.96% | 0%
|  |  | EL CERRITO G 1107CB | 0.013509 | 0 | 0.013509 | 0.0022655 | 0.013909 | 0.0053041 | 10.55% | 64.76% | 24.7% | 0%
|  |  | SF G 0402CB | 0.0065906 | 0 | 0.0065906 | 0.00093074 | 0.0081862 | 0.001445 | 8.812% | 77.51% | 13.68% | 0%
|  |  | WAHTOKE 1109479598 | 0.028079 | 0 | 0.028079 | 0.0034154 | 0.020461 | 0.014041 | 9.007% | 53.96% | 37.03% | 0%
|  |  | WOODLAND 1102CB | 0.089821 | 0 | 0.089821 | 0.024606 | 0.074687 | 0.038493 | 17.86% | 54.21% | 27.94% | 0%
|  |  | SARATOGA 1103LC82 | 0.019041 | 0 | 0.019041 | 0.0087642 | 0.013423 | 0.0064427 | 30.61% | 46.88% | 22.5% | 0%
|  |  | STELLING 1108LL20 | 0.026301 | 0 | 0.026301 | 0.012317 | 0.019487 | 0.0068929 | 31.83% | 50.36% | 17.81% | 0%
|  |  | PUEBLO 2101654716 | 0.022355 | 1.3684 | 1.3908 | 0.0088245 | 0.020379 | 0.0076983 | 0.3844% | 0.8877% | 0.3353% | 98.39%
|  |  | LAKEWOOD 2110139484 | 0.025552 | 0 | 0.025552 | 0.010862 | 0.017493 | 0.0071371 | 30.6% | 49.29% | 20.11% | 0%
|  |  | RIPON 1704464030 | 0.014899 | 0 | 0.014899 | 0.0009859 | 0.0096205 | 0.011338 | 4.493% | 43.84% | 51.67% | 0%
|  |  | SF E 0406CB | 0.0098268 | 0 | 0.0098268 | 0.0010757 | 0.011899 | 0.0032473 | 6.631% | 73.35% | 20.02% | 0%
|  |  | SALINAS 1106CB | 0.038831 | 0 | 0.038831 | 0.006032 | 0.03975 | 0.018227 | 9.424% | 62.1% | 28.48% | 0%
|  |  | TYLER 1103CB | 0.044394 | 0 | 0.044394 | 0.012492 | 0.033659 | 0.016826 | 19.84% | 53.45% | 26.72% | 0%
|  |  | SAN JOSE B 110769776 | 0.017308 | 0 | 0.017308 | 0.0055869 | 0.015809 | 0.0071765 | 19.55% | 55.33% | 25.12% | 0%
|  |  | ELECTRA 110213414 | 0.00021279 | 0.14482 | 0.14503 | 3.3366e-05 | 0.00016343 | 8.131e-05 | 0.0176% | 0.08622% | 0.0429% | 99.85%
|  |  | MABURY 1103CB | 0.020676 | 0 | 0.020676 | 0.0040148 | 0.019064 | 0.011052 | 11.76% | 55.86% | 32.38% | 0%
|  |  | BRENTWOOD 210556344 | 0.026914 | 0 | 0.026914 | 0.0028324 | 0.022765 | 0.0095752 | 8.053% | 64.72% | 27.22% | 0%
|  |  | SARANAP 0401CB | 0.014828 | 0 | 0.014828 | 0.006762 | 0.011369 | 0.0033174 | 31.53% | 53.01% | 15.47% | 0%
|  |  | WATERLOO 11022964 | 0.019436 | 0 | 0.019436 | 0.010836 | 0.010673 | 0.0042568 | 42.06% | 41.42% | 16.52% | 0%
|  |  | EDES 1113CB | 0.02842 | 0 | 0.02842 | 0.0027878 | 0.02955 | 0.013938 | 6.024% | 63.86% | 30.12% | 0%
|  |  | SERRAMONTE 110412705 | 0.036725 | 0 | 0.036725 | 0.0093633 | 0.039397 | 0.0055739 | 17.23% | 72.51% | 10.26% | 0%
|  |  | DEL MONTE 110195818 | 0.014494 | 0 | 0.014494 | 0.0017305 | 0.017279 | 0.0049178 | 7.232% | 72.21% | 20.55% | 0%
|  |  | KERN OIL 11102852 | 0.021829 | 0 | 0.021829 | 0.0057735 | 0.020588 | 0.0096729 | 16.02% | 57.13% | 26.84% | 0%
|  |  | MABURY 1106XR116 | 0.027757 | 0 | 0.027757 | 0.01393 | 0.020968 | 0.0087326 | 31.93% | 48.06% | 20.02% | 0%
|  |  | HALF MOON BAY 110264293 | 0.012195 | 0 | 0.012195 | 0.0055794 | 0.010467 | 0.001214 | 32.32% | 60.64% | 7.033% | 0%
|  |  | VALLEJO B 0414CB | 0.044323 | 0 | 0.044323 | 0.011858 | 0.045657 | 0.015652 | 16.21% | 62.4% | 21.39% | 0%
|  |  | LOS OSITOS 2103CB | 0.00053116 | 0 | 0.00053116 | 1.2737e-05 | 0.00054555 | 0.00013626 | 1.834% | 78.55% | 19.62% | 0%
|  |  | STELLING 1113LL24 | 0.016498 | 0 | 0.016498 | 0.006231 | 0.014994 | 0.0060091 | 22.88% | 55.06% | 22.06% | 0%
|  |  | EL PATIO 1103XR022 | 0.040428 | 0 | 0.040428 | 0.017412 | 0.035108 | 0.014217 | 26.09% | 52.61% | 21.3% | 0%
|  |  | MANTECA 1708878023 | 0.014547 | 0 | 0.014547 | 0.0012446 | 0.0093268 | 0.011095 | 5.744% | 43.05% | 51.21% | 0%
|  |  | WHISMAN 1102CB | 0.012881 | 0 | 0.012881 | 0.0050456 | 0.010275 | 0.0059427 | 23.73% | 48.32% | 27.95% | 0%
|  |  | CASTRO VALLEY 1108MR215 | 0.0078558 | 0 | 0.0078558 | 0.003341 | 0.0072951 | 0.0023319 | 25.76% | 56.25% | 17.98% | 0%
|  |  | HALF MOON BAY 11039112 | 0.032511 | 0 | 0.032511 | 0.0097968 | 0.028733 | 0.0053139 | 22.35% | 65.53% | 12.12% | 0%
|  |  | VALLEY VIEW 1105P190 | 0.014499 | 0 | 0.014499 | 0.0051765 | 0.0088422 | 0.0033849 | 29.74% | 50.81% | 19.45% | 0%
|  |  | POTRERO PP (A) 11176695 | 0.019466 | 0 | 0.019466 | 0.0035862 | 0.021742 | 0.0068061 | 11.16% | 67.66% | 21.18% | 0%
|  |  | SAN LEANDRO U 1113MR203 | 0.00084873 | 0 | 0.00084873 | 3.8154e-05 | 0.00076547 | 0.00059742 | 2.723% | 54.64% | 42.64% | 0%
|  |  | EVERGREEN 2105XR170 | 0.016072 | 0 | 0.016072 | 0.0049246 | 0.013343 | 0.0081764 | 18.62% | 50.46% | 30.92% | 0%
|  |  | MISSION (X) 111342336 | 0.0051263 | 0 | 0.0051263 | 0.00071849 | 0.0064624 | 0.0012815 | 8.49% | 76.37% | 15.14% | 0%
|  |  | DIXON LANDING 2101XR590 | 0.013716 | 0 | 0.013716 | 0.0037094 | 0.012461 | 0.0064708 | 16.38% | 55.04% | 28.58% | 0%
|  |  | DEL MAR 21051270 | 0.00021209 | 0 | 0.00021209 | 2.899e-05 | 0.00018544 | 0.00013568 | 8.28% | 52.97% | 38.75% | 0%
|  |  | SAN LEANDRO U 1114CB | 0.025433 | 0 | 0.025433 | 0.0041498 | 0.023061 | 0.013612 | 10.17% | 56.49% | 33.34% | 0%
|  |  | NORTH TOWER 1108CB | 0.0085475 | 0 | 0.0085475 | 0.001288 | 0.007046 | 0.0025904 | 11.79% | 64.5% | 23.71% | 0%
|  |  | DUNBAR 1102264 | 0.023644 | 2.114 | 2.1376 | 0.0135 | 0.017169 | 0.005691 | 0.4107% | 0.5223% | 0.1731% | 98.89%
|  |  | SALINAS 110624521 | 0.01357 | 0 | 0.01357 | 0.0026993 | 0.013806 | 0.0058952 | 12.05% | 61.63% | 26.32% | 0%
|  |  | COLUMBUS 11094443 | 0.029319 | 0 | 0.029319 | 0.0087014 | 0.023736 | 0.011975 | 19.59% | 53.45% | 26.96% | 0%
|  |  | ALMADEN 1102XR278 | 0.0092573 | 0 | 0.0092573 | 0.0033149 | 0.0078372 | 0.0041295 | 21.69% | 51.29% | 27.02% | 0%
|  |  | AIRWAYS 1106CB | 0.014287 | 0 | 0.014287 | 0.0034406 | 0.011773 | 0.0077863 | 14.96% | 51.19% | 33.85% | 0%
|  |  | YOSEMITE 0401CB | 0.021055 | 0 | 0.021055 | 0.0021325 | 0.025727 | 0.0068976 | 6.135% | 74.02% | 19.85% | 0%
|  |  | REDWOOD CITY 0409CB | 0.025962 | 0 | 0.025962 | 0.0072193 | 0.025506 | 0.0093232 | 17.17% | 60.66% | 22.17% | 0%
|  |  | MALAGA 1105CB | 0.0044599 | 0 | 0.0044599 | 0.00041972 | 0.0034702 | 0.0022701 | 6.814% | 56.33% | 36.85% | 0%
|  |  | EVERGREEN 2103CB | 0.029888 | 0 | 0.029888 | 0.0092083 | 0.026069 | 0.01263 | 19.22% | 54.42% | 26.36% | 0%
|  |  | DAVIS 110123072 | 0.0067797 | 0 | 0.0067797 | 0.003455 | 0.0049994 | 0.0027372 | 30.87% | 44.67% | 24.46% | 0%
|  |  | LAS POSITAS 2107CB | 0.0365 | 0 | 0.0365 | 0.0051718 | 0.031574 | 0.01823 | 9.407% | 57.43% | 33.16% | 0%
|  |  | STOREY 110799922 | 0.023025 | 0 | 0.023025 | 0.0038888 | 0.021363 | 0.010735 | 10.81% | 59.36% | 29.83% | 0%
|  |  | SWIFT 2107CB | 0.015395 | 0 | 0.015395 | 0.0032068 | 0.013779 | 0.0084268 | 12.62% | 54.22% | 33.16% | 0%
|  |  | MT EDEN 1101CB | 0.0083461 | 0 | 0.0083461 | 0.0019293 | 0.0083296 | 0.0035186 | 14% | 60.46% | 25.54% | 0%
|  |  | SANTA MARIA 1108CB | 0.04224 | 0 | 0.04224 | 0.0038391 | 0.04602 | 0.018922 | 5.582% | 66.91% | 27.51% | 0%
|  |  | CALISTOGA 1101134232 | 0.023142 | 0.53309 | 0.55623 | 0.0097712 | 0.01525 | 0.0049107 | 1.358% | 2.12% | 0.6826% | 95.84%
|  |  | RICHMOND R 1129BR224 | 0.0078135 | 0 | 0.0078135 | 0.0011164 | 0.0067826 | 0.0031855 | 10.07% | 61.19% | 28.74% | 0%
|  |  | WHISMAN 1101CB | 0.028036 | 0 | 0.028036 | 0.010455 | 0.020358 | 0.011659 | 24.62% | 47.93% | 27.45% | 0%
|  |  | MC KEE 1109CB | 0.015806 | 0 | 0.015806 | 0.0031102 | 0.014515 | 0.008466 | 11.92% | 55.63% | 32.45% | 0%
|  |  | WEEDPATCH 11024106 | 0.03056 | 0 | 0.03056 | 0.0031162 | 0.024995 | 0.012601 | 7.654% | 61.39% | 30.95% | 0%
|  |  | MOLINO 11015034 | 0.031702 | 0 | 0.031702 | 0.022759 | 0.01451 | 0.007877 | 50.41% | 32.14% | 17.45% | 0%
|  |  | BERKELEY F 1104CB | 0.00028207 | 0 | 0.00028207 | 6.1216e-05 | 0.0002943 | 0.00011011 | 13.15% | 63.21% | 23.65% | 0%
|  |  | HUNTERS POINT (P) 110212301 | 0.027746 | 0 | 0.027746 | 0.0032206 | 0.032613 | 0.0099688 | 7.032% | 71.2% | 21.76% | 0%
|  |  | OAKLAND L 1106CB | 0.0046527 | 0 | 0.0046527 | 0.00035791 | 0.0047972 | 0.0025254 | 4.66% | 62.46% | 32.88% | 0%
|  |  | SF J 0406CB | 0.0038064 | 0 | 0.0038064 | 0.00027907 | 0.0050866 | 0.00091784 | 4.441% | 80.95% | 14.61% | 0%
|  |  | CASTROVILLE 210422316 | 0.00042291 | 0 | 0.00042291 | 3.6899e-05 | 0.00048803 | 0.0001732 | 5.285% | 69.91% | 24.81% | 0%
|  |  | EAST STOCKTON 110214316 | 0.044716 | 0 | 0.044716 | 0.012485 | 0.044194 | 0.017136 | 16.91% | 59.87% | 23.21% | 0%
|  |  | MT EDEN 1101MR618 | 0.012719 | 0 | 0.012719 | 0.0023037 | 0.012919 | 0.0057739 | 10.97% | 61.53% | 27.5% | 0%
|  |  | KERN POWER 21052256 | 0.023302 | 0 | 0.023302 | 0.0035729 | 0.01819 | 0.013311 | 10.19% | 51.86% | 37.95% | 0%
|  |  | RED BLUFF 1103CB | 0.152 | 0.39259 | 0.54459 | 0.043771 | 0.090696 | 0.052849 | 6.522% | 13.51% | 7.875% | 72.09%
|  |  | SOTO 0402CB | 0.012809 | 0 | 0.012809 | 0.0055043 | 0.010316 | 0.0044994 | 27.09% | 50.77% | 22.14% | 0%
|  |  | WOODWARD 2106CB | 0.0038731 | 0 | 0.0038731 | 0.00088998 | 0.0022486 | 0.0019573 | 17.46% | 44.13% | 38.41% | 0%
|  |  | EL CERRITO G 1113BR120 | 0.0067408 | 0 | 0.0067408 | 0.001267 | 0.0068633 | 0.0029971 | 11.39% | 61.68% | 26.93% | 0%
|  |  | SONOMA 1102CB | 0.066768 | 0 | 0.066768 | 0.029191 | 0.056512 | 0.01996 | 27.63% | 53.48% | 18.89% | 0%
|  |  | LARKIN (Y) 111012459 | 0.0019365 | 0 | 0.0019365 | 0.00013853 | 0.0025279 | 0.00053028 | 4.334% | 79.08% | 16.59% | 0%
|  |  | NOVATO 1103CB | 0.022005 | 0 | 0.022005 | 0.0061478 | 0.020293 | 0.0077823 | 17.96% | 59.3% | 22.74% | 0%
|  |  | WEST FRESNO 1110CB | 0.043779 | 0 | 0.043779 | 0.0046438 | 0.033815 | 0.020319 | 7.901% | 57.53% | 34.57% | 0%
|  |  | SARATOGA 1112XR140 | 0.025976 | 0 | 0.025976 | 0.0095742 | 0.023207 | 0.010098 | 22.33% | 54.12% | 23.55% | 0%
|  |  | SWIFT 2106918614 | 0.018018 | 0 | 0.018018 | 0.0050991 | 0.016224 | 0.0084205 | 17.14% | 54.55% | 28.31% | 0%
|  |  | MEADOW LANE 2108PH401/2 | 0.026363 | 0 | 0.026363 | 0.015391 | 0.019329 | 0.0044145 | 39.33% | 49.39% | 11.28% | 0%
|  |  | BULLARD 110133906 | 0.0090785 | 0 | 0.0090785 | 0.0032108 | 0.0065355 | 0.0052402 | 21.42% | 43.61% | 34.97% | 0%
|  |  | NEWARK 12KV 1107CB | 0.026325 | 0 | 0.026325 | 0.0050354 | 0.024102 | 0.011176 | 12.49% | 59.79% | 27.72% | 0%
|  |  | SALMON CREEK 1101460 | 0.017409 | 0.30564 | 0.32304 | 0.0060227 | 0.014546 | 0.0025368 | 1.405% | 3.393% | 0.5917% | 94.61%
|  |  | BERKELEY F 1105BR100 | 0.0115 | 0 | 0.0115 | 0.0062446 | 0.0074021 | 0.0026649 | 38.28% | 45.38% | 16.34% | 0%
|  |  | SALINAS 110322382 | 0.015548 | 0 | 0.015548 | 0.0024662 | 0.017465 | 0.0057342 | 9.609% | 68.05% | 22.34% | 0%
|  |  | NOTRE DAME 1104937710 | 0.01552 | 0 | 0.01552 | 0.00096324 | 0.0012765 | 0.00055097 | 34.52% | 45.74% | 19.74% | 0%
|  |  | OAKLAND X 1112CR116 | 0.0084404 | 0 | 0.0084404 | 0.0016568 | 0.0085812 | 0.0036951 | 11.89% | 61.59% | 26.52% | 0%
|  |  | LINCOLN 2108CB | 0.015667 | 0 | 0.015667 | 0.0013867 | 0.011571 | 0.0078217 | 6.674% | 55.68% | 37.64% | 0%
|  |  | SONOMA 11053742 | 0.019655 | 0 | 0.019655 | 0.0087653 | 0.013648 | 0.0046021 | 32.45% | 50.52% | 17.03% | 0%
|  |  | OAKLAND C 1109CR142 | 0.019898 | 0 | 0.019898 | 0.0015959 | 0.021734 | 0.0095171 | 4.859% | 66.17% | 28.97% | 0%
|  |  | ASHLAN AVE 1104R3310 | 0.039323 | 0 | 0.039323 | 0.0089992 | 0.035635 | 0.018405 | 14.28% | 56.53% | 29.2% | 0%
|  |  | WOLFE 1105CB | 0.030496 | 0 | 0.030496 | 0.01275 | 0.02512 | 0.010358 | 26.44% | 52.09% | 21.48% | 0%
|  |  | PAUL SWEET 210793260 | 0.023016 | 0 | 0.023016 | 0.0077685 | 0.019674 | 0.0092089 | 21.2% | 53.68% | 25.13% | 0%
|  |  | BAY MEADOWS 11049124 | 0.015323 | 0 | 0.015323 | 0.0036164 | 0.015284 | 0.0063941 | 14.3% | 60.42% | 25.28% | 0%
|  |  | BULLARD 110182586 | 0.013482 | 0 | 0.013482 | 0.0041385 | 0.012261 | 0.0057437 | 18.69% | 55.37% | 25.94% | 0%
|  |  | OAKLAND C 1119CR286 | 0.0005623 | 0 | 0.0005623 | 2.0973e-05 | 0.00067569 | 0.00023157 | 2.259% | 72.79% | 24.95% | 0%
|  |  | BAY MEADOWS 1105265162 | 0.015181 | 0 | 0.015181 | 0.0029413 | 0.015343 | 0.0067764 | 11.74% | 61.22% | 27.04% | 0%
|  |  | AIRWAYS 1103R2030 | 0.015991 | 0 | 0.015991 | 0.0051542 | 0.014022 | 0.0071084 | 19.61% | 53.35% | 27.04% | 0%
|  |  | FORT BRAGG A 1103CB | 0.027995 | 0 | 0.027995 | 0.0054125 | 0.0148 | 0.0033941 | 22.93% | 62.7% | 14.38% | 0%
|  |  | TRINIDAD 1101495696 | 0.074216 | 0.17615 | 0.25037 | 0.075714 | 0.016004 | 0.0053228 | 23.13% | 4.889% | 1.626% | 70.36%
|  |  | DUNBAR 1101835658 | 0.0056955 | 0.64959 | 0.65529 | 0.0034677 | 0.0031168 | 0.0007901 | 0.4087% | 0.3673% | 0.09312% | 99.13%
|  |  | WILLOWS A 1104CB | 0.065376 | 0 | 0.065376 | 0.0187 | 0.05845 | 0.024288 | 18.44% | 57.62% | 23.94% | 0%
|  |  | FAIRWAY 1106CB | 0.033878 | 0 | 0.033878 | 0.0019083 | 0.032789 | 0.012743 | 4.023% | 69.12% | 26.86% | 0%
|  |  | EL PATIO 110447296 | 0.01363 | 0 | 0.01363 | 0.0063392 | 0.011254 | 0.0049066 | 28.17% | 50.02% | 21.81% | 0%
|  |  | ARBUCKLE 1102247832 | 0.00021077 | 0 | 0.00021077 | 2.5174e-05 | 0.00014331 | 7.0095e-05 | 10.55% | 60.07% | 29.38% | 0%
|  |  | JARVIS 1103MR245 | 0.0045665 | 0 | 0.0045665 | 0.00064237 | 0.0044367 | 0.0024591 | 8.522% | 58.86% | 32.62% | 0%
|  |  | VASONA 110548314 | 0.018125 | 0 | 0.018125 | 0.006813 | 0.015878 | 0.0072292 | 22.77% | 53.07% | 24.16% | 0%
|  |  | HICKS 2111255740 | 0.014081 | 0 | 0.014081 | 0.0042007 | 0.0096611 | 0.0052656 | 21.96% | 50.51% | 27.53% | 0%
|  |  | ANDERSON 11029792 | 0.018249 | 0.807 | 0.82525 | 0.0080081 | 0.013514 | 0.0067692 | 0.6259% | 1.056% | 0.5291% | 97.79%
|  |  | OAKLAND X 1103CB | 0.011272 | 0 | 0.011272 | 0.0017003 | 0.01134 | 0.0055668 | 9.138% | 60.94% | 29.92% | 0%
|  |  | RINCON 1102644 | 0.064613 | 2.0144 | 2.079 | 0.036243 | 0.040941 | 0.014306 | 1.231% | 1.391% | 0.4859% | 96.89%
|  |  | MANTECA 170636142 | 0.019943 | 0 | 0.019943 | 0.0028561 | 0.016 | 0.014066 | 8.675% | 48.6% | 42.73% | 0%
|  |  | 18TH STREET 0402CB | 0.01209 | 0 | 0.01209 | 0.0035851 | 0.012255 | 0.0027772 | 19.26% | 65.83% | 14.92% | 0%
|  |  | LOGAN CREEK 210137352 | 0.005908 | 0 | 0.005908 | 0.0010971 | 0.0044743 | 0.0013286 | 15.9% | 64.84% | 19.26% | 0%
|  |  | COTATI 110257108 | 0.0035805 | 0 | 0.0035805 | 0.0012852 | 0.0032745 | 0.0013508 | 21.74% | 55.4% | 22.85% | 0%
|  |  | KERN POWER 2105CB | 0.036971 | 0 | 0.036971 | 0.006384 | 0.024945 | 0.020047 | 12.43% | 48.55% | 39.02% | 0%
|  |  | SAN RAFAEL 11023997 | 0.0024565 | 0 | 0.0024565 | 0.00053043 | 0.0025274 | 0.0009972 | 13.08% | 62.33% | 24.59% | 0%
|  |  | LAS POSITAS 2107MR199 | 0.027405 | 0 | 0.027405 | 0.002686 | 0.021608 | 0.011858 | 7.43% | 59.77% | 32.8% | 0%
|  |  | VIERRA 1702593096 | 0.014524 | 0 | 0.014524 | 0.00094415 | 0.0088177 | 0.0088187 | 5.081% | 47.46% | 47.46% | 0%
|  |  | NEWARK 12KV 110792040 | 0.0001403 | 0 | 0.0001403 | 3.5751e-05 | 0.00012221 | 7.3643e-05 | 15.44% | 52.77% | 31.8% | 0%
|  |  | WHISMAN 1106CB | 0.02504 | 0 | 0.02504 | 0.0081873 | 0.022977 | 0.01017 | 19.81% | 55.59% | 24.6% | 0%
|  |  | EL CERRITO G 1103BR124 | 0.016576 | 0 | 0.016576 | 0.0021858 | 0.017221 | 0.0076404 | 8.082% | 63.67% | 28.25% | 0%
|  |  | MABURY 1104286586 | 0.027538 | 0 | 0.027538 | 0.0122 | 0.022798 | 0.010144 | 27.02% | 50.5% | 22.47% | 0%
|  |  | EVERGREEN 2105XR094 | 0.0027346 | 0 | 0.0027346 | 0.00048856 | 0.0025451 | 0.0014805 | 10.82% | 56.38% | 32.8% | 0%
|  |  | OAKLAND J 1118CR134 | 0.021587 | 0 | 0.021587 | 0.0030227 | 0.021312 | 0.0113 | 8.482% | 59.81% | 31.71% | 0%
|  |  | BELL 1108CB | 0.042571 | 0 | 0.042571 | 0.010478 | 0.028061 | 0.017599 | 18.67% | 49.99% | 31.35% | 0%
|  |  | MT EDEN 1112MR246 | 0.0054642 | 0 | 0.0054642 | 0.0009375 | 0.0050696 | 0.003013 | 10.39% | 56.2% | 33.4% | 0%
|  |  | NAPA 1106CB | 0.010436 | 0 | 0.010436 | 0.0051122 | 0.0089997 | 0.003116 | 29.67% | 52.24% | 18.09% | 0%
|  |  | STELLING 1109CB | 0.056187 | 0 | 0.056187 | 0.021226 | 0.043941 | 0.020319 | 24.83% | 51.4% | 23.77% | 0%
|  |  | SONOMA 1105CB | 0.051965 | 0 | 0.051965 | 0.014002 | 0.041755 | 0.013294 | 20.28% | 60.47% | 19.25% | 0%
|  |  | ERTA 04045308 | 0.0051115 | 0 | 0.0051115 | 0.0012152 | 0.003885 | 0.0015838 | 18.18% | 58.12% | 23.7% | 0%
|  |  | BORDEN 110285930 | 0.025367 | 0 | 0.025367 | 0.0018155 | 0.017634 | 0.010976 | 5.967% | 57.96% | 36.07% | 0%
|  |  | PACIFIC GROVE 0423CB | 0.0081187 | 0 | 0.0081187 | 0.0025275 | 0.0097689 | 0.0011057 | 18.86% | 72.89% | 8.25% | 0%
|  |  | DALY CITY 110457240 | 0.015397 | 0 | 0.015397 | 0.0023887 | 0.019923 | 0.0031052 | 9.398% | 78.39% | 12.22% | 0%
|  |  | GLENWOOD 110280757 | 0.03866 | 0 | 0.03866 | 0.021051 | 0.027966 | 0.011114 | 35.01% | 46.51% | 18.48% | 0%
|  |  | POTRERO PP (A) 1116CB | 0.0134 | 0 | 0.0134 | 0.0021724 | 0.015207 | 0.0047398 | 9.821% | 68.75% | 21.43% | 0%
|  |  | SUISUN 1108CB | 0.047645 | 0 | 0.047645 | 0.013697 | 0.044876 | 0.020077 | 17.42% | 57.06% | 25.53% | 0%
|  |  | ARCATA 11211206 | 0.032743 | 0.12153 | 0.15428 | 0.03286 | 0.0081166 | 0.0018388 | 16.29% | 4.023% | 0.9115% | 78.78%
|  |  | STONE 1110CB | 0.04666 | 0 | 0.04666 | 0.018889 | 0.039707 | 0.018427 | 24.52% | 51.55% | 23.92% | 0%
|  |  | GRANT 1107CB | 0.02277 | 0 | 0.02277 | 0.0013729 | 0.019543 | 0.010069 | 4.431% | 63.07% | 32.5% | 0%
|  |  | ATWATER 1104CB | 0.023296 | 0 | 0.023296 | 0.0034193 | 0.017596 | 0.01017 | 10.96% | 56.42% | 32.61% | 0%
|  |  | PAUL SWEET 210737234 | 0.0077238 | 0 | 0.0077238 | 0.001931 | 0.0063314 | 0.0025407 | 17.87% | 58.61% | 23.52% | 0%
|  |  | LAS POSITAS 2106MR149 | 0.082044 | 0 | 0.082044 | 0.016992 | 0.07619 | 0.035963 | 13.16% | 59% | 27.85% | 0%
|  |  | STONE 110141435 | 0.021392 | 0 | 0.021392 | 0.011515 | 0.01731 | 0.0064868 | 32.61% | 49.02% | 18.37% | 0%
|  |  | SAN JOSE B 1110XR306 | 0.019006 | 0 | 0.019006 | 0.011277 | 0.015498 | 0.0045986 | 35.95% | 49.4% | 14.66% | 0%
|  |  | SAN LEANDRO U 1104CB | 0.03881 | 0 | 0.03881 | 0.0029472 | 0.037221 | 0.023897 | 4.6% | 58.1% | 37.3% | 0%
|  |  | TIDEWATER 210447828 | 0.017394 | 0 | 0.017394 | 0.0063396 | 0.01604 | 0.0063347 | 22.08% | 55.86% | 22.06% | 0%
|  |  | LAKEWOOD 2111CB | 0.014703 | 0 | 0.014703 | 0.0039609 | 0.014495 | 0.0058153 | 16.32% | 59.72% | 23.96% | 0%
|  |  | OAKLAND D 1133CB | 0.011734 | 0 | 0.011734 | 0.0020868 | 0.011966 | 0.0053177 | 10.77% | 61.77% | 27.45% | 0%
|  |  | STELLING 1112CB | 0.013969 | 0 | 0.013969 | 0.005448 | 0.012323 | 0.0052892 | 23.63% | 53.44% | 22.94% | 0%
|  |  | MT EDEN 1111CB | 0.022163 | 0 | 0.022163 | 0.0039496 | 0.02197 | 0.010665 | 10.8% | 60.05% | 29.15% | 0%
|  |  | SHEPHERD 2109CB | 0.03597 | 0 | 0.03597 | 0.0079196 | 0.020894 | 0.016236 | 17.58% | 46.38% | 36.04% | 0%
|  |  | EL CERRITO G 1112807878 | 8.3772e-05 | 0 | 8.3772e-05 | 2.0717e-05 | 8.6295e-05 | 3.1276e-05 | 14.98% | 62.4% | 22.62% | 0%
|  |  | SUISUN 1109CB | 0.050333 | 0 | 0.050333 | 0.016151 | 0.048097 | 0.01884 | 19.44% | 57.89% | 22.67% | 0%
|  |  | LAKEVILLE 1102280 | 0.14277 | 0.0015056 | 0.14428 | 0.0045742 | 0.017429 | 0.0074465 | 15.37% | 58.57% | 25.02% | 1.044%
|  |  | TIDEWATER 210487978 | 0.013194 | 0 | 0.013194 | 0.0028789 | 0.010719 | 0.0052666 | 15.26% | 56.82% | 27.92% | 0%
|  |  | VASONA 1101LC56 | 0.01382 | 0 | 0.01382 | 0.0052761 | 0.011597 | 0.00594 | 23.13% | 50.83% | 26.04% | 0%
|  |  | RIVERBANK 1716412688 | 0.013321 | 0 | 0.013321 | 0.0010554 | 0.0085591 | 0.011336 | 5.038% | 40.85% | 54.11% | 0%
|  |  | BRITTON 1108CB | 0.006699 | 0 | 0.006699 | 0.0015611 | 0.0061861 | 0.0033112 | 14.12% | 55.94% | 29.94% | 0%
|  |  | LAKEWOOD 2224W544R | 0.039751 | 0 | 0.039751 | 0.022319 | 0.02403 | 0.0079008 | 41.14% | 44.29% | 14.56% | 0%
|  |  | STONE 1108CB | 0.037872 | 0 | 0.037872 | 0.007224 | 0.033835 | 0.018314 | 12.17% | 56.99% | 30.85% | 0%
|  |  | SANTA ROSA A 1109CB | 0.041615 | 0 | 0.041615 | 0.022373 | 0.0295 | 0.014595 | 33.66% | 44.38% | 21.96% | 0%
|  |  | SAUSALITO 11011270 | 0.0017482 | 0 | 0.0017482 | 0.00079777 | 0.0013165 | 0.00030222 | 33.01% | 54.48% | 12.51% | 0%
|  |  | MERCED 21027050 | 0.030256 | 0 | 0.030256 | 0.0076791 | 0.028391 | 0.013874 | 15.38% | 56.85% | 27.78% | 0%
|  |  | SAN CARLOS 0405CB | 0.044404 | 0 | 0.044404 | 0.022262 | 0.037312 | 0.010731 | 31.67% | 53.07% | 15.26% | 0%
|  |  | WOODLAND 110722312 | 0.00062728 | 0 | 0.00062728 | 0.00013883 | 0.00050387 | 0.0003928 | 13.41% | 48.66% | 37.93% | 0%
|  |  | CALISTOGA 1101959538 | 0.020073 | 0.46286 | 0.48294 | 0.0097654 | 0.01207 | 0.0040905 | 1.566% | 1.935% | 0.6558% | 95.84%
|  |  | GRANT 110281924 | 0.0029271 | 0 | 0.0029271 | 0.00022884 | 0.0031025 | 0.0015006 | 4.736% | 64.21% | 31.06% | 0%
|  |  | KIRKER 2105A536R | 0.0071501 | 0 | 0.0071501 | 0.0004445 | 0.0069533 | 0.0028179 | 4.351% | 68.06% | 27.58% | 0%
|  |  | LARKIN (Y) 1107907142 | 0.0082897 | 0 | 0.0082897 | 0.00085722 | 0.011015 | 0.0018118 | 6.264% | 80.5% | 13.24% | 0%
|  |  | CORONA 1103CB | 0.0086405 | 0 | 0.0086405 | 0.0013174 | 0.0079999 | 0.0036699 | 10.14% | 61.6% | 28.26% | 0%
|  |  | HILLSDALE 040485812 | 0.025902 | 0 | 0.025902 | 0.011049 | 0.018554 | 0.0038053 | 33.07% | 55.54% | 11.39% | 0%
|  |  | EAST GRAND 110776054 | 0.024674 | 0 | 0.024674 | 0.0036152 | 0.024675 | 0.0090091 | 9.692% | 66.15% | 24.15% | 0%
|  |  | EL CERRITO G 1104CB | 0.029107 | 0 | 0.029107 | 0.0066179 | 0.029048 | 0.012382 | 13.77% | 60.46% | 25.77% | 0%
|  |  | BUELLTON 1101Y34 | 0.0088524 | 0 | 0.0088524 | 0.00186 | 0.0084909 | 0.0023423 | 14.65% | 66.89% | 18.45% | 0%
|  |  | PEABODY 210218112 | 0.024387 | 0 | 0.024387 | 0.0031016 | 0.022417 | 0.0097089 | 8.805% | 63.63% | 27.56% | 0%
|  |  | SONOMA 1104CB | 0.048801 | 0 | 0.048801 | 0.013176 | 0.039357 | 0.011636 | 20.53% | 61.33% | 18.13% | 0%
|  |  | HAMMER 1108CB | 0.01026 | 0 | 0.01026 | 0.0036131 | 0.009111 | 0.0041011 | 21.47% | 54.15% | 24.37% | 0%
|  |  | MOUNTAIN VIEW 1110CB | 0.055541 | 0 | 0.055541 | 0.02153 | 0.049962 | 0.019123 | 23.76% | 55.14% | 21.1% | 0%
|  |  | BRITTON 1109CB | 0.014607 | 0 | 0.014607 | 0.0042397 | 0.01388 | 0.0059935 | 17.58% | 57.56% | 24.86% | 0%
|  |  | SAN JOSE B 1109CB | 0.0034778 | 0 | 0.0034778 | 0.001061 | 0.003092 | 0.0015879 | 18.48% | 53.86% | 27.66% | 0%
|  |  | TAFT 1104CB | 0.034907 | 0 | 0.034907 | 0.0060576 | 0.031636 | 0.013073 | 11.93% | 62.32% | 25.75% | 0%
|  |  | MC KEE 1108CB | 0.0073005 | 0 | 0.0073005 | 0.0025514 | 0.0050478 | 0.002986 | 24.1% | 47.69% | 28.21% | 0%
|  |  | SF G 1102207276 | 0.0015993 | 0 | 0.0015993 | 0.0001435 | 0.0021386 | 0.00035802 | 5.436% | 81% | 13.56% | 0%
|  |  | RINCON 1102666 | 0.0081222 | 0.1166 | 0.12472 | 0.0038675 | 0.0058371 | 0.0022823 | 2.101% | 3.171% | 1.24% | 93.49%
|  |  | MERCED 21017220 | 0.017725 | 0 | 0.017725 | 0.0057459 | 0.015886 | 0.0076277 | 19.64% | 54.29% | 26.07% | 0%
|  |  | SAN RAFAEL 11025615 | 0.0014594 | 0 | 0.0014594 | 0.00036354 | 0.0015151 | 0.00053057 | 15.09% | 62.89% | 22.02% | 0%
|  |  | DALY CITY 110289878 | 0.00055595 | 0 | 0.00055595 | 0.00030621 | 0.00052533 | 8.62e-05 | 33.37% | 57.24% | 9.393% | 0%
|  |  | PUEBLO 210182742 | 0.049247 | 1.574 | 1.6233 | 0.027857 | 0.037083 | 0.012965 | 1.085% | 1.444% | 0.5049% | 96.97%
|  |  | CLAYTON 2217CB | 0.0017924 | 0 | 0.0017924 | 0.00041077 | 0.0015298 | 0.00065361 | 15.83% | 58.97% | 25.2% | 0%
|  |  | MISSION (X) 112899358 | 0.0045858 | 0 | 0.0045858 | 0.00030619 | 0.0061106 | 0.0011533 | 4.045% | 80.72% | 15.23% | 0%
|  |  | LARKIN (Y) 113584195 | 0.002397 | 0 | 0.002397 | 0.00018554 | 0.0031692 | 0.00060209 | 4.689% | 80.09% | 15.22% | 0%
|  |  | TRIMBLE 2114XR394 | 0.0002084 | 0 | 0.0002084 | 2.7844e-05 | 0.00019719 | 0.00011899 | 8.094% | 57.32% | 34.59% | 0%
|  |  | SF N 0406CB | 0.0026396 | 0 | 0.0026396 | 0.00030335 | 0.0035591 | 0.00049486 | 6.962% | 81.68% | 11.36% | 0%
|  |  | RICHMOND R 1128BR130 | 0.013406 | 0 | 0.013406 | 0.0016757 | 0.014229 | 0.0062252 | 7.572% | 64.3% | 28.13% | 0%
|  |  | MILLBRAE 0401CB | 0.022371 | 0 | 0.022371 | 0.0070417 | 0.02112 | 0.0049444 | 21.27% | 63.79% | 14.94% | 0%
|  |  | BELMONT 1110CB | 0.015485 | 0 | 0.015485 | 0.0041761 | 0.015368 | 0.0060187 | 16.34% | 60.12% | 23.55% | 0%
|  |  | PAUL SWEET 2101CB | 0.0088877 | 0 | 0.0088877 | 0.0029474 | 0.0080001 | 0.0037239 | 20.09% | 54.53% | 25.38% | 0%
|  |  | SAN LEANDRO U 1108CB | 0.024997 | 0 | 0.024997 | 0.0022213 | 0.024951 | 0.014091 | 5.383% | 60.47% | 34.15% | 0%
|  |  | ATASCADERO 1101CB | 0.016549 | 0 | 0.016549 | 0.0026442 | 0.0058586 | 0.0016229 | 26.11% | 57.86% | 16.03% | 0%
|  |  | COTTONWOOD 1103CB | 0.029693 | 0 | 0.029693 | 0.0071724 | 0.020977 | 0.011233 | 18.21% | 53.27% | 28.52% | 0%
|  |  | BRITTON 1107CB | 0.013051 | 0 | 0.013051 | 0.003637 | 0.011594 | 0.0063135 | 16.88% | 53.81% | 29.3% | 0%
|  |  | STELLING 1113LL28 | 0.022077 | 0 | 0.022077 | 0.0086101 | 0.016705 | 0.0058773 | 27.6% | 53.55% | 18.84% | 0%
|  |  | MISSION (X) 1108CB | 0.012038 | 0 | 0.012038 | 0.0024285 | 0.013094 | 0.0018623 | 13.97% | 75.32% | 10.71% | 0%
|  |  | DEL MONTE 110172040 | 0.025004 | 0 | 0.025004 | 0.0034789 | 0.031641 | 0.0057096 | 8.521% | 77.5% | 13.98% | 0%
|  |  | FREMONT 1103CB | 0.00083262 | 0 | 0.00083262 | 0.00011882 | 0.00087007 | 0.00038557 | 8.645% | 63.3% | 28.05% | 0%
|  |  | ATWATER 110710500 | 0.012735 | 0 | 0.012735 | 0.0017819 | 0.011372 | 0.0078678 | 8.477% | 54.1% | 37.43% | 0%
|  |  | CASTRO VALLEY 1109CB | 0.016627 | 0 | 0.016627 | 0.0053256 | 0.013024 | 0.0062568 | 21.64% | 52.93% | 25.43% | 0%
|  |  | EDENVALE 2113XR106 | 0.0060342 | 0 | 0.0060342 | 0.0018798 | 0.0050893 | 0.0029919 | 18.87% | 51.09% | 30.04% | 0%
|  |  | EL PATIO 1105CB | 0.048315 | 0 | 0.048315 | 0.022686 | 0.039043 | 0.018027 | 28.44% | 48.95% | 22.6% | 0%
|  |  | EAST GRAND 110739200 | 0.0099791 | 0 | 0.0099791 | 0.00092909 | 0.011347 | 0.0041971 | 5.64% | 68.88% | 25.48% | 0%
|  |  | LARKIN (Y) 110734976 | 0.0011781 | 0 | 0.0011781 | 0.00011107 | 0.0014937 | 0.00033996 | 5.712% | 76.81% | 17.48% | 0%
|  |  | BRITTON 1113CB | 0.010806 | 0 | 0.010806 | 0.0032682 | 0.010078 | 0.0044924 | 18.32% | 56.5% | 25.18% | 0%
|  |  | RENFRO 21051594 | 0.017965 | 0 | 0.017965 | 0.0027037 | 0.015581 | 0.010531 | 9.383% | 54.07% | 36.55% | 0%
|  |  | HICKS 2103XR068 | 0.021448 | 0 | 0.021448 | 0.0087988 | 0.01507 | 0.007495 | 28.05% | 48.05% | 23.9% | 0%
|  |  | BOGUE 11037012 | 0.062063 | 0 | 0.062063 | 0.023638 | 0.053429 | 0.025383 | 23.07% | 52.15% | 24.78% | 0%
|  |  | RED BLUFF 1105161818 | 0.039358 | 0.45781 | 0.49716 | 0.0063831 | 0.011018 | 0.0061155 | 2.149% | 3.709% | 2.059% | 92.08%
|  |  | GOLDTREE 1105912920 | 0.0051931 | 0.38445 | 0.38964 | 0.0020695 | 0.0049701 | 0.001533 | 0.3217% | 0.7727% | 0.2383% | 98.67%
|  |  | BELLE HAVEN 11069150 | 0.0079615 | 0 | 0.0079615 | 0.0032991 | 0.0068151 | 0.0030283 | 25.1% | 51.86% | 23.04% | 0%
|  |  | NORIEGA 0401CB | 0.0085981 | 0 | 0.0085981 | 0.00070306 | 0.012307 | 0.0011832 | 4.953% | 86.71% | 8.336% | 0%
|  |  | STOCKDALE 21054854 | 0.017097 | 0 | 0.017097 | 0.0034964 | 0.015314 | 0.0094122 | 12.39% | 54.26% | 33.35% | 0%
|  |  | MT EDEN 1102CB | 0.024874 | 0 | 0.024874 | 0.0047544 | 0.024286 | 0.012021 | 11.58% | 59.15% | 29.28% | 0%
|  |  | MOUNTAIN VIEW 1114CB | 0.034468 | 0 | 0.034468 | 0.013754 | 0.026573 | 0.012562 | 26.01% | 50.24% | 23.75% | 0%
|  |  | GREEN VALLEY 2104CB | 0.066684 | 0 | 0.066684 | 0.0099996 | 0.055096 | 0.029557 | 10.56% | 58.21% | 31.23% | 0%
|  |  | DALY CITY 04014165 | 0.005812 | 0 | 0.005812 | 0.00087756 | 0.0071134 | 0.0016032 | 9.147% | 74.14% | 16.71% | 0%
|  |  | LINCOLN 1102CB | 0.03759 | 0 | 0.03759 | 0.008494 | 0.031571 | 0.018892 | 14.41% | 53.55% | 32.04% | 0%
|  |  | DEL MONTE 210342226 | 0.020923 | 0 | 0.020923 | 0.0082604 | 0.015059 | 0.0041257 | 30.1% | 54.87% | 15.03% | 0%
|  |  | STONE 1109XR490 | 0.015148 | 0 | 0.015148 | 0.0028217 | 0.014832 | 0.0073526 | 11.28% | 59.31% | 29.4% | 0%
|  |  | EIGHT MILE 21025272 | 0.0011758 | 0 | 0.0011758 | 7.7079e-05 | 0.00087396 | 0.0003799 | 5.791% | 65.66% | 28.54% | 0%
|  |  | EMBARCADERO (Z) 1120CB | 0.0016598 | 0 | 0.0016598 | 0.00013405 | 0.0019509 | 0.00065492 | 4.893% | 71.2% | 23.9% | 0%
|  |  | EL CERRITO G 1110BR238 | 0.0097993 | 0 | 0.0097993 | 0.0021053 | 0.009969 | 0.0041019 | 13.01% | 61.63% | 25.36% | 0%
|  |  | BAY MEADOWS 110339666 | 0.004218 | 0 | 0.004218 | 0.0010488 | 0.0043186 | 0.0015955 | 15.06% | 62.02% | 22.91% | 0%
|  |  | MOUNTAIN VIEW 111360060 | 0.0063604 | 0 | 0.0063604 | 0.0033869 | 0.0052042 | 0.0019084 | 32.26% | 49.57% | 18.18% | 0%
|  |  | OAKLAND D 1133CR292 | 0.0021429 | 0 | 0.0021429 | 0.00048672 | 0.0021879 | 0.00086272 | 13.76% | 61.85% | 24.39% | 0%
|  |  | EL PATIO 1109XR054 | 0.026682 | 0 | 0.026682 | 0.0088902 | 0.023848 | 0.011307 | 20.18% | 54.14% | 25.67% | 0%
|  |  | HICKS 1110CB | 0.041429 | 0 | 0.041429 | 0.012592 | 0.036784 | 0.018518 | 18.55% | 54.18% | 27.28% | 0%
|  |  | COTTLE 1707380150 | 0.0060274 | 0 | 0.0060274 | 0.00045536 | 0.003951 | 0.0046724 | 5.016% | 43.52% | 51.47% | 0%
|  |  | DALY CITY 111210099 | 0.012103 | 0 | 0.012103 | 0.0028036 | 0.014959 | 0.0018026 | 14.33% | 76.46% | 9.213% | 0%
|  |  | CLARKSVILLE 2105385236 | 0.01306 | 0.58095 | 0.59401 | 0.0017965 | 0.0095299 | 0.005746 | 0.2314% | 1.227% | 0.74% | 97.8%
|  |  | NAPA 111048232 | 0.016377 | 0 | 0.016377 | 0.006213 | 0.015634 | 0.0051881 | 22.98% | 57.83% | 19.19% | 0%
|  |  | MAGUNDEN 110148518 | 0.044916 | 0 | 0.044916 | 0.0094188 | 0.045578 | 0.019148 | 12.7% | 61.47% | 25.83% | 0%
|  |  | COALINGA NO 1 11099870 | 0.026022 | 0 | 0.026022 | 0.0020331 | 0.020809 | 0.014136 | 5.498% | 56.27% | 38.23% | 0%
|  |  | UKIAH 1111CB | 0.014226 | 0 | 0.014226 | 0.0032581 | 0.01069 | 0.0043507 | 17.8% | 58.42% | 23.78% | 0%
|  |  | MISSION (X) 1113CB | 0.0043528 | 0 | 0.0043528 | 0.00038164 | 0.0055985 | 0.0012053 | 5.311% | 77.91% | 16.77% | 0%
|  |  | MC KEE 110698388 | 0.013883 | 0 | 0.013883 | 0.0039912 | 0.012169 | 0.006757 | 17.42% | 53.1% | 29.48% | 0%
|  |  | BERKELEY F 0402CB | 0.0097539 | 0 | 0.0097539 | 0.0034879 | 0.009062 | 0.0027716 | 22.76% | 59.15% | 18.09% | 0%
|  |  | SF E 11076461 | 0.0080752 | 0 | 0.0080752 | 0.0015512 | 0.0087607 | 0.0027075 | 11.91% | 67.29% | 20.8% | 0%
|  |  | KING CITY 1103CB | 0.012243 | 0 | 0.012243 | 0.00096159 | 0.012843 | 0.0053479 | 5.021% | 67.06% | 27.92% | 0%
|  |  | VASONA 1101LC68 | 0.036897 | 0 | 0.036897 | 0.015034 | 0.026105 | 0.013664 | 27.43% | 47.63% | 24.93% | 0%
|  |  | SAN CARLOS 0402CB | 0.02524 | 0 | 0.02524 | 0.011266 | 0.023099 | 0.0073 | 27.04% | 55.44% | 17.52% | 0%
|  |  | MARINA (F) 0408CB | 0.0023469 | 0 | 0.0023469 | 0.0002104 | 0.0031003 | 0.00056338 | 5.431% | 80.03% | 14.54% | 0%
|  |  | LAS GALLINAS A 1106CB | 0.072177 | 0 | 0.072177 | 0.019138 | 0.052709 | 0.018056 | 21.29% | 58.63% | 20.08% | 0%
|  |  | SANTA ROSA A 110376232 | 0.015903 | 0 | 0.015903 | 0.0046508 | 0.01173 | 0.0068612 | 20.01% | 50.47% | 29.52% | 0%
|  |  | FITCH MOUNTAIN 1112CB | 0.00013793 | 0 | 0.00013793 | 8.6765e-05 | 6.9334e-05 | 2.426e-05 | 48.11% | 38.44% | 13.45% | 0%
|  |  | PAUL SWEET 210437482 | 0.0080114 | 0 | 0.0080114 | 0.0020232 | 0.0066582 | 0.003396 | 16.75% | 55.13% | 28.12% | 0%
|  |  | EL PATIO 1103CB | 0.0411 | 0 | 0.0411 | 0.019386 | 0.034246 | 0.014214 | 28.57% | 50.48% | 20.95% | 0%
|  |  | EAST STOCKTON 0402549752 | 0.01309 | 0 | 0.01309 | 0.0042084 | 0.012914 | 0.0043758 | 19.58% | 60.07% | 20.35% | 0%
|  |  | CANAL 110411160 | 0.013065 | 0 | 0.013065 | 0.0015911 | 0.012781 | 0.0064628 | 7.637% | 61.35% | 31.02% | 0%
|  |  | HIGHLANDS 110486807 | 0.0039302 | 0.063025 | 0.066955 | 0.0022776 | 0.0019369 | 0.0009193 | 2.604% | 2.215% | 1.051% | 94.13%
|  |  | MENLO 1103CB | 0.021873 | 0 | 0.021873 | 0.008491 | 0.015776 | 0.0067538 | 27.37% | 50.86% | 21.77% | 0%
|  |  | ALTO 112191428 | 0.05695 | 0 | 0.05695 | 0.024005 | 0.046244 | 0.011481 | 29.37% | 56.58% | 14.05% | 0%
|  |  | CORNING 1104905234 | 0.037665 | 0 | 0.037665 | 0.015017 | 0.03445 | 0.010594 | 25% | 57.36% | 17.64% | 0%
|  |  | ROSSMOOR 110493664 | 0.032629 | 0 | 0.032629 | 0.016229 | 0.019445 | 0.0074917 | 37.6% | 45.05% | 17.36% | 0%
|  |  | CAROLANDS 0401CB | 0.00034459 | 0 | 0.00034459 | 0.00019284 | 0.00031725 | 5.8739e-05 | 33.9% | 55.77% | 10.33% | 0%
|  |  | EDENVALE 2109XR192 | 0.0024809 | 0 | 0.0024809 | 0.00063767 | 0.0021248 | 0.0013329 | 15.57% | 51.88% | 32.55% | 0%
|  |  | EVERGREEN 2101CB | 0.021183 | 0 | 0.021183 | 0.006555 | 0.015878 | 0.0085868 | 21.13% | 51.19% | 27.68% | 0%
|  |  | VIEJO 22032016 | 0.017505 | 0 | 0.017505 | 0.0092485 | 0.014333 | 0.0016503 | 36.65% | 56.81% | 6.54% | 0%
|  |  | ORLAND B 110353574 | 0.096123 | 0 | 0.096123 | 0.027065 | 0.081471 | 0.033902 | 19% | 57.2% | 23.8% | 0%
|  |  | MENLO 040365975 | 0.014914 | 0 | 0.014914 | 0.009878 | 0.0081805 | 0.0020434 | 49.14% | 40.7% | 10.17% | 0%
|  |  | COTTLE 1708CB | 0.015056 | 0 | 0.015056 | 0.001476 | 0.0098289 | 0.0067922 | 8.156% | 54.31% | 37.53% | 0%
|  |  | PAUL SWEET 2107239036 | 0.024857 | 0 | 0.024857 | 0.012336 | 0.01654 | 0.0051336 | 36.27% | 48.63% | 15.09% | 0%
|  |  | CAROLANDS 04038980 | 0.014999 | 0 | 0.014999 | 0.0070722 | 0.010744 | 0.0017306 | 36.18% | 54.97% | 8.854% | 0%
|  |  | RICHMOND R 1126BR242 | 0.019689 | 0 | 0.019689 | 0.0030279 | 0.019525 | 0.009949 | 9.316% | 60.07% | 30.61% | 0%
|  |  | EDENVALE 2106XR240 | 0.057897 | 0 | 0.057897 | 0.020213 | 0.05007 | 0.025291 | 21.15% | 52.39% | 26.46% | 0%
|  |  | CORNING 1103CB | 0.03936 | 0 | 0.03936 | 0.011246 | 0.031852 | 0.015141 | 19.31% | 54.69% | 26% | 0%
|  |  | BELLEVUE 1102CB | 0.014415 | 0 | 0.014415 | 0.0032659 | 0.011803 | 0.0050681 | 16.22% | 58.61% | 25.17% | 0%
|  |  | HICKS 1111CB | 0.077212 | 0 | 0.077212 | 0.028002 | 0.068987 | 0.030097 | 22.03% | 54.28% | 23.68% | 0%
|  |  | STONE 1101XR226 | 0.021403 | 0 | 0.021403 | 0.013056 | 0.01602 | 0.0062549 | 36.95% | 45.34% | 17.7% | 0%
|  |  | SF L 110213881 | 0.011767 | 0 | 0.011767 | 0.00086537 | 0.016337 | 0.0022231 | 4.455% | 84.1% | 11.44% | 0%
|  |  | POTTER VALLEY P H 1105CB | 0.00051607 | 0 | 0.00051607 | 0.00011638 | 0.00042657 | 0.00010678 | 17.91% | 65.65% | 16.43% | 0%
|  |  | LOS OSITOS 2101109138 | 0.021824 | 0 | 0.021824 | 0.0010533 | 0.025543 | 0.0087506 | 2.98% | 72.26% | 24.76% | 0%
|  |  | DUMBARTON 1103CB | 0.0044789 | 0 | 0.0044789 | 0.00059727 | 0.003996 | 0.0026541 | 8.241% | 55.14% | 36.62% | 0%
|  |  | SF N 1102CB | 0.005977 | 0 | 0.005977 | 0.00054552 | 0.0082005 | 0.0011206 | 5.529% | 83.11% | 11.36% | 0%
|  |  | OAKLAND X 1102CB | 0.0093524 | 0 | 0.0093524 | 0.0021541 | 0.0087522 | 0.0045323 | 13.95% | 56.69% | 29.36% | 0%
|  |  | PANAMA 21021689 | 0.059912 | 0 | 0.059912 | 0.009055 | 0.050544 | 0.029793 | 10.13% | 56.54% | 33.33% | 0%
|  |  | RICHMOND R 1129BR220 | 0.0016501 | 0 | 0.0016501 | 0.00029457 | 0.0015822 | 0.00084708 | 10.81% | 58.09% | 31.1% | 0%
|  |  | JARVIS 1104MR244 | 0.010106 | 0 | 0.010106 | 0.0016478 | 0.0096625 | 0.0053718 | 9.878% | 57.92% | 32.2% | 0%
|  |  | SAN CARLOS 11048942 | 0.014757 | 0 | 0.014757 | 0.0049143 | 0.010962 | 0.0031292 | 25.86% | 57.68% | 16.46% | 0%
|  |  | BURLINGAME 04039064 | 0.019089 | 0 | 0.019089 | 0.0080786 | 0.018339 | 0.0050938 | 25.64% | 58.2% | 16.16% | 0%
|  |  | MOUNTAIN VIEW 110560110 | 0.015878 | 0 | 0.015878 | 0.0055115 | 0.014287 | 0.0064124 | 21.03% | 54.51% | 24.46% | 0%
|  |  | CASTRO VALLEY 1105MR201 | 0.036484 | 0 | 0.036484 | 0.020061 | 0.024263 | 0.0089045 | 37.69% | 45.58% | 16.73% | 0%
|  |  | MILPITAS 1101CB | 0.030721 | 0 | 0.030721 | 0.0071268 | 0.029846 | 0.01374 | 14.05% | 58.85% | 27.09% | 0%
|  |  | EL CAPITAN 21099420 | 0.0099651 | 0 | 0.0099651 | 0.0031632 | 0.0078252 | 0.0054616 | 19.23% | 47.57% | 33.2% | 0%
|  |  | PEABODY 2109CB | 0.017503 | 0 | 0.017503 | 0.0012618 | 0.01671 | 0.0059867 | 5.266% | 69.75% | 24.99% | 0%
|  |  | SAN LEANDRO U 1101CB | 0.025216 | 0 | 0.025216 | 0.0018302 | 0.025081 | 0.014715 | 4.397% | 60.25% | 35.35% | 0%
|  |  | ALTO 1120500 | 0.019057 | 0 | 0.019057 | 0.015737 | 0.010334 | 0.0023871 | 55.3% | 36.31% | 8.388% | 0%
|  |  | BERKELEY F 1104BR116 | 0.00078989 | 0 | 0.00078989 | 0.00017114 | 0.00082195 | 0.00031083 | 13.12% | 63.04% | 23.84% | 0%
|  |  | MALAGA 1106CB | 0.02526 | 0 | 0.02526 | 0.0051088 | 0.022048 | 0.012869 | 12.76% | 55.08% | 32.15% | 0%
|  |  | GONZALES 1102CB | 0.0045198 | 0 | 0.0045198 | 0.00022805 | 0.0041896 | 0.0017447 | 3.701% | 67.99% | 28.31% | 0%
|  |  | NEWARK 21KV 21077972 | 0.0022515 | 0 | 0.0022515 | 0.00076255 | 0.0015876 | 0.00082994 | 23.98% | 49.92% | 26.1% | 0%
|  |  | EL PATIO 1104CB | 0.052308 | 0 | 0.052308 | 0.027762 | 0.042932 | 0.015655 | 32.15% | 49.72% | 18.13% | 0%
|  |  | FMC 111190062 | 0.00020593 | 0 | 0.00020593 | 2.5042e-05 | 0.0001775 | 0.00013739 | 7.367% | 52.22% | 40.42% | 0%
|  |  | DALY CITY 1106CB | 0.024497 | 0 | 0.024497 | 0.0060039 | 0.023735 | 0.0040808 | 17.75% | 70.18% | 12.07% | 0%
|  |  | WOLFE 1104LC28 | 0.034112 | 0 | 0.034112 | 0.014873 | 0.030153 | 0.011284 | 26.41% | 53.55% | 20.04% | 0%
|  |  | ARLINGTON 0401CB | 0.017379 | 0 | 0.017379 | 0.0096702 | 0.012811 | 0.003152 | 37.72% | 49.98% | 12.3% | 0%
|  |  | DEL MAR 21061686 | 0.023883 | 0 | 0.023883 | 0.0052463 | 0.016873 | 0.0090971 | 16.81% | 54.05% | 29.14% | 0%
|  |  | SARATOGA 111319114 | 0.064544 | 0 | 0.064544 | 0.0291 | 0.05144 | 0.019687 | 29.03% | 51.32% | 19.64% | 0%
|  |  | VALLEJO B 0415865600 | 0.029303 | 0 | 0.029303 | 0.0093123 | 0.029933 | 0.0091262 | 19.25% | 61.88% | 18.87% | 0%
|  |  | WOODSIDE 11042337 | 0.016264 | 0 | 0.016264 | 0.012182 | 0.0070129 | 0.0020406 | 57.37% | 33.02% | 9.609% | 0%
|  |  | HICKS 1114CB | 0.022004 | 0 | 0.022004 | 0.0076518 | 0.01973 | 0.0086635 | 21.23% | 54.74% | 24.03% | 0%
|  |  | CORCORAN 1108CB | 0.037467 | 0 | 0.037467 | 0.005191 | 0.037836 | 0.017495 | 8.577% | 62.52% | 28.91% | 0%
|  |  | SARATOGA 11091024 | 0.035537 | 0 | 0.035537 | 0.013725 | 0.031867 | 0.013071 | 23.4% | 54.32% | 22.28% | 0%
|  |  | PIERCY 210917515 | 0.0077519 | 0 | 0.0077519 | 0.0023879 | 0.0069468 | 0.0034618 | 18.66% | 54.29% | 27.05% | 0%
|  |  | OAKLAND X 1103CR410 | 0.013788 | 0 | 0.013788 | 0.002211 | 0.0137 | 0.0068508 | 9.714% | 60.19% | 30.1% | 0%
|  |  | ATWATER 110710510 | 0.011112 | 0 | 0.011112 | 0.0025486 | 0.010996 | 0.0047988 | 13.89% | 59.94% | 26.16% | 0%
|  |  | LOCKEFORD 210167588 | 0.08548 | 0 | 0.08548 | 0.0155 | 0.051662 | 0.03008 | 15.94% | 53.13% | 30.93% | 0%
|  |  | BAY MEADOWS 110633524 | 0.0040448 | 0 | 0.0040448 | 0.00056185 | 0.0040663 | 0.0020489 | 8.415% | 60.9% | 30.69% | 0%
|  |  | NEWMAN 110590470 | 0.021491 | 0 | 0.021491 | 0.0037984 | 0.021154 | 0.0084052 | 11.39% | 63.42% | 25.2% | 0%
|  |  | SONOMA 1103418 | 0.037322 | 0 | 0.037322 | 0.014631 | 0.029153 | 0.0096957 | 27.36% | 54.51% | 18.13% | 0%
|  |  | SYCAMORE CREEK 1101CB | 0.034583 | 0 | 0.034583 | 0.013327 | 0.027623 | 0.015521 | 23.6% | 48.91% | 27.49% | 0%
|  |  | SAN RAMON 2104CB | 0.041069 | 0 | 0.041069 | 0.011766 | 0.036582 | 0.01476 | 18.64% | 57.97% | 23.39% | 0%
|  |  | BELMONT 1104458906 | 0.041474 | 0 | 0.041474 | 0.013777 | 0.036044 | 0.014741 | 21.34% | 55.83% | 22.83% | 0%
|  |  | LAWRENCE 1104CB | 0.027291 | 0 | 0.027291 | 0.0063038 | 0.02654 | 0.012207 | 13.99% | 58.91% | 27.1% | 0%
|  |  | RAINBOW 110563342 | 0.011914 | 0 | 0.011914 | 0.0030411 | 0.011003 | 0.0056234 | 15.46% | 55.94% | 28.59% | 0%
|  |  | BURLINGAME 04049066 | 0.0051342 | 0 | 0.0051342 | 0.0020029 | 0.005018 | 0.0014545 | 23.63% | 59.21% | 17.16% | 0%
|  |  | RIPON 1703CB | 0.021072 | 0 | 0.021072 | 0.0020565 | 0.011747 | 0.013647 | 7.492% | 42.79% | 49.72% | 0%
|  |  | BELMONT 11038956 | 0.0077082 | 0 | 0.0077082 | 0.0026342 | 0.0062972 | 0.0022369 | 23.59% | 56.38% | 20.03% | 0%
|  |  | WOODLAND 1110CB | 0.024869 | 0 | 0.024869 | 0.0077394 | 0.020153 | 0.0099436 | 20.46% | 53.26% | 26.28% | 0%
|  |  | LONE TREE 2102B558R | 0.034644 | 0 | 0.034644 | 0.006037 | 0.026155 | 0.014076 | 13.05% | 56.53% | 30.42% | 0%
|  |  | STOCKDALE 110512306 | 0.0059654 | 0 | 0.0059654 | 0.0011769 | 0.0042307 | 0.0038413 | 12.72% | 45.74% | 41.53% | 0%
|  |  | WILSON 110290190 | 0.02931 | 0 | 0.02931 | 0.0027369 | 0.020274 | 0.011394 | 7.955% | 58.93% | 33.12% | 0%
|  |  | RICHMOND R 1127BR104 | 0.0093041 | 0 | 0.0093041 | 0.0014996 | 0.0095348 | 0.0043243 | 9.764% | 62.08% | 28.16% | 0%
|  |  | DIXON LANDING 2102393382 | 0.027495 | 0 | 0.027495 | 0.0081116 | 0.026358 | 0.010918 | 17.87% | 58.07% | 24.05% | 0%
|  |  | MAGUNDEN 1108804974 | 0.022565 | 0 | 0.022565 | 0.0029894 | 0.019261 | 0.0097021 | 9.356% | 60.28% | 30.36% | 0%
|  |  | SANTA MARIA 1110CB | 0.024395 | 0 | 0.024395 | 0.0017201 | 0.022926 | 0.011092 | 4.813% | 64.15% | 31.04% | 0%
|  |  | TAFT 11042337 | 0.016849 | 0 | 0.016849 | 0.0028768 | 0.015716 | 0.0070746 | 11.21% | 61.23% | 27.56% | 0%
|  |  | OAKLAND D 1105CB | 0.017874 | 0 | 0.017874 | 0.0028043 | 0.018145 | 0.0085566 | 9.504% | 61.5% | 29% | 0%
|  |  | MOLINO 1101CB | 0.044432 | 0 | 0.044432 | 0.027666 | 0.023117 | 0.010754 | 44.96% | 37.57% | 17.48% | 0%
|  |  | KERMAN 110863970 | 0.0061849 | 0 | 0.0061849 | 0.00048102 | 0.0049898 | 0.0028353 | 5.791% | 60.07% | 34.13% | 0%
|  |  | SULLIVAN 0402CB | 0.018092 | 0 | 0.018092 | 0.0049655 | 0.021963 | 0.0028337 | 16.68% | 73.79% | 9.521% | 0%
|  |  | TAFT 11063065 | 0.0042529 | 0 | 0.0042529 | 0.0005768 | 0.003567 | 0.0024566 | 8.739% | 54.04% | 37.22% | 0%
|  |  | LAS PULGAS 0402CB | 0.018256 | 0 | 0.018256 | 0.0081768 | 0.015897 | 0.0048494 | 28.27% | 54.96% | 16.77% | 0%
|  |  | LLAGAS 2103XR402 | 0.00061479 | 0 | 0.00061479 | 9.4248e-05 | 0.00039626 | 0.0003134 | 11.72% | 49.29% | 38.98% | 0%
|  |  | OAKLAND D 1131CB | 0.03682 | 0 | 0.03682 | 0.0074091 | 0.03456 | 0.017328 | 12.49% | 58.28% | 29.22% | 0%
|  |  | WEST SACRAMENTO 110920032 | 0.02581 | 0 | 0.02581 | 0.010888 | 0.024392 | 0.0073275 | 25.55% | 57.25% | 17.2% | 0%
|  |  | RIVERBANK 1713435672 | 0.010103 | 0 | 0.010103 | 0.0025413 | 0.0080075 | 0.0054121 | 15.92% | 50.17% | 33.91% | 0%
|  |  | PLUMAS 2106CB | 0.034182 | 0 | 0.034182 | 0.0026881 | 0.023538 | 0.01275 | 6.897% | 60.39% | 32.71% | 0%
|  |  | PARKWAY 1101CB | 0.0066976 | 0 | 0.0066976 | 0.0011297 | 0.0062174 | 0.0034277 | 10.48% | 57.7% | 31.81% | 0%
|  |  | DALY CITY 1108CB | 0.018163 | 0 | 0.018163 | 0.0030671 | 0.02124 | 0.0053539 | 10.34% | 71.61% | 18.05% | 0%
|  |  | SAN LUIS OBISPO 1105994498 | 0.016911 | 0 | 0.016911 | 0.007533 | 0.015713 | 0.0045163 | 27.13% | 56.6% | 16.27% | 0%
|  |  | EDES 1114CR156 | 0.020197 | 0 | 0.020197 | 0.0025458 | 0.021808 | 0.0089869 | 7.636% | 65.41% | 26.96% | 0%
|  |  | DUMBARTON 1108MR561 | 0.0060009 | 0 | 0.0060009 | 0.0012883 | 0.0052186 | 0.0029401 | 13.64% | 55.24% | 31.12% | 0%
|  |  | MONROE 1104CB | 0.035142 | 0 | 0.035142 | 0.011256 | 0.028401 | 0.015463 | 20.42% | 51.53% | 28.05% | 0%
|  |  | BURLINGAME 0401CB | 0.011393 | 0 | 0.011393 | 0.0059894 | 0.010253 | 0.0025639 | 31.85% | 54.52% | 13.63% | 0%
|  |  | MOLINO 110276066 | 0.030211 | 0 | 0.030211 | 0.021991 | 0.014277 | 0.005033 | 53.25% | 34.57% | 12.19% | 0%
|  |  | RESEARCH 2102CB | 0.0043978 | 0 | 0.0043978 | 0.0006335 | 0.004388 | 0.0015596 | 9.626% | 66.68% | 23.7% | 0%
|  |  | SF H 111041644 | 0.0098034 | 0 | 0.0098034 | 0.001853 | 0.0080632 | 0.0030714 | 14.27% | 62.08% | 23.65% | 0%
|  |  | BELLE HAVEN 1103CB | 0.0094453 | 0 | 0.0094453 | 0.001814 | 0.0093793 | 0.0043987 | 11.63% | 60.15% | 28.21% | 0%
|  |  | EVERGREEN 2101XR080 | 0.001432 | 0 | 0.001432 | 0.00029962 | 0.0012737 | 0.00079059 | 12.67% | 53.88% | 33.44% | 0%
|  |  | EDES 1103CB | 0.021205 | 0 | 0.021205 | 0.0022056 | 0.020271 | 0.012528 | 6.301% | 57.91% | 35.79% | 0%
|  |  | OAKLAND D 1105BR138 | 0.012545 | 0 | 0.012545 | 0.0027081 | 0.012321 | 0.0056794 | 13.08% | 59.5% | 27.43% | 0%
|  |  | KIRKER 210719592 | 0.019762 | 0 | 0.019762 | 0.0019868 | 0.017319 | 0.0097055 | 6.848% | 59.7% | 33.45% | 0%
|  |  | OAKLAND I 0402CB | 0.028083 | 0 | 0.028083 | 0.0045756 | 0.028082 | 0.013701 | 9.87% | 60.58% | 29.55% | 0%
|  |  | LEMOORE 1102CB | 0.01121 | 0 | 0.01121 | 0.0018035 | 0.010927 | 0.0040657 | 10.74% | 65.06% | 24.21% | 0%
|  |  | MC KEE 1111CB | 0.033261 | 0 | 0.033261 | 0.010949 | 0.029384 | 0.014221 | 20.07% | 53.86% | 26.07% | 0%
|  |  | BRENTWOOD 2108CB | 0.016095 | 0 | 0.016095 | 0.0025556 | 0.013661 | 0.0070642 | 10.98% | 58.68% | 30.34% | 0%
|  |  | SAN RAMON 2104MR143 | 0.051532 | 0 | 0.051532 | 0.015052 | 0.048434 | 0.018043 | 18.46% | 59.41% | 22.13% | 0%
|  |  | TIDEWATER 2108520863 | 0.028147 | 0 | 0.028147 | 0.012458 | 0.023499 | 0.010508 | 26.81% | 50.57% | 22.61% | 0%
|  |  | MALAGA 110690812 | 0.037135 | 0 | 0.037135 | 0.0043845 | 0.027413 | 0.018176 | 8.774% | 54.85% | 36.37% | 0%
|  |  | BERKELEY F 1105BR168 | 0.00013628 | 0 | 0.00013628 | 2.5421e-05 | 0.00014856 | 5.0979e-05 | 11.3% | 66.04% | 22.66% | 0%
|  |  | OAKLAND X 1103CR408 | 0.0081078 | 0 | 0.0081078 | 0.0010238 | 0.0081134 | 0.0042468 | 7.65% | 60.62% | 31.73% | 0%
|  |  | MISSION (X) 0401CB | 0.0063689 | 0 | 0.0063689 | 0.00067764 | 0.0083309 | 0.001505 | 6.445% | 79.24% | 14.32% | 0%
|  |  | VIERRA 1702CB | 0.034679 | 0 | 0.034679 | 0.0029581 | 0.023677 | 0.023317 | 5.922% | 47.4% | 46.68% | 0%
|  |  | BERKELEY T 0401CB | 0.0028593 | 0 | 0.0028593 | 0.0007204 | 0.0028912 | 0.0011084 | 15.26% | 61.25% | 23.48% | 0%
|  |  | LOCKEFORD 210243430 | 0.00040846 | 0 | 0.00040846 | 4.4757e-05 | 0.00027516 | 0.00014243 | 9.68% | 59.51% | 30.81% | 0%
|  |  | MALAGA 1108CB | 0.051558 | 0 | 0.051558 | 0.0072092 | 0.040058 | 0.026062 | 9.831% | 54.63% | 35.54% | 0%
|  |  | ALMADEN 1102XR216 | 0.01586 | 0 | 0.01586 | 0.0079838 | 0.012745 | 0.0054525 | 30.49% | 48.68% | 20.83% | 0%
|  |  | SF G 0406CB | 0.0081001 | 0 | 0.0081001 | 0.0012228 | 0.010463 | 0.0016857 | 9.145% | 78.25% | 12.61% | 0%
|  |  | EL CERRITO G 1112BR152 | 0.0011571 | 0 | 0.0011571 | 0.00039974 | 0.0010483 | 0.00046211 | 20.93% | 54.88% | 24.19% | 0%
|  |  | LOGAN CREEK 210157110 | 0.026016 | 0 | 0.026016 | 0.0061634 | 0.02268 | 0.0082314 | 16.62% | 61.17% | 22.2% | 0%
|  |  | CASTRO VALLEY 1107CB | 0.025857 | 0 | 0.025857 | 0.010435 | 0.019572 | 0.0094701 | 26.43% | 49.58% | 23.99% | 0%
|  |  | SF K 0410CB | 0.011693 | 0 | 0.011693 | 0.0013479 | 0.01533 | 0.0021713 | 7.151% | 81.33% | 11.52% | 0%
|  |  | MILLBRAE 1108341881 | 0.014065 | 0 | 0.014065 | 0.0033372 | 0.015155 | 0.0045241 | 14.5% | 65.84% | 19.66% | 0%
|  |  | SF H 111071826 | 0.015294 | 0 | 0.015294 | 0.0042348 | 0.013064 | 0.0037592 | 20.11% | 62.04% | 17.85% | 0%
|  |  | EDENVALE 2106XR436 | 0.0032635 | 0 | 0.0032635 | 0.0010227 | 0.002567 | 0.0017975 | 18.98% | 47.65% | 33.37% | 0%
|  |  | ARCATA 1121CB | 0.065161 | 1.7636 | 1.8288 | 0.039247 | 0.044355 | 0.010652 | 1.484% | 1.677% | 0.4027% | 96.44%
|  |  | DEEPWATER 1105CB | 0.030245 | 0 | 0.030245 | 0.0036232 | 0.0287 | 0.014379 | 7.758% | 61.45% | 30.79% | 0%
|  |  | JARVIS 1111MR120 | 0.005505 | 0 | 0.005505 | 0.00085752 | 0.0054164 | 0.0028136 | 9.436% | 59.6% | 30.96% | 0%
|  |  | SHAFTER 1101CB | 6.7955e-05 | 0 | 6.7955e-05 | 7.9706e-06 | 4.4556e-05 | 2.4393e-05 | 10.36% | 57.93% | 31.71% | 0%
|  |  | LLAGAS 2103CB | 0.076662 | 0 | 0.076662 | 0.011393 | 0.059851 | 0.038446 | 10.39% | 54.56% | 35.05% | 0%
|  |  | EDENVALE 2105CB | 0.086399 | 0 | 0.086399 | 0.0036453 | 0.018471 | 0.010123 | 11.31% | 57.29% | 31.4% | 0%
|  |  | SF E 1105CB | 0.011648 | 0 | 0.011648 | 0.0030916 | 0.013048 | 0.003088 | 16.08% | 67.86% | 16.06% | 0%
|  |  | LAKEWOOD 211090650 | 0.0071312 | 0 | 0.0071312 | 0.0042734 | 0.0038711 | 0.0011803 | 45.83% | 41.51% | 12.66% | 0%
|  |  | SUISUN 1106CB | 0.039744 | 0 | 0.039744 | 0.012424 | 0.038559 | 0.014314 | 19.03% | 59.05% | 21.92% | 0%
|  |  | VASONA 1108LC30 | 0.056323 | 0 | 0.056323 | 0.027984 | 0.037095 | 0.01541 | 34.77% | 46.09% | 19.15% | 0%
|  |  | MC KEE 1105CB | 0.017106 | 0 | 0.017106 | 0.0040647 | 0.015887 | 0.0082866 | 14.39% | 56.26% | 29.35% | 0%
|  |  | PUEBLO 1104CB | 0.027062 | 0.0646 | 0.091662 | 0.0075957 | 0.020385 | 0.0070912 | 6.394% | 17.16% | 5.969% | 70.48%
|  |  | DUMBARTON 1109CB | 0.012914 | 0 | 0.012914 | 0.0020862 | 0.011432 | 0.0068974 | 10.22% | 56% | 33.78% | 0%
|  |  | OAKLAND D 1104CB | 0.034001 | 0 | 0.034001 | 0.0042897 | 0.036532 | 0.015305 | 7.643% | 65.09% | 27.27% | 0%
|  |  | OAKLAND J 0401CB | 0.023167 | 0 | 0.023167 | 0.0042714 | 0.024275 | 0.0096959 | 11.17% | 63.48% | 25.35% | 0%
|  |  | COALINGA NO 2 1104CB | 0.0010175 | 0 | 0.0010175 | 2.842e-05 | 0.00093891 | 0.00035974 | 2.142% | 70.75% | 27.11% | 0%
|  |  | JARVIS 1106MR687 | 0.018961 | 0 | 0.018961 | 0.0022478 | 0.016912 | 0.011526 | 7.325% | 55.11% | 37.56% | 0%
|  |  | SAN JOSE B 1102CB | 0.0023735 | 0 | 0.0023735 | 0.0006022 | 0.0020959 | 0.00122 | 15.37% | 53.49% | 31.14% | 0%
|  |  | SILVERADO 2105268508 | 0.00040681 | 0 | 0.00040681 | 5.3817e-05 | 0.00034481 | 0.00010075 | 10.78% | 69.05% | 20.18% | 0%
|  |  | JESSUP 1103CB | 0.092781 | 0 | 0.092781 | 0.023263 | 0.054659 | 0.031821 | 21.2% | 49.81% | 29% | 0%
|  |  | SILVER 0401CB | 0.024702 | 0 | 0.024702 | 0.0045516 | 0.028112 | 0.0081141 | 11.16% | 68.94% | 19.9% | 0%
|  |  | PACIFIC GROVE 04242610 | 0.039767 | 0 | 0.039767 | 0.012887 | 0.04184 | 0.004545 | 21.74% | 70.59% | 7.668% | 0%
|  |  | SARATOGA 1110840021 | 0.0067703 | 0 | 0.0067703 | 0.003725 | 0.0054493 | 0.0020018 | 33.33% | 48.76% | 17.91% | 0%
|  |  | OAKLAND X 1115CR298 | 0.0037912 | 0 | 0.0037912 | 0.00094625 | 0.0035802 | 0.0017319 | 15.12% | 57.21% | 27.67% | 0%
|  |  | ALHAMBRA 110281034 | 0.054193 | 0 | 0.054193 | 0.023342 | 0.045982 | 0.016129 | 27.32% | 53.81% | 18.88% | 0%
|  |  | DALY CITY 1111CB | 0.0057537 | 0 | 0.0057537 | 0.0006527 | 0.0073382 | 0.0015071 | 6.872% | 77.26% | 15.87% | 0%
|  |  | OAKLAND J 1104CR382 | 0.01831 | 0 | 0.01831 | 0.0021689 | 0.019253 | 0.0088035 | 7.176% | 63.7% | 29.13% | 0%
|  |  | OAKLAND J 1103CR446 | 0.0056855 | 0 | 0.0056855 | 0.00037999 | 0.0065851 | 0.0024203 | 4.049% | 70.16% | 25.79% | 0%
|  |  | CONTRA COSTA 2113CB | 0.076321 | 0 | 0.076321 | 0.0084162 | 0.06119 | 0.032167 | 8.27% | 60.12% | 31.61% | 0%
|  |  | WALDO 0402CB | 0.0069097 | 0 | 0.0069097 | 0.0013475 | 0.0072473 | 0.0028114 | 11.81% | 63.54% | 24.65% | 0%
|  |  | MADERA 111211550 | 0.0019753 | 0 | 0.0019753 | 0.00027596 | 0.0017186 | 0.0011185 | 8.865% | 55.21% | 35.93% | 0%
|  |  | SF K 0406CB | 0.0083227 | 0 | 0.0083227 | 0.00095328 | 0.011323 | 0.0014622 | 6.939% | 82.42% | 10.64% | 0%
|  |  | SYCAMORE CREEK 11072250 | 0.0044658 | 0 | 0.0044658 | 0.0019423 | 0.0034152 | 0.0020144 | 26.35% | 46.33% | 27.33% | 0%
|  |  | BRITTON 1105CB | 0.031052 | 0 | 0.031052 | 0.0087481 | 0.028986 | 0.013526 | 17.07% | 56.55% | 26.39% | 0%
|  |  | OAKLAND J 1101CR348 | 0.021005 | 0 | 0.021005 | 0.0024149 | 0.023609 | 0.0086498 | 6.965% | 68.09% | 24.95% | 0%
|  |  | BRUNSWICK 1110528196 | 0.0059411 | 1.1118 | 1.1177 | 0.0025789 | 0.0038038 | 0.0016843 | 0.1699% | 0.2506% | 0.111% | 99.47%
|  |  | CLAY 1102CUST | 0.0026372 | 0 | 0.0026372 | 0.00029122 | 0.0022089 | 0.00094842 | 8.445% | 64.05% | 27.5% | 0%
|  |  | GRANT 1107MR221 | 0.019831 | 0 | 0.019831 | 0.0016587 | 0.019498 | 0.01085 | 5.183% | 60.92% | 33.9% | 0%
|  |  | CAROLANDS 04038508 | 0.024372 | 0 | 0.024372 | 0.014016 | 0.015476 | 0.0026039 | 43.67% | 48.22% | 8.113% | 0%
|  |  | BELLE HAVEN 11068988 | 0.036058 | 0 | 0.036058 | 0.015701 | 0.029028 | 0.012234 | 27.56% | 50.96% | 21.48% | 0%
|  |  | FAIRVIEW 2206M523R | 0.017726 | 0 | 0.017726 | 0.0060704 | 0.015496 | 0.0069267 | 21.3% | 54.39% | 24.31% | 0%
|  |  | BELLEVUE 2105316 | 0.017028 | 0 | 0.017028 | 0.0050167 | 0.015572 | 0.0065088 | 18.51% | 57.47% | 24.02% | 0%
|  |  | LOS ALTOS 1104LM22 | 0.010907 | 0 | 0.010907 | 0.0046692 | 0.0090677 | 0.0031406 | 27.67% | 53.73% | 18.61% | 0%
|  |  | PUEBLO 110548260 | 0.011175 | 0.78387 | 0.79505 | 0.0044282 | 0.0086239 | 0.0028998 | 0.3902% | 0.7599% | 0.2555% | 98.59%
|  |  | RAINBOW 1105CB | 0.010632 | 0 | 0.010632 | 0.0016409 | 0.0073369 | 0.0041774 | 12.47% | 55.77% | 31.75% | 0%
|  |  | CLARKSVILLE 210419662 | 0.020778 | 0.13274 | 0.15351 | 0.0092742 | 0.011029 | 0.0063292 | 4.713% | 5.605% | 3.217% | 86.47%
|  |  | BAY MEADOWS 1102CB | 0.025444 | 0 | 0.025444 | 0.0051462 | 0.025589 | 0.011266 | 12.25% | 60.92% | 26.82% | 0%
|  |  | SF G 0409CB | 0.0043553 | 0 | 0.0043553 | 0.00047487 | 0.0057639 | 0.00095068 | 6.605% | 80.17% | 13.22% | 0%
|  |  | EDES 1110CB | 0.044498 | 0 | 0.044498 | 0.0050114 | 0.041684 | 0.026759 | 6.822% | 56.75% | 36.43% | 0%
|  |  | TRACY 1106CB | 0.051262 | 0 | 0.051262 | 0.0041839 | 0.042941 | 0.024624 | 5.831% | 59.85% | 34.32% | 0%
|  |  | EUREKA E 110435934 | 0.026394 | 0.39601 | 0.4224 | 0.020377 | 0.012547 | 0.0022381 | 3.621% | 2.23% | 0.3977% | 93.75%
|  |  | FMC 1111CB | 0.012658 | 0 | 0.012658 | 0.002231 | 0.010971 | 0.0076933 | 10.68% | 52.5% | 36.82% | 0%
|  |  | WILSON 110111120 | 0.016505 | 0 | 0.016505 | 0.0037456 | 0.015456 | 0.0069466 | 14.32% | 59.11% | 26.57% | 0%
|  |  | AIRWAYS 1108576040 | 0.00080977 | 0 | 0.00080977 | 0.00028554 | 0.00062049 | 0.00043072 | 21.36% | 46.42% | 32.22% | 0%
|  |  | EAST MARYSVILLE 11051384 | 0.035398 | 0 | 0.035398 | 0.011295 | 0.029604 | 0.014299 | 20.46% | 53.63% | 25.9% | 0%
|  |  | CLEAR LAKE 110237582 | 0.0047434 | 0 | 0.0047434 | 0.0016454 | 0.0041002 | 0.0018255 | 21.73% | 54.16% | 24.11% | 0%
|  |  | GRANT 1103CB | 0.029324 | 0 | 0.029324 | 0.0022158 | 0.029365 | 0.014442 | 4.815% | 63.81% | 31.38% | 0%
|  |  | PORTOLA 0401900726 | 0.00020239 | 0 | 0.00020239 | 5.7743e-05 | 0.00022683 | 4.9528e-05 | 17.28% | 67.89% | 14.82% | 0%
|  |  | FORT ORD 210695186 | 0.045527 | 0 | 0.045527 | 0.0041579 | 0.050585 | 0.010703 | 6.353% | 77.29% | 16.35% | 0%
|  |  | FAIRVIEW 2207752858 | 0.045947 | 0 | 0.045947 | 0.012361 | 0.034478 | 0.015912 | 19.7% | 54.94% | 25.36% | 0%
|  |  | SF G 0408CB | 0.0057669 | 0 | 0.0057669 | 0.00050741 | 0.0076246 | 0.0013878 | 5.33% | 80.09% | 14.58% | 0%
|  |  | CASTRO VALLEY 1103190144 | 0.0096438 | 0 | 0.0096438 | 0.0027585 | 0.0086953 | 0.0044658 | 17.33% | 54.62% | 28.05% | 0%
|  |  | WHISMAN 110660000 | 0.020634 | 0 | 0.020634 | 0.0059554 | 0.019156 | 0.0089504 | 17.48% | 56.24% | 26.28% | 0%
|  |  | WHISMAN 110331472 | 0.0010115 | 0 | 0.0010115 | 0.00031842 | 0.00089545 | 0.00045583 | 19.07% | 53.63% | 27.3% | 0%
|  |  | PAUL SWEET 2104273794 | 0.013308 | 0 | 0.013308 | 0.0047309 | 0.012484 | 0.0043238 | 21.96% | 57.96% | 20.07% | 0%
|  |  | LOS ALTOS 1106CB | 0.046644 | 0 | 0.046644 | 0.024254 | 0.030007 | 0.010744 | 37.31% | 46.16% | 16.53% | 0%
|  |  | MABURY 1104CB | 0.033126 | 0 | 0.033126 | 0.0079743 | 0.030738 | 0.015971 | 14.58% | 56.21% | 29.21% | 0%
|  |  | PANAMA 21021690 | 0.004448 | 0 | 0.004448 | 0.00070088 | 0.0044964 | 0.0021453 | 9.545% | 61.24% | 29.22% | 0%
|  |  | SARATOGA 1111XR536 | 0.0063345 | 0 | 0.0063345 | 0.0030786 | 0.0055018 | 0.0018764 | 29.44% | 52.61% | 17.94% | 0%
|  |  | LARKIN (Y) 1110639640 | 0.0053909 | 0 | 0.0053909 | 0.00049763 | 0.0068847 | 0.0015167 | 5.592% | 77.36% | 17.04% | 0%
|  |  | EIGHT MILE 210288822 | 0.029138 | 0 | 0.029138 | 0.0044527 | 0.020281 | 0.010321 | 12.7% | 57.85% | 29.44% | 0%
|  |  | COALINGA NO 1 1108CB | 0.026243 | 0 | 0.026243 | 0.0021919 | 0.021019 | 0.013581 | 5.958% | 57.13% | 36.91% | 0%
|  |  | OLIVEHURST 11037442 | 0.058793 | 0 | 0.058793 | 0.013752 | 0.044776 | 0.021969 | 17.08% | 55.62% | 27.29% | 0%
|  |  | OAKLAND D 1112CB | 0.0029626 | 0 | 0.0029626 | 0.00057548 | 0.0029408 | 0.0013743 | 11.77% | 60.13% | 28.1% | 0%
|  |  | EL CERRITO G 1110CB | 0.012064 | 0 | 0.012064 | 0.0025559 | 0.012116 | 0.0050698 | 12.95% | 61.37% | 25.68% | 0%
|  |  | BURLINGAME 04029056 | 0.02458 | 0 | 0.02458 | 0.016038 | 0.016927 | 0.0027137 | 44.95% | 47.44% | 7.606% | 0%
|  |  | BERKELEY F 1102BR156 | 0.0014133 | 0 | 0.0014133 | 0.00028408 | 0.0013289 | 0.0007201 | 12.18% | 56.96% | 30.86% | 0%
|  |  | HICKS 1113CB | 0.053253 | 0 | 0.053253 | 0.017329 | 0.048624 | 0.020841 | 19.97% | 56.02% | 24.01% | 0%
|  |  | DAVIS 1112CB | 0.016027 | 0 | 0.016027 | 0.0039285 | 0.011283 | 0.0055291 | 18.94% | 54.4% | 26.66% | 0%
|  |  | TIDEWATER 2106703654 | 0.0055953 | 0 | 0.0055953 | 0.00073204 | 0.0045537 | 0.0016613 | 10.54% | 65.55% | 23.91% | 0%
|  |  | BRENTWOOD 210838994 | 0.014731 | 0 | 0.014731 | 0.0029954 | 0.01355 | 0.007252 | 12.59% | 56.94% | 30.47% | 0%
|  |  | SF L 0409CB | 0.0014129 | 0 | 0.0014129 | 0.00019006 | 0.0017737 | 0.00036867 | 8.149% | 76.04% | 15.81% | 0%
|  |  | WHISMAN 1108LM34 | 0.025532 | 0 | 0.025532 | 0.012317 | 0.021464 | 0.0083661 | 29.22% | 50.93% | 19.85% | 0%
|  |  | MARINA (F) 0405CB | 0.0018164 | 0 | 0.0018164 | 0.00014469 | 0.0023882 | 0.0004656 | 4.825% | 79.65% | 15.53% | 0%
|  |  | MONTAGUE 2104CB | 0.010317 | 0 | 0.010317 | 0.0017356 | 0.0091357 | 0.0058396 | 10.39% | 54.67% | 34.94% | 0%
|  |  | RICHMOND Q 0401563674 | 0.027141 | 0 | 0.027141 | 0.0046561 | 0.029488 | 0.01066 | 10.39% | 65.82% | 23.79% | 0%
|  |  | DALY CITY 111212075 | 0.015759 | 0 | 0.015759 | 0.0032224 | 0.019452 | 0.0023475 | 12.88% | 77.74% | 9.382% | 0%
|  |  | DUMBARTON 1104MR300 | 0.0010089 | 0 | 0.0010089 | 9.3113e-05 | 0.00098527 | 0.00058709 | 5.591% | 59.16% | 35.25% | 0%
|  |  | MADISON 2101888814 | 0.00020173 | 0 | 0.00020173 | 1.7962e-05 | 0.00014203 | 0.00010365 | 6.813% | 53.87% | 39.31% | 0%
|  |  | SAN PABLO 1105P200 | 0.021326 | 0 | 0.021326 | 0.0075354 | 0.018671 | 0.0074293 | 22.4% | 55.51% | 22.09% | 0%
|  |  | LAS POSITAS 2106MR180 | 0.0145 | 0 | 0.0145 | 0.002578 | 0.013129 | 0.0063785 | 11.67% | 59.45% | 28.88% | 0%
|  |  | YOSEMITE 0402CB | 0.012707 | 0 | 0.012707 | 0.001118 | 0.015544 | 0.0043146 | 5.33% | 74.1% | 20.57% | 0%
|  |  | CASTRO VALLEY 1107MR586 | 0.016925 | 0 | 0.016925 | 0.0054208 | 0.013155 | 0.0064436 | 21.67% | 52.58% | 25.75% | 0%
|  |  | RINCON 110275816 | 0.0057805 | 0.24343 | 0.24921 | 0.0020269 | 0.0053289 | 0.0021865 | 0.4927% | 1.295% | 0.5315% | 97.68%
|  |  | SERRAMONTE 110467957 | 0.024974 | 0 | 0.024974 | 0.0063377 | 0.028887 | 0.003649 | 16.3% | 74.31% | 9.387% | 0%
|  |  | SONOMA 1107CB | 0.10039 | 0 | 0.10039 | 0.030996 | 0.076215 | 0.024141 | 23.6% | 58.02% | 18.38% | 0%
|  |  | MC KEE 1107CB | 0.05714 | 0 | 0.05714 | 0.018315 | 0.051106 | 0.024642 | 19.47% | 54.33% | 26.2% | 0%
|  |  | DUMBARTON 11066672 | 0.0008116 | 0 | 0.0008116 | 5.8785e-05 | 0.00071426 | 0.00034593 | 5.253% | 63.83% | 30.91% | 0%
|  |  | PACIFICA 110252715 | 0.028529 | 0 | 0.028529 | 0.0062728 | 0.033811 | 0.0037422 | 14.31% | 77.15% | 8.539% | 0%
|  |  | ANDERSON 1103CB | 0.04345 | 0.59095 | 0.6344 | 0.013448 | 0.028682 | 0.015767 | 1.591% | 3.393% | 1.865% | 93.15%
|  |  | DIXON LANDING 21028439 | 0.0090658 | 0 | 0.0090658 | 0.0028638 | 0.0084168 | 0.0036848 | 19.14% | 56.24% | 24.62% | 0%
|  |  | SF H 1107CB | 0.007219 | 0 | 0.007219 | 0.00050869 | 0.008963 | 0.0024451 | 4.269% | 75.21% | 20.52% | 0%
|  |  | GLENWOOD 0405CB | 0.035963 | 0 | 0.035963 | 0.022539 | 0.023008 | 0.0062854 | 43.48% | 44.39% | 12.13% | 0%
|  |  | WATSONVILLE 2101CB | 0.067765 | 0 | 0.067765 | 0.0089759 | 0.053284 | 0.029338 | 9.799% | 58.17% | 32.03% | 0%
|  |  | OAKLAND J 1117CR104 | 0.018328 | 0 | 0.018328 | 0.0013622 | 0.020126 | 0.0087664 | 4.502% | 66.52% | 28.98% | 0%
|  |  | EL CAPITAN 11062350 | 0.024738 | 0 | 0.024738 | 0.0050732 | 0.02307 | 0.011883 | 12.67% | 57.64% | 29.69% | 0%
|  |  | PUEBLO 1104640 | 0.016297 | 0.33797 | 0.35427 | 0.0079702 | 0.0099996 | 0.0035272 | 1.706% | 2.14% | 0.7548% | 95.4%
|  |  | LOYOLA 0401CB | 0.028852 | 0 | 0.028852 | 0.016586 | 0.020879 | 0.0047565 | 39.28% | 49.45% | 11.27% | 0%
|  |  | OAKLAND D 1105BR306 | 0.014146 | 0 | 0.014146 | 0.0030378 | 0.01448 | 0.0058337 | 13.01% | 62.01% | 24.98% | 0%
|  |  | NEWARK 12KV 1102CB | 0.053898 | 0 | 0.053898 | 0.010727 | 0.050869 | 0.026823 | 12.13% | 57.53% | 30.34% | 0%
|  |  | CAROLANDS 04018888 | 0.012603 | 0 | 0.012603 | 0.0071439 | 0.0078204 | 0.0015125 | 43.36% | 47.46% | 9.179% | 0%
|  |  | PIERCY 2109CB | 0.011525 | 0 | 0.011525 | 0.0023345 | 0.0099866 | 0.0041593 | 14.17% | 60.6% | 25.24% | 0%
|  |  | PUTAH CREEK 1103CB | 0.070549 | 0 | 0.070549 | 0.014469 | 0.053781 | 0.028064 | 15.02% | 55.84% | 29.14% | 0%
|  |  | DALY CITY 11061801 | 0.0482 | 0 | 0.0482 | 0.0049803 | 0.065433 | 0.0083657 | 6.322% | 83.06% | 10.62% | 0%
|  |  | BOGUE 1103CB | 0.041266 | 0 | 0.041266 | 0.012106 | 0.035451 | 0.015986 | 19.05% | 55.79% | 25.16% | 0%
|  |  | SARATOGA 110460104 | 0.00020088 | 0 | 0.00020088 | 2.4537e-05 | 0.0001698 | 6.8332e-05 | 9.341% | 64.64% | 26.01% | 0%
|  |  | MALAGA 1104R9510 | 0.018362 | 0 | 0.018362 | 0.0087532 | 0.011551 | 0.005254 | 34.25% | 45.19% | 20.56% | 0%
|  |  | COARSEGOLD 210490356 | 0.15522 | 0.27038 | 0.4256 | 0.0058387 | 0.018748 | 0.010108 | 6.138% | 19.71% | 10.63% | 63.53%
|  |  | CAMPHORA 0401CB | 0.0034142 | 0 | 0.0034142 | 0.00020627 | 0.0030424 | 0.0012158 | 4.62% | 68.15% | 27.23% | 0%
|  |  | VIERRA 170111718 | 0.017859 | 0 | 0.017859 | 0.0023357 | 0.013623 | 0.012766 | 8.131% | 47.43% | 44.44% | 0%
|  |  | NORIEGA 0402CB | 0.012194 | 0 | 0.012194 | 0.00083015 | 0.017553 | 0.0017453 | 4.124% | 87.21% | 8.671% | 0%
|  |  | OAKLAND D 1107CB | 0.016162 | 0 | 0.016162 | 0.0026867 | 0.01634 | 0.0076529 | 10.07% | 61.25% | 28.68% | 0%
|  |  | BASALT 1106CB | 0.087178 | 0 | 0.087178 | 0.025803 | 0.075405 | 0.026189 | 20.25% | 59.19% | 20.56% | 0%
|  |  | WOLFE 1109CB | 0.050956 | 0 | 0.050956 | 0.021006 | 0.044396 | 0.018194 | 25.13% | 53.11% | 21.76% | 0%
|  |  | STUART 0402CB | 0.017992 | 0 | 0.017992 | 0.0034489 | 0.01887 | 0.0073817 | 11.61% | 63.53% | 24.85% | 0%
|  |  | LAMMERS 1107CB | 0.036635 | 0 | 0.036635 | 0.0022476 | 0.02805 | 0.015414 | 4.917% | 61.36% | 33.72% | 0%
|  |  | REDWOOD CITY 1102CB | 0.0072378 | 0 | 0.0072378 | 0.0014192 | 0.0066975 | 0.0038311 | 11.88% | 56.06% | 32.07% | 0%
|  |  | BIG MEADOWS 21012016 | 0.031669 | 0.73529 | 0.76696 | 0.013846 | 0.014565 | 0.0037905 | 1.775% | 1.868% | 0.4861% | 95.87%
|  |  | DAVIS 1101CB | 0.02348 | 0 | 0.02348 | 0.005527 | 0.019048 | 0.011338 | 15.39% | 53.04% | 31.57% | 0%
|  |  | SF H 110510345 | 0.0032411 | 0 | 0.0032411 | 0.00022926 | 0.0039351 | 0.001186 | 4.285% | 73.55% | 22.17% | 0%
|  |  | HUNTERS POINT (P) 110341994 | 0.018174 | 0 | 0.018174 | 0.0015624 | 0.021492 | 0.0069464 | 5.208% | 71.64% | 23.15% | 0%
|  |  | TRACY 1107CB | 0.043936 | 0 | 0.043936 | 0.0058917 | 0.043037 | 0.0215 | 8.366% | 61.11% | 30.53% | 0%
|  |  | MALAGA 1110R176 | 0.012329 | 0 | 0.012329 | 0.0029466 | 0.0076317 | 0.0046544 | 19.34% | 50.1% | 30.56% | 0%
|  |  | ALMADEN 111149936 | 0.022572 | 0 | 0.022572 | 0.0088239 | 0.019616 | 0.0088207 | 23.68% | 52.65% | 23.67% | 0%
|  |  | CONTRA COSTA 2109CB | 0.028808 | 0 | 0.028808 | 0.003156 | 0.022447 | 0.012253 | 8.337% | 59.3% | 32.37% | 0%
|  |  | BURLINGAME 0402CB | 0.010317 | 0 | 0.010317 | 0.00464 | 0.009978 | 0.0024127 | 27.25% | 58.59% | 14.17% | 0%
|  |  | CHOWCHILLA 1103CB | 0.038526 | 0 | 0.038526 | 0.0027104 | 0.028813 | 0.015255 | 5.794% | 61.59% | 32.61% | 0%
|  |  | CASTROVILLE 21035018 | 0.0010016 | 0 | 0.0010016 | 6.1963e-05 | 0.0010124 | 0.00023531 | 4.731% | 77.3% | 17.97% | 0%
|  |  | SF L 110286908 | 0.012953 | 0 | 0.012953 | 0.0011291 | 0.018358 | 0.0018964 | 5.28% | 85.85% | 8.869% | 0%
|  |  | MARINA (F) 0407CB | 0.0063092 | 0 | 0.0063092 | 0.00049701 | 0.0083029 | 0.0016151 | 4.772% | 79.72% | 15.51% | 0%
|  |  | SAN JOSE A 1112XR428 | 0.00020029 | 0 | 0.00020029 | 2.2261e-05 | 0.00017376 | 0.0001346 | 6.733% | 52.56% | 40.71% | 0%
|  |  | OAKLAND X 1103CR414 | 0.0058729 | 0 | 0.0058729 | 0.00078102 | 0.0058643 | 0.0030495 | 8.056% | 60.49% | 31.45% | 0%
|  |  | STELLING 1107CB | 0.029095 | 0 | 0.029095 | 0.0095082 | 0.027304 | 0.011216 | 19.8% | 56.85% | 23.35% | 0%
|  |  | HARRIS 11085984 | 0.0024022 | 0.15021 | 0.15261 | 0.00087324 | 0.002653 | 0.00043923 | 0.3466% | 1.053% | 0.1743% | 98.43%
|  |  | OAKLAND X 1112CB | 0.0038031 | 0 | 0.0038031 | 0.00094292 | 0.0037346 | 0.0016005 | 15.02% | 59.49% | 25.49% | 0%
|  |  | SARATOGA 11141160 | 0.060648 | 0 | 0.060648 | 0.025083 | 0.05411 | 0.020923 | 25.05% | 54.05% | 20.9% | 0%
|  |  | BERKELEY F 1104BR118 | 0.012375 | 0 | 0.012375 | 0.0031791 | 0.012018 | 0.0052321 | 15.56% | 58.83% | 25.61% | 0%
|  |  | RICHMOND R 1127CB | 0.017978 | 0 | 0.017978 | 0.001593 | 0.020756 | 0.0073288 | 5.368% | 69.94% | 24.69% | 0%
|  |  | SONOMA 1103CB | 0.015435 | 0 | 0.015435 | 0.0077646 | 0.011403 | 0.0040062 | 33.51% | 49.21% | 17.29% | 0%
|  |  | LOCKEFORD 21024482 | 0.00073371 | 0 | 0.00073371 | 4.3929e-05 | 0.00058042 | 0.00020614 | 5.289% | 69.89% | 24.82% | 0%
|  |  | BERESFORD 040249078 | 0.0018006 | 0 | 0.0018006 | 0.0005048 | 0.0018652 | 0.00060246 | 16.98% | 62.75% | 20.27% | 0%
|  |  | SUISUN 110746732 | 0.028074 | 0 | 0.028074 | 0.0084216 | 0.026716 | 0.011205 | 18.17% | 57.65% | 24.18% | 0%
|  |  | EAST GRAND 11071603 | 0.014142 | 0 | 0.014142 | 0.00097978 | 0.016297 | 0.0058962 | 4.228% | 70.33% | 25.44% | 0%
|  |  | BERKELEY T 0403CB | 0.0039338 | 0 | 0.0039338 | 0.0011738 | 0.0039588 | 0.0013612 | 18.08% | 60.96% | 20.96% | 0%
|  |  | CASTRO VALLEY 11057406 | 0.0035667 | 0 | 0.0035667 | 0.0012924 | 0.003087 | 0.0015083 | 21.95% | 52.43% | 25.62% | 0%
|  |  | SWIFT 2107XR356 | 0.021079 | 0 | 0.021079 | 0.0071566 | 0.016076 | 0.0079262 | 22.97% | 51.59% | 25.44% | 0%
|  |  | FLINT 110150960 | 0.0033964 | 0.19335 | 0.19674 | 0.00097539 | 0.0019693 | 0.0016655 | 0.3652% | 0.7374% | 0.6237% | 98.27%
|  |  | DIXON LANDING 2101XR340 | 0.010932 | 0 | 0.010932 | 0.0036652 | 0.0098637 | 0.0045171 | 20.31% | 54.66% | 25.03% | 0%
|  |  | CLAYTON 1104CB | 0.054628 | 0 | 0.054628 | 0.015757 | 0.047303 | 0.020038 | 18.96% | 56.92% | 24.11% | 0%
|  |  | CASTRO VALLEY 1108CB | 0.020795 | 0 | 0.020795 | 0.0074421 | 0.019462 | 0.0069574 | 21.98% | 57.47% | 20.55% | 0%
|  |  | MANTECA 17047788 | 0.00019994 | 0 | 0.00019994 | 7.6988e-05 | 0.00012184 | 0.00013122 | 23.33% | 36.92% | 39.76% | 0%
|  |  | OAKLAND X 1115CR216 | 0.016327 | 0 | 0.016327 | 0.0042189 | 0.015884 | 0.0068491 | 15.65% | 58.93% | 25.41% | 0%
|  |  | COTTONWOOD 110385050 | 0.0015992 | 0 | 0.0015992 | 0.0003978 | 0.00098976 | 0.00070363 | 19.02% | 47.33% | 33.65% | 0%
|  |  | FRUITVALE 11042464 | 0.053352 | 0 | 0.053352 | 0.010206 | 0.040947 | 0.03009 | 12.56% | 50.4% | 37.04% | 0%
|  |  | NEWARK 12KV 11034162 | 0.00019981 | 0 | 0.00019981 | 2.1943e-05 | 0.00020119 | 0.00010672 | 6.653% | 60.99% | 32.35% | 0%
|  |  | SUISUN 110738516 | 0.0095887 | 0 | 0.0095887 | 0.0031857 | 0.0089916 | 0.0036514 | 20.13% | 56.81% | 23.07% | 0%
|  |  | MABURY 1106XR026 | 0.030475 | 0 | 0.030475 | 0.0080783 | 0.028282 | 0.013775 | 16.11% | 56.41% | 27.47% | 0%
|  |  | OAKLAND J 1117CR108 | 0.026475 | 0 | 0.026475 | 0.0029095 | 0.027761 | 0.012009 | 6.817% | 65.04% | 28.14% | 0%
|  |  | BERKELEY F 0408CB | 0.0037285 | 0 | 0.0037285 | 0.00095074 | 0.0037846 | 0.0014196 | 15.45% | 61.49% | 23.06% | 0%
|  |  | DEL MONTE 21032642 | 0.014492 | 0 | 0.014492 | 0.0082905 | 0.010735 | 0.0016348 | 40.13% | 51.96% | 7.913% | 0%
|  |  | SF H 1108CB | 0.01574 | 0 | 0.01574 | 0.0034873 | 0.016446 | 0.0050178 | 13.98% | 65.91% | 20.11% | 0%
|  |  | EUREKA A 11075980 | 0.00039947 | 0.32909 | 0.32949 | 2.754e-05 | 0.00054154 | 9.035e-05 | 0.005063% | 0.09956% | 0.01661% | 99.88%
|  |  | MT EDEN 1106MR652 | 0.00059883 | 0 | 0.00059883 | 4.709e-05 | 0.00057738 | 0.00036406 | 4.764% | 58.41% | 36.83% | 0%
|  |  | MERCED 21026470 | 0.044649 | 0 | 0.044649 | 0.015501 | 0.037227 | 0.017935 | 21.94% | 52.68% | 25.38% | 0%
|  |  | MABURY 1103XR346 | 0.03093 | 0 | 0.03093 | 0.011078 | 0.026617 | 0.013362 | 21.7% | 52.13% | 26.17% | 0%
|  |  | BOGUE 11027100 | 0.011074 | 0 | 0.011074 | 0.0053584 | 0.0090407 | 0.0038807 | 29.31% | 49.46% | 21.23% | 0%
|  |  | HICKS 1108CB | 0.068841 | 0 | 0.068841 | 0.024652 | 0.060645 | 0.027864 | 21.79% | 53.59% | 24.62% | 0%
|  |  | SF K 0402CB | 0.018097 | 0 | 0.018097 | 0.0016628 | 0.025816 | 0.0023944 | 5.566% | 86.42% | 8.015% | 0%
|  |  | LOS ALTOS 1104LM18 | 0.022347 | 0 | 0.022347 | 0.011243 | 0.015612 | 0.0054199 | 34.83% | 48.37% | 16.79% | 0%
|  |  | BELMONT 1106CB | 0.011235 | 0 | 0.011235 | 0.0018227 | 0.010793 | 0.0059304 | 9.828% | 58.2% | 31.98% | 0%
|  |  | HORSESHOE 1102CB | 0.008708 | 0 | 0.008708 | 0.0031412 | 0.0058319 | 0.002408 | 27.6% | 51.24% | 21.16% | 0%
|  |  | SARATOGA 1115LC18 | 0.030892 | 0 | 0.030892 | 0.012882 | 0.025501 | 0.011346 | 25.9% | 51.28% | 22.82% | 0%
|  |  | SALINAS 110232832 | 0.01807 | 0 | 0.01807 | 0.0034882 | 0.018097 | 0.0082447 | 11.69% | 60.67% | 27.64% | 0%
|  |  | BELLE HAVEN 0404CB | 0.052725 | 0 | 0.052725 | 0.035056 | 0.028868 | 0.007843 | 48.85% | 40.22% | 10.93% | 0%
|  |  | SAUSALITO 1102758798 | 0.00039851 | 0 | 0.00039851 | 0.00022337 | 0.00034062 | 9.3851e-05 | 33.96% | 51.78% | 14.27% | 0%
|  |  | OAKLAND J 0408CB | 0.021219 | 0 | 0.021219 | 0.0028385 | 0.022878 | 0.0093107 | 8.104% | 65.31% | 26.58% | 0%
|  |  | DALY CITY 111113279 | 0.038066 | 0 | 0.038066 | 0.0026018 | 0.053132 | 0.0071047 | 4.14% | 84.55% | 11.31% | 0%
|  |  | BONITA 110238524 | 0.0011954 | 0 | 0.0011954 | 0.00018594 | 0.0010847 | 0.00070259 | 9.423% | 54.97% | 35.61% | 0%
|  |  | SANTA ROSA A 1106CB | 0.047481 | 0 | 0.047481 | 0.019603 | 0.036918 | 0.018675 | 26.07% | 49.1% | 24.84% | 0%
|  |  | STOREY 1106CB | 0.033633 | 0 | 0.033633 | 0.004401 | 0.030428 | 0.014303 | 8.957% | 61.93% | 29.11% | 0%
|  |  | HICKS 2111XR154 | 0.0063906 | 0 | 0.0063906 | 0.0022817 | 0.0053791 | 0.0027183 | 21.98% | 51.83% | 26.19% | 0%
|  |  | REEDLEY 11127441F | 0.0092511 | 0 | 0.0092511 | 0.0016619 | 0.0064473 | 0.0042056 | 13.49% | 52.35% | 34.15% | 0%
|  |  | MADERA 1114CB | 0.024207 | 0 | 0.024207 | 0.0029947 | 0.019006 | 0.010265 | 9.282% | 58.91% | 31.81% | 0%
|  |  | EAST GRAND 0404CB | 0.019411 | 0 | 0.019411 | 0.0017627 | 0.02345 | 0.0068307 | 5.501% | 73.18% | 21.32% | 0%
|  |  | SF H 110947238 | 0.019509 | 0 | 0.019509 | 0.0047383 | 0.02143 | 0.0060371 | 14.71% | 66.54% | 18.75% | 0%
|  |  | SPENCE 1102CB | 0.019118 | 0 | 0.019118 | 0.0010356 | 0.017474 | 0.0067685 | 4.097% | 69.13% | 26.78% | 0%
|  |  | POTRERO PP (A) 11175545 | 0.0018235 | 0 | 0.0018235 | 0.00035855 | 0.0020658 | 0.00058582 | 11.91% | 68.63% | 19.46% | 0%
|  |  | VIRGINIA 0401BR312 | 0.0049366 | 0 | 0.0049366 | 0.00071686 | 0.0055192 | 0.0019131 | 8.797% | 67.73% | 23.48% | 0%
|  |  | VALLEJO B 0413CB | 0.03208 | 0 | 0.03208 | 0.006141 | 0.033711 | 0.013105 | 11.6% | 63.66% | 24.75% | 0%
|  |  | PAUL SWEET 210794948 | 0.048416 | 0 | 0.048416 | 0.015442 | 0.0471 | 0.016321 | 19.58% | 59.72% | 20.7% | 0%
|  |  | POTRERO PP (A) 11096625 | 0.0097626 | 0 | 0.0097626 | 0.0020769 | 0.010708 | 0.0033312 | 12.89% | 66.44% | 20.67% | 0%
|  |  | EMBARCADERO (Z) 1120273892 | 0.0015895 | 0 | 0.0015895 | 0.00018199 | 0.0018456 | 0.00059626 | 6.936% | 70.34% | 22.73% | 0%
|  |  | EL CERRITO G 1108BR254 | 9.9325e-05 | 0 | 9.9325e-05 | 1.9642e-05 | 0.00010787 | 3.645e-05 | 11.98% | 65.79% | 22.23% | 0%
|  |  | TIDEWATER 210837382 | 0.0092697 | 0 | 0.0092697 | 0.0037943 | 0.0085566 | 0.002951 | 24.8% | 55.92% | 19.29% | 0%
|  |  | TIDEWATER 210638108 | 0.014153 | 0 | 0.014153 | 0.002383 | 0.011264 | 0.0061074 | 12.06% | 57.02% | 30.92% | 0%
|  |  | ASHLAN AVE 1113635386 | 0.016088 | 0 | 0.016088 | 0.0025471 | 0.010988 | 0.0065088 | 12.71% | 54.82% | 32.47% | 0%
|  |  | BASALT 1106316302 | 9.9258e-05 | 0 | 9.9258e-05 | 1.1489e-05 | 7.4509e-05 | 2.6353e-05 | 10.23% | 66.32% | 23.46% | 0%
|  |  | BASALT 1106CUS167 | 9.9258e-05 | 0 | 9.9258e-05 | 1.1489e-05 | 7.4509e-05 | 2.6353e-05 | 10.23% | 66.32% | 23.46% | 0%
|  |  | EDES 1105CB | 0.019054 | 0 | 0.019054 | 0.0019055 | 0.01791 | 0.011638 | 6.058% | 56.94% | 37% | 0%
|  |  | JESSUP 11031518 | 0.0011908 | 0 | 0.0011908 | 0.00020814 | 0.00087658 | 0.00047236 | 13.37% | 56.3% | 30.34% | 0%
|  |  | EL PATIO 1112XR222 | 0.03313 | 0 | 0.03313 | 0.013446 | 0.029478 | 0.011765 | 24.59% | 53.9% | 21.51% | 0%
|  |  | SARATOGA 1114XR420 | 0.0091232 | 0 | 0.0091232 | 0.0037353 | 0.0081523 | 0.0031726 | 24.8% | 54.13% | 21.07% | 0%
|  |  | OAKLAND L 1101CB | 0.019171 | 0 | 0.019171 | 0.0017348 | 0.021844 | 0.0080684 | 5.482% | 69.02% | 25.49% | 0%
|  |  | VASONA 1102CB | 0.10472 | 0 | 0.10472 | 0.050976 | 0.069894 | 0.033239 | 33.08% | 45.35% | 21.57% | 0%
|  |  | RICHMOND R 1130BR188 | 0.003932 | 0 | 0.003932 | 0.00050779 | 0.003994 | 0.0019889 | 7.823% | 61.53% | 30.64% | 0%
|  |  | ROSSMOOR 1106L552R | 0.0017881 | 0.011397 | 0.013185 | 0.0011866 | 0.00087623 | 0.00026806 | 6.904% | 5.098% | 1.56% | 86.44%
|  |  | RINCON 1102228730 | 0.010777 | 1.2235 | 1.2342 | 0.0039964 | 0.0091078 | 0.0037793 | 0.2067% | 0.471% | 0.1954% | 99.13%
|  |  | OAKLAND C 1112CB | 0.0077949 | 0 | 0.0077949 | 0.00068712 | 0.009528 | 0.0026523 | 5.34% | 74.05% | 20.61% | 0%
|  |  | TRINIDAD 1101CB | 0.081838 | 0.23965 | 0.32149 | 0.084602 | 0.017407 | 0.004965 | 20.13% | 4.142% | 1.181% | 74.54%
|  |  | NORTH TOWER 1104626 | 0.023281 | 0 | 0.023281 | 0.0042908 | 0.02366 | 0.010481 | 11.16% | 61.56% | 27.27% | 0%
|  |  | RICHMOND R 1124BR302 | 0.011689 | 0 | 0.011689 | 0.0020732 | 0.01177 | 0.0054523 | 10.74% | 61% | 28.26% | 0%
|  |  | OAKLAND X 1107CB | 0.0080561 | 0 | 0.0080561 | 0.0020109 | 0.0078483 | 0.0034395 | 15.12% | 59.02% | 25.86% | 0%
|  |  | POTRERO PP (A) 11123405 | 0.0046551 | 0 | 0.0046551 | 0.00012773 | 0.0064058 | 0.0011509 | 1.662% | 83.36% | 14.98% | 0%
|  |  | FRANKLIN 1101P174 | 0.019014 | 0 | 0.019014 | 0.0053288 | 0.016993 | 0.0062537 | 18.65% | 59.47% | 21.88% | 0%
|  |  | EAST GRAND 1103382750 | 0.0023769 | 0 | 0.0023769 | 0.00045721 | 0.0026102 | 0.00085625 | 11.65% | 66.52% | 21.82% | 0%
|  |  | MENDOCINO 1102CB | 0.00033012 | 0 | 0.00033012 | 5.6086e-05 | 0.00028592 | 8.9664e-05 | 12.99% | 66.24% | 20.77% | 0%
|  |  | GREEN VALLEY 2103CB | 0.060482 | 0 | 0.060482 | 0.011919 | 0.048165 | 0.025046 | 14% | 56.58% | 29.42% | 0%
|  |  | MILPITAS 1108CB | 0.034888 | 0 | 0.034888 | 0.0088451 | 0.030782 | 0.015596 | 16.02% | 55.74% | 28.24% | 0%
|  |  | RICHMOND R 1118BR132 | 0.00792 | 0 | 0.00792 | 0.00063469 | 0.0096053 | 0.0028341 | 4.855% | 73.47% | 21.68% | 0%
|  |  | FIGARDEN 2109CB | 0.012296 | 0 | 0.012296 | 0.0062069 | 0.0093381 | 0.0046995 | 30.66% | 46.13% | 23.21% | 0%
|  |  | GREENBRAE 1101CB | 0.0079241 | 0 | 0.0079241 | 0.0021479 | 0.0080416 | 0.0025982 | 16.8% | 62.89% | 20.32% | 0%
|  |  | FAIRWAY 1104CB | 0.084022 | 0 | 0.084022 | 0.0088464 | 0.085316 | 0.019145 | 7.807% | 75.3% | 16.9% | 0%
|  |  | WAHTOKE 1107CB | 0.074935 | 0 | 0.074935 | 0.021373 | 0.063171 | 0.031975 | 18.34% | 54.22% | 27.44% | 0%
|  |  | TIDEWATER 2107M522R | 0.01299 | 0 | 0.01299 | 0.0048042 | 0.011838 | 0.0047158 | 22.49% | 55.43% | 22.08% | 0%
|  |  | CLOVIS 1108CB | 0.012011 | 0 | 0.012011 | 0.0022098 | 0.0086717 | 0.005594 | 13.41% | 52.63% | 33.95% | 0%
|  |  | MOUNTAIN VIEW 110251642 | 0.030729 | 0 | 0.030729 | 0.013257 | 0.027305 | 0.010165 | 26.13% | 53.83% | 20.04% | 0%
|  |  | REDWOOD CITY 0410CB | 0.01874 | 0 | 0.01874 | 0.0064326 | 0.01763 | 0.0068721 | 20.79% | 56.99% | 22.21% | 0%
|  |  | SAN JOSE A 0403CB | 0.020865 | 0 | 0.020865 | 0.008703 | 0.019442 | 0.0062989 | 25.27% | 56.44% | 18.29% | 0%
|  |  | KING CITY 1101CB | 0.045118 | 0 | 0.045118 | 0.0043673 | 0.049865 | 0.017739 | 6.068% | 69.28% | 24.65% | 0%
|  |  | GRANT 1105CB | 0.024058 | 0 | 0.024058 | 0.0021215 | 0.024369 | 0.011088 | 5.646% | 64.85% | 29.51% | 0%
|  |  | JARVIS 1111MR133 | 0.010688 | 0 | 0.010688 | 0.003513 | 0.0089592 | 0.0038246 | 21.56% | 54.97% | 23.47% | 0%
|  |  | HUNTERS POINT (P) 1103CB | 0.0082877 | 0 | 0.0082877 | 0.0012543 | 0.0091458 | 0.0032808 | 9.168% | 66.85% | 23.98% | 0%
|  |  | WASCO 11041269 | 0.024892 | 0 | 0.024892 | 0.0075322 | 0.02406 | 0.0093924 | 18.38% | 58.71% | 22.92% | 0%
|  |  | LOS ALTOS 1103CB | 0.036698 | 0 | 0.036698 | 0.018808 | 0.028523 | 0.0098092 | 32.92% | 49.92% | 17.17% | 0%
|  |  | RICHMOND R 1128BR324 | 0.01937 | 0 | 0.01937 | 0.0019999 | 0.019518 | 0.010457 | 6.255% | 61.04% | 32.7% | 0%
|  |  | ASHLAN AVE 111276862 | 0.022658 | 0 | 0.022658 | 0.0038315 | 0.018478 | 0.011473 | 11.34% | 54.7% | 33.96% | 0%
|  |  | MENLO 110276134 | 0.0053364 | 0 | 0.0053364 | 0.001606 | 0.0041325 | 0.0012325 | 23.04% | 59.28% | 17.68% | 0%
|  |  | LAKEWOOD 110483796 | 0.016395 | 0 | 0.016395 | 0.0076727 | 0.013528 | 0.0054842 | 28.75% | 50.7% | 20.55% | 0%
|  |  | WINTERS 110187886 | 0.00019764 | 0 | 0.00019764 | 1.7299e-05 | 0.00016776 | 7.3246e-05 | 6.697% | 64.95% | 28.36% | 0%
|  |  | HARTER 1105CB | 0.01441 | 0 | 0.01441 | 0.0033822 | 0.012541 | 0.0056393 | 15.69% | 58.16% | 26.15% | 0%
|  |  | RICHMOND R 1130BR162 | 0.0304 | 0 | 0.0304 | 0.0044982 | 0.032408 | 0.013278 | 8.964% | 64.58% | 26.46% | 0%
|  |  | DALY CITY 110115279 | 0.010247 | 0 | 0.010247 | 0.002609 | 0.0097604 | 0.002194 | 17.91% | 67.02% | 15.07% | 0%
|  |  | CASTRO 0401CB | 0.015366 | 0 | 0.015366 | 0.0027963 | 0.017797 | 0.0047717 | 11.02% | 70.16% | 18.81% | 0%
|  |  | LAS PULGAS 0403CB | 0.050337 | 0 | 0.050337 | 0.032448 | 0.033931 | 0.0085861 | 43.28% | 45.26% | 11.45% | 0%
|  |  | CARQUINEZ 1103CB | 0.018035 | 0 | 0.018035 | 0.0035777 | 0.018632 | 0.0075608 | 12.02% | 62.59% | 25.4% | 0%
|  |  | MADERA 1106CB | 0.036947 | 0 | 0.036947 | 0.0055651 | 0.031584 | 0.017053 | 10.27% | 58.27% | 31.46% | 0%
|  |  | OAKLAND J 1111CR378 | 0.0094778 | 0 | 0.0094778 | 0.0012905 | 0.0096373 | 0.0047177 | 8.249% | 61.6% | 30.15% | 0%
|  |  | ASHLAN AVE 110985686 | 0.028324 | 0 | 0.028324 | 0.0052706 | 0.021487 | 0.012894 | 13.29% | 54.19% | 32.52% | 0%
|  |  | WEST LANE 1102CB | 0.021843 | 0 | 0.021843 | 0.0052877 | 0.016167 | 0.00861 | 17.59% | 53.77% | 28.64% | 0%
|  |  | SANTA MARIA 1107CB | 0.027527 | 0 | 0.027527 | 0.0022386 | 0.027707 | 0.011504 | 5.401% | 66.85% | 27.75% | 0%
|  |  | SAN PABLO 1105P188 | 0.0060148 | 0 | 0.0060148 | 0.0028159 | 0.0043827 | 0.0017035 | 31.63% | 49.23% | 19.14% | 0%
|  |  | EAST GRAND 0401CB | 0.027063 | 0 | 0.027063 | 0.0036019 | 0.030573 | 0.0085431 | 8.432% | 71.57% | 20% | 0%
|  |  | GATES 1109CB | 0.0023078 | 0 | 0.0023078 | 8.3076e-05 | 0.0019103 | 0.0010381 | 2.74% | 63.02% | 34.24% | 0%
|  |  | COTTLE 17049110 | 0.013565 | 0 | 0.013565 | 0.0032152 | 0.010043 | 0.0088399 | 14.55% | 45.45% | 40% | 0%
|  |  | OAKLAND X 1102CR120 | 0.0095367 | 0 | 0.0095367 | 0.0020769 | 0.0092719 | 0.004394 | 13.19% | 58.9% | 27.91% | 0%
|  |  | OAKLAND D 1112CR166 | 0.011376 | 0 | 0.011376 | 0.0024004 | 0.011186 | 0.0051926 | 12.78% | 59.57% | 27.65% | 0%
|  |  | FIGARDEN 210846252 | 0.014597 | 0 | 0.014597 | 0.0020971 | 0.011801 | 0.0071718 | 9.953% | 56.01% | 34.04% | 0%
|  |  | TEMBLOR 2103CB | 0.036292 | 0 | 0.036292 | 0.0013522 | 0.026577 | 0.019527 | 2.849% | 56% | 41.15% | 0%
|  |  | ROSSMOOR 1105CB | 0.007018 | 0 | 0.007018 | 0.0018919 | 0.0055972 | 0.0018108 | 20.34% | 60.19% | 19.47% | 0%
|  |  | NAPA 11025057 | 0.014397 | 0 | 0.014397 | 0.0077162 | 0.011766 | 0.0042836 | 32.47% | 49.51% | 18.02% | 0%
|  |  | RICHMOND R 1126BR274 | 0.0052588 | 0 | 0.0052588 | 0.0015542 | 0.0045767 | 0.0019166 | 19.31% | 56.87% | 23.82% | 0%
|  |  | CLAYTON 2215W573R | 0.047714 | 1.4133 | 1.461 | 0.020595 | 0.036338 | 0.016238 | 0.9192% | 1.622% | 0.7247% | 96.73%
|  |  | VIERRA 170198454 | 0.019711 | 0 | 0.019711 | 0.0020716 | 0.01233 | 0.014545 | 7.157% | 42.6% | 50.25% | 0%
|  |  | NEWMAN 1102CB | 0.039363 | 0 | 0.039363 | 0.005241 | 0.034902 | 0.015863 | 9.358% | 62.32% | 28.32% | 0%
|  |  | CORDELIA 1110965712 | 0.015833 | 0 | 0.015833 | 0.0028353 | 0.013031 | 0.0051638 | 13.48% | 61.96% | 24.55% | 0%
|  |  | MORGAN HILL 2106XR224 | 0.014133 | 0 | 0.014133 | 0.002048 | 0.010411 | 0.0079474 | 10.04% | 51.02% | 38.95% | 0%
|  |  | MC CALL 1107CB | 0.028474 | 0 | 0.028474 | 0.0020157 | 0.018285 | 0.012153 | 6.211% | 56.34% | 37.45% | 0%
|  |  | MOUNTAIN VIEW 1106CB | 0.025352 | 0 | 0.025352 | 0.0088655 | 0.024172 | 0.008813 | 21.18% | 57.76% | 21.06% | 0%
|  |  | SALINAS 1101932856 | 0.01937 | 0 | 0.01937 | 0.00164 | 0.019676 | 0.010659 | 5.129% | 61.54% | 33.33% | 0%
|  |  | EVERGREEN 2105CB | 0.016742 | 0 | 0.016742 | 0.0031269 | 0.013106 | 0.0080674 | 12.87% | 53.93% | 33.2% | 0%
|  |  | BRITTON 1110LV32 | 0.012998 | 0 | 0.012998 | 0.0058049 | 0.011188 | 0.0044635 | 27.05% | 52.14% | 20.8% | 0%
|  |  | LEMOORE 110275452 | 0.019274 | 0 | 0.019274 | 0.0012328 | 0.016602 | 0.0069863 | 4.967% | 66.89% | 28.15% | 0%
|  |  | MISSION (X) 110812135 | 0.0042332 | 0 | 0.0042332 | 0.0010093 | 0.0049102 | 0.0010685 | 14.44% | 70.27% | 15.29% | 0%
|  |  | GREEN VALLEY 210395184 | 0.022696 | 0 | 0.022696 | 0.0047717 | 0.019146 | 0.0095956 | 14.24% | 57.13% | 28.63% | 0%
|  |  | DEL MAR 211064434 | 0.0019356 | 0 | 0.0019356 | 0.00039983 | 0.0013549 | 0.00073764 | 16.04% | 54.36% | 29.6% | 0%
|  |  | CLAY 11029999 | 0.00098422 | 0 | 0.00098422 | 0.00012004 | 0.00079292 | 0.00037401 | 9.327% | 61.61% | 29.06% | 0%
|  |  | MALAGA 1110R9547 | 0.032305 | 0 | 0.032305 | 0.013858 | 0.026371 | 0.012994 | 26.04% | 49.55% | 24.41% | 0%
|  |  | BARRETT 0401CB | 0.032032 | 0 | 0.032032 | 0.0051528 | 0.035014 | 0.012711 | 9.745% | 66.22% | 24.04% | 0%
|  |  | FIGARDEN 211263889 | 0.014111 | 0 | 0.014111 | 0.0061657 | 0.0087493 | 0.0065649 | 28.7% | 40.73% | 30.56% | 0%
|  |  | SF H 110614703 | 0.010923 | 0 | 0.010923 | 0.0013077 | 0.012599 | 0.0041257 | 7.252% | 69.87% | 22.88% | 0%
|  |  | FAIRWAY 1103CB | 0.036532 | 0 | 0.036532 | 0.002727 | 0.035304 | 0.0116 | 5.494% | 71.13% | 23.37% | 0%
|  |  | CLAYTON 221714102 | 0.067065 | 0 | 0.067065 | 0.024951 | 0.058601 | 0.024396 | 23.11% | 54.29% | 22.6% | 0%
|  |  | JARVIS 1101467034 | 0.070335 | 0 | 0.070335 | 0.0085312 | 0.034158 | 0.019917 | 13.63% | 54.56% | 31.81% | 0%
|  |  | WEBER 110170700 | 0.0041312 | 0 | 0.0041312 | 0.00045474 | 0.0042808 | 0.0020841 | 6.668% | 62.77% | 30.56% | 0%
|  |  | ALMADEN 1111XR120 | 0.007672 | 0 | 0.007672 | 0.002201 | 0.0061925 | 0.0042712 | 17.38% | 48.9% | 33.73% | 0%
|  |  | REDWOOD CITY 0405CB | 0.019815 | 0 | 0.019815 | 0.0075173 | 0.019176 | 0.0060166 | 22.98% | 58.62% | 18.39% | 0%
|  |  | HIGHWAY 11044701 | 0.0042831 | 0 | 0.0042831 | 0.00067642 | 0.0045326 | 0.0017148 | 9.77% | 65.46% | 24.77% | 0%
|  |  | CORONA 1102CB | 0.010432 | 0 | 0.010432 | 0.0013613 | 0.011363 | 0.0044148 | 7.942% | 66.3% | 25.76% | 0%
|  |  | MAGUNDEN 2108289792 | 0.00019664 | 0 | 0.00019664 | 1.1156e-05 | 0.00013064 | 8.078e-05 | 5.012% | 58.69% | 36.29% | 0%
|  |  | MT EDEN 1101MR113 | 0.011208 | 0 | 0.011208 | 0.0028909 | 0.010457 | 0.0051541 | 15.63% | 56.52% | 27.86% | 0%
|  |  | FIGARDEN 2112R1012 | 0.011228 | 0 | 0.011228 | 0.003216 | 0.0068097 | 0.003837 | 23.2% | 49.12% | 27.68% | 0%
|  |  | PUEBLO 1105642 | 0.03513 | 0.23083 | 0.26596 | 0.018252 | 0.020917 | 0.0069936 | 5.223% | 5.985% | 2.001% | 86.79%
|  |  | COTATI 110283200 | 0.021965 | 0 | 0.021965 | 0.0076396 | 0.019668 | 0.0080757 | 21.59% | 55.58% | 22.82% | 0%
|  |  | CHOWCHILLA 110510650 | 0.025167 | 0 | 0.025167 | 0.0043647 | 0.026071 | 0.011109 | 10.51% | 62.75% | 26.74% | 0%
|  |  | VACA DIXON 1101CB | 0.014838 | 0 | 0.014838 | 0.0012683 | 0.012223 | 0.0058534 | 6.556% | 63.18% | 30.26% | 0%
|  |  | VASONA 1105LC32 | 0.037427 | 0 | 0.037427 | 0.014514 | 0.032777 | 0.013904 | 23.72% | 53.56% | 22.72% | 0%
|  |  | FORT BRAGG A 1101CB | 0.044178 | 0 | 0.044178 | 0.0087022 | 0.047878 | 0.0096947 | 13.13% | 72.24% | 14.63% | 0%
|  |  | BELMONT 0401CB | 0.028303 | 0 | 0.028303 | 0.010042 | 0.025742 | 0.0085075 | 22.67% | 58.12% | 19.21% | 0%
|  |  | LAKEWOOD 211093966 | 0.0078438 | 0 | 0.0078438 | 0.0039443 | 0.0057247 | 0.0021943 | 33.25% | 48.26% | 18.5% | 0%
|  |  | BERKELEY T 0403566022 | 0.00098228 | 0 | 0.00098228 | 0.0002576 | 0.0010074 | 0.00035652 | 15.89% | 62.13% | 21.99% | 0%
|  |  | BRITTON 1114CB | 0.024683 | 0 | 0.024683 | 0.0077579 | 0.022857 | 0.010132 | 19.04% | 56.1% | 24.86% | 0%
|  |  | SAN JOSE B 1110CB | 0.066711 | 0 | 0.066711 | 0.026398 | 0.058126 | 0.025599 | 23.97% | 52.78% | 23.25% | 0%
|  |  | EL PATIO 1117CB | 0.030654 | 0 | 0.030654 | 0.014364 | 0.025071 | 0.011167 | 28.39% | 49.54% | 22.07% | 0%
|  |  | BARTON 1111R1200 | 0.039256 | 0 | 0.039256 | 0.015875 | 0.033024 | 0.015693 | 24.58% | 51.13% | 24.3% | 0%
|  |  | NORTH TOWER 1104784 | 0.0046122 | 0 | 0.0046122 | 0.00072304 | 0.0036898 | 0.0016171 | 11.99% | 61.19% | 26.82% | 0%
|  |  | RIPON 1702CB | 0.04043 | 0 | 0.04043 | 0.0047994 | 0.0257 | 0.028355 | 8.155% | 43.67% | 48.18% | 0%
|  |  | BELMONT 0403CB | 0.019721 | 0 | 0.019721 | 0.0069194 | 0.019574 | 0.0058074 | 21.42% | 60.6% | 17.98% | 0%
|  |  | TIDEWATER 2106C514R | 0.022259 | 0.43487 | 0.45713 | 0.0073949 | 0.017648 | 0.007364 | 1.111% | 2.652% | 1.106% | 95.13%
|  |  | BERKELEY F 0405CB | 0.0059502 | 0 | 0.0059502 | 0.0013427 | 0.0061289 | 0.0023509 | 13.67% | 62.4% | 23.93% | 0%
|  |  | SAN LUIS OBISPO 1102V96 | 0.02131 | 0 | 0.02131 | 0.0070624 | 0.021376 | 0.005746 | 20.66% | 62.53% | 16.81% | 0%
|  |  | SAN JOSE A 1109CB | 0.0052288 | 0 | 0.0052288 | 0.0012255 | 0.0049919 | 0.0024142 | 14.2% | 57.83% | 27.97% | 0%
|  |  | EL CAPITAN 211010960 | 0.021372 | 0 | 0.021372 | 0.0050629 | 0.019329 | 0.010889 | 14.35% | 54.79% | 30.86% | 0%
|  |  | PAUL SWEET 210398594 | 0.019497 | 0 | 0.019497 | 0.0086415 | 0.016506 | 0.0055637 | 28.14% | 53.75% | 18.12% | 0%
|  |  | SF E 1103CB | 0.0068283 | 0 | 0.0068283 | 0.00070843 | 0.0086164 | 0.001947 | 6.285% | 76.44% | 17.27% | 0%
|  |  | EAST QUINCY 1101CB | 0.0075935 | 0 | 0.0075935 | 0.0011806 | 0.0062451 | 0.0020694 | 12.43% | 65.77% | 21.79% | 0%
|  |  | OAKLAND X 1102CR122 | 0.0090145 | 0 | 0.0090145 | 0.0016305 | 0.0088679 | 0.0043824 | 10.96% | 59.59% | 29.45% | 0%
|  |  | GERBER 1101CB | 0.022169 | 0 | 0.022169 | 0.0070318 | 0.015218 | 0.0073898 | 23.72% | 51.34% | 24.93% | 0%
|  |  | CONTRA COSTA 210974988 | 0.036999 | 0 | 0.036999 | 0.0032404 | 0.029763 | 0.015533 | 6.676% | 61.32% | 32% | 0%
|  |  | STOCKDALE 11094704 | 0.0030684 | 0 | 0.0030684 | 0.00057175 | 0.0025056 | 0.0019879 | 11.29% | 49.47% | 39.25% | 0%
|  |  | PAUL SWEET 210878006 | 0.029108 | 0 | 0.029108 | 0.010338 | 0.024846 | 0.0093736 | 23.2% | 55.76% | 21.04% | 0%
|  |  | STELLING 1108LL08 | 0.022889 | 0 | 0.022889 | 0.01346 | 0.015861 | 0.0052726 | 38.91% | 45.85% | 15.24% | 0%
|  |  | BAY MEADOWS 110748112 | 0.012139 | 0 | 0.012139 | 0.0043619 | 0.011556 | 0.004121 | 21.77% | 57.67% | 20.56% | 0%
|  |  | SF E 110162024 | 0.0068983 | 0 | 0.0068983 | 0.0014493 | 0.007545 | 0.0023931 | 12.73% | 66.26% | 21.02% | 0%
|  |  | WYANDOTTE 11102590 | 0.0043992 | 4.4985 | 4.5028 | 0.00091226 | 0.003574 | 0.001501 | 0.01489% | 0.05832% | 0.02449% | 99.9%
|  |  | OAKLAND D 1130455660 | 0.0018924 | 0 | 0.0018924 | 0.00015622 | 0.0021397 | 0.00082809 | 5.001% | 68.49% | 26.51% | 0%
|  |  | VALLEJO B 11017410 | 0.052986 | 0 | 0.052986 | 0.013287 | 0.054161 | 0.02002 | 15.19% | 61.92% | 22.89% | 0%
|  |  | RIDGE 0401CB | 0.015525 | 0 | 0.015525 | 0.010287 | 0.0084595 | 0.0016031 | 50.55% | 41.57% | 7.878% | 0%
|  |  | WYANDOTTE 11101952 | 0.067908 | 0 | 0.067908 | 0.023254 | 0.033751 | 0.017751 | 31.11% | 45.15% | 23.75% | 0%
|  |  | BAKERSFIELD 21041574 | 0.045638 | 0 | 0.045638 | 0.011166 | 0.040214 | 0.019999 | 15.64% | 56.34% | 28.02% | 0%
|  |  | SAN LEANDRO U 1110CB | 0.03257 | 0 | 0.03257 | 0.0036233 | 0.032139 | 0.017418 | 6.813% | 60.43% | 32.75% | 0%
|  |  | EL CERRITO G 1109CB | 0.023855 | 0 | 0.023855 | 0.0053757 | 0.023406 | 0.0092902 | 14.12% | 61.48% | 24.4% | 0%
|  |  | MABURY 1106CB | 0.039863 | 0 | 0.039863 | 0.0090354 | 0.038036 | 0.018734 | 13.73% | 57.8% | 28.47% | 0%
|  |  | POTRERO PP (A) 110966602 | 0.012138 | 0 | 0.012138 | 0.0020052 | 0.013836 | 0.0041956 | 10.01% | 69.05% | 20.94% | 0%
|  |  | MC KEE 1108XR302 | 0.044812 | 0 | 0.044812 | 0.015093 | 0.034667 | 0.016964 | 22.62% | 51.96% | 25.42% | 0%
|  |  | KERN OIL 1114CB | 0.13099 | 0 | 0.13099 | 0.019875 | 0.10522 | 0.058435 | 10.83% | 57.33% | 31.84% | 0%
|  |  | MAGUNDEN 210814402 | 0.010938 | 0 | 0.010938 | 0.0016992 | 0.0093257 | 0.0041702 | 11.18% | 61.37% | 27.44% | 0%
|  |  | PAUL SWEET 210711064 | 0.026062 | 0 | 0.026062 | 0.0081094 | 0.021199 | 0.008665 | 21.36% | 55.83% | 22.82% | 0%
|  |  | 6TH AVENUE 0403CB | 0.0098666 | 0 | 0.0098666 | 0.0019052 | 0.012826 | 0.0015561 | 11.7% | 78.75% | 9.554% | 0%
|  |  | WOODLAND 1113CB | 0.06501 | 0 | 0.06501 | 0.0060127 | 0.051584 | 0.026364 | 7.161% | 61.44% | 31.4% | 0%
|  |  | NEWARK 21KV 2107MR494 | 0.016795 | 0 | 0.016795 | 0.0039584 | 0.015025 | 0.0079204 | 14.71% | 55.85% | 29.44% | 0%
|  |  | ANDERSON 110299392 | 0.0027349 | 0.59546 | 0.5982 | 0.00042226 | 0.0025655 | 0.001527 | 0.04276% | 0.2598% | 0.1546% | 99.54%
|  |  | SARATOGA 1109LC42 | 0.025619 | 0 | 0.025619 | 0.012681 | 0.021158 | 0.0084515 | 29.99% | 50.03% | 19.98% | 0%
|  |  | CANAL 1105990288 | 0.023001 | 0 | 0.023001 | 0.0023202 | 0.022143 | 0.011565 | 6.44% | 61.46% | 32.1% | 0%
|  |  | JARVIS 11039057 | 0.00052082 | 0 | 0.00052082 | 0.00012325 | 0.00044077 | 0.00029572 | 14.34% | 51.27% | 34.4% | 0%
|  |  | WOLFE 1105LC34 | 0.01612 | 0 | 0.01612 | 0.0078219 | 0.012723 | 0.0050923 | 30.51% | 49.63% | 19.86% | 0%
|  |  | SAN JOSE A 0408CB | 0.014249 | 0 | 0.014249 | 0.0047686 | 0.013362 | 0.0053913 | 20.27% | 56.81% | 22.92% | 0%
|  |  | WEBER 1105CB | 0.086749 | 0 | 0.086749 | 0.019548 | 0.081136 | 0.035481 | 14.36% | 59.59% | 26.06% | 0%
|  |  | SAN RAFAEL 1105344 | 0.032936 | 0 | 0.032936 | 0.010842 | 0.022396 | 0.0064887 | 27.29% | 56.38% | 16.33% | 0%
|  |  | HICKS 1109XR138 | 0.025688 | 0 | 0.025688 | 0.01027 | 0.023014 | 0.0091217 | 24.22% | 54.27% | 21.51% | 0%
|  |  | LEMOORE 1105CB | 0.024212 | 0 | 0.024212 | 0.0025263 | 0.021074 | 0.0095829 | 7.613% | 63.51% | 28.88% | 0%
|  |  | RICHMOND R 1129BR218 | 0.0066817 | 0 | 0.0066817 | 0.0010036 | 0.0055197 | 0.0029384 | 10.61% | 58.34% | 31.06% | 0%
|  |  | WILLIAMS 1101CB | 0.010707 | 0 | 0.010707 | 0.00079892 | 0.0095172 | 0.004503 | 5.391% | 64.22% | 30.39% | 0%
|  |  | STELLING 1108LM42 | 0.07982 | 0 | 0.07982 | 0.044981 | 0.05049 | 0.01643 | 40.2% | 45.12% | 14.68% | 0%
|  |  | SAN RAFAEL 1103302 | 0.022393 | 0 | 0.022393 | 0.004453 | 0.021724 | 0.0071555 | 13.36% | 65.17% | 21.47% | 0%
|  |  | DALY CITY 110539396 | 0.022773 | 0 | 0.022773 | 0.0042607 | 0.025989 | 0.0055291 | 11.91% | 72.64% | 15.45% | 0%
|  |  | STONE 1101XR470 | 0.033248 | 0 | 0.033248 | 0.020182 | 0.025298 | 0.0093203 | 36.83% | 46.16% | 17.01% | 0%
|  |  | LLAGAS 2105XR320 | 0.040332 | 0 | 0.040332 | 0.012818 | 0.031942 | 0.020361 | 19.68% | 49.05% | 31.27% | 0%
|  |  | CONTRA COSTA 210378825 | 0.038669 | 0 | 0.038669 | 0.0045775 | 0.034093 | 0.016787 | 8.254% | 61.48% | 30.27% | 0%
|  |  | CABRILLO 1104CB | 0.019704 | 0 | 0.019704 | 0.0029872 | 0.019943 | 0.009428 | 9.232% | 61.63% | 29.14% | 0%
|  |  | MAGUNDEN 1104CB | 0.036858 | 0 | 0.036858 | 0.004975 | 0.035102 | 0.013955 | 9.207% | 64.96% | 25.83% | 0%
|  |  | SF G 0405CB | 0.0065257 | 0 | 0.0065257 | 0.00090418 | 0.0083617 | 0.0015066 | 8.393% | 77.62% | 13.99% | 0%
|  |  | MILPITAS 1109XR208 | 0.0033702 | 0 | 0.0033702 | 0.00074127 | 0.002555 | 0.0011804 | 16.56% | 57.07% | 26.37% | 0%
|  |  | NORD 11032478 | 0.041981 | 0 | 0.041981 | 0.013789 | 0.026986 | 0.013927 | 25.21% | 49.33% | 25.46% | 0%
|  |  | OAKLAND K 1101CR174 | 0.0075923 | 0 | 0.0075923 | 0.0023407 | 0.0061233 | 0.0028645 | 20.66% | 54.05% | 25.29% | 0%
|  |  | TRACY 1106352284 | 0.0046884 | 0 | 0.0046884 | 0.00026282 | 0.0040105 | 0.0024012 | 3.938% | 60.09% | 35.98% | 0%
|  |  | RALSTON 1101CB | 0.01832 | 0 | 0.01832 | 0.0046984 | 0.015344 | 0.003918 | 19.61% | 64.04% | 16.35% | 0%
|  |  | GREEN VALLEY 2103938286 | 0.014338 | 0 | 0.014338 | 0.003655 | 0.012863 | 0.0061762 | 16.11% | 56.68% | 27.21% | 0%
|  |  | SF K 0405CB | 0.012717 | 0 | 0.012717 | 0.0014889 | 0.017462 | 0.0020416 | 7.093% | 83.18% | 9.726% | 0%
|  |  | TARAVAL 0401CB | 0.010392 | 0 | 0.010392 | 0.00091029 | 0.014368 | 0.0018763 | 5.306% | 83.76% | 10.94% | 0%
|  |  | BANTA 1102CB | 0.028814 | 0 | 0.028814 | 0.0022919 | 0.022867 | 0.010723 | 6.387% | 63.73% | 29.88% | 0%
|  |  | POINT PINOLE 1102P152 | 0.0029186 | 0 | 0.0029186 | 0.00095459 | 0.0025658 | 0.0012975 | 19.81% | 53.26% | 26.93% | 0%
|  |  | SANTA ROSA A 1102CB | 0.05301 | 0 | 0.05301 | 0.017929 | 0.044693 | 0.023064 | 20.92% | 52.16% | 26.92% | 0%
|  |  | MISSION (X) 1116265740 | 0.0038589 | 0 | 0.0038589 | 0.00034132 | 0.0049056 | 0.0011233 | 5.358% | 77.01% | 17.63% | 0%
|  |  | SONOMA 1104412 | 0.016687 | 0 | 0.016687 | 0.0094619 | 0.011369 | 0.0042383 | 37.74% | 45.35% | 16.91% | 0%
|  |  | STUART 0403CB | 0.015076 | 0 | 0.015076 | 0.0044084 | 0.015209 | 0.0052705 | 17.71% | 61.11% | 21.18% | 0%
|  |  | EIGHT MILE 2101CB | 0.035841 | 0 | 0.035841 | 0.00368 | 0.02742 | 0.014303 | 8.105% | 60.39% | 31.5% | 0%
|  |  | DALY CITY 1105CB | 0.017919 | 0 | 0.017919 | 0.0025155 | 0.018581 | 0.0048171 | 9.707% | 71.7% | 18.59% | 0%
|  |  | SWIFT 2111XR314 | 0.016851 | 0 | 0.016851 | 0.0041081 | 0.01503 | 0.0086792 | 14.77% | 54.03% | 31.2% | 0%
|  |  | SF H 1103562348 | 0.018127 | 0 | 0.018127 | 0.0027947 | 0.019926 | 0.006848 | 9.451% | 67.39% | 23.16% | 0%
|  |  | SAN LUIS OBISPO 1102CB | 0.035098 | 0 | 0.035098 | 0.010651 | 0.030834 | 0.0094558 | 20.91% | 60.53% | 18.56% | 0%
|  |  | SAN LEANDRO U 1110MR360 | 0.0036292 | 0 | 0.0036292 | 0.00045951 | 0.0037405 | 0.0017909 | 7.67% | 62.44% | 29.89% | 0%
|  |  | CLAYTON 2211CB | 0.066382 | 0 | 0.066382 | 0.020362 | 0.06055 | 0.027301 | 18.82% | 55.95% | 25.23% | 0%
|  |  | BERKELEY F 0402502466 | 0.0034667 | 0 | 0.0034667 | 0.0018866 | 0.0026511 | 0.0007717 | 35.53% | 49.93% | 14.53% | 0%
|  |  | STELLING 1110CB | 0.063736 | 0 | 0.063736 | 0.02619 | 0.051754 | 0.021642 | 26.3% | 51.97% | 21.73% | 0%
|  |  | REDWOOD CITY 0404CB | 0.0081314 | 0 | 0.0081314 | 0.0029806 | 0.0077415 | 0.0027009 | 22.21% | 57.67% | 20.12% | 0%
|  |  | GLENWOOD 110144610 | 0.014641 | 0 | 0.014641 | 0.0083315 | 0.0085432 | 0.0029944 | 41.93% | 43% | 15.07% | 0%
|  |  | EDES 1111MR647 | 0.00019437 | 0 | 0.00019437 | 1.5841e-05 | 0.0002266 | 7.8412e-05 | 4.937% | 70.62% | 24.44% | 0%
|  |  | VALLEJO B 1101CB | 0.025004 | 0 | 0.025004 | 0.0075411 | 0.024443 | 0.0092922 | 18.27% | 59.22% | 22.51% | 0%
|  |  | STOCKDALE 21144236 | 0.020624 | 0 | 0.020624 | 0.0059124 | 0.017913 | 0.0099102 | 17.53% | 53.1% | 29.38% | 0%
|  |  | TULUCAY 1101613014 | 0.0001943 | 0 | 0.0001943 | 1.0082e-05 | 0.00016523 | 7.8758e-05 | 3.968% | 65.03% | 31% | 0%
|  |  | MOUNTAIN VIEW 110460076 | 0.011009 | 0 | 0.011009 | 0.004803 | 0.0093217 | 0.0040482 | 26.43% | 51.29% | 22.28% | 0%
|  |  | SAN LEANDRO U 1114501762 | 0.014648 | 0 | 0.014648 | 0.0052111 | 0.0053899 | 0.0021348 | 40.92% | 42.32% | 16.76% | 0%
|  |  | SUISUN 110247992 | 0.022885 | 0 | 0.022885 | 0.007185 | 0.02216 | 0.0078632 | 19.31% | 59.56% | 21.13% | 0%
|  |  | EVERGREEN 2102CB | 0.070687 | 0 | 0.070687 | 0.019703 | 0.060973 | 0.032758 | 17.37% | 53.75% | 28.88% | 0%
|  |  | PLAINFIELD 110618162 | 0.025535 | 0 | 0.025535 | 0.0023921 | 0.018247 | 0.0094136 | 7.96% | 60.72% | 31.32% | 0%
|  |  | CASTRO VALLEY 1107MR587 | 0.013178 | 0 | 0.013178 | 0.0052955 | 0.010245 | 0.0039275 | 27.2% | 52.62% | 20.17% | 0%
|  |  | TARAVAL 0403CB | 0.021888 | 0 | 0.021888 | 0.0016425 | 0.030987 | 0.0035017 | 4.546% | 85.76% | 9.692% | 0%
|  |  | LOS ALTOS 1107CB | 0.021535 | 0 | 0.021535 | 0.0090104 | 0.017073 | 0.0080919 | 26.37% | 49.96% | 23.68% | 0%
|  |  | GRAND ISLAND 2226292892 | 0.036324 | 0 | 0.036324 | 0.0028722 | 0.033402 | 0.012122 | 5.935% | 69.02% | 25.05% | 0%
|  |  | EUREKA A 1107CB | 0.025369 | 0.55509 | 0.58046 | 0.0022801 | 0.030106 | 0.0071636 | 0.252% | 3.327% | 0.7916% | 95.63%
|  |  | REDWOOD CITY 0402CB | 0.0088134 | 0 | 0.0088134 | 0.0017295 | 0.0095022 | 0.0033171 | 11.89% | 65.31% | 22.8% | 0%
|  |  | CAROLANDS 040387173 | 0.022189 | 0 | 0.022189 | 0.013098 | 0.013819 | 0.0020825 | 45.17% | 47.65% | 7.181% | 0%
|  |  | SAN LEANDRO U 110810570 | 0.0036879 | 0 | 0.0036879 | 0.00057037 | 0.0034654 | 0.0020521 | 9.369% | 56.92% | 33.71% | 0%
|  |  | WEST FRESNO 1102829424 | 0.0003235 | 0 | 0.0003235 | 6.5621e-05 | 0.00024725 | 0.00022115 | 12.29% | 46.3% | 41.41% | 0%
|  |  | OAKLAND X 1103980100 | 0.0026525 | 0 | 0.0026525 | 0.00023933 | 0.0027381 | 0.0014013 | 5.466% | 62.53% | 32% | 0%
|  |  | FIGARDEN 2112CB | 0.0078928 | 0 | 0.0078928 | 0.0037712 | 0.0058004 | 0.0034575 | 28.94% | 44.52% | 26.54% | 0%
|  |  | MABURY 1104XR274 | 0.02611 | 0 | 0.02611 | 0.013674 | 0.020739 | 0.0086052 | 31.79% | 48.21% | 20% | 0%
|  |  | TRIMBLE 1105XR126 | 0.01072 | 0 | 0.01072 | 0.0016797 | 0.0095879 | 0.006139 | 9.65% | 55.08% | 35.27% | 0%
|  |  | PAUL SWEET 210335240 | 0.016939 | 0 | 0.016939 | 0.0063798 | 0.014936 | 0.0059826 | 23.37% | 54.71% | 21.92% | 0%
|  |  | LAMONT 110390940 | 0.038154 | 0 | 0.038154 | 0.0058741 | 0.038385 | 0.014331 | 10.03% | 65.51% | 24.46% | 0%
|  |  | OAKLAND C 1113CR418 | 0.0050392 | 0 | 0.0050392 | 0.00039031 | 0.0056962 | 0.002232 | 4.692% | 68.48% | 26.83% | 0%
|  |  | CLAYTON 1103CB | 0.010906 | 0 | 0.010906 | 0.0034141 | 0.010198 | 0.0042184 | 19.15% | 57.19% | 23.66% | 0%
|  |  | OAKLAND J 1103CR436 | 0.00058135 | 0 | 0.00058135 | 9.4225e-05 | 0.00061247 | 0.00025298 | 9.818% | 63.82% | 26.36% | 0%
|  |  | MOSHER 21115266 | 0.10197 | 0 | 0.10197 | 0.053062 | 0.068814 | 0.027552 | 35.51% | 46.05% | 18.44% | 0%
|  |  | LODI 1101CB | 0.08096 | 0 | 0.08096 | 0.018948 | 0.052932 | 0.031112 | 18.4% | 51.39% | 30.21% | 0%
|  |  | ASHLAN AVE 1112230054 | 0.0041979 | 0 | 0.0041979 | 0.00092073 | 0.0036903 | 0.0023187 | 13.29% | 53.25% | 33.46% | 0%
|  |  | MOUNTAIN VIEW 110560056 | 0.016315 | 0 | 0.016315 | 0.0073896 | 0.01372 | 0.0056562 | 27.61% | 51.26% | 21.13% | 0%
|  |  | SAN MATEO 2101CB | 0.030625 | 0 | 0.030625 | 0.008337 | 0.028726 | 0.0090204 | 18.09% | 62.34% | 19.57% | 0%
|  |  | BERKELEY F 1104BR114 | 0.0048735 | 0 | 0.0048735 | 0.0015225 | 0.0047113 | 0.0018112 | 18.92% | 58.56% | 22.51% | 0%
|  |  | DAVIS 1103CB | 0.036569 | 0 | 0.036569 | 0.010477 | 0.024814 | 0.013599 | 21.43% | 50.75% | 27.82% | 0%
|  |  | COLUSA 110130272 | 0.0046114 | 0 | 0.0046114 | 0.00051468 | 0.0037517 | 0.0015055 | 8.917% | 65% | 26.08% | 0%
|  |  | RINCON 110499918 | 0.0074372 | 2.9949 | 3.0023 | 0.0028589 | 0.0053968 | 0.003026 | 0.06277% | 0.1185% | 0.06644% | 99.75%
|  |  | GREENBRAE 110498902 | 0.0034837 | 0 | 0.0034837 | 0.00076969 | 0.003816 | 0.001165 | 13.38% | 66.36% | 20.26% | 0%
|  |  | BELLEVUE 110423772 | 0.0017418 | 0 | 0.0017418 | 0.00024673 | 0.0015567 | 0.0010719 | 8.581% | 54.14% | 37.28% | 0%
|  |  | SOLEDAD 2105CB | 0.089241 | 0 | 0.089241 | 0.0027822 | 0.080904 | 0.032532 | 2.394% | 69.61% | 27.99% | 0%
|  |  | EL PATIO 1116123364 | 0.044502 | 0 | 0.044502 | 0.019341 | 0.038315 | 0.015805 | 26.33% | 52.16% | 21.52% | 0%
|  |  | SHAFTER 11041419 | 0.039524 | 0 | 0.039524 | 0.004676 | 0.032062 | 0.017384 | 8.64% | 59.24% | 32.12% | 0%
|  |  | DALY CITY 110212767 | 0.017795 | 0 | 0.017795 | 0.0030532 | 0.02144 | 0.0039347 | 10.74% | 75.42% | 13.84% | 0%
|  |  | FORT ORD 21069138 | 0.041368 | 0 | 0.041368 | 0.0080319 | 0.039492 | 0.0070362 | 14.72% | 72.38% | 12.9% | 0%
|  |  | MILLBRAE 1104CB | 0.010096 | 0 | 0.010096 | 0.0015069 | 0.011442 | 0.0035413 | 9.138% | 69.39% | 21.47% | 0%
|  |  | OAKLAND X 1109CB | 0.025922 | 0 | 0.025922 | 0.0048127 | 0.025598 | 0.012157 | 11.31% | 60.13% | 28.56% | 0%
|  |  | EL PATIO 1107XR528 | 0.022036 | 0 | 0.022036 | 0.0094848 | 0.019268 | 0.0076224 | 26.07% | 52.97% | 20.95% | 0%
|  |  | WASCO 1104CB | 0.030293 | 0 | 0.030293 | 0.0084646 | 0.029082 | 0.012012 | 17.08% | 58.68% | 24.24% | 0%
|  |  | BRITTON 1110CB | 0.0083745 | 0 | 0.0083745 | 0.0025024 | 0.0075969 | 0.0037251 | 18.1% | 54.95% | 26.95% | 0%
|  |  | GREENBRAE 11041302 | 0.04019 | 0 | 0.04019 | 0.022341 | 0.025174 | 0.005165 | 42.41% | 47.79% | 9.805% | 0%
|  |  | EL PATIO 111896416 | 0.019259 | 0 | 0.019259 | 0.00812 | 0.016978 | 0.0066947 | 25.54% | 53.4% | 21.06% | 0%
|  |  | LLAGAS 2103XR006 | 0.00057959 | 0 | 0.00057959 | 4.7173e-05 | 0.00043077 | 0.00027994 | 6.224% | 56.84% | 36.94% | 0%
|  |  | LARKIN (Y) 113511309 | 0.0049907 | 0 | 0.0049907 | 0.00051535 | 0.0064601 | 0.001263 | 6.255% | 78.41% | 15.33% | 0%
|  |  | BERKELEY F 1105BR106 | 0.0050163 | 0 | 0.0050163 | 0.0013593 | 0.0048347 | 0.001922 | 16.75% | 59.57% | 23.68% | 0%
|  |  | OAKLAND C 1108CB | 0.010432 | 0 | 0.010432 | 0.00095642 | 0.012618 | 0.0036454 | 5.554% | 73.28% | 21.17% | 0%
|  |  | ASHLAN AVE 1109R1650 | 0.011191 | 0 | 0.011191 | 0.0022377 | 0.0087317 | 0.0058783 | 13.28% | 51.83% | 34.89% | 0%
|  |  | PETALUMA C 11024086 | 0.002511 | 0 | 0.002511 | 0.00042531 | 0.0025582 | 0.0011615 | 10.26% | 61.72% | 28.02% | 0%
|  |  | BERKELEY F 0406CB | 0.015902 | 0 | 0.015902 | 0.0039853 | 0.016358 | 0.0059076 | 15.18% | 62.31% | 22.5% | 0%
|  |  | COTTONWOOD 1102CB | 0.041186 | 0 | 0.041186 | 0.010991 | 0.028889 | 0.014726 | 20.13% | 52.9% | 26.97% | 0%
|  |  | PARLIER 110242210 | 0.00028958 | 0 | 0.00028958 | 3.2993e-05 | 0.00027401 | 0.00017103 | 6.902% | 57.32% | 35.78% | 0%
|  |  | HATTON 110256680 | 0.00019305 | 0 | 0.00019305 | 9.1035e-05 | 0.00012505 | 3.6345e-05 | 36.06% | 49.54% | 14.4% | 0%
|  |  | BARTON 1105R1080 | 0.012675 | 0 | 0.012675 | 0.0035272 | 0.010939 | 0.0064572 | 16.86% | 52.28% | 30.86% | 0%
|  |  | LAS POSITAS 2108CB | 0.010165 | 0 | 0.010165 | 0.0010163 | 0.0082334 | 0.0040385 | 7.648% | 61.96% | 30.39% | 0%
|  |  | OREGON TRAIL 11043310 | 0.022716 | 0.21078 | 0.2335 | 0.0048032 | 0.015796 | 0.010051 | 1.525% | 5.014% | 3.19% | 90.27%
|  |  | WILLOWS A 11032262 | 0.046557 | 0 | 0.046557 | 0.013245 | 0.037412 | 0.016777 | 19.64% | 55.48% | 24.88% | 0%
|  |  | PUEBLO 1102CB | 0.047579 | 0.70351 | 0.75109 | 0.015949 | 0.032965 | 0.012246 | 1.652% | 3.414% | 1.268% | 93.67%
|  |  | PACIFICA 110110067 | 0.0083943 | 0 | 0.0083943 | 0.0038974 | 0.0070596 | 0.0013036 | 31.79% | 57.58% | 10.63% | 0%
|  |  | PENRYN 1106CB | 0.085013 | 0 | 0.085013 | 0.028018 | 0.0565 | 0.028771 | 24.73% | 49.87% | 25.4% | 0%
|  |  | FRANKLIN 1101P134 | 0.015867 | 0 | 0.015867 | 0.00382 | 0.016142 | 0.0054963 | 15% | 63.41% | 21.59% | 0%
|  |  | SF K 0409CB | 0.013533 | 0 | 0.013533 | 0.0014498 | 0.018889 | 0.002001 | 6.49% | 84.55% | 8.957% | 0%
|  |  | OAKLAND D 1110CR158 | 0.0017356 | 0 | 0.0017356 | 0.00047527 | 0.0016746 | 0.00071525 | 16.59% | 58.45% | 24.96% | 0%
|  |  | GREEN VALLEY 210449146 | 0.012953 | 0 | 0.012953 | 0.0028063 | 0.013069 | 0.0055062 | 13.12% | 61.12% | 25.75% | 0%
|  |  | MISSION (X) 1110CB | 0.0021854 | 0 | 0.0021854 | 0.00039414 | 0.0026958 | 0.00051758 | 10.93% | 74.73% | 14.35% | 0%
|  |  | WEST LANE 11028457 | 0.0092549 | 0 | 0.0092549 | 0.0036974 | 0.0082722 | 0.0033081 | 24.2% | 54.15% | 21.65% | 0%
|  |  | ALMADEN 110211827 | 0.0061695 | 0 | 0.0061695 | 0.0027399 | 0.0052879 | 0.0021565 | 26.9% | 51.92% | 21.17% | 0%
|  |  | IGNACIO 1105784032 | 0.0040697 | 0 | 0.0040697 | 0.0022629 | 0.0034596 | 0.00099563 | 33.68% | 51.5% | 14.82% | 0%
|  |  | LAS POSITAS 2104MR188 | 0.055377 | 0 | 0.055377 | 0.010891 | 0.054121 | 0.025987 | 11.97% | 59.47% | 28.56% | 0%
|  |  | PENNGROVE 1101554 | 0.094057 | 0 | 0.094057 | 0.013556 | 0.03024 | 0.011263 | 24.62% | 54.92% | 20.46% | 0%
|  |  | HURON 1107CB | 0.00064235 | 0 | 0.00064235 | 2.5392e-05 | 0.00044116 | 0.00026054 | 3.492% | 60.67% | 35.83% | 0%
|  |  | SF L 0407CB | 0.0048151 | 0 | 0.0048151 | 0.0022244 | 0.0046501 | 0.0010742 | 27.98% | 58.5% | 13.51% | 0%
|  |  | WOLFE 1106LV18 | 0.037364 | 0 | 0.037364 | 0.014372 | 0.033577 | 0.013731 | 23.3% | 54.44% | 22.26% | 0%
|  |  | MONROE 1105588 | 0.0080964 | 0 | 0.0080964 | 0.0022675 | 0.0057516 | 0.0038615 | 19.09% | 48.41% | 32.5% | 0%
|  |  | VIERRA 170114306 | 0.012537 | 0 | 0.012537 | 0.0018671 | 0.009244 | 0.0094824 | 9.066% | 44.89% | 46.05% | 0%
|  |  | MADERA 1112CB | 0.072717 | 0 | 0.072717 | 0.0054395 | 0.048971 | 0.030779 | 6.385% | 57.48% | 36.13% | 0%
|  |  | MC CALL 110738694 | 0.00019254 | 0 | 0.00019254 | 1.2136e-05 | 0.00011298 | 9.282e-05 | 5.569% | 51.84% | 42.59% | 0%
|  |  | MT EDEN 1109CB | 0.012224 | 0 | 0.012224 | 0.002673 | 0.012213 | 0.0052926 | 13.25% | 60.53% | 26.23% | 0%
|  |  | LOS OSITOS 21017594 | 0.016404 | 0 | 0.016404 | 0.00095071 | 0.01698 | 0.0067078 | 3.859% | 68.92% | 27.23% | 0%
|  |  | EL CERRITO G 1103CB | 0.033698 | 0 | 0.033698 | 0.0070654 | 0.033178 | 0.014868 | 12.82% | 60.2% | 26.98% | 0%
|  |  | NOVATO 1102CB | 0.0032717 | 0 | 0.0032717 | 0.00066313 | 0.0036564 | 0.0010812 | 12.28% | 67.7% | 20.02% | 0%
|  |  | MONROE 1106CB | 0.020541 | 0 | 0.020541 | 0.0078678 | 0.015183 | 0.0083895 | 25.02% | 48.29% | 26.68% | 0%
|  |  | LOS ALTOS 1104LM16 | 0.039314 | 0 | 0.039314 | 0.020885 | 0.02451 | 0.009146 | 38.29% | 44.94% | 16.77% | 0%
|  |  | SAN JOSE A 0410CB | 0.03172 | 0 | 0.03172 | 0.015499 | 0.028067 | 0.0087967 | 29.6% | 53.6% | 16.8% | 0%
|  |  | SF E 11076273 | 0.0035557 | 0 | 0.0035557 | 0.00072091 | 0.0038508 | 0.001298 | 12.28% | 65.6% | 22.11% | 0%
|  |  | MT EDEN 1103CB | 0.038408 | 0 | 0.038408 | 0.008585 | 0.037723 | 0.017095 | 13.54% | 59.5% | 26.96% | 0%
|  |  | BERKELEY F 0407CB | 0.00019209 | 0 | 0.00019209 | 1.9605e-05 | 0.0002158 | 8.1689e-05 | 6.183% | 68.06% | 25.76% | 0%
|  |  | WEBER 1114CB | 0.047956 | 0 | 0.047956 | 0.011826 | 0.043671 | 0.019801 | 15.71% | 58% | 26.3% | 0%
|  |  | MONROE 1105CB | 0.046161 | 0 | 0.046161 | 0.016457 | 0.034331 | 0.019523 | 23.41% | 48.83% | 27.77% | 0%
|  |  | EL PATIO 1112XR588 | 0.035457 | 0 | 0.035457 | 0.015888 | 0.031129 | 0.011515 | 27.14% | 53.18% | 19.67% | 0%
|  |  | SANTA ROSA A 111199050 | 0.030897 | 0 | 0.030897 | 0.010979 | 0.024095 | 0.012716 | 22.97% | 50.42% | 26.61% | 0%
|  |  | TULUCAY 1101CB | 0.040137 | 0 | 0.040137 | 0.0064579 | 0.032398 | 0.013982 | 12.22% | 61.32% | 26.46% | 0%
|  |  | EVERGREEN 2103XR566 | 0.004163 | 0 | 0.004163 | 0.0009907 | 0.0030086 | 0.0020756 | 16.31% | 49.53% | 34.17% | 0%
|  |  | VALLEJO B 1102CB | 0.0094502 | 0 | 0.0094502 | 0.0016116 | 0.010397 | 0.0035915 | 10.33% | 66.65% | 23.02% | 0%
|  |  | LIVERMORE 1103MR286 | 0.021841 | 0 | 0.021841 | 0.0036182 | 0.02061 | 0.0099895 | 10.57% | 60.23% | 29.19% | 0%
|  |  | SF H 0405CB | 0.010613 | 0 | 0.010613 | 0.0014185 | 0.012201 | 0.0036104 | 8.233% | 70.81% | 20.95% | 0%
|  |  | SARATOGA 1111XR134 | 0.013299 | 0 | 0.013299 | 0.0064493 | 0.011304 | 0.0042006 | 29.38% | 51.49% | 19.13% | 0%
|  |  | GATES 1108CB | 0.0073436 | 0 | 0.0073436 | 0.00023406 | 0.0054633 | 0.0028104 | 2.751% | 64.22% | 33.03% | 0%
|  |  | OAKLAND C 1116CR442 | 0.0030688 | 0 | 0.0030688 | 0.00021148 | 0.003399 | 0.0014554 | 4.175% | 67.1% | 28.73% | 0%
|  |  | VIEJO 22049440 | 0.025661 | 0 | 0.025661 | 0.0076991 | 0.026231 | 0.0046768 | 19.94% | 67.94% | 12.11% | 0%
|  |  | CORCORAN 1106258236 | 0.0015442 | 0 | 0.0015442 | 0.00010825 | 0.0012829 | 0.00080901 | 4.92% | 58.31% | 36.77% | 0%
|  |  | BAHIA 1102946 | 0.0088296 | 0 | 0.0088296 | 0.00081261 | 0.0075031 | 0.0031523 | 7.086% | 65.43% | 27.49% | 0%
|  |  | BERKELEY T 0402CB | 0.022496 | 0 | 0.022496 | 0.0061396 | 0.022769 | 0.0082261 | 16.53% | 61.31% | 22.15% | 0%
|  |  | GRAND ISLAND 222747742 | 0.0053266 | 0 | 0.0053266 | 0.00037756 | 0.0046891 | 0.0010084 | 6.215% | 77.19% | 16.6% | 0%
|  |  | CASTROVILLE 21033710 | 0.039398 | 0 | 0.039398 | 0.0032339 | 0.04041 | 0.008033 | 6.258% | 78.2% | 15.54% | 0%
|  |  | ATWATER 1102CB | 0.020674 | 0 | 0.020674 | 0.0021424 | 0.014417 | 0.0082406 | 8.639% | 58.13% | 33.23% | 0%
|  |  | WYANDOTTE 110613016 | 0.019937 | 0 | 0.019937 | 0.0061109 | 0.014275 | 0.0078596 | 21.63% | 50.54% | 27.83% | 0%
|  |  | CORCORAN 1116497218 | 0.00038331 | 0 | 0.00038331 | 1.7452e-05 | 0.00024957 | 0.00016685 | 4.022% | 57.52% | 38.46% | 0%
|  |  | HURON 1106CB | 0.012356 | 0 | 0.012356 | 0.00043552 | 0.0085173 | 0.0051217 | 3.094% | 60.52% | 36.39% | 0%
|  |  | CASTROVILLE 2103CB | 0.050082 | 0 | 0.050082 | 0.0053167 | 0.054106 | 0.013586 | 7.282% | 74.11% | 18.61% | 0%
|  |  | WOODWARD 2104CB | 0.022524 | 0 | 0.022524 | 0.0034733 | 0.015299 | 0.010583 | 11.83% | 52.12% | 36.05% | 0%
|  |  | HIGHWAY 1103CB | 0.036335 | 0 | 0.036335 | 0.0055415 | 0.036507 | 0.015169 | 9.685% | 63.8% | 26.51% | 0%
|  |  | FRANKLIN 1102CB | 0.0059703 | 0 | 0.0059703 | 0.00090089 | 0.0048045 | 0.0021015 | 11.54% | 61.54% | 26.92% | 0%
|  |  | GALLO 1101CB | 0.0045974 | 0 | 0.0045974 | 0.0002319 | 0.0031731 | 0.0017989 | 4.456% | 60.98% | 34.57% | 0%
|  |  | EL PATIO 1119XR124 | 0.034409 | 0 | 0.034409 | 0.018222 | 0.027694 | 0.010885 | 32.08% | 48.76% | 19.16% | 0%
|  |  | SAN RAFAEL 1107328 | 0.00057425 | 0 | 0.00057425 | 0.00034077 | 0.00040016 | 0.00020703 | 35.95% | 42.21% | 21.84% | 0%
|  |  | PAUL SWEET 210980246 | 0.022185 | 0 | 0.022185 | 0.013562 | 0.014981 | 0.0041752 | 41.45% | 45.79% | 12.76% | 0%
|  |  | COALINGA NO 1 11089850 | 0.023574 | 0 | 0.023574 | 0.0030351 | 0.021583 | 0.01205 | 8.277% | 58.86% | 32.86% | 0%
|  |  | JARVIS 1109CB | 0.026202 | 0 | 0.026202 | 0.0044992 | 0.023628 | 0.015042 | 10.42% | 54.73% | 34.84% | 0%
|  |  | JANES CREEK 11044844 | 0.0011481 | 0.0075105 | 0.0086586 | 0.0010518 | 0.00034488 | 0.00010464 | 9.29% | 3.046% | 0.9242% | 86.74%
|  |  | EAST GRAND 110175693 | 0.004847 | 0 | 0.004847 | 0.00060552 | 0.0055031 | 0.0018926 | 7.568% | 68.78% | 23.65% | 0%
|  |  | NARROWS 210242584 | 0.032366 | 1.7871 | 1.8195 | 0.016651 | 0.015133 | 0.009768 | 0.7128% | 0.6479% | 0.4182% | 98.22%
|  |  | OAKLAND C 1118CB | 0.020268 | 0 | 0.020268 | 0.0016195 | 0.022404 | 0.0073254 | 5.166% | 71.47% | 23.37% | 0%
|  |  | SAN LORENZO 0401CB | 0.021613 | 0 | 0.021613 | 0.0087004 | 0.020351 | 0.0066261 | 24.39% | 57.04% | 18.57% | 0%
|  |  | RIVERBANK 171338756 | 0.052911 | 0 | 0.052911 | 0.0067777 | 0.034793 | 0.029141 | 9.585% | 49.2% | 41.21% | 0%
|  |  | MT EDEN 1109MR237 | 0.012622 | 0 | 0.012622 | 0.0016693 | 0.011567 | 0.0075998 | 8.012% | 55.51% | 36.47% | 0%
|  |  | BOGUE 1105CB | 0.063973 | 0 | 0.063973 | 0.014805 | 0.053181 | 0.026592 | 15.65% | 56.23% | 28.12% | 0%
|  |  | CORCORAN 1117CB | 0.0019599 | 0 | 0.0019599 | 8.2128e-05 | 0.0013486 | 0.00081528 | 3.657% | 60.04% | 36.3% | 0%
|  |  | DALY CITY 1107CB | 0.031315 | 0 | 0.031315 | 0.0042706 | 0.038235 | 0.0091892 | 8.261% | 73.96% | 17.78% | 0%
|  |  | SF J 1108CB | 0.00038226 | 0 | 0.00038226 | 5.7542e-05 | 0.00040946 | 0.00016402 | 9.119% | 64.89% | 25.99% | 0%
|  |  | OAKLAND D 1110CR152 | 0.012357 | 0 | 0.012357 | 0.0024331 | 0.01246 | 0.0055066 | 11.93% | 61.08% | 26.99% | 0%
|  |  | EL PATIO 111860108 | 0.026816 | 0 | 0.026816 | 0.01137 | 0.023923 | 0.0089737 | 25.69% | 54.04% | 20.27% | 0%
|  |  | NAPA 1102710 | 0.047882 | 0 | 0.047882 | 0.020017 | 0.042458 | 0.014087 | 26.15% | 55.46% | 18.4% | 0%
|  |  | AVENA 1701CUS267772 | 0.000191 | 0 | 0.000191 | 8.6201e-06 | 0.00011745 | 9.0122e-05 | 3.987% | 54.33% | 41.69% | 0%
|  |  | BELLE HAVEN 11018990 | 0.0023644 | 0 | 0.0023644 | 0.00081733 | 0.0018955 | 0.00099562 | 22.04% | 51.11% | 26.85% | 0%
|  |  | OLD RIVER 110556702 | 0.018606 | 0 | 0.018606 | 0.00071363 | 0.011787 | 0.0088354 | 3.345% | 55.24% | 41.41% | 0%
|  |  | LOYOLA 1102LL86 | 0.034274 | 0 | 0.034274 | 0.013937 | 0.021909 | 0.0083806 | 31.51% | 49.54% | 18.95% | 0%
|  |  | SF M 0406CB | 0.018737 | 0 | 0.018737 | 0.004386 | 0.021517 | 0.0050276 | 14.18% | 69.57% | 16.25% | 0%
|  |  | MT EDEN 1107MR608 | 0.0070619 | 0 | 0.0070619 | 0.0013721 | 0.0070336 | 0.0032517 | 11.77% | 60.34% | 27.89% | 0%
|  |  | DIXON 1106CB | 0.016 | 0 | 0.016 | 0.0024451 | 0.011555 | 0.0061543 | 12.13% | 57.33% | 30.54% | 0%
|  |  | MISSION (X) 1116CB | 0.0020025 | 0 | 0.0020025 | 0.00023528 | 0.0025218 | 0.00054852 | 7.118% | 76.29% | 16.59% | 0%
|  |  | FREMONT 11041516 | 0.00019066 | 0 | 0.00019066 | 8.7296e-05 | 0.00016019 | 6.725e-05 | 27.74% | 50.9% | 21.37% | 0%
|  |  | HICKS 1114XR182 | 0.03251 | 0 | 0.03251 | 0.01355 | 0.028272 | 0.011743 | 25.3% | 52.78% | 21.92% | 0%
|  |  | DUNBAR 1101137736 | 0.053341 | 7.7874 | 7.8408 | 0.028099 | 0.03293 | 0.01052 | 0.2672% | 0.3131% | 0.1% | 99.32%
|  |  | DIXON LANDING 2103XR016 | 0.011862 | 0 | 0.011862 | 0.0014611 | 0.008872 | 0.0052831 | 9.356% | 56.81% | 33.83% | 0%
|  |  | STOREY 110838522 | 0.0017153 | 0 | 0.0017153 | 0.00023936 | 0.001098 | 0.00060421 | 12.33% | 56.55% | 31.12% | 0%
|  |  | SILVERADO 2103315138 | 0.013556 | 0.073266 | 0.086823 | 0.0054865 | 0.0082458 | 0.0035881 | 4.946% | 7.433% | 3.235% | 84.39%
|  |  | RIDGE 0402CB | 0.012441 | 0 | 0.012441 | 0.0078994 | 0.0071789 | 0.0014634 | 47.75% | 43.4% | 8.847% | 0%
|  |  | SAN JOSE A 111243227 | 0.0062892 | 0 | 0.0062892 | 0.0032975 | 0.0050365 | 0.0020479 | 31.76% | 48.51% | 19.73% | 0%
|  |  | MC CALL 110538010 | 0.046939 | 0 | 0.046939 | 0.0081877 | 0.04122 | 0.021574 | 11.53% | 58.07% | 30.39% | 0%
|  |  | ATWATER 110411880 | 0.0011432 | 0 | 0.0011432 | 0.00016876 | 0.001144 | 0.00057431 | 8.943% | 60.62% | 30.43% | 0%
|  |  | WEBER 111079480 | 0.0018094 | 0 | 0.0018094 | 0.00015123 | 0.0014974 | 0.00071184 | 6.407% | 63.44% | 30.16% | 0%
|  |  | WOLFE 1113CB | 0.068228 | 0 | 0.068228 | 0.027932 | 0.060154 | 0.024541 | 24.8% | 53.41% | 21.79% | 0%
|  |  | GLENWOOD 0404CB | 0.04223 | 0 | 0.04223 | 0.024743 | 0.025248 | 0.0069437 | 43.46% | 44.35% | 12.2% | 0%
|  |  | CLOVERDALE 1102CB | 0.019664 | 0.49233 | 0.51199 | 0.0041081 | 0.012923 | 0.0048753 | 0.7202% | 2.266% | 0.8547% | 96.16%
|  |  | SALINAS 110368200 | 0.031849 | 0 | 0.031849 | 0.0060786 | 0.032771 | 0.013725 | 11.56% | 62.33% | 26.11% | 0%
|  |  | SWIFT 2110XR092 | 0.016098 | 0 | 0.016098 | 0.0033228 | 0.014512 | 0.0085742 | 12.58% | 54.95% | 32.47% | 0%
|  |  | BELLE HAVEN 0408CB | 0.026685 | 0 | 0.026685 | 0.015307 | 0.020984 | 0.005942 | 36.24% | 49.69% | 14.07% | 0%
|  |  | SALINAS 1107CB | 0.022987 | 0 | 0.022987 | 0.0025399 | 0.022837 | 0.012569 | 6.694% | 60.18% | 33.12% | 0%
|  |  | EVERGREEN 210213943 | 0.0024094 | 0 | 0.0024094 | 0.00076378 | 0.002122 | 0.0010916 | 19.2% | 53.35% | 27.45% | 0%
|  |  | BAY MEADOWS 11049072 | 0.016538 | 0 | 0.016538 | 0.0047803 | 0.015679 | 0.0066777 | 17.62% | 57.78% | 24.61% | 0%
|  |  | BAY MEADOWS 1103CB | 0.017222 | 0 | 0.017222 | 0.0046636 | 0.016817 | 0.0068537 | 16.46% | 59.35% | 24.19% | 0%
|  |  | MOUNTAIN VIEW 1102LM80 | 0.010396 | 0 | 0.010396 | 0.0040332 | 0.0089465 | 0.0041808 | 23.5% | 52.13% | 24.36% | 0%
|  |  | MADERA 110449760 | 0.042629 | 0 | 0.042629 | 0.0088161 | 0.040104 | 0.02087 | 12.63% | 57.46% | 29.9% | 0%
|  |  | LAKEWOOD 1104W528R | 0.00019009 | 0 | 0.00019009 | 8.2259e-05 | 0.00011104 | 5.5137e-05 | 33.11% | 44.7% | 22.19% | 0%
|  |  | WHISMAN 1105CB | 0.0077928 | 0 | 0.0077928 | 0.0015676 | 0.0065841 | 0.0047125 | 12.19% | 51.18% | 36.63% | 0%
|  |  | CORNING 110437508 | 0.0011334 | 0 | 0.0011334 | 0.00030758 | 0.00071094 | 0.0003891 | 21.85% | 50.51% | 27.64% | 0%
|  |  | OAKLAND J 1108CR276 | 0.032553 | 0 | 0.032553 | 0.0040829 | 0.032431 | 0.017224 | 7.598% | 60.35% | 32.05% | 0%
|  |  | SAN CARLOS 1103313472 | 0.0046025 | 0 | 0.0046025 | 0.0020788 | 0.0033132 | 0.0011221 | 31.91% | 50.86% | 17.23% | 0%
|  |  | COTTLE 17049160 | 0.011269 | 0 | 0.011269 | 0.003497 | 0.0087572 | 0.0063487 | 18.8% | 47.07% | 34.13% | 0%
|  |  | SF H 110839004 | 0.0064567 | 0 | 0.0064567 | 0.0013056 | 0.006907 | 0.0024458 | 12.25% | 64.8% | 22.95% | 0%
|  |  | EDES 1103CR112 | 0.016838 | 0 | 0.016838 | 0.0029678 | 0.015626 | 0.0092015 | 10.68% | 56.22% | 33.1% | 0%
|  |  | OAKLAND X 1102CR118 | 0.0075318 | 0 | 0.0075318 | 0.0017753 | 0.0072571 | 0.0034008 | 14.28% | 58.37% | 27.35% | 0%
|  |  | LOS ALTOS 110660028 | 0.020362 | 0 | 0.020362 | 0.0124 | 0.014843 | 0.0053395 | 38.06% | 45.56% | 16.39% | 0%
|  |  | LAMONT 11064094 | 0.075812 | 0 | 0.075812 | 0.012211 | 0.067411 | 0.028528 | 11.29% | 62.33% | 26.38% | 0%
|  |  | CABRILLO 1103CB | 0.057405 | 0 | 0.057405 | 0.0017572 | 0.016046 | 0.0055282 | 7.531% | 68.77% | 23.69% | 0%
|  |  | SOLEDAD 210246928 | 0.00018977 | 0 | 0.00018977 | 5.8684e-06 | 0.00016481 | 7.7471e-05 | 2.365% | 66.42% | 31.22% | 0%
|  |  | COLUSA 110167052 | 0.0068304 | 0 | 0.0068304 | 0.0015437 | 0.007349 | 0.0023826 | 13.69% | 65.18% | 21.13% | 0%
|  |  | SF E 0405CB | 0.010718 | 0 | 0.010718 | 0.0016929 | 0.012701 | 0.0032984 | 9.568% | 71.79% | 18.64% | 0%
|  |  | SAN CARLOS 11028932 | 0.00056882 | 0 | 0.00056882 | 0.00011442 | 0.0005615 | 0.00026305 | 12.19% | 59.8% | 28.01% | 0%
|  |  | WYANDOTTE 11101954 | 0.04758 | 0 | 0.04758 | 0.018221 | 0.029691 | 0.014425 | 29.23% | 47.63% | 23.14% | 0%
|  |  | RADUM 1101CB | 0.01092 | 0 | 0.01092 | 0.0026518 | 0.010011 | 0.0052811 | 14.78% | 55.79% | 29.43% | 0%
|  |  | SWIFT 2106XR058 | 0.016571 | 0 | 0.016571 | 0.0046562 | 0.015148 | 0.0075513 | 17.02% | 55.37% | 27.6% | 0%
|  |  | CASTRO VALLEY 1102CB | 0.049862 | 0 | 0.049862 | 0.021349 | 0.038136 | 0.014684 | 28.78% | 51.42% | 19.8% | 0%
|  |  | GREENBRAE 110182270 | 0.0054164 | 0 | 0.0054164 | 0.0019548 | 0.0050999 | 0.0015741 | 22.65% | 59.1% | 18.24% | 0%
|  |  | OAKLAND X 0401CB | 0.022845 | 0 | 0.022845 | 0.0048176 | 0.023266 | 0.0094908 | 12.82% | 61.92% | 25.26% | 0%
|  |  | PUEBLO 21033020 | 0.014085 | 0.14338 | 0.15747 | 0.0037211 | 0.010371 | 0.0048716 | 1.755% | 4.892% | 2.298% | 91.06%
|  |  | CANAL 1105872392 | 0.0071991 | 0 | 0.0071991 | 0.00080697 | 0.0073099 | 0.0037672 | 6.79% | 61.51% | 31.7% | 0%
|  |  | MC CALL 1104CB | 0.11195 | 0 | 0.11195 | 0.019676 | 0.089875 | 0.048803 | 12.43% | 56.76% | 30.82% | 0%
|  |  | SAN RAMON 2107MR287 | 0.017903 | 0.79569 | 0.81359 | 0.0045074 | 0.015415 | 0.0066295 | 0.3736% | 1.278% | 0.5494% | 97.8%
|  |  | LOS ALTOS 1105CB | 0.011365 | 0 | 0.011365 | 0.0052464 | 0.0093178 | 0.0041966 | 27.96% | 49.67% | 22.37% | 0%
|  |  | RICHMOND R 1126BR276 | 0.010242 | 0 | 0.010242 | 0.0024051 | 0.0084473 | 0.0045314 | 15.63% | 54.91% | 29.46% | 0%
|  |  | JARVIS 1108MR367 | 0.008333 | 0 | 0.008333 | 0.0017991 | 0.0080151 | 0.0039416 | 13.08% | 58.27% | 28.65% | 0%
|  |  | CORRAL 1103CB | 0.19873 | 0 | 0.19873 | 0.019225 | 0.05014 | 0.024312 | 20.52% | 53.52% | 25.95% | 0%
|  |  | NORTH TOWER 1108993638 | 0.054165 | 0 | 0.054165 | 0.014588 | 0.053171 | 0.018704 | 16.87% | 61.5% | 21.63% | 0%
|  |  | PANAMA 21014678 | 0.01448 | 0 | 0.01448 | 0.0014863 | 0.010674 | 0.0082139 | 7.295% | 52.39% | 40.31% | 0%
|  |  | SAN BRUNO 040139086 | 0.0090868 | 0 | 0.0090868 | 0.0015984 | 0.010652 | 0.00275 | 10.66% | 71.01% | 18.33% | 0%
|  |  | HARRIS 1108CB | 0.032239 | 0.9313 | 0.96354 | 0.019193 | 0.02381 | 0.0045095 | 1.352% | 1.677% | 0.3176% | 96.65%
|  |  | PACIFICA 1103398620 | 0.0027316 | 0 | 0.0027316 | 0.0015754 | 0.0024967 | 0.00043713 | 34.94% | 55.37% | 9.694% | 0%
|  |  | ARANA 0402CB | 0.018282 | 0 | 0.018282 | 0.0080827 | 0.014852 | 0.0049649 | 28.97% | 53.23% | 17.8% | 0%
|  |  | SARATOGA 110860088 | 0.036327 | 0 | 0.036327 | 0.016587 | 0.030576 | 0.012804 | 27.66% | 50.99% | 21.35% | 0%
|  |  | WYANDOTTE 110931758 | 0.031126 | 0 | 0.031126 | 0.0088699 | 0.020378 | 0.01268 | 21.16% | 48.6% | 30.24% | 0%
|  |  | RICHMOND R 1129CB | 0.031603 | 0 | 0.031603 | 0.0038373 | 0.032583 | 0.01542 | 7.402% | 62.85% | 29.75% | 0%
|  |  | DUMBARTON 1107MR448 | 0.0015765 | 0 | 0.0015765 | 0.000381 | 0.0015353 | 0.00068621 | 14.64% | 58.99% | 26.37% | 0%
|  |  | HUMBOLDT BAY 11024714 | 0.027993 | 0.88145 | 0.90945 | 0.011232 | 0.024714 | 0.0031575 | 0.8841% | 1.945% | 0.2485% | 96.92%
|  |  | 21ST AVENUE 0402CB | 0.011885 | 0 | 0.011885 | 0.0012797 | 0.015968 | 0.0023717 | 6.522% | 81.39% | 12.09% | 0%
|  |  | STAGG 110186148 | 0.064003 | 0 | 0.064003 | 0.025276 | 0.054566 | 0.022413 | 24.72% | 53.36% | 21.92% | 0%
|  |  | COALINGA NO 1 1106CB | 0.047825 | 0 | 0.047825 | 0.0063625 | 0.04323 | 0.024642 | 8.571% | 58.23% | 33.19% | 0%
|  |  | MISSION (X) 1102CB | 0.0028368 | 0 | 0.0028368 | 0.00018585 | 0.0037247 | 0.00077229 | 3.969% | 79.54% | 16.49% | 0%
|  |  | SF N 0405CB | 0.0069331 | 0 | 0.0069331 | 0.0010982 | 0.0092258 | 0.0011208 | 9.595% | 80.61% | 9.793% | 0%
|  |  | MOUNTAIN VIEW 1105CB | 0.025714 | 0 | 0.025714 | 0.013994 | 0.020797 | 0.007657 | 32.97% | 48.99% | 18.04% | 0%
|  |  | MONROE 2103408 | 0.0078123 | 0 | 0.0078123 | 0.0019099 | 0.0057441 | 0.0030386 | 17.86% | 53.72% | 28.42% | 0%
|  |  | SALINAS 1102512906 | 0.0051217 | 0 | 0.0051217 | 0.0010603 | 0.0038967 | 0.001845 | 15.59% | 57.29% | 27.12% | 0%
|  |  | SAN LEANDRO U 1102CB | 0.042085 | 0 | 0.042085 | 0.010108 | 0.038528 | 0.020837 | 14.55% | 55.46% | 29.99% | 0%
|  |  | EVERGREEN 2103XR072 | 0.04716 | 0 | 0.04716 | 0.013739 | 0.041713 | 0.021909 | 17.76% | 53.92% | 28.32% | 0%
|  |  | SARATOGA 1111XR128 | 0.023497 | 0 | 0.023497 | 0.010454 | 0.020441 | 0.007893 | 26.95% | 52.7% | 20.35% | 0%
|  |  | RICHMOND R 1125CB | 0.019131 | 0 | 0.019131 | 0.0019314 | 0.021024 | 0.0086242 | 6.116% | 66.57% | 27.31% | 0%
|  |  | BURLINGAME 04059054 | 0.011608 | 0 | 0.011608 | 0.00824 | 0.0089676 | 0.0016687 | 43.65% | 47.51% | 8.84% | 0%
|  |  | BUENA VISTA 1104CB | 0.026709 | 0 | 0.026709 | 0.0029093 | 0.023699 | 0.013851 | 7.191% | 58.58% | 34.23% | 0%
|  |  | LAKEWOOD 211094814 | 0.022668 | 0 | 0.022668 | 0.011327 | 0.014583 | 0.0056619 | 35.88% | 46.19% | 17.93% | 0%
|  |  | TASSAJARA 2106CB | 0.0095833 | 0 | 0.0095833 | 0.0022584 | 0.0066332 | 0.003538 | 18.17% | 53.37% | 28.46% | 0%
|  |  | SF N 0401CB | 0.018451 | 0 | 0.018451 | 0.0017019 | 0.025521 | 0.0032353 | 5.588% | 83.79% | 10.62% | 0%
|  |  | RENFRO 210256408 | 0.0026251 | 0 | 0.0026251 | 0.00057728 | 0.0018873 | 0.0015965 | 14.22% | 46.47% | 39.31% | 0%
|  |  | LIVERMORE 1102CB | 0.022228 | 0 | 0.022228 | 0.0050252 | 0.021353 | 0.010315 | 13.7% | 58.19% | 28.11% | 0%
|  |  | WOODLAND 111222542 | 0.012494 | 0 | 0.012494 | 0.0043387 | 0.0096754 | 0.0051188 | 22.68% | 50.57% | 26.75% | 0%
|  |  | LOGAN CREEK 2103CB | 0.016652 | 0 | 0.016652 | 0.0010522 | 0.013392 | 0.0069492 | 4.918% | 62.6% | 32.48% | 0%
|  |  | MENLO 11038914 | 0.0062998 | 0 | 0.0062998 | 0.0033429 | 0.0045013 | 0.0021903 | 33.31% | 44.86% | 21.83% | 0%
|  |  | ALMADEN 1102815266 | 0.054092 | 0 | 0.054092 | 0.025324 | 0.046228 | 0.017741 | 28.36% | 51.77% | 19.87% | 0%
|  |  | MOUNTAIN VIEW 1106LM82 | 0.021566 | 0 | 0.021566 | 0.010843 | 0.017012 | 0.0056629 | 32.35% | 50.76% | 16.9% | 0%
|  |  | REEDLEY 111053586 | 0.062242 | 0 | 0.062242 | 0.012759 | 0.051407 | 0.029356 | 13.64% | 54.97% | 31.39% | 0%
|  |  | MISSION (X) 111384198 | 0.003733 | 0 | 0.003733 | 0.00084396 | 0.0039466 | 0.00083791 | 14.99% | 70.12% | 14.89% | 0%
|  |  | MADERA 1104CB | 0.033863 | 0 | 0.033863 | 0.0052496 | 0.028108 | 0.014771 | 10.91% | 58.4% | 30.69% | 0%
|  |  | SAN MATEO 210170256 | 0.011952 | 0 | 0.011952 | 0.0035651 | 0.0099118 | 0.0036055 | 20.87% | 58.02% | 21.11% | 0%
|  |  | CASTRO VALLEY 1108MR581 | 0.0055288 | 0 | 0.0055288 | 0.0023088 | 0.0052623 | 0.0015556 | 25.3% | 57.66% | 17.04% | 0%
|  |  | ALHAMBRA 1101CB | 0.061257 | 0 | 0.061257 | 0.023015 | 0.041903 | 0.014551 | 28.96% | 52.73% | 18.31% | 0%
|  |  | ROCKLIN 1103CB | 0.031026 | 0 | 0.031026 | 0.011698 | 0.020864 | 0.015464 | 24.36% | 43.44% | 32.2% | 0%
|  |  | VACAVILLE 110996966 | 0.0011305 | 0 | 0.0011305 | 0.0002233 | 0.0010516 | 0.00059136 | 11.96% | 56.35% | 31.69% | 0%
|  |  | EAST STOCKTON 110290582 | 0.0021351 | 0 | 0.0021351 | 0.0003804 | 0.001825 | 0.0013192 | 10.79% | 51.78% | 37.43% | 0%
|  |  | FREMONT 1110MR130 | 0.010999 | 0 | 0.010999 | 0.0019525 | 0.0090041 | 0.005396 | 11.94% | 55.06% | 33% | 0%
|  |  | RIPON 17036178 | 0.013953 | 0 | 0.013953 | 0.0029451 | 0.010093 | 0.0094376 | 13.1% | 44.91% | 41.99% | 0%
|  |  | EAST GRAND 1104CB | 0.047333 | 0 | 0.047333 | 0.0066614 | 0.050809 | 0.015593 | 9.117% | 69.54% | 21.34% | 0%
|  |  | EAST GRAND 1109CB | 0.015605 | 0 | 0.015605 | 0.002178 | 0.015823 | 0.0055676 | 9.241% | 67.14% | 23.62% | 0%
|  |  | TEVIS 21014690 | 0.023555 | 0 | 0.023555 | 0.0011359 | 0.015154 | 0.010925 | 4.174% | 55.68% | 40.14% | 0%
|  |  | LAMONT 1102CB | 0.047866 | 0 | 0.047866 | 0.001927 | 0.03322 | 0.019187 | 3.547% | 61.14% | 35.31% | 0%
|  |  | CHOWCHILLA 1105CB | 0.011484 | 0 | 0.011484 | 0.00089261 | 0.0099449 | 0.0056186 | 5.424% | 60.43% | 34.14% | 0%
|  |  | BELLE HAVEN 0405CB | 0.046071 | 0 | 0.046071 | 0.028114 | 0.027848 | 0.0081885 | 43.83% | 43.41% | 12.76% | 0%
|  |  | OAKLAND D 1110CR160 | 0.0065883 | 0 | 0.0065883 | 0.0015303 | 0.0064871 | 0.0028583 | 14.07% | 59.65% | 26.28% | 0%
|  |  | SF H 110553680 | 0.0026344 | 0 | 0.0026344 | 0.00021814 | 0.0033062 | 0.00082442 | 5.016% | 76.03% | 18.96% | 0%
|  |  | NORTH TOWER 11024153 | 0.02307 | 0 | 0.02307 | 0.0072539 | 0.020875 | 0.0075771 | 20.32% | 58.46% | 21.22% | 0%
|  |  | RICHMOND R 1127BR176 | 0.0055477 | 0 | 0.0055477 | 0.00087537 | 0.0058361 | 0.0024465 | 9.559% | 63.73% | 26.71% | 0%
|  |  | PAUL SWEET 2103458558 | 0.013582 | 0 | 0.013582 | 0.0040496 | 0.01155 | 0.0050088 | 19.65% | 56.05% | 24.3% | 0%
|  |  | SONOMA 110749132 | 0.017741 | 0 | 0.017741 | 0.0064511 | 0.014311 | 0.0048478 | 25.19% | 55.88% | 18.93% | 0%
|  |  | LAMMERS 1101CB | 0.026397 | 0 | 0.026397 | 0.001049 | 0.022128 | 0.011214 | 3.05% | 64.34% | 32.61% | 0%
|  |  | DALY CITY 1109CB | 0.021498 | 0 | 0.021498 | 0.0027244 | 0.026173 | 0.0065904 | 7.677% | 73.75% | 18.57% | 0%
|  |  | SALINAS 110122052 | 0.026441 | 0 | 0.026441 | 0.0046134 | 0.028279 | 0.010756 | 10.57% | 64.79% | 24.64% | 0%
|  |  | JARVIS 1105CB | 0.0082421 | 0 | 0.0082421 | 0.0020712 | 0.0072857 | 0.0041675 | 15.31% | 53.87% | 30.81% | 0%
|  |  | SANTA ROSA A 1101CB | 0.0037591 | 0 | 0.0037591 | 0.0016254 | 0.0030519 | 0.001528 | 26.19% | 49.18% | 24.62% | 0%
|  |  | RENFRO 21014863 | 0.002443 | 0 | 0.002443 | 0.00026346 | 0.0020214 | 0.001748 | 6.533% | 50.12% | 43.34% | 0%
|  |  | FRANKLIN 1104CB | 0.030891 | 0 | 0.030891 | 0.0065004 | 0.028508 | 0.010381 | 14.32% | 62.81% | 22.87% | 0%
|  |  | SAN JOSE A 1110XR426 | 0.014969 | 0 | 0.014969 | 0.0064113 | 0.012963 | 0.0053361 | 25.95% | 52.46% | 21.59% | 0%
|  |  | HIGHLANDS 110476156 | 0.0061349 | 0.16859 | 0.17473 | 0.002681 | 0.0037167 | 0.0017096 | 1.161% | 1.61% | 0.7404% | 96.49%
|  |  | STELLING 1111LM40 | 0.052821 | 0 | 0.052821 | 0.024577 | 0.036105 | 0.011736 | 33.94% | 49.86% | 16.21% | 0%
|  |  | MAGUNDEN 11054439 | 0.013923 | 0 | 0.013923 | 0.00172 | 0.010767 | 0.0060923 | 9.258% | 57.95% | 32.79% | 0%
|  |  | PLUMAS 2107CB | 0.019137 | 0 | 0.019137 | 0.0020961 | 0.013042 | 0.0076624 | 9.193% | 57.2% | 33.61% | 0%
|  |  | WHISMAN 110860014 | 0.0037555 | 0 | 0.0037555 | 0.001555 | 0.0029209 | 0.0017235 | 25.08% | 47.12% | 27.8% | 0%
|  |  | RENFRO 21012252 | 0.014623 | 0 | 0.014623 | 0.00091877 | 0.0086996 | 0.0074928 | 5.369% | 50.84% | 43.79% | 0%
|  |  | WINDSOR 1102382 | 0.014714 | 0 | 0.014714 | 0.0052008 | 0.011821 | 0.006695 | 21.93% | 49.84% | 28.23% | 0%
|  |  | JANES CREEK 1102CB | 0.038977 | 1.5649 | 1.6039 | 0.016569 | 0.028339 | 0.0081452 | 0.759% | 1.298% | 0.3731% | 97.57%
|  |  | BERKELEY F 0403CB | 0.011625 | 0 | 0.011625 | 0.0040853 | 0.011307 | 0.0035055 | 21.62% | 59.83% | 18.55% | 0%
|  |  | PUEBLO 110447912 | 0.026973 | 0.13078 | 0.15775 | 0.012149 | 0.01691 | 0.0061151 | 5.906% | 8.22% | 2.973% | 82.9%
|  |  | FREMONT 1112CB | 0.0016889 | 0 | 0.0016889 | 0.00044024 | 0.0014211 | 0.00092662 | 15.79% | 50.97% | 33.24% | 0%
|  |  | WILLIAMS 110275412 | 0.0018709 | 0 | 0.0018709 | 0.00032987 | 0.0017611 | 0.00086208 | 11.17% | 59.64% | 29.19% | 0%
|  |  | SALINAS 110245272 | 0.043592 | 0 | 0.043592 | 0.0060689 | 0.046619 | 0.019272 | 8.434% | 64.78% | 26.78% | 0%
|  |  | LARKIN (Y) 11383527 | 0.0030328 | 0 | 0.0030328 | 0.00083154 | 0.0036488 | 0.00052603 | 16.61% | 72.88% | 10.51% | 0%
|  |  | GUERNSEY 1108CB | 0.005028 | 0 | 0.005028 | 0.00020549 | 0.003224 | 0.002287 | 3.595% | 56.4% | 40.01% | 0%
|  |  | OAKLAND J 1105CB | 0.040962 | 0 | 0.040962 | 0.007932 | 0.04191 | 0.017354 | 11.8% | 62.37% | 25.83% | 0%
|  |  | HIGGINS 1110861610 | 0.019483 | 0.36743 | 0.38692 | 0.010174 | 0.010255 | 0.0050976 | 2.007% | 2.023% | 1.006% | 94.96%
|  |  | SAN CARLOS 1104636064 | 0.0018124 | 0 | 0.0018124 | 0.00070898 | 0.0016605 | 0.00062239 | 23.7% | 55.5% | 20.8% | 0%
|  |  | MC CALL 110341168 | 0.00018746 | 0 | 0.00018746 | 2.1597e-05 | 0.00016818 | 0.00011967 | 6.979% | 54.35% | 38.67% | 0%
|  |  | FAIRWAY 1107M124 | 0.0080676 | 0 | 0.0080676 | 0.00046324 | 0.0082371 | 0.0029868 | 3.964% | 70.48% | 25.56% | 0%
|  |  | LAMONT 110316321 | 0.005061 | 0 | 0.005061 | 0.0007491 | 0.0055652 | 0.0020401 | 8.966% | 66.61% | 24.42% | 0%
|  |  | JESSUP 110269928 | 0.016332 | 0 | 0.016332 | 0.0056412 | 0.010859 | 0.0049734 | 26.27% | 50.57% | 23.16% | 0%
|  |  | SANTA MARIA 1105CB | 0.036983 | 0 | 0.036983 | 0.0031849 | 0.035851 | 0.013798 | 6.028% | 67.86% | 26.12% | 0%
|  |  | LARKIN (Y) 1119645148 | 0.0052468 | 0 | 0.0052468 | 0.00056195 | 0.0065634 | 0.0015359 | 6.488% | 75.78% | 17.73% | 0%
|  |  | GRAND ISLAND 2223CB | 0.036038 | 0 | 0.036038 | 0.0039649 | 0.030399 | 0.0071007 | 9.562% | 73.31% | 17.12% | 0%
|  |  | COALINGA NO 1 11089714F | 0.0060257 | 0 | 0.0060257 | 0.00054114 | 0.0046639 | 0.0041221 | 5.802% | 50% | 44.19% | 0%
|  |  | KIRKER 210849190 | 0.012334 | 0 | 0.012334 | 0.0019286 | 0.012967 | 0.0049121 | 9.737% | 65.46% | 24.8% | 0%
|  |  | PETALUMA A 0411CB | 0.017762 | 0 | 0.017762 | 0.0072656 | 0.016084 | 0.0049002 | 25.72% | 56.94% | 17.35% | 0%
|  |  | EUREKA E 1105CB | 0.033496 | 1.9609 | 1.9944 | 0.0068174 | 0.040295 | 0.0077675 | 0.2086% | 1.233% | 0.2377% | 98.32%
|  |  | WYANDOTTE 1110CB | 0.020638 | 0 | 0.020638 | 0.0065202 | 0.012914 | 0.0075401 | 24.17% | 47.87% | 27.95% | 0%
|  |  | SAN LEANDRO U 1102MR594 | 0.02266 | 0 | 0.02266 | 0.0051475 | 0.021396 | 0.010863 | 13.76% | 57.2% | 29.04% | 0%
|  |  | SARATOGA 11108645 | 0.0093667 | 0 | 0.0093667 | 0.0038325 | 0.0082195 | 0.0034102 | 24.79% | 53.16% | 22.05% | 0%
|  |  | MALAGA 110455326 | 0.01999 | 0 | 0.01999 | 0.0087183 | 0.015324 | 0.0070557 | 28.03% | 49.28% | 22.69% | 0%
|  |  | NEWARK 12KV 1106CB | 0.029386 | 0 | 0.029386 | 0.0063661 | 0.029263 | 0.012881 | 13.12% | 60.32% | 26.55% | 0%
|  |  | MILPITAS 2110XR024 | 0.013482 | 0 | 0.013482 | 0.0042304 | 0.012468 | 0.0055577 | 19.01% | 56.02% | 24.97% | 0%
|  |  | GUERNSEY 1105CB | 0.0050184 | 0 | 0.0050184 | 0.00020664 | 0.0032002 | 0.0023003 | 3.621% | 56.07% | 40.31% | 0%
|  |  | BAY MEADOWS 110448036 | 0.017525 | 0 | 0.017525 | 0.0037505 | 0.015821 | 0.0068347 | 14.2% | 59.91% | 25.88% | 0%
|  |  | MOLINO 1104CB | 0.02766 | 0 | 0.02766 | 0.014075 | 0.01667 | 0.0059397 | 38.37% | 45.44% | 16.19% | 0%
|  |  | HOLLISTER 2104CB | 0.034959 | 0 | 0.034959 | 0.0034235 | 0.028041 | 0.017035 | 7.059% | 57.82% | 35.12% | 0%
|  |  | CASTROVILLE 210395522 | 0.021393 | 0 | 0.021393 | 0.0020404 | 0.022383 | 0.0061386 | 6.676% | 73.24% | 20.09% | 0%
|  |  | LOS OSITOS 210187960 | 0.02891 | 0 | 0.02891 | 0.0011253 | 0.027041 | 0.011089 | 2.867% | 68.88% | 28.25% | 0%
|  |  | ROCKLIN 1101CB | 0.032702 | 0 | 0.032702 | 0.012006 | 0.020764 | 0.011309 | 27.24% | 47.11% | 25.66% | 0%
|  |  | LAWRENCE 1111CB | 0.018453 | 0 | 0.018453 | 0.0052799 | 0.01745 | 0.0077322 | 17.33% | 57.28% | 25.38% | 0%
|  |  | OAKLAND D 1110CR154 | 0.0056727 | 0 | 0.0056727 | 0.0018683 | 0.0053353 | 0.0021606 | 19.95% | 56.98% | 23.07% | 0%
|  |  | ATWATER 110710520 | 0.008869 | 0 | 0.008869 | 0.0017388 | 0.0087396 | 0.003886 | 12.1% | 60.84% | 27.05% | 0%
|  |  | FIGARDEN 2110R9530 | 0.026298 | 0 | 0.026298 | 0.0032462 | 0.019611 | 0.013268 | 8.986% | 54.29% | 36.73% | 0%
|  |  | OAKLAND K 1103CB | 0.030122 | 0 | 0.030122 | 0.011359 | 0.024733 | 0.0095202 | 24.9% | 54.22% | 20.87% | 0%
|  |  | SWIFT 2106XR088 | 0.025162 | 0 | 0.025162 | 0.0083141 | 0.022827 | 0.010395 | 20.02% | 54.96% | 25.03% | 0%
|  |  | ATWATER 1106269952 | 0.022018 | 0 | 0.022018 | 0.0030318 | 0.018345 | 0.0098456 | 9.71% | 58.76% | 31.53% | 0%
|  |  | SARATOGA 1114CB | 0.039309 | 0 | 0.039309 | 0.017896 | 0.031528 | 0.011966 | 29.15% | 51.36% | 19.49% | 0%
|  |  | VASONA 110160084 | 0.0082205 | 0 | 0.0082205 | 0.0035829 | 0.0071106 | 0.0028766 | 26.4% | 52.4% | 21.2% | 0%
|  |  | SF H 111084104 | 0.038746 | 0 | 0.038746 | 0.014693 | 0.031467 | 0.0071847 | 27.54% | 58.99% | 13.47% | 0%
|  |  | TULARE LAKE 1104748282 | 0.00056037 | 0 | 0.00056037 | 2.8853e-05 | 0.0004998 | 0.00020409 | 3.938% | 68.21% | 27.85% | 0%
|  |  | WOODLAND 110922332 | 0.0029885 | 0 | 0.0029885 | 0.00056812 | 0.0029004 | 0.0014649 | 11.52% | 58.79% | 29.69% | 0%
|  |  | MORAGA 1105E512R | 0.00037348 | 0 | 0.00037348 | 0.00011877 | 0.00034271 | 0.00015505 | 19.26% | 55.59% | 25.15% | 0%
|  |  | REDWOOD CITY 0406913566 | 0.040071 | 0 | 0.040071 | 0.020914 | 0.029025 | 0.0090853 | 35.43% | 49.18% | 15.39% | 0%
|  |  | SARATOGA 1109LC44 | 0.053587 | 0 | 0.053587 | 0.024844 | 0.044711 | 0.018905 | 28.08% | 50.54% | 21.37% | 0%
|  |  | SAN BRUNO 0401CB | 0.0074796 | 0 | 0.0074796 | 0.0014815 | 0.0087258 | 0.001797 | 12.34% | 72.69% | 14.97% | 0%
|  |  | SAN RAFAEL 1102940 | 0.0085911 | 0 | 0.0085911 | 0.0021144 | 0.0087836 | 0.0028145 | 15.42% | 64.06% | 20.52% | 0%
|  |  | SONOMA 1106376 | 0.021772 | 0 | 0.021772 | 0.0079288 | 0.01811 | 0.0059043 | 24.82% | 56.69% | 18.48% | 0%
|  |  | HALF MOON BAY 1101903182 | 0.006435 | 0 | 0.006435 | 0.003578 | 0.0040224 | 0.00070892 | 43.06% | 48.41% | 8.532% | 0%
|  |  | OLD RIVER 1105CB | 0.0062596 | 0 | 0.0062596 | 0.00017607 | 0.0040597 | 0.00307 | 2.41% | 55.57% | 42.02% | 0%
|  |  | MERCED 210190340 | 0.0016166 | 0 | 0.0016166 | 0.00026065 | 0.0013275 | 0.0010806 | 9.767% | 49.74% | 40.49% | 0%
|  |  | GLENWOOD 11013855 | 0.0016166 | 0 | 0.0016166 | 0.0010474 | 0.0012121 | 0.00040901 | 39.25% | 45.42% | 15.33% | 0%
|  |  | SAN LEANDRO U 1116MR212 | 0.0031709 | 0 | 0.0031709 | 0.00042924 | 0.0030379 | 0.0017673 | 8.2% | 58.04% | 33.76% | 0%
|  |  | SF K 0411CB | 0.011452 | 0 | 0.011452 | 0.0011902 | 0.016298 | 0.0014161 | 6.296% | 86.21% | 7.491% | 0%
|  |  | EL CERRITO G 1111CB | 0.035897 | 0 | 0.035897 | 0.0069394 | 0.035922 | 0.015993 | 11.79% | 61.04% | 27.17% | 0%
|  |  | MERCED 21014710 | 0.0836 | 0 | 0.0836 | 0.027558 | 0.055956 | 0.031592 | 23.94% | 48.61% | 27.45% | 0%
|  |  | FRUITVALE 1103CB | 0.039817 | 0 | 0.039817 | 0.008533 | 0.034671 | 0.020018 | 13.5% | 54.84% | 31.66% | 0%
|  |  | DEL MONTE 110138576 | 0.0097873 | 0 | 0.0097873 | 0.0011942 | 0.012174 | 0.0027888 | 7.392% | 75.35% | 17.26% | 0%
|  |  | BELLE HAVEN 11058964 | 0.0096273 | 0 | 0.0096273 | 0.0045895 | 0.0078382 | 0.0034647 | 28.88% | 49.32% | 21.8% | 0%
|  |  | LAWRENCE 111233105 | 0.0016148 | 0 | 0.0016148 | 0.00045593 | 0.001527 | 0.00068278 | 17.1% | 57.28% | 25.61% | 0%
|  |  | CONCORD NO 1 0402CB | 0.020805 | 0 | 0.020805 | 0.0087814 | 0.019505 | 0.0060577 | 25.57% | 56.79% | 17.64% | 0%
|  |  | MISSION (X) 111639048 | 0.0020494 | 0 | 0.0020494 | 0.00028103 | 0.0026005 | 0.00050158 | 8.307% | 76.87% | 14.83% | 0%
|  |  | BELLE HAVEN 1107CB | 0.0096054 | 0 | 0.0096054 | 0.0043963 | 0.0080133 | 0.0034466 | 27.73% | 50.54% | 21.74% | 0%
|  |  | 8TH AVENUE 0401CB | 0.021421 | 0 | 0.021421 | 0.0042796 | 0.02227 | 0.0088112 | 12.1% | 62.98% | 24.92% | 0%
|  |  | PUEBLO 110459106 | 0.0035347 | 0.014968 | 0.018503 | 0.0016835 | 0.0023287 | 0.00085189 | 6.612% | 9.146% | 3.346% | 80.9%
|  |  | SPENCE 1103CB | 0.044243 | 0 | 0.044243 | 0.0030901 | 0.038494 | 0.016211 | 5.347% | 66.6% | 28.05% | 0%
|  |  | MILLBRAE 110482544 | 0.013735 | 0 | 0.013735 | 0.0033797 | 0.01314 | 0.0033813 | 16.98% | 66.03% | 16.99% | 0%
|  |  | MERCED 1114CB | 0.0066159 | 0 | 0.0066159 | 0.0004921 | 0.0068231 | 0.0025518 | 4.987% | 69.15% | 25.86% | 0%
|  |  | EAST MARYSVILLE 1108CB | 0.061557 | 0 | 0.061557 | 0.010329 | 0.045057 | 0.018067 | 14.06% | 61.34% | 24.6% | 0%
|  |  | SANTA MARIA 1111CB | 0.091064 | 0 | 0.091064 | 0.0082741 | 0.093013 | 0.035896 | 6.031% | 67.8% | 26.17% | 0%
|  |  | CLAYTON 110371340 | 0.015999 | 0 | 0.015999 | 0.0056584 | 0.014102 | 0.005693 | 22.23% | 55.4% | 22.37% | 0%
|  |  | 7TH STANDARD 210348188 | 0.01672 | 0 | 0.01672 | 0.0014753 | 0.011074 | 0.0081075 | 7.142% | 53.61% | 39.25% | 0%
|  |  | GOOSE LAKE 1103414584 | 0.00018609 | 0 | 0.00018609 | 6.5448e-06 | 0.00014268 | 6.1413e-05 | 3.107% | 67.74% | 29.16% | 0%
|  |  | SANTA ROSA A 1111526 | 0.0035876 | 0 | 0.0035876 | 0.001456 | 0.0027793 | 0.0014062 | 25.81% | 49.26% | 24.93% | 0%
|  |  | STELLING 1108LV06 | 0.03675 | 0 | 0.03675 | 0.017993 | 0.024358 | 0.008212 | 35.58% | 48.17% | 16.24% | 0%
|  |  | NEWHALL 1109658906 | 0.0037204 | 0 | 0.0037204 | 9.9502e-05 | 0.0027224 | 0.0013892 | 2.363% | 64.65% | 32.99% | 0%
|  |  | OAKLAND X 1115CR296 | 0.014 | 0 | 0.014 | 0.0049306 | 0.012592 | 0.0050343 | 21.86% | 55.82% | 22.32% | 0%
|  |  | POINT PINOLE 1102502690 | 0.014349 | 0 | 0.014349 | 0.0035075 | 0.014094 | 0.0054597 | 15.21% | 61.12% | 23.67% | 0%
|  |  | EUREKA E 1104CB | 0.0721 | 2.2279 | 2.3 | 0.031759 | 0.067095 | 0.012573 | 0.8935% | 1.888% | 0.3537% | 96.87%
|  |  | LOYOLA 1102LL62 | 0.01844 | 0 | 0.01844 | 0.0094004 | 0.010721 | 0.0035102 | 39.78% | 45.37% | 14.85% | 0%
|  |  | CORCORAN 1101CB | 0.0017207 | 0 | 0.0017207 | 7.3919e-05 | 0.0012143 | 0.00068642 | 3.743% | 61.49% | 34.76% | 0%
|  |  | SF G 0410CB | 0.0027578 | 0 | 0.0027578 | 0.00025846 | 0.0036297 | 0.00066439 | 5.677% | 79.73% | 14.59% | 0%
|  |  | SF J 0402CB | 0.0062885 | 0 | 0.0062885 | 0.00044514 | 0.0084536 | 0.0014821 | 4.288% | 81.43% | 14.28% | 0%
|  |  | MONROE 1105602 | 0.0061505 | 0 | 0.0061505 | 0.0020003 | 0.0045662 | 0.0024743 | 22.13% | 50.51% | 27.37% | 0%
|  |  | WEST FRESNO 111179367 | 0.036915 | 0 | 0.036915 | 0.0071409 | 0.028913 | 0.015275 | 13.91% | 56.33% | 29.76% | 0%
|  |  | SWIFT 2111XR316 | 0.009663 | 0 | 0.009663 | 0.0025103 | 0.008671 | 0.0047701 | 15.74% | 54.36% | 29.9% | 0%
|  |  | FIGARDEN 2107R1150 | 0.030552 | 0 | 0.030552 | 0.0057801 | 0.018236 | 0.014107 | 15.16% | 47.83% | 37% | 0%
|  |  | WEST FRESNO 1112749610 | 0.032198 | 0 | 0.032198 | 0.0038408 | 0.024826 | 0.013576 | 9.092% | 58.77% | 32.14% | 0%
|  |  | DUMBARTON 1102CB | 0.0018566 | 0 | 0.0018566 | 0.0003241 | 0.0016922 | 0.0010485 | 10.57% | 55.21% | 34.21% | 0%
|  |  | PLUMAS 1102CB | 0.036806 | 0 | 0.036806 | 0.0046412 | 0.025537 | 0.01233 | 10.92% | 60.08% | 29.01% | 0%
|  |  | GATES 1107CB | 0.0072986 | 0 | 0.0072986 | 0.00023637 | 0.0054197 | 0.0027944 | 2.797% | 64.14% | 33.07% | 0%
|  |  | SANGER 110485476 | 0.0081894 | 0 | 0.0081894 | 0.0013263 | 0.0053071 | 0.0041313 | 12.32% | 49.3% | 38.38% | 0%
|  |  | WILLOW PASS 1102CB | 0.038116 | 0 | 0.038116 | 0.0071646 | 0.037605 | 0.013478 | 12.3% | 64.56% | 23.14% | 0%
|  |  | RIO BRAVO 1102422657 | 0.021655 | 0 | 0.021655 | 0.0049031 | 0.021672 | 0.0086619 | 13.91% | 61.5% | 24.58% | 0%
|  |  | OAKLAND D 1112CR340 | 0.027956 | 0 | 0.027956 | 0.0086314 | 0.025673 | 0.011605 | 18.8% | 55.92% | 25.28% | 0%
|  |  | SAN JOSE B 1112XR304 | 0.02478 | 0 | 0.02478 | 0.0075638 | 0.02286 | 0.010483 | 18.49% | 55.88% | 25.63% | 0%
|  |  | WESTLEY 1102CB | 0.0007414 | 0 | 0.0007414 | 2.6715e-05 | 0.00052557 | 0.00028692 | 3.183% | 62.63% | 34.19% | 0%
|  |  | PAUL SWEET 210875588 | 0.024721 | 0 | 0.024721 | 0.0092047 | 0.022108 | 0.0083925 | 23.18% | 55.68% | 21.14% | 0%
|  |  | OAKLAND D 1106CR396 | 0.0081551 | 0 | 0.0081551 | 0.0011792 | 0.0093597 | 0.0029233 | 8.759% | 69.53% | 21.71% | 0%
|  |  | BUELLTON 1101CB | 0.024536 | 0 | 0.024536 | 0.0040638 | 0.021815 | 0.0079649 | 12.01% | 64.46% | 23.53% | 0%
|  |  | FREMONT 1104MR707 | 0.00074091 | 0 | 0.00074091 | 0.00015169 | 0.00077419 | 0.00029719 | 12.4% | 63.3% | 24.3% | 0%
|  |  | CHARCA 1106CB | 0.016344 | 0 | 0.016344 | 0.0017517 | 0.013504 | 0.0085397 | 7.361% | 56.75% | 35.89% | 0%
|  |  | FAIRHAVEN 1103CB | 0.031172 | 0.12017 | 0.15134 | 0.0050622 | 0.026262 | 0.0096374 | 2.546% | 13.21% | 4.846% | 79.4%
|  |  | FREMONT 1110CB | 0.025604 | 0 | 0.025604 | 0.0076962 | 0.023015 | 0.011555 | 18.21% | 54.45% | 27.34% | 0%
|  |  | ALMADEN 1110XR408 | 0.039547 | 0 | 0.039547 | 0.017627 | 0.034765 | 0.012891 | 27% | 53.25% | 19.75% | 0%
|  |  | SAN LEANDRO U 1105MR803 | 0.018362 | 0 | 0.018362 | 0.0032491 | 0.018056 | 0.0089254 | 10.75% | 59.73% | 29.52% | 0%
|  |  | CASTRO VALLEY 1105MR585 | 0.013848 | 0 | 0.013848 | 0.0041881 | 0.013174 | 0.0054976 | 18.32% | 57.63% | 24.05% | 0%
|  |  | ORO LOMA 1108CB | 0.0018505 | 0 | 0.0018505 | 6.1755e-05 | 0.0014065 | 0.00062629 | 2.948% | 67.15% | 29.9% | 0%
|  |  | DIXON 110512382 | 0.012582 | 0 | 0.012582 | 0.0040349 | 0.011066 | 0.0056696 | 19.43% | 53.28% | 27.3% | 0%
|  |  | MC KEE 1106CB | 0.031394 | 0 | 0.031394 | 0.0081579 | 0.02894 | 0.014725 | 15.74% | 55.84% | 28.41% | 0%
|  |  | MERCED 210190270 | 0.0065392 | 0 | 0.0065392 | 0.0009057 | 0.00444 | 0.0026873 | 11.27% | 55.27% | 33.45% | 0%
|  |  | SAN CARLOS 11039148 | 0.021961 | 0 | 0.021961 | 0.011559 | 0.016147 | 0.0055929 | 34.71% | 48.49% | 16.8% | 0%
|  |  | HICKS 2105XR516 | 0.011306 | 0 | 0.011306 | 0.0052472 | 0.0091441 | 0.0040345 | 28.48% | 49.63% | 21.9% | 0%
|  |  | MISSION (X) 11083555 | 0.0062397 | 0 | 0.0062397 | 0.0010845 | 0.0082396 | 0.00097623 | 10.53% | 79.99% | 9.478% | 0%
|  |  | MILPITAS 1109XR370 | 0.026882 | 0 | 0.026882 | 0.010086 | 0.024271 | 0.010018 | 22.73% | 54.7% | 22.57% | 0%
|  |  | HICKS 110913234 | 0.040998 | 0 | 0.040998 | 0.017539 | 0.035065 | 0.015075 | 25.91% | 51.81% | 22.27% | 0%
|  |  | BABEL 0401CB | 0.019513 | 0 | 0.019513 | 0.0088479 | 0.016989 | 0.004846 | 28.84% | 55.37% | 15.79% | 0%
|  |  | DOLAN ROAD 11013012 | 0.1005 | 0 | 0.1005 | 0.025909 | 0.044325 | 0.013343 | 31% | 53.04% | 15.96% | 0%
|  |  | DIXON LANDING 2109MR119 | 0.035093 | 0 | 0.035093 | 0.011288 | 0.031944 | 0.013393 | 19.94% | 56.41% | 23.65% | 0%
|  |  | TAFT 110136578 | 0.034747 | 0 | 0.034747 | 0.0049575 | 0.032522 | 0.013641 | 9.698% | 63.62% | 26.68% | 0%
|  |  | NEW HOPE 110257150 | 0.016525 | 0 | 0.016525 | 0.0048359 | 0.010298 | 0.0046297 | 24.47% | 52.11% | 23.43% | 0%
|  |  | MC KEE 1105XR272 | 0.017183 | 0 | 0.017183 | 0.0044734 | 0.016693 | 0.0071988 | 15.77% | 58.85% | 25.38% | 0%
|  |  | REEDLEY 110181110 | 0.023087 | 0 | 0.023087 | 0.0066819 | 0.020283 | 0.010868 | 17.66% | 53.61% | 28.73% | 0%
|  |  | WASCO 1102CB | 0.03693 | 0 | 0.03693 | 0.0085615 | 0.035935 | 0.015773 | 14.21% | 59.62% | 26.17% | 0%
|  |  | SF N 1102405616 | 0.011022 | 0 | 0.011022 | 0.0015701 | 0.014633 | 0.0019915 | 8.63% | 80.42% | 10.95% | 0%
|  |  | CASTRO VALLEY 1102MR359 | 0.043292 | 0 | 0.043292 | 0.018412 | 0.03057 | 0.011071 | 30.66% | 50.9% | 18.44% | 0%
|  |  | BERKELEY F 0401CB | 0.0001847 | 0 | 0.0001847 | 6.5699e-05 | 0.00016888 | 7.0318e-05 | 21.55% | 55.39% | 23.06% | 0%
|  |  | PUEBLO 210375612 | 0.043947 | 0.1166 | 0.16054 | 0.017743 | 0.028416 | 0.010721 | 8.539% | 13.68% | 5.159% | 72.63%
|  |  | SF H 1102CB | 0.0050166 | 0 | 0.0050166 | 0.00090977 | 0.0064424 | 0.00092914 | 10.99% | 77.79% | 11.22% | 0%
|  |  | SYCAMORE CREEK 110979474 | 0.0049858 | 0 | 0.0049858 | 0.001726 | 0.0029788 | 0.0018147 | 26.47% | 45.69% | 27.83% | 0%
|  |  | EL CAPITAN 1104CB | 0.046617 | 0 | 0.046617 | 0.0042025 | 0.033783 | 0.019755 | 7.278% | 58.51% | 34.21% | 0%
|  |  | STOREY 11066320 | 0.0056812 | 0 | 0.0056812 | 0.00060147 | 0.0052159 | 0.0028884 | 6.909% | 59.91% | 33.18% | 0%
|  |  | SOLANO 0401BR320 | 0.0095671 | 0 | 0.0095671 | 0.0020838 | 0.0099725 | 0.0037367 | 13.19% | 63.15% | 23.66% | 0%
|  |  | LINCOLN 1105CB | 0.034136 | 0 | 0.034136 | 0.0057032 | 0.024305 | 0.015299 | 12.59% | 53.65% | 33.77% | 0%
|  |  | SARATOGA 1113CB | 0.077761 | 0 | 0.077761 | 0.034954 | 0.067204 | 0.024942 | 27.5% | 52.88% | 19.62% | 0%
|  |  | SONOMA 11033138 | 0.010803 | 0 | 0.010803 | 0.005056 | 0.0069345 | 0.0025144 | 34.86% | 47.81% | 17.33% | 0%
|  |  | MESA 1103126697 | 0.0052753 | 0 | 0.0052753 | 0 | 0.0003688 | 0 | 0% | 100% | 0% | 0%
|  |  | TAFT 1101CB | 0.019359 | 0 | 0.019359 | 0.0018032 | 0.016055 | 0.0080012 | 6.973% | 62.09% | 30.94% | 0%
|  |  | LAWRENCE 1113CB | 0.022942 | 0 | 0.022942 | 0.0064398 | 0.022351 | 0.0090809 | 17% | 59.02% | 23.98% | 0%
|  |  | DEL MONTE 21022650 | 0.01337 | 0 | 0.01337 | 0.0018981 | 0.014799 | 0.0031332 | 9.572% | 74.63% | 15.8% | 0%
|  |  | MAXWELL 1105CB | 0.058192 | 0 | 0.058192 | 0.0097681 | 0.047985 | 0.018911 | 12.74% | 62.59% | 24.67% | 0%
|  |  | REEDLEY 110493222 | 0.028721 | 0 | 0.028721 | 0.004202 | 0.020638 | 0.014567 | 10.66% | 52.37% | 36.97% | 0%
|  |  | SAN PABLO 1105BR186 | 0.028803 | 0 | 0.028803 | 0.010042 | 0.023585 | 0.0092655 | 23.41% | 54.99% | 21.6% | 0%
|  |  | PAUL SWEET 210110716 | 0.0047822 | 0 | 0.0047822 | 0.0019745 | 0.0037066 | 0.0014894 | 27.54% | 51.69% | 20.77% | 0%
|  |  | DEL MONTE 210448004 | 0.019649 | 0 | 0.019649 | 0.0032422 | 0.02288 | 0.0056853 | 10.19% | 71.93% | 17.87% | 0%
|  |  | TRIMBLE 1110CB | 0.0050076 | 0 | 0.0050076 | 0.0009798 | 0.0042225 | 0.0027926 | 12.26% | 52.82% | 34.93% | 0%
|  |  | BELLE HAVEN 0402CB | 0.023806 | 0 | 0.023806 | 0.012437 | 0.020844 | 0.0060157 | 31.65% | 53.04% | 15.31% | 0%
|  |  | BUENA VISTA 1104388555 | 0.00049101 | 0 | 0.00049101 | 4.2919e-05 | 0.0004628 | 0.00030483 | 5.295% | 57.1% | 37.61% | 0%
|  |  | HALF MOON BAY 11026153 | 0.010194 | 0 | 0.010194 | 0.0042455 | 0.0085085 | 0.00077105 | 31.39% | 62.91% | 5.701% | 0%
|  |  | EAST GRAND 1105727 | 0.015595 | 0 | 0.015595 | 0.0028255 | 0.015795 | 0.0059076 | 11.52% | 64.39% | 24.09% | 0%
|  |  | BELMONT 110268446 | 0.021589 | 0 | 0.021589 | 0.0074477 | 0.018701 | 0.0059023 | 23.24% | 58.35% | 18.42% | 0%
|  |  | POTRERO PP (A) 1115CB | 0.0078525 | 0 | 0.0078525 | 0.00037173 | 0.010105 | 0.0024853 | 2.868% | 77.96% | 19.17% | 0%
|  |  | EL CAPITAN 1105CB | 0.0085623 | 0 | 0.0085623 | 0.0013596 | 0.0060745 | 0.0035446 | 12.38% | 55.33% | 32.29% | 0%
|  |  | BELMONT 11109090 | 0.015718 | 0 | 0.015718 | 0.0080673 | 0.012206 | 0.0034457 | 34.01% | 51.46% | 14.53% | 0%
|  |  | FREMONT 1103MR127 | 0.028929 | 0 | 0.028929 | 0.0091494 | 0.023186 | 0.011406 | 20.92% | 53.01% | 26.08% | 0%
|  |  | SHAFTER 1111CB | 0.022127 | 0 | 0.022127 | 0.0018258 | 0.016059 | 0.0096334 | 6.635% | 58.36% | 35.01% | 0%
|  |  | BELLE HAVEN 110580572 | 0.0046734 | 0 | 0.0046734 | 0.0029634 | 0.0028502 | 0.00091263 | 44.06% | 42.37% | 13.57% | 0%
|  |  | MAGUNDEN 21081267 | 0.021891 | 0 | 0.021891 | 0.0013733 | 0.01322 | 0.01148 | 5.267% | 50.7% | 44.03% | 0%
|  |  | MENLO 11049086 | 0.047499 | 0 | 0.047499 | 0.026584 | 0.037649 | 0.013464 | 34.21% | 48.46% | 17.33% | 0%
|  |  | GOLDTREE 1108939400 | 0.0025732 | 0.36561 | 0.36819 | 0.00095608 | 0.0018887 | 0.0005185 | 0.1987% | 0.3925% | 0.1077% | 99.3%
|  |  | ARBUCKLE 1101CB | 0.023493 | 0 | 0.023493 | 0.0029919 | 0.018434 | 0.008877 | 9.873% | 60.83% | 29.29% | 0%
|  |  | MC KEE 110693368 | 0.053999 | 0 | 0.053999 | 0.015577 | 0.048419 | 0.024314 | 17.64% | 54.83% | 27.53% | 0%
|  |  | SAN LEANDRO U 1105CB | 0.016685 | 0 | 0.016685 | 0.0021496 | 0.015707 | 0.0096868 | 7.805% | 57.03% | 35.17% | 0%
|  |  | SF G 0413CB | 0.0048981 | 0 | 0.0048981 | 0.00062472 | 0.0063609 | 0.0011 | 7.726% | 78.67% | 13.6% | 0%
|  |  | VIERRA 1707CB | 0.053003 | 0 | 0.053003 | 0.0035031 | 0.030501 | 0.02829 | 5.623% | 48.96% | 45.41% | 0%
|  |  | MILLBRAE 110465748 | 0.01008 | 0 | 0.01008 | 0.0045873 | 0.0081735 | 0.0018772 | 31.34% | 55.84% | 12.82% | 0%
|  |  | PARKWAY 1103CB | 0.036682 | 0 | 0.036682 | 0.01198 | 0.033236 | 0.013189 | 20.51% | 56.91% | 22.58% | 0%
|  |  | 6TH AVENUE 0401CB | 0.0066397 | 0 | 0.0066397 | 0.00074477 | 0.0089584 | 0.0012573 | 6.795% | 81.73% | 11.47% | 0%
|  |  | CASTROVILLE 210380794 | 0.045065 | 0 | 0.045065 | 0.0027355 | 0.045798 | 0.01075 | 4.614% | 77.25% | 18.13% | 0%
|  |  | JANES CREEK 110141990 | 0.028219 | 0.045063 | 0.073282 | 0.022436 | 0.010728 | 0.0040374 | 23.22% | 11.1% | 4.179% | 61.49%
|  |  | OAKLAND D 1110CB | 0.0043412 | 0 | 0.0043412 | 0.00059483 | 0.0043636 | 0.0022078 | 8.3% | 60.89% | 30.81% | 0%
|  |  | WOLFE 1114CB | 0.013023 | 0 | 0.013023 | 0.0043934 | 0.011561 | 0.0055435 | 20.44% | 53.78% | 25.79% | 0%
|  |  | POTRERO PP (A) 110395150 | 0.0025672 | 0 | 0.0025672 | 0.00016734 | 0.0030935 | 0.00097696 | 3.949% | 73% | 23.05% | 0%
|  |  | SANGER 111695584 | 0.045381 | 0 | 0.045381 | 0.0095506 | 0.035191 | 0.018956 | 14.99% | 55.25% | 29.76% | 0%
|  |  | BERESFORD 0403CB | 0.021847 | 0 | 0.021847 | 0.011845 | 0.019347 | 0.0040493 | 33.61% | 54.9% | 11.49% | 0%
|  |  | PIERCY 2109XR202 | 0.0035998 | 0 | 0.0035998 | 0.0015882 | 0.0026852 | 0.0011692 | 29.18% | 49.34% | 21.48% | 0%
|  |  | TRES VIAS 110147580 | 0.0054976 | 0 | 0.0054976 | 0.00042435 | 0.004279 | 0.0015195 | 6.819% | 68.76% | 24.42% | 0%
|  |  | LAWRENCE 1112CB | 0.056287 | 0 | 0.056287 | 0.015137 | 0.054471 | 0.023309 | 16.29% | 58.62% | 25.09% | 0%
|  |  | PACIFICA 1102320094 | 0.0071491 | 0 | 0.0071491 | 0.0024435 | 0.0056768 | 0.00073958 | 27.58% | 64.07% | 8.348% | 0%
|  |  | EL CERRITO G 1109BR122 | 0.01663 | 0 | 0.01663 | 0.0015668 | 0.017564 | 0.0064377 | 6.128% | 68.69% | 25.18% | 0%
|  |  | ATWATER 110558858 | 0.0082731 | 0 | 0.0082731 | 0.0012183 | 0.0076171 | 0.0036436 | 9.763% | 61.04% | 29.2% | 0%
|  |  | RENFRO 2101CB | 0.050766 | 0 | 0.050766 | 0.0071403 | 0.036031 | 0.02801 | 10.03% | 50.62% | 39.35% | 0%
|  |  | MIRABEL 1102206 | 0.060467 | 0 | 0.060467 | 0.040095 | 0.028267 | 0.010472 | 50.86% | 35.86% | 13.28% | 0%
|  |  | CORDELIA 1110CB | 0.034601 | 0 | 0.034601 | 0.0047795 | 0.028543 | 0.01174 | 10.61% | 63.34% | 26.05% | 0%
|  |  | SEMITROPIC 111081868 | 0.019878 | 0 | 0.019878 | 0.002734 | 0.013403 | 0.0083808 | 11.15% | 54.67% | 34.18% | 0%
|  |  | STELLING 1113CB | 0.063949 | 0 | 0.063949 | 0.028741 | 0.055948 | 0.020875 | 27.23% | 53% | 19.78% | 0%
|  |  | SOLEDAD 210475336 | 0.031132 | 0 | 0.031132 | 0.001991 | 0.035519 | 0.010877 | 4.115% | 73.41% | 22.48% | 0%
|  |  | OLIVEHURST 1101505262 | 0.00050152 | 0 | 0.00050152 | 8.0163e-05 | 0.0003188 | 0.00019909 | 13.4% | 53.31% | 33.29% | 0%
|  |  | BANCROFT 0401CB | 0.039696 | 0 | 0.039696 | 0.0085582 | 0.039728 | 0.017243 | 13.06% | 60.63% | 26.31% | 0%
|  |  | RIO BRAVO 1104CB | 0.015335 | 0 | 0.015335 | 0.00096315 | 0.0093409 | 0.0074502 | 5.425% | 52.61% | 41.96% | 0%
|  |  | PETALUMA C 110835448 | 0.010796 | 0 | 0.010796 | 0.0040999 | 0.0099775 | 0.0037445 | 23.01% | 55.98% | 21.01% | 0%
|  |  | CLEAR LAKE 1102720 | 0.014853 | 0 | 0.014853 | 0.0038588 | 0.012823 | 0.0062086 | 16.86% | 56.02% | 27.12% | 0%
|  |  | SANTA MARIA 1106CB | 0.013447 | 0 | 0.013447 | 0.001309 | 0.015645 | 0.0052443 | 5.897% | 70.48% | 23.63% | 0%
|  |  | CLIFF DRIVE 0402893980 | 0.014266 | 0 | 0.014266 | 0.0058065 | 0.012077 | 0.0035574 | 27.08% | 56.33% | 16.59% | 0%
|  |  | OAKLAND J 1116CB | 0.10277 | 0 | 0.10277 | 0.020204 | 0.099157 | 0.044214 | 12.35% | 60.62% | 27.03% | 0%
|  |  | MENLO 0404CB | 0.053346 | 0 | 0.053346 | 0.029495 | 0.034115 | 0.0090306 | 40.6% | 46.96% | 12.43% | 0%
|  |  | WINDSOR 1101158 | 0.012018 | 0 | 0.012018 | 0.0049529 | 0.0070266 | 0.0038113 | 31.37% | 44.5% | 24.14% | 0%
|  |  | CLARKSVILLE 211019692 | 0.010723 | 0 | 0.010723 | 0.0025581 | 0.0078131 | 0.003631 | 18.27% | 55.8% | 25.93% | 0%
|  |  | REDWOOD CITY 0408CB | 0.032252 | 0 | 0.032252 | 0.014825 | 0.029462 | 0.0089527 | 27.85% | 55.34% | 16.82% | 0%
|  |  | PAUL SWEET 210112488 | 0.03935 | 0 | 0.03935 | 0.01373 | 0.034375 | 0.015759 | 21.5% | 53.83% | 24.68% | 0%
|  |  | GREENBRAE 1104300 | 0.055983 | 0 | 0.055983 | 0.026323 | 0.043712 | 0.01248 | 31.9% | 52.97% | 15.12% | 0%
|  |  | LIVERMORE 1104CB | 0.029695 | 0 | 0.029695 | 0.0050382 | 0.026458 | 0.014913 | 10.86% | 57.01% | 32.13% | 0%
|  |  | SUISUN 110447404 | 0.013098 | 0 | 0.013098 | 0.0037912 | 0.012476 | 0.005354 | 17.53% | 57.7% | 24.76% | 0%
|  |  | PUEBLO 2102656 | 0.10409 | 0.28598 | 0.39007 | 0.032642 | 0.068398 | 0.029763 | 6.66% | 13.95% | 6.072% | 73.31%
|  |  | PUEBLO 2102850102 | 0.030092 | 0.10846 | 0.13855 | 0.0058982 | 0.0066821 | 0.0027304 | 8.367% | 9.479% | 3.873% | 78.28%
|  |  | DOLAN ROAD 1101156268 | 0.015154 | 0 | 0.015154 | 0.010736 | 0.0071884 | 0.0017088 | 54.68% | 36.61% | 8.703% | 0%
|  |  | SF M 0402CB | 0.011385 | 0 | 0.011385 | 0.0022169 | 0.013369 | 0.0032076 | 11.8% | 71.14% | 17.07% | 0%
|  |  | CASTRO VALLEY 1104CB | 0.044533 | 0 | 0.044533 | 0.015993 | 0.040581 | 0.016938 | 21.76% | 55.2% | 23.04% | 0%
|  |  | MENLO 0401CB | 0.037826 | 0 | 0.037826 | 0.023098 | 0.02424 | 0.0054107 | 43.79% | 45.95% | 10.26% | 0%
|  |  | MARINA (F) 040740279 | 0.0032255 | 0 | 0.0032255 | 0.00035773 | 0.0041713 | 0.00079557 | 6.719% | 78.34% | 14.94% | 0%
|  |  | BELMONT 1110330790 | 0.0023124 | 0 | 0.0023124 | 0.001173 | 0.0020022 | 0.00064204 | 30.73% | 52.45% | 16.82% | 0%
|  |  | COTATI 1104232 | 0.0019472 | 0 | 0.0019472 | 0.0012113 | 0.0013481 | 0.00065493 | 37.68% | 41.94% | 20.38% | 0%
|  |  | FIGARDEN 2102R833 | 0.015922 | 0 | 0.015922 | 0.0014167 | 0.010731 | 0.0067848 | 7.483% | 56.68% | 35.84% | 0%
|  |  | ROSSMOOR 1103CB | 0.010886 | 0 | 0.010886 | 0.0032632 | 0.0079869 | 0.0027922 | 23.24% | 56.88% | 19.88% | 0%
|  |  | FITCH MOUNTAIN 1111792628 | 0.0065928 | 0 | 0.0065928 | 0.0029294 | 0.0040268 | 0.0020032 | 32.7% | 44.94% | 22.36% | 0%
|  |  | SF G 0412CB | 0.0047986 | 0 | 0.0047986 | 0.00049188 | 0.0061779 | 0.0011541 | 6.287% | 78.96% | 14.75% | 0%
|  |  | STELLING 1104CB | 0.043917 | 0 | 0.043917 | 0.01811 | 0.03821 | 0.016177 | 24.98% | 52.71% | 22.31% | 0%
|  |  | RIO DELL 11026151 | 0.0064531 | 0.31954 | 0.32599 | 0.0019785 | 0.0054204 | 0.0012446 | 0.4531% | 1.241% | 0.285% | 98.02%
|  |  | EL CERRITO G 1106CB | 0.010024 | 0 | 0.010024 | 0.0019311 | 0.010125 | 0.0044905 | 11.67% | 61.19% | 27.14% | 0%
|  |  | DEL MONTE 21032144 | 0.012965 | 0 | 0.012965 | 0.0064216 | 0.0087082 | 0.001775 | 37.99% | 51.51% | 10.5% | 0%
|  |  | MILLBRAE 1103CB | 0.0010941 | 0 | 0.0010941 | 0.00010734 | 0.00097927 | 0.00034336 | 7.506% | 68.48% | 24.01% | 0%
|  |  | OAKLAND D 0410CB | 0.012487 | 0 | 0.012487 | 0.0045206 | 0.011944 | 0.0041489 | 21.93% | 57.94% | 20.13% | 0%
|  |  | LARKIN (Y) 11366663 | 0.0036441 | 0 | 0.0036441 | 0.00046902 | 0.0045799 | 0.00096653 | 7.797% | 76.14% | 16.07% | 0%
|  |  | COLUSA 1101CB | 0.066597 | 0 | 0.066597 | 0.014328 | 0.063314 | 0.0208 | 14.56% | 64.32% | 21.13% | 0%
|  |  | REDWOOD CITY 1105742744 | 0.00030362 | 0 | 0.00030362 | 6.4918e-05 | 0.00030543 | 0.00013086 | 12.95% | 60.94% | 26.11% | 0%
|  |  | BELLEVUE 110485960 | 0.010737 | 0 | 0.010737 | 0.0045079 | 0.0079552 | 0.0037544 | 27.8% | 49.05% | 23.15% | 0%
|  |  | VASONA 1102944560 | 0.0041892 | 0 | 0.0041892 | 0.0020353 | 0.002369 | 0.0010736 | 37.15% | 43.25% | 19.6% | 0%
|  |  | HICKS 1113XR180 | 0.042431 | 0 | 0.042431 | 0.015841 | 0.038939 | 0.015264 | 22.62% | 55.59% | 21.79% | 0%
|  |  | SF G 0407CB | 0.0059184 | 0 | 0.0059184 | 0.00077617 | 0.0076814 | 0.0013123 | 7.945% | 78.62% | 13.43% | 0%
|  |  | NEWARK 21KV 2103MR128 | 0.063001 | 0 | 0.063001 | 0.015514 | 0.063232 | 0.025255 | 14.92% | 60.8% | 24.28% | 0%
|  |  | RAINBOW 1105R9550 | 0.046541 | 0 | 0.046541 | 0.0090648 | 0.03345 | 0.018633 | 14.82% | 54.7% | 30.47% | 0%
|  |  | RIPON 1704343465 | 0.007979 | 0 | 0.007979 | 0.00052927 | 0.0051101 | 0.0049974 | 4.976% | 48.04% | 46.98% | 0%
|  |  | SALMON CREEK 1101242382 | 0.0089172 | 0.31467 | 0.32359 | 0.0030581 | 0.0070609 | 0.0016782 | 0.7144% | 1.649% | 0.392% | 97.24%
|  |  | CHANNEL 110111822 | 0.015716 | 0 | 0.015716 | 0.0024033 | 0.013412 | 0.010127 | 9.264% | 51.7% | 39.04% | 0%
|  |  | BERKELEY F 1103CB | 0.0043687 | 0 | 0.0043687 | 0.00076876 | 0.004601 | 0.001842 | 10.66% | 63.8% | 25.54% | 0%
|  |  | SANTA ROSA A 1103CB | 0.058264 | 0 | 0.058264 | 0.024407 | 0.045158 | 0.023841 | 26.13% | 48.35% | 25.52% | 0%
|  |  | BERESFORD 0404CB | 0.029999 | 0 | 0.029999 | 0.01781 | 0.025169 | 0.0059951 | 36.37% | 51.39% | 12.24% | 0%
|  |  | HICKS 1111XR220 | 0.045315 | 0 | 0.045315 | 0.021205 | 0.038484 | 0.015115 | 28.35% | 51.45% | 20.21% | 0%
|  |  | BAHIA 1105CB | 0.028911 | 0 | 0.028911 | 0.0067691 | 0.025434 | 0.009694 | 16.16% | 60.71% | 23.14% | 0%
|  |  | SAN LUIS OBISPO 1103CB | 0.10877 | 0 | 0.10877 | 0.0042407 | 0.022103 | 0.0076132 | 12.49% | 65.09% | 22.42% | 0%
|  |  | CORCORAN 1106339194 | 0.021668 | 0 | 0.021668 | 0.0017145 | 0.020993 | 0.0092002 | 5.373% | 65.79% | 28.83% | 0%
|  |  | HALF MOON BAY 110265568 | 0.01889 | 0 | 0.01889 | 0.0066315 | 0.015793 | 0.0036652 | 25.42% | 60.53% | 14.05% | 0%
|  |  | MT EDEN 1104CB | 0.035149 | 0 | 0.035149 | 0.0074968 | 0.03437 | 0.016156 | 12.92% | 59.23% | 27.84% | 0%
|  |  | MC CALL 110398596 | 0.00018173 | 0 | 0.00018173 | 2.3085e-05 | 0.00015939 | 0.00011751 | 7.695% | 53.13% | 39.17% | 0%
|  |  | LOCKEFORD 21013912 | 0.030912 | 0 | 0.030912 | 0.0062739 | 0.019694 | 0.011871 | 16.58% | 52.05% | 31.37% | 0%
|  |  | SARATOGA 1115LC20 | 0.010221 | 0 | 0.010221 | 0.0047788 | 0.0080062 | 0.0034516 | 29.43% | 49.31% | 21.26% | 0%
|  |  | PEABODY 210441042 | 0.027535 | 0 | 0.027535 | 0.0052587 | 0.022102 | 0.0091562 | 14.4% | 60.53% | 25.07% | 0%
|  |  | VINEYARD 2109CB | 0.0025969 | 0 | 0.0025969 | 0.00063114 | 0.0022207 | 0.0013587 | 14.99% | 52.74% | 32.27% | 0%
|  |  | MIRABEL 1101254 | 0.051103 | 0 | 0.051103 | 0.030841 | 0.026469 | 0.0095388 | 46.14% | 39.6% | 14.27% | 0%
|  |  | MC KEE 1103XR028 | 0.070536 | 0 | 0.070536 | 0.017157 | 0.034287 | 0.013743 | 26.32% | 52.6% | 21.08% | 0%
|  |  | SF L 0408CB | 0.011163 | 0 | 0.011163 | 0.0016585 | 0.014791 | 0.0019785 | 9% | 80.26% | 10.74% | 0%
|  |  | SAN BENITO 2103CB | 0.002578 | 0 | 0.002578 | 0.00016391 | 0.0020189 | 0.0011471 | 4.922% | 60.63% | 34.45% | 0%
|  |  | NORTH TOWER 110477646 | 0.032341 | 0 | 0.032341 | 0.0080574 | 0.02987 | 0.012556 | 15.96% | 59.17% | 24.87% | 0%
|  |  | PUTAH CREEK 110242982 | 0.030866 | 0 | 0.030866 | 0.010775 | 0.022079 | 0.01003 | 25.13% | 51.49% | 23.39% | 0%
|  |  | TIDEWATER 210967868 | 0.015883 | 0 | 0.015883 | 0.0052142 | 0.013031 | 0.0053673 | 22.08% | 55.19% | 22.73% | 0%
|  |  | EL CERRITO G 1102CB | 0.029526 | 0 | 0.029526 | 0.0046216 | 0.030016 | 0.012886 | 9.725% | 63.16% | 27.11% | 0%
|  |  | SAN CARLOS 0404CB | 0.03743 | 0 | 0.03743 | 0.018507 | 0.032155 | 0.0083664 | 31.35% | 54.47% | 14.17% | 0%
|  |  | FULTON 11065056 | 0.00127 | 0 | 0.00127 | 0.00032056 | 0.00079673 | 0.00054341 | 19.3% | 47.98% | 32.72% | 0%
|  |  | DALY CITY 110985658 | 0.010806 | 0 | 0.010806 | 0.0016019 | 0.012794 | 0.0033647 | 9.019% | 72.04% | 18.94% | 0%
|  |  | WEST SACRAMENTO 1109CB | 0.081592 | 0 | 0.081592 | 0.031997 | 0.06652 | 0.023723 | 26.18% | 54.42% | 19.41% | 0%
|  |  | BERKELEY F 0409CB | 0.019467 | 0 | 0.019467 | 0.0054946 | 0.019937 | 0.0067031 | 17.1% | 62.04% | 20.86% | 0%
|  |  | CLARKSVILLE 2103547420 | 0.0012454 | 0 | 0.0012454 | 0.00015473 | 0.00099513 | 0.00069821 | 8.372% | 53.85% | 37.78% | 0%
|  |  | OROVILLE 0403CB | 0.01037 | 0 | 0.01037 | 0.0034411 | 0.0092684 | 0.003605 | 21.09% | 56.81% | 22.1% | 0%
|  |  | HICKS 2105CB | 0.026552 | 0 | 0.026552 | 0.012292 | 0.021166 | 0.0096555 | 28.51% | 49.09% | 22.4% | 0%
|  |  | 6TH AVENUE 0402CB | 0.0070028 | 0 | 0.0070028 | 0.0015972 | 0.0089061 | 0.0010567 | 13.82% | 77.04% | 9.141% | 0%
|  |  | CATLETT 110538000 | 0.00054308 | 0 | 0.00054308 | 6.121e-05 | 0.00036548 | 0.00018804 | 9.957% | 59.45% | 30.59% | 0%
|  |  | KINGSBURG 1108913944 | 0.00054297 | 0 | 0.00054297 | 0.00011287 | 0.00030599 | 0.00019573 | 18.37% | 49.79% | 31.85% | 0%
|  |  | HARRIS 1109CB | 0.08141 | 2.4245 | 2.5059 | 0.034522 | 0.068195 | 0.013606 | 0.9641% | 1.905% | 0.38% | 96.75%
|  |  | CHOWCHILLA 1101CB | 0.0026619 | 0 | 0.0026619 | 0.00039578 | 0.0021347 | 0.00081734 | 11.82% | 63.76% | 24.41% | 0%
|  |  | MOUNTAIN VIEW 1107LM30 | 0.060268 | 0 | 0.060268 | 0.03447 | 0.043714 | 0.014804 | 37.07% | 47.01% | 15.92% | 0%
|  |  | KIRKER 21076332 | 0.030583 | 0 | 0.030583 | 0.0051481 | 0.028972 | 0.012181 | 11.12% | 62.57% | 26.31% | 0%
|  |  | SF N 0402CB | 0.0063043 | 0 | 0.0063043 | 0.0014685 | 0.007288 | 0.0011229 | 14.86% | 73.77% | 11.37% | 0%
|  |  | SAN RAMON 2110CB | 0.0021706 | 0 | 0.0021706 | 0.00068987 | 0.0019138 | 0.00097953 | 19.25% | 53.41% | 27.34% | 0%
|  |  | ROCKLIN 110450090 | 0.0017994 | 0 | 0.0017994 | 0.00031298 | 0.0016999 | 0.00088107 | 10.81% | 58.74% | 30.45% | 0%
|  |  | GREENBRAE 110276992 | 0.010172 | 0 | 0.010172 | 0.0023175 | 0.0082323 | 0.0029014 | 17.23% | 61.2% | 21.57% | 0%
|  |  | WEBER 1111173750 | 0.067573 | 0 | 0.067573 | 0.016011 | 0.06444 | 0.029656 | 14.54% | 58.52% | 26.93% | 0%
|  |  | TYLER 11049082 | 0.00018079 | 0 | 0.00018079 | 1.6552e-05 | 0.00013377 | 8.6079e-05 | 7.002% | 56.59% | 36.41% | 0%
|  |  | BAHIA 1105172836 | 0.026449 | 0 | 0.026449 | 0.0092741 | 0.02542 | 0.0089669 | 21.24% | 58.22% | 20.54% | 0%
|  |  | MC CALL 1106CB | 0.030986 | 0 | 0.030986 | 0.0025413 | 0.021284 | 0.014584 | 6.616% | 55.41% | 37.97% | 0%
|  |  | CHOWCHILLA 1102CB | 0.020431 | 0 | 0.020431 | 0.0017399 | 0.016337 | 0.0087751 | 6.479% | 60.84% | 32.68% | 0%
|  |  | BELMONT 1109CB | 0.00036143 | 0 | 0.00036143 | 3.0353e-05 | 0.00026816 | 0.0001741 | 6.423% | 56.74% | 36.84% | 0%
|  |  | WHISMAN 110834748 | 0.0050592 | 0 | 0.0050592 | 0.0016942 | 0.0044345 | 0.0022229 | 20.29% | 53.1% | 26.62% | 0%
|  |  | MISSION (X) 111090264 | 0.011744 | 0 | 0.011744 | 0.0017815 | 0.014994 | 0.0026106 | 9.189% | 77.34% | 13.47% | 0%
|  |  | STELLING 110760030 | 0.018169 | 0 | 0.018169 | 0.0081604 | 0.01456 | 0.0052505 | 29.17% | 52.05% | 18.77% | 0%
|  |  | LAWRENCE 111360068 | 0.0062607 | 0 | 0.0062607 | 0.0016581 | 0.0059505 | 0.0027264 | 16.04% | 57.58% | 26.38% | 0%
|  |  | PEORIA 17046090 | 0.0064995 | 0 | 0.0064995 | 0.00045603 | 0.0039669 | 0.0037218 | 5.599% | 48.7% | 45.7% | 0%
|  |  | AVENAL 210144778 | 0.057984 | 0 | 0.057984 | 0.0055681 | 0.045109 | 0.029297 | 6.962% | 56.4% | 36.63% | 0%
|  |  | KERMAN 1103CB | 0.022877 | 0 | 0.022877 | 0.0028014 | 0.019474 | 0.0097417 | 8.75% | 60.82% | 30.43% | 0%
|  |  | TULARE LAKE 1104CB | 0.0096437 | 0 | 0.0096437 | 0.00049032 | 0.0081576 | 0.0038884 | 3.911% | 65.07% | 31.02% | 0%
|  |  | BOSTON 0401CR242 | 0.018506 | 0 | 0.018506 | 0.005237 | 0.017993 | 0.0069299 | 17.36% | 59.66% | 22.98% | 0%
|  |  | CABRILLO 1104838078 | 0.00036087 | 0 | 0.00036087 | 3.8079e-05 | 0.00034024 | 0.0002174 | 6.392% | 57.11% | 36.49% | 0%
|  |  | FELLOWS 21041073 | 0.029231 | 0 | 0.029231 | 0.0012922 | 0.024117 | 0.012805 | 3.382% | 63.11% | 33.51% | 0%
|  |  | CORONA 1101CB | 0.03904 | 0 | 0.03904 | 0.01125 | 0.032319 | 0.012813 | 19.95% | 57.32% | 22.73% | 0%
|  |  | BELLE HAVEN 0406226075 | 0.039124 | 0 | 0.039124 | 0.021827 | 0.03193 | 0.008727 | 34.93% | 51.1% | 13.97% | 0%
|  |  | FAIRVIEW 2206768080 | 0.040498 | 0 | 0.040498 | 0.011896 | 0.034175 | 0.013947 | 19.82% | 56.94% | 23.24% | 0%
|  |  | ORO LOMA 1115245946 | 0.014433 | 0 | 0.014433 | 0.0021334 | 0.014461 | 0.005324 | 9.733% | 65.98% | 24.29% | 0%
|  |  | LARKIN (Y) 1108CB | 0.0016226 | 0 | 0.0016226 | 0.00013292 | 0.0019381 | 0.00060757 | 4.962% | 72.35% | 22.68% | 0%
|  |  | SAN LEANDRO U 1109CR344 | 0.011549 | 0 | 0.011549 | 0.0021395 | 0.011354 | 0.0055715 | 11.22% | 59.55% | 29.22% | 0%
|  |  | SF H 1110326008 | 0.00018025 | 0 | 0.00018025 | 0.00011161 | 0.00014187 | 4.4078e-05 | 37.51% | 47.68% | 14.81% | 0%
|  |  | ATWATER 110610470 | 0.016582 | 0 | 0.016582 | 0.0056118 | 0.016138 | 0.0056233 | 20.5% | 58.96% | 20.54% | 0%
|  |  | SALINAS 1102CB | 0.041227 | 0 | 0.041227 | 0.0062247 | 0.036305 | 0.016621 | 10.52% | 61.38% | 28.1% | 0%
|  |  | WOODCHUCK 2101R4610 | 0.00036042 | 0 | 0.00036042 | 0.00023716 | 0.00019131 | 3.3419e-05 | 51.34% | 41.42% | 7.235% | 0%
|  |  | FORT ORD 11019516 | 0.0086312 | 0 | 0.0086312 | 0.00085749 | 0.010184 | 0.0023116 | 6.422% | 76.27% | 17.31% | 0%
|  |  | CLOVERDALE 110282888 | 0.0019725 | 0.50738 | 0.50936 | 0.00060425 | 0.0016815 | 0.00060849 | 0.08085% | 0.225% | 0.08142% | 99.61%
|  |  | OLIVEHURST 1104CB | 0.069106 | 0 | 0.069106 | 0.017826 | 0.056139 | 0.027808 | 17.52% | 55.16% | 27.32% | 0%
|  |  | CANAL 110611640 | 0.027007 | 0 | 0.027007 | 0.0023432 | 0.024425 | 0.013992 | 5.749% | 59.92% | 34.33% | 0%
|  |  | RALSTON 110148936 | 0.044161 | 0 | 0.044161 | 0.011666 | 0.026696 | 0.0074913 | 25.44% | 58.22% | 16.34% | 0%
|  |  | HOLLISTER 210491424 | 0.057373 | 0 | 0.057373 | 0.0054133 | 0.025715 | 0.016167 | 11.45% | 54.37% | 34.18% | 0%
|  |  | PLEASANT GROVE 211048528 | 0.0030461 | 0 | 0.0030461 | 0.00035481 | 0.0022863 | 0.0012705 | 9.071% | 58.45% | 32.48% | 0%
|  |  | POINT PINOLE 1101P140 | 0.0066664 | 0 | 0.0066664 | 0.0018152 | 0.006168 | 0.0024306 | 17.43% | 59.23% | 23.34% | 0%
|  |  | RICHMOND R 1130BR174 | 0.018178 | 0 | 0.018178 | 0.0033181 | 0.018419 | 0.0082705 | 11.06% | 61.38% | 27.56% | 0%
|  |  | WOODSIDE 110239574 | 0.044343 | 0 | 0.044343 | 0.023144 | 0.026012 | 0.010085 | 39.07% | 43.91% | 17.02% | 0%
|  |  | HARRIS 11087920 | 0.054366 | 1.3587 | 1.4131 | 0.029618 | 0.04197 | 0.0074067 | 1.443% | 2.044% | 0.3607% | 96.15%
|  |  | OAKLAND D 1110CR336 | 0.0036005 | 0 | 0.0036005 | 0.00078972 | 0.0037353 | 0.0014184 | 13.29% | 62.85% | 23.87% | 0%
|  |  | KERN OIL 11164513 | 0.016924 | 0 | 0.016924 | 0.0022213 | 0.012868 | 0.011304 | 8.416% | 48.76% | 42.83% | 0%
|  |  | GRAND ISLAND 222492264 | 0.051359 | 0 | 0.051359 | 0.0078771 | 0.04111 | 0.01339 | 12.63% | 65.91% | 21.47% | 0%
|  |  | HORSESHOE 1106CB | 0.043062 | 0 | 0.043062 | 0.018708 | 0.026566 | 0.011298 | 33.07% | 46.96% | 19.97% | 0%
|  |  | MT EDEN 1113CB | 0.01336 | 0 | 0.01336 | 0.0027582 | 0.013898 | 0.0051284 | 12.66% | 63.8% | 23.54% | 0%
|  |  | VIERRA 170614268 | 0.035823 | 0 | 0.035823 | 0.0033731 | 0.022756 | 0.025025 | 6.594% | 44.49% | 48.92% | 0%
|  |  | SAN RAMON 2106MR285 | 0.016196 | 0 | 0.016196 | 0.0042619 | 0.01593 | 0.0065439 | 15.94% | 59.58% | 24.48% | 0%
|  |  | WASCO 11042699 | 0.0038983 | 0 | 0.0038983 | 0.00048719 | 0.0040627 | 0.0018853 | 7.571% | 63.13% | 29.3% | 0%
|  |  | WILSON 110173322 | 0.022781 | 0 | 0.022781 | 0.0072129 | 0.02158 | 0.0081414 | 19.53% | 58.43% | 22.04% | 0%
|  |  | LOCKEFORD 210157564 | 0.031013 | 0 | 0.031013 | 0.0053152 | 0.019315 | 0.010567 | 15.1% | 54.88% | 30.02% | 0%
|  |  | FAIRMOUNT 0401CB | 0.014937 | 0 | 0.014937 | 0.0033113 | 0.015821 | 0.005525 | 13.43% | 64.16% | 22.41% | 0%
|  |  | VACA DIXON 1102CB | 0.011072 | 0 | 0.011072 | 0.0014471 | 0.0093704 | 0.003577 | 10.05% | 65.1% | 24.85% | 0%
|  |  | KERMAN 1108CB | 0.045466 | 0 | 0.045466 | 0.0027475 | 0.031499 | 0.018131 | 5.246% | 60.14% | 34.62% | 0%
|  |  | BROOKSIDE 0401CB | 0.017582 | 0 | 0.017582 | 0.0035418 | 0.019428 | 0.0060549 | 12.2% | 66.94% | 20.86% | 0%
|  |  | OAKLAND J 1106CB | 0.02537 | 0 | 0.02537 | 0.0046903 | 0.026683 | 0.0099633 | 11.35% | 64.55% | 24.1% | 0%
|  |  | BAYWOOD 1101V102 | 0.0010781 | 0 | 0.0010781 | 0.00012372 | 0.00094614 | 0.00033909 | 8.781% | 67.15% | 24.07% | 0%
|  |  | EL CERRITO G 1101CB | 0.041134 | 0 | 0.041134 | 0.0086344 | 0.04074 | 0.018527 | 12.72% | 60% | 27.29% | 0%
|  |  | GRANT 1108CB | 0.043113 | 0 | 0.043113 | 0.0087791 | 0.043496 | 0.018894 | 12.34% | 61.12% | 26.55% | 0%
|  |  | FAIRWAY 1107CB | 0.021653 | 0 | 0.021653 | 0.0011433 | 0.021504 | 0.0056192 | 4.045% | 76.08% | 19.88% | 0%
|  |  | NORTECH 2107CB | 0.0010778 | 0 | 0.0010778 | 0.00021189 | 0.00085844 | 0.00070881 | 11.91% | 48.25% | 39.84% | 0%
|  |  | NOVATO 1104CB | 0.042075 | 0 | 0.042075 | 0.0099686 | 0.040725 | 0.015491 | 15.06% | 61.53% | 23.41% | 0%
|  |  | EL PATIO 1114CB | 0.0041306 | 0 | 0.0041306 | 0.0015851 | 0.0031741 | 0.0020594 | 23.25% | 46.55% | 30.2% | 0%
|  |  | ARCATA 1122CB | 0.10469 | 1.7356 | 1.8403 | 0.06524 | 0.057282 | 0.015777 | 2.683% | 2.356% | 0.649% | 94.31%
|  |  | OAKLAND X 1114CB | 0.014007 | 0 | 0.014007 | 0.0025066 | 0.014159 | 0.0064573 | 10.84% | 61.23% | 27.93% | 0%
|  |  | DUMBARTON 1104CB | 0.04345 | 0 | 0.04345 | 0.0097909 | 0.043881 | 0.018054 | 13.65% | 61.18% | 25.17% | 0%
|  |  | SF N 040377850 | 0.009774 | 0 | 0.009774 | 0.0043975 | 0.009128 | 0.0013925 | 29.48% | 61.19% | 9.334% | 0%
|  |  | SAN JOSE A 1110CB | 0.040328 | 0 | 0.040328 | 0.014092 | 0.036723 | 0.015758 | 21.17% | 55.16% | 23.67% | 0%
|  |  | TRINIDAD 110246990 | 0.010411 | 0.00068277 | 0.011094 | 0.010341 | 0.0026589 | 0.00061354 | 71.29% | 18.33% | 4.229% | 6.155%
|  |  | FRANKLIN 1101P132 | 0.010687 | 0 | 0.010687 | 0.0015327 | 0.010798 | 0.0043862 | 9.169% | 64.59% | 26.24% | 0%
|  |  | JARVIS 1104MR139 | 0.00017947 | 0 | 0.00017947 | 3.0821e-05 | 0.00016353 | 0.00010191 | 10.4% | 55.2% | 34.4% | 0%
|  |  | MOLINO 1102905231 | 0.00017944 | 0 | 0.00017944 | 9.929e-05 | 9.0363e-05 | 4.4989e-05 | 42.32% | 38.51% | 19.17% | 0%
|  |  | BAY MEADOWS 110565187 | 0.01325 | 0 | 0.01325 | 0.0060522 | 0.011062 | 0.0036233 | 29.18% | 53.34% | 17.47% | 0%
|  |  | MARYSVILLE 1105CB | 0.053281 | 0 | 0.053281 | 0.01324 | 0.041444 | 0.020525 | 17.6% | 55.1% | 27.29% | 0%
|  |  | CARQUINEZ 1105680 | 0.023499 | 0 | 0.023499 | 0.0046163 | 0.024203 | 0.009972 | 11.9% | 62.39% | 25.71% | 0%
|  |  | SF K 0401CB | 0.014261 | 0 | 0.014261 | 0.0029002 | 0.018133 | 0.0021112 | 12.53% | 78.35% | 9.122% | 0%
|  |  | POINT PINOLE 1102BR158 | 0.0082679 | 0 | 0.0082679 | 0.0016956 | 0.0079825 | 0.0038162 | 12.57% | 59.15% | 28.28% | 0%
|  |  | HALF MOON BAY 11018940 | 0.016988 | 0 | 0.016988 | 0.0057981 | 0.015853 | 0.0031741 | 23.36% | 63.86% | 12.79% | 0%
|  |  | EL CERRITO G 1111818638 | 0.01094 | 0 | 0.01094 | 0.0015449 | 0.01159 | 0.0049244 | 8.554% | 64.18% | 27.27% | 0%
|  |  | LIVERMORE 1101CB | 0.012945 | 0 | 0.012945 | 0.0021964 | 0.01256 | 0.0059438 | 10.61% | 60.68% | 28.71% | 0%
|  |  | LLAGAS 2105XR008 | 0.013085 | 0 | 0.013085 | 0.0040526 | 0.011121 | 0.0064271 | 18.76% | 51.48% | 29.75% | 0%
|  |  | SARATOGA 1108LC106 | 0.035965 | 0 | 0.035965 | 0.016269 | 0.030943 | 0.012159 | 27.4% | 52.12% | 20.48% | 0%
|  |  | BURLINGAME 040139556 | 0.0087155 | 0 | 0.0087155 | 0.0058656 | 0.0057221 | 0.0012255 | 45.78% | 44.66% | 9.564% | 0%
|  |  | SAN RAFAEL 110668694 | 0.016428 | 0 | 0.016428 | 0.011355 | 0.011378 | 0.0030384 | 44.06% | 44.15% | 11.79% | 0%
|  |  | WILLITS 1104329646 | 0.00065693 | 0 | 0.00065693 | 0.00017193 | 0.00050245 | 0.00018464 | 20.01% | 58.49% | 21.49% | 0%
|  |  | HIGHWAY 1104CB | 0.019615 | 0 | 0.019615 | 0.0049464 | 0.020016 | 0.007105 | 15.43% | 62.42% | 22.16% | 0%
|  |  | OAKLAND D 0407CB | 0.0025423 | 0 | 0.0025423 | 0.00054664 | 0.0023866 | 0.0010927 | 13.58% | 59.28% | 27.14% | 0%
|  |  | RENFRO 2107CB | 0.0053349 | 0 | 0.0053349 | 0.00039602 | 0.0033422 | 0.002342 | 6.513% | 54.97% | 38.52% | 0%
|  |  | CASTRO VALLEY 1107MR235 | 0.021578 | 0 | 0.021578 | 0.0085204 | 0.018497 | 0.0077233 | 24.53% | 53.24% | 22.23% | 0%
|  |  | MT EDEN 1103MR643 | 0.03365 | 0 | 0.03365 | 0.0068452 | 0.031998 | 0.016704 | 12.32% | 57.61% | 30.07% | 0%
|  |  | MERCED 2101449613 | 0.0094759 | 0 | 0.0094759 | 0.0015461 | 0.0084982 | 0.004689 | 10.49% | 57.68% | 31.83% | 0%
|  |  | MC KEE 1111XR132 | 0.019741 | 0 | 0.019741 | 0.0077865 | 0.016867 | 0.0069727 | 24.62% | 53.33% | 22.05% | 0%
|  |  | NOVATO 11041282 | 0.028766 | 0 | 0.028766 | 0.011918 | 0.017166 | 0.0051992 | 34.76% | 50.07% | 15.17% | 0%
|  |  | LOCKEFORD 2101CB | 0.03468 | 0 | 0.03468 | 0.0043368 | 0.024056 | 0.011546 | 10.86% | 60.23% | 28.91% | 0%
|  |  | LLAGAS 2106XR296 | 0.011635 | 0 | 0.011635 | 0.0014651 | 0.0090941 | 0.0051323 | 9.337% | 57.96% | 32.71% | 0%
|  |  | DOLAN ROAD 1103CB | 0.023634 | 0 | 0.023634 | 0.0018592 | 0.023463 | 0.0061005 | 5.917% | 74.67% | 19.41% | 0%
|  |  | PETALUMA C 1108594 | 0.032293 | 0 | 0.032293 | 0.017609 | 0.020908 | 0.0076475 | 38.14% | 45.29% | 16.57% | 0%
|  |  | DALY CITY 0401CB | 0.020944 | 0 | 0.020944 | 0.0033851 | 0.025521 | 0.0046053 | 10.1% | 76.16% | 13.74% | 0%
|  |  | TEVIS 21054116 | 0.005817 | 0 | 0.005817 | 0.0007447 | 0.0036728 | 0.0039101 | 8.943% | 44.1% | 46.95% | 0%
|  |  | BAY MEADOWS 1105CB | 0.0066124 | 0 | 0.0066124 | 0.00093501 | 0.0071203 | 0.0028601 | 8.566% | 65.23% | 26.2% | 0%
|  |  | CORNING 110368304 | 0.0094163 | 0 | 0.0094163 | 0.0011468 | 0.0073672 | 0.0042169 | 9.008% | 57.87% | 33.12% | 0%
|  |  | LAS GALLINAS A 1106685852 | 0.00092233 | 0 | 0.00092233 | 0.00052936 | 0.00071934 | 0.00027384 | 34.77% | 47.25% | 17.99% | 0%
|  |  | MT EDEN 1112MR364 | 0.0080384 | 0 | 0.0080384 | 0.0020566 | 0.0077615 | 0.0034515 | 15.5% | 58.49% | 26.01% | 0%
|  |  | RENFRO 21033351 | 0.016089 | 0 | 0.016089 | 0.0025462 | 0.013037 | 0.0073193 | 11.12% | 56.92% | 31.96% | 0%
|  |  | SF H 110810335 | 0.00050588 | 0 | 0.00050588 | 8.4581e-05 | 0.00062835 | 0.00012215 | 10.13% | 75.24% | 14.63% | 0%
|  |  | LARKIN (Y) 1107CB | 0.0045825 | 0 | 0.0045825 | 0.00077233 | 0.0059318 | 0.0008605 | 10.21% | 78.41% | 11.38% | 0%
|  |  | GRANT 1104CB | 0.08132 | 0 | 0.08132 | 0.016888 | 0.077322 | 0.04003 | 12.58% | 57.6% | 29.82% | 0%
|  |  | RINCON 1103472 | 0.028098 | 6.1335 | 6.1616 | 0.014567 | 0.017392 | 0.0060244 | 0.1749% | 0.2088% | 0.07233% | 99.54%
|  |  | BAY MEADOWS 110339664 | 0.011303 | 0 | 0.011303 | 0.0024767 | 0.010017 | 0.0043815 | 14.68% | 59.36% | 25.96% | 0%
|  |  | TEMPLETON 2110R02 | 0.003262 | 0 | 0.003262 | 0.0003294 | 0.0023958 | 0.0018733 | 7.163% | 52.1% | 40.74% | 0%
|  |  | OLIVEHURST 1101CB | 0.048469 | 0 | 0.048469 | 0.0086472 | 0.035608 | 0.017207 | 14.07% | 57.93% | 28% | 0%
|  |  | HALF MOON BAY 11026097 | 0.012778 | 0 | 0.012778 | 0.0051083 | 0.011103 | 0.001394 | 29.02% | 63.07% | 7.918% | 0%
|  |  | HUNTERS POINT (P) 110513303 | 0.018907 | 0 | 0.018907 | 0.0034027 | 0.021109 | 0.006699 | 10.9% | 67.63% | 21.46% | 0%
|  |  | LAWRENCE 1110CB | 0.022142 | 0 | 0.022142 | 0.0040949 | 0.019236 | 0.011507 | 11.75% | 55.22% | 33.03% | 0%
|  |  | LODI 1102301436 | 0.032279 | 0 | 0.032279 | 0.0044395 | 0.023154 | 0.017174 | 9.917% | 51.72% | 38.36% | 0%
|  |  | HILLSDALE 040198526 | 0.031514 | 0 | 0.031514 | 0.017503 | 0.022641 | 0.0041921 | 39.48% | 51.07% | 9.455% | 0%
|  |  | WILSON 1101CB | 0.069321 | 0 | 0.069321 | 0.0087804 | 0.048548 | 0.02688 | 10.43% | 57.65% | 31.92% | 0%
|  |  | CASTRO VALLEY 1107MR336 | 0.030875 | 0 | 0.030875 | 0.01554 | 0.022033 | 0.0081599 | 33.98% | 48.18% | 17.84% | 0%
|  |  | DUMBARTON 1110CB | 0.032004 | 0 | 0.032004 | 0.0064447 | 0.030485 | 0.014833 | 12.45% | 58.89% | 28.66% | 0%
|  |  | STOREY 11066330 | 0.018234 | 0 | 0.018234 | 0.0031134 | 0.018501 | 0.0084864 | 10.34% | 61.46% | 28.19% | 0%
|  |  | SANTA MARIA 1110M04 | 0.0035807 | 0 | 0.0035807 | 0.00016472 | 0.0040642 | 0.0011205 | 3.079% | 75.97% | 20.95% | 0%
|  |  | WOODSIDE 1105CB | 0.031586 | 0 | 0.031586 | 0.013185 | 0.020699 | 0.0076794 | 31.72% | 49.8% | 18.48% | 0%
|  |  | OCEANO 1105V44 | 0.0061705 | 0 | 0.0061705 | 0.0011034 | 0.0052035 | 0.0020485 | 13.21% | 62.28% | 24.52% | 0%
|  |  | MISSION (X) 111641380 | 0.010568 | 0 | 0.010568 | 0.0013695 | 0.013468 | 0.0026083 | 7.85% | 77.2% | 14.95% | 0%
|  |  | EL CERRITO G 1114CB | 0.029465 | 0 | 0.029465 | 0.0054987 | 0.030912 | 0.012024 | 11.35% | 63.82% | 24.82% | 0%
|  |  | VACA DIXON 1109CB | 0.0079535 | 0 | 0.0079535 | 0.0010755 | 0.0063897 | 0.0030156 | 10.26% | 60.97% | 28.77% | 0%
|  |  | HAMMER 11052943 | 0.0064071 | 0 | 0.0064071 | 0.0021043 | 0.0061204 | 0.0023518 | 19.9% | 57.87% | 22.24% | 0%
|  |  | MILLBRAE 110453676 | 0.018267 | 0 | 0.018267 | 0.0085254 | 0.013223 | 0.0026795 | 34.9% | 54.13% | 10.97% | 0%
|  |  | NAPA 111069632 | 0.0069877 | 0 | 0.0069877 | 0.0032957 | 0.0057416 | 0.0016389 | 30.87% | 53.78% | 15.35% | 0%
|  |  | PETALUMA A 0413CB | 0.013702 | 0 | 0.013702 | 0.0069193 | 0.012128 | 0.0035708 | 30.59% | 53.62% | 15.79% | 0%
|  |  | PETALUMA C 11054238 | 0.0081854 | 0 | 0.0081854 | 0.0017235 | 0.008269 | 0.0035196 | 12.76% | 61.2% | 26.05% | 0%
|  |  | HORSESHOE 110250022 | 0.024378 | 0 | 0.024378 | 0.007107 | 0.016414 | 0.0083384 | 22.31% | 51.52% | 26.17% | 0%
|  |  | ATWATER 110411850 | 0.033461 | 0 | 0.033461 | 0.0032251 | 0.022839 | 0.01341 | 8.17% | 57.86% | 33.97% | 0%
|  |  | LARKIN (Y) 1137CB | 0.0015124 | 0 | 0.0015124 | 7.8707e-05 | 0.0018417 | 0.00057618 | 3.153% | 73.77% | 23.08% | 0%
|  |  | VINEYARD 2106MR274 | 0.0061815 | 0 | 0.0061815 | 0.0023703 | 0.0047725 | 0.0024839 | 24.62% | 49.58% | 25.8% | 0%
|  |  | SF H 110877020 | 0.0042804 | 0 | 0.0042804 | 0.00065628 | 0.0050599 | 0.0013496 | 9.288% | 71.61% | 19.1% | 0%
|  |  | GRAND ISLAND 22255902 | 0.076777 | 0 | 0.076777 | 0.013379 | 0.068743 | 0.025006 | 12.49% | 64.17% | 23.34% | 0%
|  |  | VINEYARD 2109MR170 | 0.023111 | 0 | 0.023111 | 0.0085398 | 0.01692 | 0.012164 | 22.7% | 44.97% | 32.33% | 0%
|  |  | DUMBARTON 1103MR369 | 0.006224 | 0 | 0.006224 | 0.0014826 | 0.005405 | 0.0033868 | 14.43% | 52.61% | 32.96% | 0%
|  |  | NORTECH 2110XR036 | 0.0032003 | 0 | 0.0032003 | 0.00017964 | 0.00256 | 0.0014452 | 4.293% | 61.17% | 34.53% | 0%
|  |  | ACTON 0401CB | 0.016937 | 0 | 0.016937 | 0.0020241 | 0.020505 | 0.0045668 | 7.47% | 75.68% | 16.85% | 0%
|  |  | LOGAN CREEK 2101CB | 0.0574 | 0 | 0.0574 | 0.0067428 | 0.043674 | 0.021075 | 9.432% | 61.09% | 29.48% | 0%
|  |  | DIVIDE 11021385 | 0.011019 | 0 | 0.011019 | 0.0019088 | 0.010824 | 0.0016764 | 13.25% | 75.12% | 11.63% | 0%
|  |  | LAWNDALE 0401CB | 0.022315 | 0 | 0.022315 | 0.0041403 | 0.024662 | 0.0061824 | 11.83% | 70.49% | 17.67% | 0%
|  |  | CASTRO VALLEY 1102MR518 | 0.010436 | 0 | 0.010436 | 0.0031714 | 0.0078028 | 0.0029668 | 22.75% | 55.97% | 21.28% | 0%
|  |  | BECK STREET 0401CB | 0.0081257 | 0 | 0.0081257 | 0.0017395 | 0.007914 | 0.0037601 | 12.97% | 59% | 28.03% | 0%
|  |  | VIERRA 170795714 | 0.014137 | 0 | 0.014137 | 0.0013322 | 0.0086118 | 0.0078514 | 7.486% | 48.39% | 44.12% | 0%
|  |  | GRAND ISLAND 2224CB | 0.040168 | 0 | 0.040168 | 0.0053978 | 0.031343 | 0.0091467 | 11.76% | 68.3% | 19.93% | 0%
|  |  | MOUNTAIN VIEW 1108LV12 | 0.041201 | 0 | 0.041201 | 0.014151 | 0.038537 | 0.015326 | 20.81% | 56.66% | 22.53% | 0%
|  |  | MC KEE 1112CB | 0.03865 | 0 | 0.03865 | 0.012033 | 0.036102 | 0.015667 | 18.86% | 56.58% | 24.56% | 0%
|  |  | SWIFT 2111CB | 0.021456 | 0 | 0.021456 | 0.0065378 | 0.019077 | 0.0088998 | 18.94% | 55.27% | 25.79% | 0%
|  |  | STOREY 1105CB | 0.052624 | 0 | 0.052624 | 0.0047972 | 0.037451 | 0.019915 | 7.717% | 60.25% | 32.04% | 0%
|  |  | HIGHWAY 110492586 | 0.0081448 | 0 | 0.0081448 | 0.0014614 | 0.0083324 | 0.0031237 | 11.31% | 64.5% | 24.18% | 0%
|  |  | EDENVALE 1101CB | 0.034493 | 0 | 0.034493 | 0.010006 | 0.03174 | 0.015193 | 17.57% | 55.74% | 26.68% | 0%
|  |  | EDES 1111CB | 0.020885 | 0 | 0.020885 | 0.001885 | 0.019821 | 0.01277 | 5.468% | 57.49% | 37.04% | 0%
|  |  | HIGHWAY 1102CB | 0.017381 | 0 | 0.017381 | 0.0022683 | 0.016358 | 0.006062 | 9.188% | 66.26% | 24.55% | 0%
|  |  | IGNACIO 11041274 | 0.0099418 | 0 | 0.0099418 | 0.0011921 | 0.0084015 | 0.0033198 | 9.232% | 65.06% | 25.71% | 0%
|  |  | EAST GRAND 1101250170 | 0.0289 | 0 | 0.0289 | 0.0039879 | 0.031476 | 0.010331 | 8.708% | 68.73% | 22.56% | 0%
|  |  | LAKEWOOD 2223W532R | 0.0011888 | 0 | 0.0011888 | 0.0006243 | 0.00092316 | 0.00034067 | 33.06% | 48.89% | 18.04% | 0%
|  |  | NAPA 111289474 | 0.010545 | 0 | 0.010545 | 0.0039454 | 0.0082633 | 0.0032418 | 25.54% | 53.48% | 20.98% | 0%
|  |  | PANAMA 210165480 | 0.047607 | 0 | 0.047607 | 0.00497 | 0.037187 | 0.022692 | 7.664% | 57.34% | 34.99% | 0%
|  |  | MC KEE 1112XR256 | 0.012098 | 0 | 0.012098 | 0.004008 | 0.011112 | 0.0047994 | 20.12% | 55.79% | 24.09% | 0%
|  |  | GREEN VALLEY 210112106 | 0.086307 | 0 | 0.086307 | 0.020033 | 0.036133 | 0.016703 | 27.49% | 49.59% | 22.92% | 0%
|  |  | SALINAS 1105CB | 0.040046 | 0 | 0.040046 | 0.0056102 | 0.037948 | 0.019311 | 8.924% | 60.36% | 30.72% | 0%
|  |  | SF L 110369372 | 0.0090367 | 0 | 0.0090367 | 0.0010446 | 0.011107 | 0.0027659 | 7.002% | 74.46% | 18.54% | 0%
|  |  | WALDO 0401CB | 0.015539 | 0 | 0.015539 | 0.0033968 | 0.016736 | 0.005519 | 13.24% | 65.24% | 21.52% | 0%
|  |  | MORGAN HILL 2106XR324 | 0.01063 | 0 | 0.01063 | 0.0014488 | 0.0077251 | 0.0051368 | 10.12% | 53.98% | 35.9% | 0%
|  |  | MC KEE 1103CB | 0.066554 | 0 | 0.066554 | 0.024972 | 0.057616 | 0.025383 | 23.13% | 53.36% | 23.51% | 0%
|  |  | DEL MONTE 210547700 | 0.0015946 | 0 | 0.0015946 | 0.00024805 | 0.0018414 | 0.0005429 | 9.423% | 69.95% | 20.62% | 0%
|  |  | VALLEY VIEW 1106P182 | 0.0141 | 0 | 0.0141 | 0.0062886 | 0.011801 | 0.0037208 | 28.83% | 54.11% | 17.06% | 0%
|  |  | LLAGAS 2104524360 | 0.011009 | 0 | 0.011009 | 0.0020833 | 0.0072812 | 0.0039716 | 15.62% | 54.6% | 29.78% | 0%
|  |  | HAMILTON A 1102CB | 0.0172 | 0 | 0.0172 | 0.0060556 | 0.013029 | 0.0052242 | 24.91% | 53.6% | 21.49% | 0%
|  |  | SOTO 0401CB | 0.023557 | 0 | 0.023557 | 0.0060834 | 0.02281 | 0.009993 | 15.64% | 58.66% | 25.7% | 0%
|  |  | MENLO 11039096 | 0.013045 | 0 | 0.013045 | 0.0038235 | 0.0088699 | 0.0043631 | 22.42% | 52% | 25.58% | 0%
|  |  | MILLBRAE 11018944 | 0.0075549 | 0 | 0.0075549 | 0.0012666 | 0.0080359 | 0.0031689 | 10.16% | 64.43% | 25.41% | 0%
|  |  | HALF MOON BAY 11019014 | 0.011253 | 0 | 0.011253 | 0.0023315 | 0.011872 | 0.0021966 | 14.22% | 72.39% | 13.39% | 0%
|  |  | OAKLAND X 1107CR426 | 0.016767 | 0 | 0.016767 | 0.0068953 | 0.012871 | 0.0045112 | 28.4% | 53.02% | 18.58% | 0%
|  |  | HALF MOON BAY 11022032 | 0.054422 | 0 | 0.054422 | 0.019411 | 0.04573 | 0.0080865 | 26.51% | 62.45% | 11.04% | 0%
|  |  | DUMBARTON 1109MR241 | 0.0074341 | 0 | 0.0074341 | 0.0010861 | 0.007181 | 0.0040049 | 8.85% | 58.52% | 32.63% | 0%
|  |  | FAIRMOUNT 0402CB | 0.020385 | 0 | 0.020385 | 0.005219 | 0.02133 | 0.0071016 | 15.51% | 63.39% | 21.1% | 0%
|  |  | STELLING 1108CB | 0.029257 | 0 | 0.029257 | 0.013661 | 0.025932 | 0.0087038 | 28.29% | 53.69% | 18.02% | 0%
|  |  | ALMADEN 1102685706 | 0.010204 | 0 | 0.010204 | 0.0043501 | 0.0085995 | 0.0038955 | 25.82% | 51.05% | 23.13% | 0%
|  |  | GRANT 1108MR354 | 0.030276 | 0 | 0.030276 | 0.0078995 | 0.027565 | 0.013984 | 15.98% | 55.74% | 28.28% | 0%
|  |  | FAIRVIEW 22078275 | 0.011851 | 0 | 0.011851 | 0.0027272 | 0.0082682 | 0.0044967 | 17.6% | 53.37% | 29.03% | 0%
|  |  | RAINBOW 1105508780 | 0.011958 | 0 | 0.011958 | 0.0026776 | 0.010121 | 0.0054716 | 14.66% | 55.4% | 29.95% | 0%
|  |  | HICKS 1115CB | 0.059404 | 0 | 0.059404 | 0.024786 | 0.052274 | 0.020925 | 25.3% | 53.35% | 21.35% | 0%
|  |  | ATWATER 11039640 | 0.0042788 | 0 | 0.0042788 | 0.00066682 | 0.0034054 | 0.0015557 | 11.85% | 60.51% | 27.64% | 0%
|  |  | SF K 1101CB | 0.0072603 | 0 | 0.0072603 | 0.00088531 | 0.0099469 | 0.0010208 | 7.469% | 83.92% | 8.612% | 0%
|  |  | VALLEY VIEW 1106CB | 0.0042675 | 0 | 0.0042675 | 0.0017671 | 0.0028818 | 0.0010615 | 30.95% | 50.47% | 18.59% | 0%
|  |  | DALY CITY 110277934 | 0.023851 | 0 | 0.023851 | 0.0041117 | 0.026789 | 0.004766 | 11.53% | 75.11% | 13.36% | 0%
|  |  | LAS POSITAS 2109CB | 0.015059 | 0 | 0.015059 | 0.0034907 | 0.014225 | 0.0070475 | 14.1% | 57.44% | 28.46% | 0%
|  |  | HIGHWAY 1106CB | 0.065257 | 0 | 0.065257 | 0.01412 | 0.062749 | 0.028276 | 13.43% | 59.68% | 26.89% | 0%
|  |  | SF H 110268336 | 0.0036517 | 0 | 0.0036517 | 0.00049667 | 0.0047993 | 0.00073218 | 8.239% | 79.61% | 12.15% | 0%
|  |  | HIGHWAY 11062105 | 0.015311 | 0 | 0.015311 | 0.004997 | 0.014501 | 0.0057768 | 19.77% | 57.37% | 22.86% | 0%
|  |  | LOS OSITOS 2103174580 | 0.029874 | 0 | 0.029874 | 0.00077343 | 0.027251 | 0.010968 | 1.984% | 69.89% | 28.13% | 0%
|  |  | SANTA ROSA A 1102336 | 0.013954 | 0 | 0.013954 | 0.0060763 | 0.011118 | 0.0058408 | 26.38% | 48.27% | 25.36% | 0%
|  |  | MT EDEN 1105CB | 0.036617 | 0 | 0.036617 | 0.0083445 | 0.03543 | 0.016142 | 13.93% | 59.13% | 26.94% | 0%
|  |  | JESSUP 110238330 | 0.01541 | 0 | 0.01541 | 0.0057492 | 0.0092286 | 0.0047505 | 29.14% | 46.78% | 24.08% | 0%
|  |  | ARANA 0401CB | 0.018594 | 0 | 0.018594 | 0.008317 | 0.016159 | 0.005203 | 28.02% | 54.45% | 17.53% | 0%
|  |  | CASTRO VALLEY 1102960346 | 0.0015259 | 0 | 0.0015259 | 0.0004038 | 0.0011762 | 0.00041531 | 20.24% | 58.95% | 20.81% | 0%
|  |  | EAST GRAND 1113CB | 0.002647 | 0 | 0.002647 | 0.00037302 | 0.0028678 | 0.0011287 | 8.537% | 65.63% | 25.83% | 0%
|  |  | CLAYTON 1104C550R | 0.024103 | 0 | 0.024103 | 0.0080524 | 0.021988 | 0.0079044 | 21.22% | 57.95% | 20.83% | 0%
|  |  | RESERVE OIL 1101CB | 0.013177 | 0 | 0.013177 | 0.0008825 | 0.0086297 | 0.0059593 | 5.704% | 55.78% | 38.52% | 0%
|  |  | VINEYARD 2107MR801 | 0.00011756 | 0 | 0.00011756 | 1.0904e-05 | 0.00010459 | 7.8568e-05 | 5.619% | 53.89% | 40.49% | 0%
|  |  | KINGSBURG 11146760 | 0.02084 | 0 | 0.02084 | 0.002688 | 0.015953 | 0.0091223 | 9.682% | 57.46% | 32.86% | 0%
|  |  | HUMBOLDT BAY 11027598 | 0.035505 | 1.0358 | 1.0713 | 0.015615 | 0.028085 | 0.0041146 | 1.082% | 1.947% | 0.2852% | 96.69%
|  |  | BERKELEY F 1105189500 | 0.0065341 | 0 | 0.0065341 | 0.0040844 | 0.003847 | 0.00099196 | 45.77% | 43.11% | 11.12% | 0%
|  |  | RIPON 170213544 | 0.034929 | 0 | 0.034929 | 0.0081812 | 0.025963 | 0.0229 | 14.34% | 45.51% | 40.14% | 0%
|  |  | LLAGAS 2104XR148 | 0.12494 | 0 | 0.12494 | 0.010171 | 0.1015 | 0.050307 | 6.279% | 62.66% | 31.06% | 0%
|  |  | DAIRYLAND 110293892 | 0.0010575 | 0 | 0.0010575 | 4.6852e-05 | 0.00077955 | 0.00037058 | 3.914% | 65.13% | 30.96% | 0%
|  |  | GRAND ISLAND 222550300 | 0.017666 | 0 | 0.017666 | 0.0030532 | 0.015276 | 0.0060425 | 12.53% | 62.68% | 24.79% | 0%
|  |  | NORTH TOWER 1103CB | 0.050073 | 0 | 0.050073 | 0.013528 | 0.046949 | 0.018059 | 17.23% | 59.78% | 22.99% | 0%
|  |  | RICHMOND R 1130BR144 | 0.012189 | 0 | 0.012189 | 0.0022173 | 0.012903 | 0.005001 | 11.02% | 64.13% | 24.85% | 0%
|  |  | PENNGROVE 11013476 | 0.02235 | 0 | 0.02235 | 0.0065071 | 0.016679 | 0.0060667 | 22.24% | 57.02% | 20.74% | 0%
|  |  | BUELLTON 1102Y20 | 0.0097076 | 0 | 0.0097076 | 0.0028957 | 0.0074808 | 0.0026617 | 22.21% | 57.38% | 20.41% | 0%
|  |  | PRUNEDALE 1110CB | 0.048378 | 0 | 0.048378 | 0.023493 | 0.031076 | 0.0088095 | 37.07% | 49.03% | 13.9% | 0%
|  |  | PETALUMA C 1108CB | 0.072064 | 0 | 0.072064 | 0.02849 | 0.05473 | 0.020842 | 27.38% | 52.59% | 20.03% | 0%
|  |  | GREENBRAE 11037315 | 0.013326 | 0 | 0.013326 | 0.0057305 | 0.012155 | 0.0037366 | 26.5% | 56.22% | 17.28% | 0%
|  |  | STUART 0401CB | 0.012997 | 0 | 0.012997 | 0.0031769 | 0.013787 | 0.0044905 | 14.81% | 64.26% | 20.93% | 0%
|  |  | NORTH TOWER 110291736 | 0.0021323 | 0 | 0.0021323 | 0.00036983 | 0.0018561 | 0.00072631 | 12.53% | 62.87% | 24.6% | 0%
|  |  | JARVIS 1112MR238 | 0.01988 | 0 | 0.01988 | 0.0053277 | 0.018245 | 0.0092446 | 16.23% | 55.6% | 28.17% | 0%
|  |  | FREMONT 1107MR110 | 0.0060988 | 0 | 0.0060988 | 0.001573 | 0.0061576 | 0.0023371 | 15.62% | 61.16% | 23.21% | 0%
|  |  | SANTA MARIA 1106M112 | 0.06873 | 0 | 0.06873 | 0.01036 | 0.075652 | 0.025536 | 9.287% | 67.82% | 22.89% | 0%
|  |  | MILLBRAE 040376176 | 0.017887 | 0 | 0.017887 | 0.0052079 | 0.018494 | 0.0040708 | 18.75% | 66.59% | 14.66% | 0%
|  |  | BERKELEY F 0404CB | 0.018113 | 0 | 0.018113 | 0.0065945 | 0.01811 | 0.0051954 | 22.06% | 60.57% | 17.38% | 0%
|  |  | SF H 110713525 | 0.014824 | 0 | 0.014824 | 0.0011057 | 0.01867 | 0.0046951 | 4.518% | 76.3% | 19.19% | 0%
|  |  | TEMPLETON 2113A24 | 0.0068699 | 0 | 0.0068699 | 0.0012568 | 0.0052077 | 0.0024505 | 14.1% | 58.41% | 27.49% | 0%
|  |  | SF H 110514741 | 0.014199 | 0 | 0.014199 | 0.0015065 | 0.017398 | 0.0045347 | 6.427% | 74.23% | 19.35% | 0%
|  |  | SANTA ROSA A 1102622 | 0.011637 | 0 | 0.011637 | 0.0046508 | 0.0081981 | 0.0039277 | 27.72% | 48.87% | 23.41% | 0%
|  |  | EL PATIO 1107XR532 | 0.015803 | 0 | 0.015803 | 0.0063924 | 0.01446 | 0.0052355 | 24.5% | 55.43% | 20.07% | 0%
|  |  | SAN BRUNO 040265746 | 0.0074918 | 0 | 0.0074918 | 0.0008459 | 0.0091109 | 0.0024104 | 6.84% | 73.67% | 19.49% | 0%
|  |  | GLENN 110133450 | 0.0317 | 0 | 0.0317 | 0.0076433 | 0.024009 | 0.011378 | 17.76% | 55.8% | 26.44% | 0%
|  |  | EUREKA E 1101CB | 0.031751 | 1.2597 | 1.2915 | 0.0099767 | 0.036168 | 0.0057781 | 0.4724% | 1.713% | 0.2736% | 97.54%
|  |  | VIEJO 220298146 | 0.011584 | 0 | 0.011584 | 0.0032466 | 0.013856 | 0.0020196 | 16.98% | 72.46% | 10.56% | 0%
|  |  | NAPA 1110944 | 0.01988 | 0 | 0.01988 | 0.011006 | 0.012314 | 0.0035098 | 41.02% | 45.9% | 13.08% | 0%
|  |  | BELLE HAVEN 0407CB | 0.03336 | 0 | 0.03336 | 0.021732 | 0.021039 | 0.0050366 | 45.46% | 44.01% | 10.54% | 0%
|  |  | AMES 1102CB | 0.010832 | 0 | 0.010832 | 0.0012161 | 0.0092394 | 0.0047362 | 8.005% | 60.82% | 31.18% | 0%
|  |  | BEACH (Q) 0402CB | 0.0086856 | 0 | 0.0086856 | 0.00094314 | 0.011407 | 0.0019874 | 6.578% | 79.56% | 13.86% | 0%
|  |  | FAIRHAVEN 110353174 | 0.035719 | 0.48203 | 0.51775 | 0.0087119 | 0.033809 | 0.0055044 | 1.251% | 4.857% | 0.7907% | 93.1%
|  |  | MISSION (X) 112441340 | 0.0043276 | 0 | 0.0043276 | 0.00031255 | 0.0058092 | 0.0010221 | 4.375% | 81.32% | 14.31% | 0%
|  |  | EDENVALE 1101XR184 | 0.017133 | 0 | 0.017133 | 0.0055149 | 0.015675 | 0.0070923 | 19.5% | 55.42% | 25.08% | 0%
|  |  | SANTA ROSA A 1106300 | 0.01367 | 0 | 0.01367 | 0.0051807 | 0.0094823 | 0.0052166 | 26.06% | 47.7% | 26.24% | 0%
|  |  | CASTROVILLE 210399672 | 0.025605 | 0 | 0.025605 | 0.0015819 | 0.02499 | 0.0068628 | 4.731% | 74.74% | 20.53% | 0%
|  |  | SAN LUIS OBISPO 1102V98 | 0.0063102 | 0 | 0.0063102 | 0.002313 | 0.0061387 | 0.001965 | 22.2% | 58.93% | 18.86% | 0%
|  |  | EUREKA E 11017104 | 0.034992 | 1.1109 | 1.1459 | 0.01889 | 0.029242 | 0.0046881 | 1.092% | 1.691% | 0.271% | 96.95%
|  |  | SF N 1101CB | 0.0028351 | 0 | 0.0028351 | 0.00049015 | 0.0031183 | 0.00057662 | 11.71% | 74.51% | 13.78% | 0%
|  |  | SAN CARLOS 1103195306 | 0.029231 | 0 | 0.029231 | 0.015224 | 0.023505 | 0.0095243 | 31.55% | 48.71% | 19.74% | 0%
|  |  | LAWRENCE 110455186 | 0.026805 | 0 | 0.026805 | 0.0081025 | 0.025204 | 0.010942 | 18.31% | 56.96% | 24.73% | 0%
|  |  | UKIAH 1114CB | 0.029864 | 0 | 0.029864 | 0.0076876 | 0.022581 | 0.0086584 | 19.75% | 58.01% | 22.24% | 0%
|  |  | BARRETT 0402CB | 0.026038 | 0 | 0.026038 | 0.0046267 | 0.028637 | 0.0097194 | 10.76% | 66.62% | 22.61% | 0%
|  |  | VALLEY VIEW 1105P124 | 0.017682 | 0 | 0.017682 | 0.0061647 | 0.014268 | 0.0049641 | 24.27% | 56.18% | 19.55% | 0%
|  |  | PLUMAS 1101618170 | 0.00017504 | 0 | 0.00017504 | 9.7682e-06 | 0.00013415 | 5.4212e-05 | 4.93% | 67.71% | 27.36% | 0%
|  |  | KETTLEMAN HILLS 210464373 | 0.028814 | 0 | 0.028814 | 0.0027975 | 0.02547 | 0.012665 | 6.834% | 62.22% | 30.94% | 0%
|  |  | SAN CARLOS 04039012 | 0.0079326 | 0 | 0.0079326 | 0.0044651 | 0.0068357 | 0.0017941 | 34.1% | 52.2% | 13.7% | 0%
|  |  | SCHINDLER 1108CB | 0.0053035 | 0 | 0.0053035 | 0.00017908 | 0.0040535 | 0.0017976 | 2.97% | 67.22% | 29.81% | 0%
|  |  | MORMON 1102465508 | 0.00023315 | 0 | 0.00023315 | 3.539e-05 | 0.00015397 | 7.455e-05 | 13.41% | 58.34% | 28.25% | 0%
|  |  | OAKLAND X 1109CR126 | 0.010548 | 0 | 0.010548 | 0.0014698 | 0.010661 | 0.0052805 | 8.442% | 61.23% | 30.33% | 0%
|  |  | HIGHWAY 110181590 | 0.0045451 | 0 | 0.0045451 | 0.00082883 | 0.0044795 | 0.0021945 | 11.05% | 59.7% | 29.25% | 0%
|  |  | TULUCAY 1101684 | 0.007184 | 0 | 0.007184 | 0.0015669 | 0.0055931 | 0.0030355 | 15.37% | 54.86% | 29.77% | 0%
|  |  | HONCUT 110255206 | 0.02399 | 0 | 0.02399 | 0.0023309 | 0.0042931 | 0.0017786 | 27.74% | 51.09% | 21.17% | 0%
|  |  | VASCO 1102CB | 0.045252 | 0 | 0.045252 | 0.0068861 | 0.035861 | 0.020167 | 10.95% | 57% | 32.05% | 0%
|  |  | VACA DIXON 1106CB | 0.046341 | 0 | 0.046341 | 0.0058719 | 0.039829 | 0.015466 | 9.6% | 65.12% | 25.28% | 0%
|  |  | TULUCAY 1101323426 | 0.00087304 | 0 | 0.00087304 | 0.0003417 | 0.00049438 | 0.00030314 | 29.99% | 43.4% | 26.61% | 0%
|  |  | CORDELIA 1112CB | 0.051143 | 0 | 0.051143 | 0.0090295 | 0.040916 | 0.016687 | 13.55% | 61.41% | 25.04% | 0%
|  |  | OAKLAND J 1105CR132 | 0.023868 | 0 | 0.023868 | 0.010262 | 0.017912 | 0.0070962 | 29.1% | 50.78% | 20.12% | 0%
|  |  | CANAL 1106CB | 0.016716 | 0 | 0.016716 | 0.0012376 | 0.015031 | 0.0073749 | 5.234% | 63.57% | 31.19% | 0%
|  |  | RICHMOND Q 0402895422 | 0.015595 | 0 | 0.015595 | 0.0022273 | 0.0181 | 0.0054156 | 8.652% | 70.31% | 21.04% | 0%
|  |  | PEABODY 2112CB | 0.021291 | 0 | 0.021291 | 0.0016988 | 0.019231 | 0.0076562 | 5.943% | 67.27% | 26.78% | 0%
|  |  | KINGSBURG 110281042 | 0.041699 | 0 | 0.041699 | 0.0085725 | 0.03306 | 0.019485 | 14.03% | 54.09% | 31.88% | 0%
|  |  | WOOD 0401CB | 0.023115 | 0 | 0.023115 | 0.0096662 | 0.013952 | 0.0030808 | 36.2% | 52.26% | 11.54% | 0%
|  |  | SAN CARLOS 0403CB | 0.02316 | 0 | 0.02316 | 0.011356 | 0.021186 | 0.0056898 | 29.7% | 55.41% | 14.88% | 0%
|  |  | FULTON 1105CB | 0.072561 | 0 | 0.072561 | 0.021023 | 0.049578 | 0.024337 | 22.14% | 52.22% | 25.63% | 0%
|  |  | PAUL SWEET 210166806 | 0.027461 | 0 | 0.027461 | 0.01164 | 0.023732 | 0.0085973 | 26.47% | 53.97% | 19.55% | 0%
|  |  | SCHINDLER 1107CB | 0.0030601 | 0 | 0.0030601 | 0.00010411 | 0.002356 | 0.0010038 | 3.006% | 68.02% | 28.98% | 0%
|  |  | SF H 11086563 | 0.017561 | 0 | 0.017561 | 0.0030087 | 0.019759 | 0.0054533 | 10.66% | 70.02% | 19.32% | 0%
|  |  | BELLEVUE 1102463316 | 0.03529 | 0 | 0.03529 | 0.0067267 | 0.020879 | 0.0082359 | 18.77% | 58.25% | 22.98% | 0%
|  |  | CASTROVILLE 210322156 | 0.011144 | 0 | 0.011144 | 0.00058389 | 0.011622 | 0.0023661 | 4.007% | 79.76% | 16.24% | 0%
|  |  | MOUNTAIN VIEW 1109CB | 0.041957 | 0 | 0.041957 | 0.02134 | 0.030273 | 0.01134 | 33.9% | 48.09% | 18.01% | 0%
|  |  | GONZALES 1103684642 | 0.0069024 | 0 | 0.0069024 | 0.00038314 | 0.0059197 | 0.002916 | 4.156% | 64.21% | 31.63% | 0%
|  |  | PIERCY 2109906172 | 0.011741 | 0 | 0.011741 | 0.0032076 | 0.011017 | 0.0043377 | 17.28% | 59.35% | 23.37% | 0%
|  |  | WOLFE 1107CB | 0.052841 | 0 | 0.052841 | 0.02246 | 0.046975 | 0.017793 | 25.75% | 53.85% | 20.4% | 0%
|  |  | EUREKA A 1103CB | 0.052084 | 2.1282 | 2.1803 | 0.015663 | 0.054014 | 0.0092195 | 0.4742% | 1.635% | 0.2792% | 97.61%
|  |  | PARKWAY 1103652 | 0.00086992 | 0 | 0.00086992 | 0.00019388 | 0.00079878 | 0.00044336 | 13.5% | 55.62% | 30.87% | 0%
|  |  | SALINAS 1104895672 | 0.011743 | 0 | 0.011743 | 0.0019521 | 0.013338 | 0.0040953 | 10.07% | 68.8% | 21.13% | 0%
|  |  | MC KEE 1104CB | 0.045727 | 0 | 0.045727 | 0.01339 | 0.043055 | 0.019039 | 17.74% | 57.04% | 25.22% | 0%
|  |  | MC CALL 1103CB | 0.073453 | 0 | 0.073453 | 0.010177 | 0.053725 | 0.030816 | 10.74% | 56.72% | 32.53% | 0%
|  |  | LOCKEFORD 210137600 | 0.067931 | 0 | 0.067931 | 0.0127 | 0.044059 | 0.021226 | 16.28% | 56.5% | 27.22% | 0%
|  |  | WINDSOR 1103CB | 0.037371 | 0 | 0.037371 | 0.010445 | 0.026659 | 0.012858 | 20.91% | 53.36% | 25.74% | 0%
|  |  | MERCED 1116CB | 0.085375 | 0 | 0.085375 | 0.011208 | 0.063779 | 0.03216 | 10.46% | 59.52% | 30.01% | 0%
|  |  | LAMONT 1104CB | 0.053962 | 0 | 0.053962 | 0.002341 | 0.038181 | 0.021688 | 3.763% | 61.37% | 34.86% | 0%
|  |  | PANAMA 21011400 | 0.035075 | 0 | 0.035075 | 0.002782 | 0.024002 | 0.014522 | 6.735% | 58.11% | 35.16% | 0%
|  |  | GLENWOOD 110168889 | 0.0099485 | 0 | 0.0099485 | 0.0048393 | 0.0073284 | 0.0028615 | 32.2% | 48.76% | 19.04% | 0%
|  |  | DAIRYLAND 11055990 | 0.025189 | 0 | 0.025189 | 0.00099025 | 0.018446 | 0.009076 | 3.473% | 64.7% | 31.83% | 0%
|  |  | MANTECA 170114588 | 0.013574 | 0 | 0.013574 | 0.0018544 | 0.0076459 | 0.0084064 | 10.36% | 42.7% | 46.95% | 0%
|  |  | PEASE 1101CB | 0.02774 | 0 | 0.02774 | 0.0044918 | 0.020195 | 0.010985 | 12.59% | 56.61% | 30.8% | 0%
|  |  | PAUL SWEET 210216008 | 0.029908 | 0 | 0.029908 | 0.013842 | 0.023792 | 0.0074978 | 30.67% | 52.72% | 16.61% | 0%
|  |  | GRANT 1105MR362 | 0.01725 | 0 | 0.01725 | 0.0022195 | 0.017838 | 0.0084182 | 7.795% | 62.64% | 29.56% | 0%
|  |  | EDENVALE 2111CB | 0.0041048 | 0 | 0.0041048 | 0.00072599 | 0.0030083 | 0.0023991 | 11.84% | 49.05% | 39.12% | 0%
|  |  | GOLDTREE 1105588830 | 0.0061293 | 0.73004 | 0.73617 | 0.0029537 | 0.0051817 | 0.0016881 | 0.2503% | 0.4392% | 0.1431% | 99.17%
|  |  | WOODWARD 2101R1210 | 0.030317 | 0 | 0.030317 | 0.0054963 | 0.019632 | 0.012508 | 14.6% | 52.16% | 33.23% | 0%
|  |  | CANAL 1105CB | 0.0076342 | 0 | 0.0076342 | 0.00071521 | 0.007946 | 0.003941 | 5.675% | 63.05% | 31.27% | 0%
|  |  | NORTH TOWER 11028964 | 0.022639 | 0 | 0.022639 | 0.0066905 | 0.020684 | 0.0078492 | 18.99% | 58.72% | 22.28% | 0%
|  |  | FITCH MOUNTAIN 1113406 | 0.040171 | 0 | 0.040171 | 0.018015 | 0.023219 | 0.012053 | 33.81% | 43.57% | 22.62% | 0%
|  |  | MILPITAS 110913377 | 0.0034093 | 0 | 0.0034093 | 0.0010109 | 0.0033144 | 0.0013027 | 17.96% | 58.89% | 23.15% | 0%
|  |  | SAN LEANDRO U 1108MR566 | 0.015832 | 0 | 0.015832 | 0.00236 | 0.015328 | 0.0084467 | 9.03% | 58.65% | 32.32% | 0%
|  |  | LAMONT 11064784 | 0.010802 | 0 | 0.010802 | 0.00048926 | 0.0068981 | 0.0051799 | 3.893% | 54.89% | 41.22% | 0%
|  |  | EIGHT MILE 2104CB | 0.012132 | 0 | 0.012132 | 0.0048216 | 0.010979 | 0.0042271 | 24.07% | 54.82% | 21.11% | 0%
|  |  | SALINAS 110322384 | 0.0084381 | 0 | 0.0084381 | 0.0019272 | 0.0082878 | 0.0036396 | 13.91% | 59.82% | 26.27% | 0%
|  |  | GRANT 1106MR664 | 0.041593 | 0 | 0.041593 | 0.0082231 | 0.039971 | 0.02039 | 11.99% | 58.28% | 29.73% | 0%
|  |  | HUMBOLDT BAY 1101CB | 0.074424 | 0.86985 | 0.94427 | 0.033811 | 0.057536 | 0.0087928 | 2.661% | 4.528% | 0.6921% | 92.12%
|  |  | STELLING 1104LC120 | 0.015697 | 0 | 0.015697 | 0.0075476 | 0.012896 | 0.0046901 | 30.03% | 51.31% | 18.66% | 0%
|  |  | MAGUNDEN 1108563881 | 0.024514 | 0 | 0.024514 | 0.0030251 | 0.020546 | 0.010378 | 8.911% | 60.52% | 30.57% | 0%
|  |  | MADERA 1118610994 | 0.02698 | 0 | 0.02698 | 0.0045334 | 0.023846 | 0.013164 | 10.91% | 57.4% | 31.69% | 0%
|  |  | POINT PINOLE 1102BR154 | 0.0003464 | 0 | 0.0003464 | 3.1338e-05 | 0.00027425 | 0.00014619 | 6.937% | 60.7% | 32.36% | 0%
|  |  | DALY CITY 110576128 | 0.01804 | 0 | 0.01804 | 0.0034604 | 0.019611 | 0.0050844 | 12.29% | 69.65% | 18.06% | 0%
|  |  | FULTON 1105864 | 0.017023 | 0 | 0.017023 | 0.0048224 | 0.011721 | 0.0058163 | 21.57% | 52.42% | 26.01% | 0%
|  |  | MC KEE 110468892 | 0.014834 | 0 | 0.014834 | 0.0038856 | 0.014186 | 0.0064158 | 15.87% | 57.93% | 26.2% | 0%
|  |  | SNEATH LANE 110611792 | 0.0019044 | 0 | 0.0019044 | 0.0005352 | 0.0018871 | 0.00072142 | 17.02% | 60.03% | 22.95% | 0%
|  |  | PUTAH CREEK 1105CB | 0.0091542 | 0 | 0.0091542 | 0.0011855 | 0.0071952 | 0.0034971 | 9.981% | 60.58% | 29.44% | 0%
|  |  | TIDEWATER 210638866 | 0.015678 | 0 | 0.015678 | 0.0017213 | 0.01337 | 0.0053581 | 8.418% | 65.38% | 26.2% | 0%
|  |  | VASONA 110360132 | 0.033267 | 0 | 0.033267 | 0.013707 | 0.028269 | 0.012568 | 25.13% | 51.83% | 23.04% | 0%
|  |  | CORCORAN 110837412 | 0.041974 | 0 | 0.041974 | 0.0066976 | 0.045625 | 0.016966 | 9.666% | 65.85% | 24.49% | 0%
|  |  | WYANDOTTE 11061046 | 0.021173 | 0 | 0.021173 | 0.0030201 | 0.015968 | 0.0087939 | 10.87% | 57.48% | 31.65% | 0%
|  |  | VASONA 1105LC88 | 0.0051303 | 0 | 0.0051303 | 0.0022258 | 0.0045163 | 0.0017269 | 26.28% | 53.33% | 20.39% | 0%
|  |  | BELMONT 0406CB | 0.024971 | 0 | 0.024971 | 0.014208 | 0.020467 | 0.0048239 | 35.97% | 51.82% | 12.21% | 0%
|  |  | TRIMBLE 1106CB | 0.0044954 | 0 | 0.0044954 | 0.00084608 | 0.0037599 | 0.0028149 | 11.4% | 50.67% | 37.93% | 0%
|  |  | SAN LEANDRO U 1107CB | 0.019537 | 0 | 0.019537 | 0.0039564 | 0.018063 | 0.010231 | 12.27% | 56.01% | 31.72% | 0%
|  |  | CLARKSVILLE 21066832 | 0.00063378 | 0 | 0.00063378 | 0.00010773 | 0.00043853 | 0.00028248 | 13% | 52.91% | 34.09% | 0%
|  |  | MENLO 1104CB | 0.06375 | 0 | 0.06375 | 0.032878 | 0.040497 | 0.015215 | 37.11% | 45.71% | 17.17% | 0%
|  |  | BERKELEY F 0410CB | 0.013222 | 0 | 0.013222 | 0.004817 | 0.013344 | 0.0036651 | 22.07% | 61.14% | 16.79% | 0%
|  |  | RADUM 1105CB | 0.020988 | 0 | 0.020988 | 0.0055803 | 0.017842 | 0.009651 | 16.87% | 53.95% | 29.18% | 0%
|  |  | LODI 1102CB | 0.079992 | 0 | 0.079992 | 0.013201 | 0.055941 | 0.030528 | 13.24% | 56.13% | 30.63% | 0%
|  |  | PIERCY 2109XR482 | 0.010365 | 0 | 0.010365 | 0.0039531 | 0.0092998 | 0.0038576 | 23.1% | 54.35% | 22.55% | 0%
|  |  | ROSSMOOR 110982962 | 0.0090966 | 0.1489 | 0.15799 | 0.0054814 | 0.0055823 | 0.0026996 | 2.293% | 2.335% | 1.129% | 94.24%
|  |  | HICKS 2105XR174 | 0.019076 | 0 | 0.019076 | 0.0065111 | 0.016573 | 0.008124 | 20.86% | 53.1% | 26.03% | 0%
|  |  | HOLLISTER 2101CB | 0.040608 | 0 | 0.040608 | 0.0054971 | 0.034538 | 0.019574 | 9.222% | 57.94% | 32.84% | 0%
|  |  | CASTRO VALLEY 1105132304 | 0.005697 | 0 | 0.005697 | 0.0034207 | 0.0043567 | 0.001627 | 36.37% | 46.33% | 17.3% | 0%
|  |  | SANTA MARIA 110556022 | 0.014346 | 0 | 0.014346 | 0.00079567 | 0.01258 | 0.0056723 | 4.177% | 66.04% | 29.78% | 0%
|  |  | BUTTE 1105518014 | 0.022401 | 0 | 0.022401 | 0.0053318 | 0.013701 | 0.0067801 | 20.66% | 53.08% | 26.27% | 0%
|  |  | MISSION (X) 110969980 | 0.0028184 | 0 | 0.0028184 | 0.00032702 | 0.00366 | 0.00066551 | 7.029% | 78.67% | 14.3% | 0%
|  |  | CORCORAN 1106CB | 0.036403 | 0 | 0.036403 | 0.0022337 | 0.034086 | 0.015537 | 4.308% | 65.73% | 29.96% | 0%
|  |  | PURISIMA 110154728 | 0.046148 | 0 | 0.046148 | 0.0018848 | 0.010317 | 0.0033577 | 12.11% | 66.31% | 21.58% | 0%
|  |  | GUERNSEY 1103CB | 0.015538 | 0 | 0.015538 | 0.00060442 | 0.010488 | 0.0064959 | 3.437% | 59.63% | 36.93% | 0%
|  |  | OAKLAND J 1106CR330 | 0.011328 | 0 | 0.011328 | 0.0066774 | 0.0089468 | 0.003075 | 35.71% | 47.85% | 16.44% | 0%
|  |  | IGNACIO 11031068 | 0.00050771 | 0 | 0.00050771 | 0.00011873 | 0.00040683 | 0.00018775 | 16.65% | 57.03% | 26.32% | 0%
|  |  | HAYWARD O 0402CB | 0.020492 | 0 | 0.020492 | 0.0057427 | 0.020071 | 0.0080142 | 16.98% | 59.33% | 23.69% | 0%
|  |  | HUNTERS POINT (P) 110810569 | 0.01963 | 0 | 0.01963 | 0.0025749 | 0.02312 | 0.0067092 | 7.946% | 71.35% | 20.7% | 0%
|  |  | RICHMOND R 1129BR348 | 0.00051731 | 0 | 0.00051731 | 4.5597e-05 | 0.00043338 | 0.00019175 | 6.798% | 64.61% | 28.59% | 0%
|  |  | EUREKA A 1106CB | 0.010243 | 0.19937 | 0.20961 | 0.0017034 | 0.010996 | 0.0025612 | 0.5454% | 3.521% | 0.8201% | 95.11%
|  |  | TASSAJARA 21032705 | 0.011028 | 0 | 0.011028 | 0.0072834 | 0.0052654 | 0.0021918 | 49.41% | 35.72% | 14.87% | 0%
|  |  | EVERGREEN 2103980314 | 0.0066074 | 0 | 0.0066074 | 0.0026068 | 0.0046929 | 0.0027661 | 25.9% | 46.62% | 27.48% | 0%
|  |  | WAHTOKE 1110CB | 0.043778 | 0 | 0.043778 | 0.008672 | 0.029295 | 0.018068 | 15.48% | 52.28% | 32.24% | 0%
|  |  | CLARKSVILLE 210951742 | 0.010687 | 1.022 | 1.0327 | 0.0038186 | 0.0069455 | 0.0032041 | 0.2829% | 0.5146% | 0.2374% | 98.97%
|  |  | VALLEJO B 1101779 | 0.0064883 | 0 | 0.0064883 | 0.0013377 | 0.0068816 | 0.0024912 | 12.49% | 64.25% | 23.26% | 0%
|  |  | PUEBLO 2102600010 | 0.0021877 | 0.092962 | 0.095149 | 0.00076992 | 0.0018838 | 0.0008605 | 0.5037% | 1.232% | 0.563% | 97.7%
|  |  | CONTRA COSTA 210788664 | 0.0083509 | 0 | 0.0083509 | 0.00072246 | 0.0058139 | 0.0034387 | 7.243% | 58.28% | 34.47% | 0%
|  |  | ALMADEN 1102722120 | 0.010154 | 0 | 0.010154 | 0.0039163 | 0.0094689 | 0.0033772 | 23.36% | 56.49% | 20.15% | 0%
|  |  | SILVERADO 210298998 | 0.096074 | 0.46964 | 0.56571 | 0.027745 | 0.0602 | 0.024494 | 4.191% | 9.093% | 3.7% | 83.02%
|  |  | LAS POSITAS 2107MR184 | 0.015014 | 0 | 0.015014 | 0.0018089 | 0.01277 | 0.0066777 | 8.51% | 60.07% | 31.42% | 0%
|  |  | SAN PABLO 1105BR192 | 0.011615 | 0 | 0.011615 | 0.0040416 | 0.0083036 | 0.0030475 | 26.26% | 53.95% | 19.8% | 0%
|  |  | SPENCE 1102227476 | 0.0019484 | 0 | 0.0019484 | 0.00010698 | 0.0016697 | 0.00077107 | 4.199% | 65.54% | 30.26% | 0%
|  |  | SF H 110886122 | 0.0075917 | 0 | 0.0075917 | 0.0016932 | 0.0079169 | 0.0022971 | 14.22% | 66.49% | 19.29% | 0%
|  |  | DAVIS 110266336 | 0.0091109 | 0 | 0.0091109 | 0.004498 | 0.0072411 | 0.0033008 | 29.91% | 48.15% | 21.95% | 0%
|  |  | DALY CITY 1102CB | 0.0079646 | 0 | 0.0079646 | 0.0015107 | 0.0094018 | 0.0022352 | 11.49% | 71.51% | 17% | 0%
|  |  | MOUNTAIN VIEW 1107LM06 | 0.010449 | 0 | 0.010449 | 0.0053884 | 0.0078693 | 0.0024311 | 34.35% | 50.16% | 15.5% | 0%
|  |  | LAKEWOOD 110492910 | 0.040071 | 0 | 0.040071 | 0.020232 | 0.028993 | 0.010786 | 33.71% | 48.31% | 17.97% | 0%
|  |  | PIERCY 2109XR200 | 0.031953 | 0 | 0.031953 | 0.010698 | 0.028282 | 0.012509 | 20.78% | 54.93% | 24.29% | 0%
|  |  | LIVE OAK 1104CB | 0.04052 | 0 | 0.04052 | 0.010318 | 0.03079 | 0.014913 | 18.42% | 54.96% | 26.62% | 0%
|  |  | SF L 0405CB | 0.016905 | 0 | 0.016905 | 0.0038554 | 0.019323 | 0.0022244 | 15.18% | 76.07% | 8.757% | 0%
|  |  | BOLINAS 110146152 | 0.067854 | 0 | 0.067854 | 0.037468 | 0.026445 | 0.0059145 | 53.66% | 37.87% | 8.47% | 0%
|  |  | KINGSBURG 1102CB | 0.024848 | 0 | 0.024848 | 0.0024349 | 0.016779 | 0.01079 | 8.115% | 55.92% | 35.96% | 0%
|  |  | CONTRA COSTA 210749724 | 0.0083216 | 0 | 0.0083216 | 0.0012867 | 0.006173 | 0.0028988 | 12.42% | 59.59% | 27.98% | 0%
|  |  | MOUNTAIN VIEW 110860022 | 0.015287 | 0 | 0.015287 | 0.0051589 | 0.014037 | 0.006039 | 20.44% | 55.62% | 23.93% | 0%
|  |  | SF H 110857238 | 0.013637 | 0 | 0.013637 | 0.0012317 | 0.016922 | 0.0043577 | 5.471% | 75.17% | 19.36% | 0%
|  |  | LAS GALLINAS A 11041220 | 0.022486 | 0 | 0.022486 | 0.010977 | 0.019552 | 0.0060694 | 29.99% | 53.42% | 16.58% | 0%
|  |  | SANTA MARIA 1109473720 | 0.0041351 | 0 | 0.0041351 | 0.00014035 | 0.0040575 | 0.0012092 | 2.596% | 75.04% | 22.36% | 0%
|  |  | BRITTON 1110LV38 | 0.040085 | 0 | 0.040085 | 0.015081 | 0.035649 | 0.01544 | 22.79% | 53.87% | 23.33% | 0%
|  |  | EVERGREEN 2103XR074 | 0.025565 | 0 | 0.025565 | 0.0086116 | 0.020034 | 0.010016 | 22.27% | 51.82% | 25.91% | 0%
|  |  | WOODCHUCK 2101R1115 | 0.0034284 | 0 | 0.0034284 | 0.0021129 | 0.0019302 | 0.00035094 | 48.09% | 43.93% | 7.987% | 0%
|  |  | VASCO 1101MR292 | 0.0015429 | 0 | 0.0015429 | 0.00019052 | 0.0014239 | 0.00093258 | 7.48% | 55.9% | 36.62% | 0%
|  |  | MADERA 1116CB | 0.013709 | 0 | 0.013709 | 0.0008952 | 0.0088891 | 0.0058555 | 5.724% | 56.84% | 37.44% | 0%
|  |  | GOLDTREE 110814115 | 0.0083042 | 0.20536 | 0.21366 | 0.0045897 | 0.0071316 | 0.0016995 | 1.329% | 2.065% | 0.4922% | 96.11%
|  |  | ALMADEN 1101CB | 0.089797 | 0 | 0.089797 | 0.043091 | 0.077844 | 0.027298 | 29.07% | 52.51% | 18.42% | 0%
|  |  | DALY CITY 1101CB | 0.011202 | 0 | 0.011202 | 0.0026095 | 0.012863 | 0.0028837 | 14.22% | 70.07% | 15.71% | 0%
|  |  | NEWARK 21KV 2103906 | 0.00028551 | 0 | 0.00028551 | 3.2687e-05 | 0.00030799 | 0.00013063 | 6.935% | 65.35% | 27.72% | 0%
|  |  | EL CERRITO G 1113BR280 | 0.0024664 | 0 | 0.0024664 | 0.00042436 | 0.0026062 | 0.001041 | 10.42% | 64.01% | 25.57% | 0%
|  |  | DUMBARTON 1107CB | 0.030311 | 0 | 0.030311 | 0.0073502 | 0.029212 | 0.013474 | 14.69% | 58.38% | 26.93% | 0%
|  |  | BRENTWOOD 2111CB | 0.036523 | 0 | 0.036523 | 0.0063133 | 0.026448 | 0.01497 | 13.23% | 55.41% | 31.36% | 0%
|  |  | CHEROKEE 110236802 | 0.008704 | 0 | 0.008704 | 0.0015911 | 0.0056555 | 0.0027287 | 15.95% | 56.7% | 27.35% | 0%
|  |  | SALINAS 110638220 | 0.011937 | 0 | 0.011937 | 0.0017356 | 0.012284 | 0.0037368 | 9.775% | 69.18% | 21.04% | 0%
|  |  | ERTA 04046633 | 0.0060925 | 0 | 0.0060925 | 0.0015037 | 0.0056038 | 0.0021768 | 16.2% | 60.36% | 23.45% | 0%
|  |  | WEST FRESNO 110423640 | 0.015317 | 0 | 0.015317 | 0.0025891 | 0.012167 | 0.0064041 | 12.24% | 57.5% | 30.26% | 0%
|  |  | MALAGA 1103CB | 0.092038 | 0 | 0.092038 | 0.023258 | 0.068492 | 0.035794 | 18.24% | 53.7% | 28.06% | 0%
|  |  | LOYOLA 0403CB | 0.04259 | 0 | 0.04259 | 0.021715 | 0.035159 | 0.0073938 | 33.79% | 54.71% | 11.5% | 0%
|  |  | SF M 0404CB | 0.021077 | 0 | 0.021077 | 0.0023209 | 0.026338 | 0.0061336 | 6.671% | 75.7% | 17.63% | 0%
|  |  | BELLE HAVEN 11038970 | 0.002907 | 0 | 0.002907 | 0.00057955 | 0.0028753 | 0.0013439 | 12.08% | 59.92% | 28% | 0%
|  |  | FRENCH CAMP 1104CB | 0.035844 | 0 | 0.035844 | 0.0030639 | 0.025486 | 0.014484 | 7.12% | 59.22% | 33.66% | 0%
|  |  | CHEROKEE 110175176 | 0.029432 | 0 | 0.029432 | 0.0075837 | 0.021336 | 0.011151 | 18.93% | 53.25% | 27.83% | 0%
|  |  | SF E 110510491 | 0.0028488 | 0 | 0.0028488 | 0.0012023 | 0.0028325 | 0.00066782 | 25.57% | 60.23% | 14.2% | 0%
|  |  | JARVIS 1111MR132 | 0.021114 | 0 | 0.021114 | 0.0093771 | 0.01689 | 0.0072269 | 28% | 50.43% | 21.58% | 0%
|  |  | MERCED 110811130 | 0.013958 | 0 | 0.013958 | 0.0043785 | 0.013094 | 0.0055692 | 19% | 56.83% | 24.17% | 0%
|  |  | CARQUINEZ 110369014 | 0.032414 | 0 | 0.032414 | 0.0095193 | 0.03191 | 0.012079 | 17.79% | 59.63% | 22.57% | 0%
|  |  | SANGER 1104CB | 0.031437 | 0 | 0.031437 | 0.0041399 | 0.020065 | 0.013315 | 11.03% | 53.48% | 35.49% | 0%
|  |  | SALINAS 110745054 | 0.014922 | 0 | 0.014922 | 0.0028381 | 0.015708 | 0.0060857 | 11.52% | 63.77% | 24.71% | 0%
|  |  | MOLINO 1102CB | 0.085487 | 0 | 0.085487 | 0.045639 | 0.047723 | 0.018283 | 40.88% | 42.75% | 16.38% | 0%
|  |  | PLAINFIELD 1101CB | 0.0023348 | 0 | 0.0023348 | 0.00010935 | 0.0018674 | 0.00066607 | 4.138% | 70.66% | 25.2% | 0%
|  |  | OLIVEHURST 1102CB | 0.035786 | 0 | 0.035786 | 0.01044 | 0.031436 | 0.014949 | 18.37% | 55.32% | 26.31% | 0%
|  |  | MT EDEN 1104MR137 | 0.037969 | 0 | 0.037969 | 0.0052996 | 0.037284 | 0.020094 | 8.455% | 59.49% | 32.06% | 0%
|  |  | NORTECH 211079884 | 0.0005123 | 0 | 0.0005123 | 2.7852e-05 | 0.0004167 | 0.00022535 | 4.158% | 62.2% | 33.64% | 0%
|  |  | SAN LEANDRO U 1106MR630 | 0.021744 | 0 | 0.021744 | 0.002259 | 0.023808 | 0.009828 | 6.293% | 66.33% | 27.38% | 0%
|  |  | DEL MAR 1103624 | 0.014172 | 0 | 0.014172 | 0.0061751 | 0.0082913 | 0.0040648 | 33.32% | 44.74% | 21.93% | 0%
|  |  | STUART 0405CB | 0.013573 | 0 | 0.013573 | 0.0034829 | 0.014171 | 0.0047512 | 15.55% | 63.25% | 21.21% | 0%
|  |  | STOREY 110741316 | 0.033101 | 0 | 0.033101 | 0.0043594 | 0.025062 | 0.013599 | 10.13% | 58.26% | 31.61% | 0%
|  |  | DIXON LANDING 2103XR142 | 0.0046853 | 0 | 0.0046853 | 0.00037691 | 0.0044281 | 0.0024203 | 5.217% | 61.29% | 33.5% | 0%
|  |  | JARVIS 1112CB | 0.010185 | 0 | 0.010185 | 0.0023775 | 0.0091238 | 0.0053113 | 14.14% | 54.27% | 31.59% | 0%
|  |  | FULTON 1102904058 | 0.01928 | 0 | 0.01928 | 0.0048047 | 0.014172 | 0.007023 | 18.48% | 54.51% | 27.01% | 0%
|  |  | LLAGAS 2102XR190 | 0.0098384 | 0 | 0.0098384 | 0.0022236 | 0.0064971 | 0.0041466 | 17.28% | 50.49% | 32.23% | 0%
|  |  | EL CAPITAN 21108500 | 0.049462 | 0 | 0.049462 | 0.0096377 | 0.041582 | 0.022635 | 13.05% | 56.3% | 30.65% | 0%
|  |  | TAFT 11061666 | 0.014683 | 0 | 0.014683 | 0.0018349 | 0.011756 | 0.006009 | 9.361% | 59.98% | 30.66% | 0%
|  |  | EAST MARYSVILLE 1105CB | 0.069999 | 0 | 0.069999 | 0.0097658 | 0.050559 | 0.024775 | 11.48% | 59.41% | 29.11% | 0%
|  |  | HENRIETTA 110656636 | 0.00028432 | 0 | 0.00028432 | 1.361e-05 | 0.00021937 | 8.8853e-05 | 4.229% | 68.16% | 27.61% | 0%
|  |  | HALF MOON BAY 1102863822 | 0.014092 | 0 | 0.014092 | 0.0020908 | 0.0026373 | 0.0007926 | 37.87% | 47.77% | 14.36% | 0%
|  |  | RICHMOND R 1123CB | 0.0086165 | 0 | 0.0086165 | 0.00078704 | 0.0098907 | 0.0032573 | 5.648% | 70.98% | 23.37% | 0%
|  |  | VASONA 110360072 | 0.026434 | 0 | 0.026434 | 0.012126 | 0.022498 | 0.0090121 | 27.79% | 51.56% | 20.65% | 0%
|  |  | MILPITAS 2112XR040 | 0.001819 | 0 | 0.001819 | 0.000462 | 0.0016191 | 0.00092153 | 15.39% | 53.92% | 30.69% | 0%
|  |  | WEBER 110914062 | 0.032117 | 0 | 0.032117 | 0.0086126 | 0.02924 | 0.012756 | 17.02% | 57.78% | 25.21% | 0%
|  |  | SF E 110765846 | 0.0063928 | 0 | 0.0063928 | 0.0019544 | 0.0069771 | 0.0016215 | 18.52% | 66.11% | 15.37% | 0%
|  |  | JARVIS 1108767280 | 0.0038004 | 0 | 0.0038004 | 0.0019602 | 0.0024313 | 0.0010546 | 35.99% | 44.64% | 19.36% | 0%
|  |  | JUDAH 0402CB | 0.015066 | 0 | 0.015066 | 0.0016725 | 0.021212 | 0.0017286 | 6.795% | 86.18% | 7.023% | 0%
|  |  | WEST FRESNO 1112R4693 | 0.0079021 | 0 | 0.0079021 | 0.0012516 | 0.0058282 | 0.0034021 | 11.94% | 55.6% | 32.46% | 0%
|  |  | SARATOGA 111046892 | 0.010904 | 0 | 0.010904 | 0.0049397 | 0.0094099 | 0.0036508 | 27.44% | 52.28% | 20.28% | 0%
|  |  | CHEROKEE 110263488 | 0.036043 | 0 | 0.036043 | 0.0085455 | 0.02332 | 0.011356 | 19.77% | 53.96% | 26.27% | 0%
|  |  | LAWRENCE 1105CB | 0.0063597 | 0 | 0.0063597 | 0.0015432 | 0.0064957 | 0.0024595 | 14.7% | 61.87% | 23.43% | 0%
|  |  | BAHIA 1105910176 | 0.02758 | 0 | 0.02758 | 0.009743 | 0.026134 | 0.0087689 | 21.82% | 58.54% | 19.64% | 0%
|  |  | PRUNEDALE 110722232 | 0.014616 | 0 | 0.014616 | 0.0027484 | 0.014566 | 0.0060299 | 11.77% | 62.4% | 25.83% | 0%
|  |  | DEEPWATER 1107CB | 0.079834 | 0 | 0.079834 | 0.020588 | 0.06138 | 0.026894 | 18.91% | 56.38% | 24.7% | 0%
|  |  | VIERRA 1703CB | 0.036925 | 0 | 0.036925 | 0.0028119 | 0.0215 | 0.024063 | 5.813% | 44.44% | 49.74% | 0%
|  |  | 7TH STANDARD 2103CB | 0.058054 | 0 | 0.058054 | 0.0045454 | 0.037017 | 0.027718 | 6.561% | 53.43% | 40.01% | 0%
|  |  | LAKEVILLE 1102CB | 0.0080043 | 0 | 0.0080043 | 0.00098544 | 0.0069046 | 0.0024956 | 9.489% | 66.48% | 24.03% | 0%
|  |  | RUSSELL 0401CB | 0.016459 | 0 | 0.016459 | 0.0038856 | 0.017253 | 0.0060306 | 14.3% | 63.5% | 22.2% | 0%
|  |  | MT EDEN 110211986 | 0.0072634 | 0 | 0.0072634 | 0.0015445 | 0.0069392 | 0.0035064 | 12.88% | 57.87% | 29.24% | 0%
|  |  | DIXON 110248308 | 0.00017022 | 0 | 0.00017022 | 2.1801e-05 | 0.00012032 | 5.0556e-05 | 11.31% | 62.45% | 26.24% | 0%
|  |  | SF L 1101CB | 0.010928 | 0 | 0.010928 | 0.0010701 | 0.014646 | 0.0021964 | 5.974% | 81.76% | 12.26% | 0%
|  |  | SANTA ROSA A 111038858 | 0.034182 | 0 | 0.034182 | 0.015605 | 0.025206 | 0.012109 | 29.49% | 47.63% | 22.88% | 0%
|  |  | WOLFE 1113LV20 | 0.026828 | 0 | 0.026828 | 0.012962 | 0.023135 | 0.0081901 | 29.27% | 52.24% | 18.49% | 0%
|  |  | BELMONT 11109088 | 0.026033 | 0 | 0.026033 | 0.013503 | 0.02011 | 0.0060195 | 34.07% | 50.74% | 15.19% | 0%
|  |  | MOUNTAIN VIEW 1114LM12 | 0.003437 | 0 | 0.003437 | 0.001618 | 0.0026076 | 0.0010339 | 30.76% | 49.58% | 19.66% | 0%
|  |  | GREEN VALLEY 2103186292 | 0.012475 | 0 | 0.012475 | 0.0027707 | 0.011396 | 0.0050459 | 14.42% | 59.31% | 26.26% | 0%
|  |  | RUSSELL 0402CB | 0.016156 | 0 | 0.016156 | 0.002931 | 0.017364 | 0.006375 | 10.99% | 65.11% | 23.9% | 0%
|  |  | EDENVALE 2106XR438 | 0.00924 | 0 | 0.00924 | 0.0030947 | 0.0081141 | 0.0040443 | 20.29% | 53.2% | 26.51% | 0%
|  |  | RIVERBANK 17139000 | 0.029813 | 0 | 0.029813 | 0.0055944 | 0.021048 | 0.017296 | 12.73% | 47.9% | 39.36% | 0%
|  |  | BELMONT 1107CB | 0.0087231 | 0 | 0.0087231 | 0.0018271 | 0.0084274 | 0.0038909 | 12.92% | 59.58% | 27.51% | 0%
|  |  | EL CERRITO G 1113CB | 0.018855 | 0 | 0.018855 | 0.0040559 | 0.017421 | 0.0075647 | 13.97% | 59.99% | 26.05% | 0%
|  |  | COLUMBUS 11048058 | 0.00357 | 0 | 0.00357 | 0.0010407 | 0.0035077 | 0.0013449 | 17.66% | 59.52% | 22.82% | 0%
|  |  | GOLDTREE 1105944608 | 0.014468 | 0.8876 | 0.90207 | 0.0067631 | 0.012871 | 0.0033967 | 0.471% | 0.8963% | 0.2366% | 98.4%
|  |  | OAKLAND C 1109683734 | 0.0041354 | 0 | 0.0041354 | 0.00043529 | 0.0046323 | 0.001759 | 6.376% | 67.86% | 25.77% | 0%
|  |  | BRENTWOOD 2108B512R | 0.0096412 | 0 | 0.0096412 | 0.0021597 | 0.0066645 | 0.0046316 | 16.05% | 49.53% | 34.42% | 0%
|  |  | DALY CITY 1103CB | 0.022501 | 0 | 0.022501 | 0.0039368 | 0.02621 | 0.0059862 | 10.9% | 72.54% | 16.57% | 0%
|  |  | FRENCH CAMP 1103CB | 0.0064484 | 0 | 0.0064484 | 0.00084252 | 0.0043701 | 0.0026966 | 10.65% | 55.25% | 34.09% | 0%
|  |  | BELLEVUE 1104CB | 0.01566 | 0 | 0.01566 | 0.0050695 | 0.012543 | 0.0051203 | 22.3% | 55.18% | 22.52% | 0%
|  |  | BAY MEADOWS 21013369 | 0.0043639 | 0 | 0.0043639 | 0.0014682 | 0.0040472 | 0.0016154 | 20.59% | 56.76% | 22.65% | 0%
|  |  | MISSION (X) 1108991594 | 0.0072161 | 0 | 0.0072161 | 0.00086633 | 0.008981 | 0.00098368 | 7.999% | 82.92% | 9.082% | 0%
|  |  | CORDELIA 1104CB | 0.025335 | 0 | 0.025335 | 0.0031488 | 0.02055 | 0.0091385 | 9.589% | 62.58% | 27.83% | 0%
|  |  | CASTRO VALLEY 1108MR205 | 0.028652 | 0 | 0.028652 | 0.014014 | 0.021836 | 0.0074091 | 32.4% | 50.48% | 17.13% | 0%
|  |  | MENLO 0403CB | 0.033708 | 0 | 0.033708 | 0.021727 | 0.021916 | 0.0048452 | 44.81% | 45.2% | 9.992% | 0%
|  |  | MC KEE 1104XR270 | 0.020813 | 0 | 0.020813 | 0.0062679 | 0.019373 | 0.0087164 | 18.24% | 56.39% | 25.37% | 0%
|  |  | VINEYARD 2106MR519 | 0.010731 | 0 | 0.010731 | 0.0048587 | 0.0083967 | 0.0035492 | 28.91% | 49.97% | 21.12% | 0%
|  |  | WOODWARD 2105CB | 0.0030577 | 0 | 0.0030577 | 0.00074525 | 0.0020527 | 0.0016065 | 16.92% | 46.6% | 36.48% | 0%
|  |  | BELMONT 1106872866 | 0.00016955 | 0 | 0.00016955 | 2.1814e-05 | 0.00015231 | 0.00010575 | 7.794% | 54.42% | 37.79% | 0%
|  |  | FITCH MOUNTAIN 1111CB | 0.076552 | 0 | 0.076552 | 0.024339 | 0.051887 | 0.023899 | 24.31% | 51.82% | 23.87% | 0%
|  |  | SF K 11016365 | 0.030457 | 0 | 0.030457 | 0.002994 | 0.041007 | 0.0043672 | 6.19% | 84.78% | 9.029% | 0%
|  |  | WOODSIDE 110551262 | 0.0090973 | 0 | 0.0090973 | 0.0041241 | 0.0055014 | 0.0022702 | 34.67% | 46.25% | 19.08% | 0%
|  |  | SANTA MARIA 1108M120 | 0.037235 | 0 | 0.037235 | 0.0048125 | 0.043034 | 0.013619 | 7.83% | 70.01% | 22.16% | 0%
|  |  | WILLOWS A 1101CB | 0.025307 | 0 | 0.025307 | 0.0064684 | 0.018391 | 0.0088927 | 19.16% | 54.49% | 26.35% | 0%
|  |  | OCEANO 1105V48 | 0.016139 | 0 | 0.016139 | 0.0023391 | 0.01655 | 0.0053801 | 9.638% | 68.19% | 22.17% | 0%
|  |  | WEEDPATCH 11031668 | 0.011942 | 0 | 0.011942 | 0.00091501 | 0.0086612 | 0.0055643 | 6.043% | 57.21% | 36.75% | 0%
|  |  | RICHMOND R 1126BR182 | 0.022326 | 0 | 0.022326 | 0.0057827 | 0.021438 | 0.0074938 | 16.66% | 61.76% | 21.59% | 0%
|  |  | COTTLE 1707376892 | 0.023683 | 0 | 0.023683 | 0.0030912 | 0.014351 | 0.013316 | 10.05% | 46.66% | 43.29% | 0%
|  |  | EDES 1103161972 | 0.010556 | 0 | 0.010556 | 0.0019813 | 0.010332 | 0.005112 | 11.37% | 59.29% | 29.34% | 0%
|  |  | FRANKLIN 1103P202 | 0.049278 | 0 | 0.049278 | 0.018519 | 0.039432 | 0.014802 | 25.45% | 54.2% | 20.35% | 0%
|  |  | GREENBRAE 1104751 | 0.017576 | 0 | 0.017576 | 0.0084361 | 0.013706 | 0.003999 | 32.27% | 52.43% | 15.3% | 0%
|  |  | HARRIS 110866386 | 0.017831 | 0.72169 | 0.73952 | 0.00585 | 0.020215 | 0.0033692 | 0.4792% | 1.656% | 0.276% | 97.59%
|  |  | HOLLISTER 21014790 | 0.020853 | 0 | 0.020853 | 0.004291 | 0.020008 | 0.0091709 | 12.82% | 59.78% | 27.4% | 0%
|  |  | OAKLAND X 1115CB | 0.018165 | 0 | 0.018165 | 0.0056066 | 0.017435 | 0.0069444 | 18.7% | 58.14% | 23.16% | 0%
|  |  | DIXON 1104CB | 0.031055 | 0 | 0.031055 | 0.004461 | 0.024058 | 0.013059 | 10.73% | 57.86% | 31.41% | 0%
|  |  | PUEBLO 1105716 | 0.057424 | 0.32458 | 0.382 | 0.031065 | 0.033782 | 0.0099769 | 6.241% | 6.787% | 2.004% | 84.97%
|  |  | 7TH STANDARD 2102CB | 0.067129 | 0 | 0.067129 | 0.0036951 | 0.044221 | 0.031841 | 4.633% | 55.44% | 39.92% | 0%
|  |  | OAKLAND J 1105153228 | 0.019158 | 0 | 0.019158 | 0.0065065 | 0.016825 | 0.0074099 | 21.17% | 54.73% | 24.1% | 0%
|  |  | NEW HOPE 110111623 | 0.006388 | 0 | 0.006388 | 0.0028668 | 0.0035745 | 0.0013549 | 36.77% | 45.85% | 17.38% | 0%
|  |  | PASO ROBLES 1104CB | 0.010779 | 0 | 0.010779 | 0.0017875 | 0.011907 | 0.0035685 | 10.35% | 68.97% | 20.67% | 0%
|  |  | MORGAN HILL 2104XR018 | 0.023594 | 0 | 0.023594 | 0.0045915 | 0.016738 | 0.01111 | 14.15% | 51.6% | 34.25% | 0%
|  |  | ATWATER 1105CB | 0.015029 | 0 | 0.015029 | 0.0039428 | 0.014497 | 0.0058197 | 16.25% | 59.76% | 23.99% | 0%
|  |  | HORSESHOE 110451536 | 0.023924 | 0 | 0.023924 | 0.0097579 | 0.014885 | 0.0068335 | 31% | 47.29% | 21.71% | 0%
|  |  | ANITA 1105CB | 0.061415 | 0 | 0.061415 | 0.015286 | 0.041604 | 0.022286 | 19.31% | 52.55% | 28.15% | 0%
|  |  | MT EDEN 1112MR365 | 0.023372 | 0 | 0.023372 | 0.0064449 | 0.02184 | 0.0098616 | 16.9% | 57.25% | 25.85% | 0%
|  |  | COLUSA 1101137302 | 0.0067527 | 0 | 0.0067527 | 0.0011557 | 0.0078742 | 0.0021172 | 10.37% | 70.64% | 18.99% | 0%
|  |  | BOGUE 1106CB | 0.040318 | 0 | 0.040318 | 0.0084982 | 0.027964 | 0.012713 | 17.28% | 56.87% | 25.85% | 0%
|  |  | EL CAPITAN 1102605060 | 0.028924 | 0 | 0.028924 | 0.0020735 | 0.021121 | 0.011413 | 5.992% | 61.03% | 32.98% | 0%
|  |  | WARD 0401CB | 0.019081 | 0 | 0.019081 | 0.0050159 | 0.018148 | 0.0075081 | 16.35% | 59.17% | 24.48% | 0%
|  |  | UPPER LAKE 110142378 | 0.0092397 | 0 | 0.0092397 | 0.0034836 | 0.005666 | 0.0026826 | 29.44% | 47.89% | 22.67% | 0%
|  |  | SISQUOC 1103867486 | 0.026647 | 0 | 0.026647 | 0.00068197 | 0.0060352 | 0.0019618 | 7.858% | 69.54% | 22.6% | 0%
|  |  | MORGAN HILL 21103093 | 0.011328 | 0 | 0.011328 | 0.0014265 | 0.0078584 | 0.0057295 | 9.501% | 52.34% | 38.16% | 0%
|  |  | ATWATER 110710490 | 0.029857 | 0 | 0.029857 | 0.00293 | 0.021256 | 0.011647 | 8.177% | 59.32% | 32.5% | 0%
|  |  | CRESSEY 2104CB | 0.015009 | 0 | 0.015009 | 0.0014333 | 0.010594 | 0.0049617 | 8.437% | 62.36% | 29.21% | 0%
|  |  | LODI 1102476180 | 0.021254 | 0 | 0.021254 | 0.0044835 | 0.012941 | 0.0071906 | 18.21% | 52.57% | 29.21% | 0%
|  |  | VALLEY VIEW 1103P158 | 0.025867 | 0 | 0.025867 | 0.012106 | 0.02087 | 0.0064031 | 30.74% | 53% | 16.26% | 0%
|  |  | LOS ALTOS 1104CB | 0.0036114 | 0 | 0.0036114 | 0.0019809 | 0.0024314 | 0.0011039 | 35.91% | 44.08% | 20.01% | 0%
|  |  | MARYSVILLE 1103CB | 0.071565 | 0 | 0.071565 | 0.020667 | 0.054147 | 0.024394 | 20.83% | 54.58% | 24.59% | 0%
|  |  | OAKLAND X 1107CR428 | 0.018227 | 0 | 0.018227 | 0.007813 | 0.013299 | 0.0044804 | 30.53% | 51.96% | 17.51% | 0%
|  |  | BRITTON 1106CB | 0.021675 | 0 | 0.021675 | 0.0065571 | 0.020269 | 0.008954 | 18.33% | 56.65% | 25.03% | 0%
|  |  | MC CALL 11055160 | 0.0013711 | 0 | 0.0013711 | 0.0002555 | 0.0010638 | 0.00082142 | 11.94% | 49.69% | 38.37% | 0%
|  |  | HIGHLANDS 11021304 | 0.011606 | 2.0981 | 2.1097 | 0.005976 | 0.0092316 | 0.0029116 | 0.1814% | 0.2803% | 0.0884% | 99.45%
|  |  | FULTON 11045016 | 0.0056069 | 0 | 0.0056069 | 0.0016692 | 0.0035274 | 0.0021816 | 22.62% | 47.81% | 29.57% | 0%
|  |  | TRACY 1110CB | 0.051755 | 0 | 0.051755 | 0.0032703 | 0.039675 | 0.02151 | 5.074% | 61.55% | 33.37% | 0%
|  |  | EL CERRITO G 1108CB | 0.030942 | 0 | 0.030942 | 0.0096947 | 0.029598 | 0.011064 | 19.25% | 58.78% | 21.97% | 0%
|  |  | NEWARK 12KV 1105CB | 0.0078925 | 0 | 0.0078925 | 0.0012569 | 0.007846 | 0.0038413 | 9.71% | 60.61% | 29.68% | 0%
|  |  | HICKS 2103XR262 | 0.0052744 | 0 | 0.0052744 | 0.0019414 | 0.0034682 | 0.0016638 | 27.45% | 49.03% | 23.52% | 0%
|  |  | RIVERBANK 17169050 | 0.081585 | 0 | 0.081585 | 0.011711 | 0.054982 | 0.050044 | 10.03% | 47.1% | 42.87% | 0%
|  |  | NEWMAN 1105CB | 0.030959 | 0 | 0.030959 | 0.0026775 | 0.027946 | 0.011997 | 6.282% | 65.57% | 28.15% | 0%
|  |  | ORO LOMA 1102CB | 0.0018613 | 0 | 0.0018613 | 6.693e-05 | 0.00149 | 0.00074869 | 2.903% | 64.63% | 32.47% | 0%
|  |  | ORO LOMA 1103CB | 0.0018613 | 0 | 0.0018613 | 6.693e-05 | 0.00149 | 0.00074869 | 2.903% | 64.63% | 32.47% | 0%
|  |  | EUREKA E 110429676 | 0.024298 | 0.82752 | 0.85181 | 0.012053 | 0.022073 | 0.0032786 | 0.9192% | 1.683% | 0.25% | 97.15%
|  |  | BELLE HAVEN 0409CB | 0.020919 | 0 | 0.020919 | 0.010448 | 0.018607 | 0.0054774 | 30.26% | 53.88% | 15.86% | 0%
|  |  | TAFT 1108CB | 0.046423 | 0 | 0.046423 | 0.0049955 | 0.039108 | 0.019338 | 7.874% | 61.64% | 30.48% | 0%
|  |  | PURISIMA 1101104948 | 0.13105 | 0 | 0.13105 | 0.0059496 | 0.025367 | 0.0086383 | 14.89% | 63.49% | 21.62% | 0%
|  |  | NEWARK 12KV 1103CB | 0.050495 | 0 | 0.050495 | 0.011226 | 0.047479 | 0.024651 | 13.47% | 56.96% | 29.57% | 0%
|  |  | UKIAH 111129452 | 0.050215 | 0 | 0.050215 | 0.012201 | 0.040006 | 0.019301 | 17.06% | 55.95% | 26.99% | 0%
|  |  | ORLAND B 1101CB | 0.05928 | 0 | 0.05928 | 0.01089 | 0.048359 | 0.020251 | 13.7% | 60.83% | 25.47% | 0%
|  |  | STONE CORRAL 1110975698 | 0.043224 | 0 | 0.043224 | 0.0016078 | 0.010246 | 0.0063453 | 8.835% | 56.3% | 34.87% | 0%
|  |  | WOODWARD 2108CB | 0.075901 | 0 | 0.075901 | 0.010198 | 0.053029 | 0.03559 | 10.32% | 53.66% | 36.02% | 0%
|  |  | WEST FRESNO 1111CB | 0.057543 | 0 | 0.057543 | 0.009748 | 0.047435 | 0.025746 | 11.75% | 57.2% | 31.05% | 0%
|  |  | FORT ORD 21059140 | 0.0018608 | 0 | 0.0018608 | 0.00042235 | 0.0021197 | 0.00032444 | 14.73% | 73.95% | 11.32% | 0%
|  |  | SAN LUIS OBISPO 1108V92 | 0.011206 | 0 | 0.011206 | 0.0030904 | 0.0097512 | 0.0033671 | 19.07% | 60.16% | 20.77% | 0%
|  |  | NOTRE DAME 1104CB | 0.02974 | 0 | 0.02974 | 0.0070144 | 0.02088 | 0.012164 | 17.51% | 52.12% | 30.37% | 0%
|  |  | HICKS 1110XR308 | 0.0075396 | 0 | 0.0075396 | 0.0029968 | 0.0067455 | 0.0027038 | 24.08% | 54.2% | 21.72% | 0%
|  |  | OROSI 11047753F | 0.0060307 | 0 | 0.0060307 | 0.00119 | 0.0045026 | 0.0021932 | 15.09% | 57.1% | 27.81% | 0%
|  |  | OLD RIVER 11033851 | 0.030397 | 0 | 0.030397 | 0.0014522 | 0.017905 | 0.015289 | 4.192% | 51.68% | 44.13% | 0%
|  |  | BELLEVUE 2103CB | 0.026408 | 0 | 0.026408 | 0.00878 | 0.018247 | 0.007761 | 25.24% | 52.45% | 22.31% | 0%
|  |  | MC FARLAND 110184604 | 0.024771 | 0 | 0.024771 | 0.0042613 | 0.024825 | 0.010931 | 10.65% | 62.04% | 27.32% | 0%
|  |  | MC KEE 1112XR098 | 0.016245 | 0 | 0.016245 | 0.0050281 | 0.014064 | 0.0064556 | 19.68% | 55.05% | 25.27% | 0%
|  |  | FULTON 11075058 | 0.0041878 | 0 | 0.0041878 | 0.0012843 | 0.002727 | 0.0017007 | 22.48% | 47.74% | 29.77% | 0%
|  |  | CLIFF DRIVE 0401197474 | 0.036819 | 0 | 0.036819 | 0.013741 | 0.033889 | 0.0083446 | 24.55% | 60.54% | 14.91% | 0%
|  |  | SANTA MARIA 1105116500 | 0.0071531 | 0 | 0.0071531 | 0.001248 | 0.0077229 | 0.0027226 | 10.67% | 66.04% | 23.28% | 0%
|  |  | SF M 0403CB | 0.01732 | 0 | 0.01732 | 0.0045563 | 0.020294 | 0.0037398 | 15.94% | 70.98% | 13.08% | 0%
|  |  | PEASE 1104CB | 0.079086 | 0 | 0.079086 | 0.021068 | 0.062928 | 0.028344 | 18.75% | 56.02% | 25.23% | 0%
|  |  | MONTEREY 0403CB | 0.00016732 | 0 | 0.00016732 | 2.0909e-05 | 0.00020284 | 5.246e-05 | 7.57% | 73.44% | 18.99% | 0%
|  |  | LLAGAS 2105XR144 | 0.027466 | 0 | 0.027466 | 0.0043557 | 0.021914 | 0.013212 | 11.03% | 55.5% | 33.46% | 0%
|  |  | BRENTWOOD 2112CB | 0.071605 | 0 | 0.071605 | 0.010304 | 0.051765 | 0.029497 | 11.25% | 56.53% | 32.21% | 0%
|  |  | OAKLAND J 1112CB | 0.014542 | 0 | 0.014542 | 0.0009339 | 0.017478 | 0.0054662 | 3.911% | 73.2% | 22.89% | 0%
|  |  | NORTH TOWER 110470732 | 0.035122 | 0 | 0.035122 | 0.01065 | 0.033723 | 0.011357 | 19.11% | 60.51% | 20.38% | 0%
|  |  | ALTO 11231222 | 0.0048488 | 0 | 0.0048488 | 0.0029408 | 0.0041305 | 0.00093287 | 36.74% | 51.6% | 11.65% | 0%
|  |  | LEMOORE 1101746655 | 0.0031766 | 0 | 0.0031766 | 0.00059661 | 0.003503 | 0.0011441 | 11.38% | 66.8% | 21.82% | 0%
|  |  | LOYOLA 0401LM02 | 0.018219 | 0 | 0.018219 | 0.010677 | 0.014064 | 0.0030378 | 38.44% | 50.63% | 10.94% | 0%
|  |  | COTTONWOOD 1101CB | 0.097307 | 0.10257 | 0.19988 | 0.026702 | 0.054636 | 0.028644 | 11.82% | 24.18% | 12.68% | 51.32%
|  |  | EAST STOCKTON 1102323786 | 0.014093 | 0 | 0.014093 | 0.0034844 | 0.014976 | 0.0048044 | 14.98% | 64.37% | 20.65% | 0%
|  |  | KINGSBURG 1113235934 | 0.00016708 | 0 | 0.00016708 | 3.5331e-05 | 0.0001371 | 0.00010337 | 12.81% | 49.71% | 37.48% | 0%
|  |  | HIGHWAY 1101992028 | 0.0087964 | 0 | 0.0087964 | 0.0021449 | 0.008657 | 0.0037188 | 14.77% | 59.62% | 25.61% | 0%
|  |  | FAIRWAY 1108CB | 0.015548 | 0 | 0.015548 | 0.0016937 | 0.015523 | 0.0044567 | 7.815% | 71.62% | 20.56% | 0%
|  |  | BIG LAGOON 1101CB | 0.02688 | 0 | 0.02688 | 0.022188 | 0.010736 | 0.0018486 | 63.81% | 30.87% | 5.316% | 0%
|  |  | OAKLAND X 1101CR222 | 0.0071003 | 0 | 0.0071003 | 0.0032937 | 0.0048228 | 0.0013999 | 34.61% | 50.68% | 14.71% | 0%
|  |  | SANTA MARIA 1105M134 | 0.0021131 | 0 | 0.0021131 | 8.8027e-05 | 0.0018915 | 0.00071752 | 3.264% | 70.13% | 26.6% | 0%
|  |  | SWIFT 2108XR364 | 0.02162 | 0 | 0.02162 | 0.0074297 | 0.017391 | 0.0081836 | 22.51% | 52.69% | 24.8% | 0%
|  |  | SF H 110588460 | 0.044729 | 0 | 0.044729 | 0.0084497 | 0.045704 | 0.010745 | 13.02% | 70.42% | 16.56% | 0%
|  |  | FITCH MOUNTAIN 1111592 | 0.0052279 | 0 | 0.0052279 | 0.0023013 | 0.0031031 | 0.0014316 | 33.66% | 45.39% | 20.94% | 0%
|  |  | HARRIS 11095982 | 0.01916 | 0.13041 | 0.14957 | 0.0059198 | 0.017343 | 0.0039373 | 2.788% | 8.168% | 1.854% | 87.19%
|  |  | LAMMERS 1103CB | 0.037582 | 0 | 0.037582 | 0.0027743 | 0.030028 | 0.016256 | 5.655% | 61.21% | 33.14% | 0%
|  |  | SF G 1101CB | 0.0056989 | 0 | 0.0056989 | 0.0008788 | 0.0072923 | 0.0012365 | 9.341% | 77.52% | 13.14% | 0%
|  |  | HARTER 1105469850 | 0.053414 | 0 | 0.053414 | 0.009858 | 0.039787 | 0.020102 | 14.13% | 57.04% | 28.82% | 0%
|  |  | JARVIS 1108CB | 0.023147 | 0 | 0.023147 | 0.0046413 | 0.022413 | 0.010009 | 12.52% | 60.47% | 27.01% | 0%
|  |  | BUENA VISTA 1103CB | 0.040196 | 0 | 0.040196 | 0.0044906 | 0.038498 | 0.018232 | 7.335% | 62.88% | 29.78% | 0%
|  |  | MERCED 110890500 | 0.042055 | 0 | 0.042055 | 0.0068632 | 0.029168 | 0.017466 | 12.83% | 54.52% | 32.65% | 0%
|  |  | MT EDEN 1108MR216 | 0.030151 | 0 | 0.030151 | 0.0065003 | 0.028989 | 0.014283 | 13.06% | 58.24% | 28.7% | 0%
|  |  | LIVINGSTON 110611500 | 0.012139 | 0 | 0.012139 | 0.0016366 | 0.012556 | 0.0054739 | 8.322% | 63.84% | 27.83% | 0%
|  |  | HARRIS 11098862 | 0.01732 | 0.72442 | 0.74174 | 0.005825 | 0.016107 | 0.0028493 | 0.5489% | 1.518% | 0.2685% | 97.66%
|  |  | HIGHWAY 1102658 | 0.015104 | 0 | 0.015104 | 0.0041258 | 0.01539 | 0.0045822 | 17.12% | 63.86% | 19.02% | 0%
|  |  | HARTLEY 1102490 | 0.020947 | 0 | 0.020947 | 0.0052893 | 0.012947 | 0.0057197 | 22.08% | 54.05% | 23.88% | 0%
|  |  | BELMONT 1103543076 | 0.013495 | 0 | 0.013495 | 0.0063545 | 0.010509 | 0.0029736 | 32.03% | 52.98% | 14.99% | 0%
|  |  | NEWMAN 1101CB | 0.019644 | 0 | 0.019644 | 0.0019606 | 0.01915 | 0.008442 | 6.634% | 64.8% | 28.57% | 0%
|  |  | SAN LORENZO 0402CB | 0.016812 | 0 | 0.016812 | 0.0075312 | 0.015664 | 0.0045573 | 27.14% | 56.44% | 16.42% | 0%
|  |  | STUART 0406CB | 0.015505 | 0 | 0.015505 | 0.005616 | 0.015252 | 0.0047272 | 21.94% | 59.59% | 18.47% | 0%
|  |  | SANTA ROSA A 111095984 | 0.012177 | 0 | 0.012177 | 0.0065375 | 0.0082898 | 0.003198 | 36.27% | 45.99% | 17.74% | 0%
|  |  | BERKELEY F 0411CB | 0.019769 | 0 | 0.019769 | 0.0060723 | 0.020545 | 0.0060168 | 18.61% | 62.96% | 18.44% | 0%
|  |  | SAN LEANDRO U 1113CB | 0.037505 | 0 | 0.037505 | 0.0042491 | 0.035817 | 0.020845 | 6.976% | 58.8% | 34.22% | 0%
|  |  | LOCKEFORD 21013002 | 0.037341 | 0 | 0.037341 | 0.0066591 | 0.024229 | 0.01522 | 14.44% | 52.55% | 33.01% | 0%
|  |  | ARBUCKLE 110247648 | 0.020527 | 0 | 0.020527 | 0.0048496 | 0.016908 | 0.0069691 | 16.88% | 58.86% | 24.26% | 0%
|  |  | FELLOWS 21031100 | 0.10513 | 0 | 0.10513 | 0.0045593 | 0.08601 | 0.046765 | 3.32% | 62.63% | 34.05% | 0%
|  |  | CASSERLY 0401CB | 0.014571 | 0 | 0.014571 | 0.0045549 | 0.010898 | 0.0038753 | 23.57% | 56.39% | 20.05% | 0%
|  |  | MC CALL 110379896 | 0.027235 | 0 | 0.027235 | 0.0053388 | 0.025106 | 0.014094 | 11.99% | 56.37% | 31.64% | 0%
|  |  | ARCATA 11220664 | 0.052686 | 0.22053 | 0.27322 | 0.04336 | 0.020677 | 0.0048511 | 12.14% | 5.788% | 1.358% | 80.72%
|  |  | MC KEE 1105773372 | 0.014604 | 0 | 0.014604 | 0.004504 | 0.014439 | 0.0050926 | 18.74% | 60.07% | 21.19% | 0%
|  |  | SERRAMONTE 110359766 | 0.0086178 | 0 | 0.0086178 | 0.0014151 | 0.010137 | 0.0026023 | 9.998% | 71.62% | 18.39% | 0%
|  |  | SALINAS 110525049 | 0.0077533 | 0 | 0.0077533 | 0.0011696 | 0.0079981 | 0.0036312 | 9.138% | 62.49% | 28.37% | 0%
|  |  | ARCATA 112293912 | 0.071278 | 0.44107 | 0.51235 | 0.055002 | 0.030287 | 0.0084592 | 8.162% | 4.495% | 1.255% | 86.09%
|  |  | COALINGA NO 1 1109CB | 0.028853 | 0 | 0.028853 | 0.0011371 | 0.021091 | 0.015612 | 3.005% | 55.74% | 41.26% | 0%
|  |  | ARBUCKLE 1102CB | 0.026216 | 0 | 0.026216 | 0.0026455 | 0.01939 | 0.0081709 | 8.758% | 64.19% | 27.05% | 0%
|  |  | HORSESHOE 11011682 | 0.051218 | 0 | 0.051218 | 0.01222 | 0.018277 | 0.0078621 | 31.86% | 47.65% | 20.5% | 0%
|  |  | COALINGA NO 1 11089860 | 0.010785 | 0 | 0.010785 | 0.0016326 | 0.010058 | 0.0060236 | 9.216% | 56.78% | 34% | 0%
|  |  | PUEBLO 2103489964 | 0.0098085 | 0.82247 | 0.83228 | 0.0045208 | 0.0071024 | 0.00192 | 0.3934% | 0.618% | 0.1671% | 98.82%
|  |  | PORTOLA 040240323 | 0.0056003 | 0 | 0.0056003 | 0.0023756 | 0.0046676 | 0.0006837 | 30.74% | 60.41% | 8.848% | 0%
|  |  | DIXON 1102CB | 0.03417 | 0 | 0.03417 | 0.0059075 | 0.024753 | 0.01232 | 13.74% | 57.59% | 28.66% | 0%
|  |  | LAKEWOOD 2223289858 | 0.0020467 | 0 | 0.0020467 | 0.0011137 | 0.0016907 | 0.00057408 | 32.96% | 50.04% | 16.99% | 0%
|  |  | RICHMOND R 1127BR350 | 0.0004978 | 0 | 0.0004978 | 3.7113e-05 | 0.00053336 | 0.00025128 | 4.516% | 64.91% | 30.58% | 0%
|  |  | SONOMA 1107126 | 0.072237 | 0 | 0.072237 | 0.017084 | 0.056553 | 0.018976 | 18.45% | 61.06% | 20.49% | 0%
|  |  | OAKLAND X 0402CR406 | 0.0068002 | 0 | 0.0068002 | 0.0032403 | 0.0052799 | 0.0013629 | 32.79% | 53.42% | 13.79% | 0%
|  |  | FRENCH CAMP 1101841572 | 0.035817 | 0 | 0.035817 | 0.0061476 | 0.02797 | 0.013994 | 12.78% | 58.13% | 29.09% | 0%
|  |  | PORTOLA 0402CB | 0.016365 | 0 | 0.016365 | 0.0057965 | 0.016213 | 0.0027149 | 23.44% | 65.58% | 10.98% | 0%
|  |  | WOODSIDE 1104CB | 0.04635 | 0 | 0.04635 | 0.023904 | 0.026395 | 0.010692 | 39.19% | 43.28% | 17.53% | 0%
|  |  | BELMONT 0402CB | 0.029859 | 0 | 0.029859 | 0.012885 | 0.028272 | 0.0079259 | 26.25% | 57.6% | 16.15% | 0%
|  |  | SF E 0407CB | 0.0059879 | 0 | 0.0059879 | 0.00057886 | 0.0078704 | 0.0014353 | 5.856% | 79.62% | 14.52% | 0%
|  |  | MC KEE 111275342 | 0.013023 | 0 | 0.013023 | 0.0035992 | 0.012552 | 0.0053457 | 16.74% | 58.39% | 24.87% | 0%
|  |  | CAMPHORA 110122412 | 0.20809 | 0 | 0.20809 | 0.0052523 | 0.037452 | 0.01704 | 8.791% | 62.69% | 28.52% | 0%
|  |  | GUSTINE 110246166 | 0.007743 | 0 | 0.007743 | 0.0013367 | 0.0073096 | 0.003891 | 10.66% | 58.3% | 31.04% | 0%
|  |  | MENLO 110235722 | 0.026932 | 0 | 0.026932 | 0.015971 | 0.015883 | 0.005272 | 43.02% | 42.78% | 14.2% | 0%
|  |  | SF H 110213885 | 0.0089899 | 0 | 0.0089899 | 0.002735 | 0.010048 | 0.0018089 | 18.74% | 68.86% | 12.4% | 0%
|  |  | HALF MOON BAY 11016369 | 0.0088803 | 0 | 0.0088803 | 0.0013355 | 0.0084975 | 0.0017363 | 11.54% | 73.45% | 15.01% | 0%
|  |  | MT EDEN 1108MR481 | 0.035479 | 0 | 0.035479 | 0.0076341 | 0.035218 | 0.015715 | 13.03% | 60.13% | 26.83% | 0%
|  |  | OROVILLE 110313028 | 0.050782 | 0 | 0.050782 | 0.016127 | 0.033622 | 0.018348 | 23.68% | 49.37% | 26.94% | 0%
|  |  | LIVINGSTON 110637390 | 0.011835 | 0 | 0.011835 | 0.0021018 | 0.012222 | 0.005038 | 10.86% | 63.13% | 26.02% | 0%
|  |  | DUMBARTON 1104MR667 | 0.031885 | 0 | 0.031885 | 0.0057433 | 0.031654 | 0.015237 | 10.91% | 60.14% | 28.95% | 0%
|  |  | TARAVAL 0402CB | 0.017241 | 0 | 0.017241 | 0.004638 | 0.02104 | 0.0021893 | 16.64% | 75.5% | 7.856% | 0%
|  |  | MOSHER 2111CB | 0.0073392 | 0 | 0.0073392 | 0.0027641 | 0.004889 | 0.0024081 | 27.47% | 48.59% | 23.93% | 0%
|  |  | DUMBARTON 1108MR488 | 0.012883 | 0 | 0.012883 | 0.0037081 | 0.010596 | 0.0069622 | 17.44% | 49.83% | 32.74% | 0%
|  |  | CORNING 110366390 | 0.027402 | 0 | 0.027402 | 0.0064033 | 0.02009 | 0.010364 | 17.37% | 54.51% | 28.12% | 0%
|  |  | LINCOLN 110251600 | 0.010896 | 0 | 0.010896 | 0.0028156 | 0.006703 | 0.0047291 | 19.76% | 47.05% | 33.19% | 0%
|  |  | SHEPHERD 2112R1743 | 0.012881 | 0 | 0.012881 | 0.0032673 | 0.0073705 | 0.0048589 | 21.08% | 47.56% | 31.35% | 0%
|  |  | JUDAH 0401CB | 0.024818 | 0 | 0.024818 | 0.0019177 | 0.035335 | 0.0034665 | 4.71% | 86.78% | 8.513% | 0%
|  |  | HURON 111675368 | 0.01385 | 0 | 0.01385 | 0.00088142 | 0.0097719 | 0.0060886 | 5.265% | 58.37% | 36.37% | 0%
|  |  | KERN OIL 1108CB | 0.041099 | 0 | 0.041099 | 0.0055553 | 0.034703 | 0.018423 | 9.467% | 59.14% | 31.4% | 0%
|  |  | MOUNTAIN VIEW 1109LM58 | 0.0085656 | 0 | 0.0085656 | 0.0037129 | 0.0069842 | 0.0026353 | 27.85% | 52.39% | 19.77% | 0%
|  |  | IGNACIO 1102CB | 0.0077064 | 0 | 0.0077064 | 0.00087317 | 0.0074866 | 0.0031036 | 7.617% | 65.31% | 27.07% | 0%
|  |  | PUEBLO 2102618 | 0.053079 | 0.085084 | 0.13816 | 0.014505 | 0.036752 | 0.014148 | 8.52% | 21.59% | 8.31% | 61.58%
|  |  | FIREBAUGH 1102CB | 0.041496 | 0 | 0.041496 | 0.003409 | 0.034094 | 0.016111 | 6.359% | 63.59% | 30.05% | 0%
|  |  | OAKLAND X 1115CR218 | 0.010167 | 0 | 0.010167 | 0.0041815 | 0.0091196 | 0.0034815 | 24.92% | 54.34% | 20.74% | 0%
|  |  | WEST FRESNO 111172322 | 0.058283 | 0 | 0.058283 | 0.0078019 | 0.043651 | 0.02337 | 10.43% | 58.34% | 31.23% | 0%
|  |  | VICTOR 110137012 | 0.068851 | 0 | 0.068851 | 0.013632 | 0.045237 | 0.023959 | 16.46% | 54.62% | 28.93% | 0%
|  |  | CRESSEY 2103505894 | 0.00016474 | 0 | 0.00016474 | 7.8269e-06 | 0.00012171 | 5.6935e-05 | 4.197% | 65.27% | 30.53% | 0%
|  |  | SF M 0401CB | 0.016179 | 0 | 0.016179 | 0.0026827 | 0.019426 | 0.0045998 | 10.04% | 72.73% | 17.22% | 0%
|  |  | VINA 110198144 | 0.037602 | 0.14069 | 0.17829 | 0.012193 | 0.02548 | 0.011351 | 5.246% | 10.96% | 4.883% | 78.91%
|  |  | NEWARK 12KV 1103MR247 | 0.043413 | 0 | 0.043413 | 0.013863 | 0.039342 | 0.018459 | 19.34% | 54.9% | 25.76% | 0%
|  |  | MARINA (F) 1102CB | 0.00032918 | 0 | 0.00032918 | 2.2895e-05 | 0.00039517 | 0.00012533 | 4.213% | 72.72% | 23.06% | 0%
|  |  | ELK 110137434 | 0.015832 | 0 | 0.015832 | 0.0051996 | 0.006075 | 0.0015587 | 40.52% | 47.34% | 12.15% | 0%
|  |  | SHEPHERD 211275088 | 0.016237 | 0 | 0.016237 | 0.0033517 | 0.010049 | 0.0066167 | 16.74% | 50.2% | 33.05% | 0%
|  |  | MENDOTA 1103CB | 0.059364 | 0 | 0.059364 | 0.0030996 | 0.045106 | 0.024721 | 4.25% | 61.85% | 33.9% | 0%
|  |  | ALTO 112332448 | 0.019134 | 0 | 0.019134 | 0.011536 | 0.013788 | 0.003909 | 39.46% | 47.16% | 13.37% | 0%
|  |  | GREEN VALLEY 210310932 | 0.048301 | 0 | 0.048301 | 0.014299 | 0.034846 | 0.017831 | 21.35% | 52.03% | 26.62% | 0%
|  |  | DUMBARTON 1102MR466 | 0.041877 | 0 | 0.041877 | 0.011226 | 0.039783 | 0.016933 | 16.52% | 58.55% | 24.92% | 0%
|  |  | KERMAN 110337770 | 0.020835 | 0 | 0.020835 | 0.0042963 | 0.020824 | 0.0092734 | 12.49% | 60.55% | 26.96% | 0%
|  |  | FAIRWAY 1104M20 | 0.031513 | 0 | 0.031513 | 0.0038396 | 0.033689 | 0.0055924 | 8.904% | 78.13% | 12.97% | 0%
|  |  | SF G 0414CB | 0.004276 | 0 | 0.004276 | 0.00042341 | 0.0057695 | 0.00086576 | 5.998% | 81.74% | 12.27% | 0%
|  |  | INDUSTRIAL ACRES 0413CB | 0.018308 | 0 | 0.018308 | 0.0027301 | 0.019012 | 0.0084796 | 9.034% | 62.91% | 28.06% | 0%
|  |  | BELLEVUE 2101500 | 0.027509 | 0 | 0.027509 | 0.010397 | 0.025667 | 0.0093464 | 22.9% | 56.52% | 20.58% | 0%
|  |  | MC KEE 1107XR462 | 0.028638 | 0 | 0.028638 | 0.012801 | 0.019543 | 0.0071261 | 32.43% | 49.51% | 18.05% | 0%
|  |  | SAN CARLOS 1102CB | 0.0028872 | 0 | 0.0028872 | 0.00052705 | 0.0027398 | 0.0012043 | 11.79% | 61.28% | 26.93% | 0%
|  |  | SUISUN 1101CB | 0.039591 | 0 | 0.039591 | 0.0059048 | 0.034852 | 0.013485 | 10.89% | 64.25% | 24.86% | 0%
|  |  | PLAINFIELD 110623102 | 0.0018237 | 0 | 0.0018237 | 0.00064753 | 0.001602 | 0.00064051 | 22.41% | 55.43% | 22.16% | 0%
|  |  | 21ST AVENUE 0401CB | 0.012268 | 0 | 0.012268 | 0.00086491 | 0.017518 | 0.0018686 | 4.271% | 86.5% | 9.227% | 0%
|  |  | BASALT 110175886 | 0.041804 | 0 | 0.041804 | 0.018064 | 0.033888 | 0.010401 | 28.97% | 54.35% | 16.68% | 0%
|  |  | UKIAH 11112504 | 0.0098538 | 0 | 0.0098538 | 0.0024473 | 0.0072898 | 0.0036602 | 18.27% | 54.41% | 27.32% | 0%
|  |  | COTTLE 1703CB | 0.0077439 | 0 | 0.0077439 | 0.00070159 | 0.0048551 | 0.0035857 | 7.674% | 53.11% | 39.22% | 0%
|  |  | WOLFE 1110CB | 0.012826 | 0 | 0.012826 | 0.0049677 | 0.011251 | 0.0048658 | 23.56% | 53.36% | 23.08% | 0%
|  |  | PARSONS 0402CB | 0.014125 | 0 | 0.014125 | 0.0061876 | 0.013752 | 0.0033775 | 26.54% | 58.98% | 14.49% | 0%
|  |  | PETALUMA C 110856774 | 0.014007 | 0 | 0.014007 | 0.0074465 | 0.011464 | 0.0040674 | 32.41% | 49.89% | 17.7% | 0%
|  |  | GONZALES 1101CB | 0.06657 | 0 | 0.06657 | 0.0037815 | 0.062861 | 0.023403 | 4.2% | 69.81% | 25.99% | 0%
|  |  | MT EDEN 1110MR200 | 0.0053055 | 0 | 0.0053055 | 0.00064403 | 0.0049757 | 0.0020799 | 8.364% | 64.62% | 27.01% | 0%
|  |  | SALINAS 110297880 | 0.015759 | 0 | 0.015759 | 0.002188 | 0.013836 | 0.0075301 | 9.289% | 58.74% | 31.97% | 0%
|  |  | GREEN VALLEY 21039959 | 0.012644 | 0 | 0.012644 | 0.0057959 | 0.0071171 | 0.0032303 | 35.9% | 44.09% | 20.01% | 0%
|  |  | WYANDOTTE 110213916 | 0.063991 | 0 | 0.063991 | 0.012785 | 0.044074 | 0.028817 | 14.92% | 51.44% | 33.64% | 0%
|  |  | MONROE 2107434 | 0.0026233 | 0 | 0.0026233 | 0.0012483 | 0.0019918 | 0.0010903 | 28.83% | 46% | 25.18% | 0%
|  |  | EL CERRITO G 1108BR346 | 0.036795 | 0 | 0.036795 | 0.015232 | 0.031806 | 0.010621 | 26.42% | 55.16% | 18.42% | 0%
|  |  | FAIRHAVEN 1104CB | 0.021564 | 0.096953 | 0.11852 | 0.0045319 | 0.016958 | 0.0067525 | 2.92% | 10.92% | 4.35% | 81.81%
|  |  | SERRAMONTE 110346872 | 0.036321 | 0 | 0.036321 | 0.0082467 | 0.035648 | 0.0083596 | 15.78% | 68.22% | 16% | 0%
|  |  | BLUE LAKE 11021024 | 0.030647 | 0.11266 | 0.1433 | 0.025744 | 0.010818 | 0.0034749 | 13.75% | 5.778% | 1.856% | 78.61%
|  |  | SAN CARLOS 11049010 | 0.022538 | 0 | 0.022538 | 0.010722 | 0.01551 | 0.0046897 | 34.68% | 50.16% | 15.17% | 0%
|  |  | PENNGROVE 1101190 | 0.012123 | 0 | 0.012123 | 0.0016314 | 0.010612 | 0.0035996 | 10.3% | 66.98% | 22.72% | 0%
|  |  | OAKLAND L 1108CB | 0.00016379 | 0 | 0.00016379 | 1.0648e-05 | 0.00016903 | 9.0705e-05 | 3.938% | 62.52% | 33.55% | 0%
|  |  | OROSI 11047510 | 0.026254 | 0 | 0.026254 | 0.0039498 | 0.01835 | 0.011363 | 11.73% | 54.51% | 33.76% | 0%
|  |  | MENLO 0402CB | 0.03853 | 0 | 0.03853 | 0.021442 | 0.023233 | 0.006452 | 41.94% | 45.44% | 12.62% | 0%
|  |  | HILLSDALE 04059158 | 0.011405 | 0 | 0.011405 | 0.0039002 | 0.011657 | 0.0032702 | 20.72% | 61.91% | 17.37% | 0%
|  |  | SOQUEL 0402CB | 0.02906 | 0 | 0.02906 | 0.015483 | 0.024024 | 0.0065949 | 33.58% | 52.11% | 14.3% | 0%
|  |  | SOLEDAD 2105328826 | 0.02181 | 0 | 0.02181 | 0.0008234 | 0.018859 | 0.0086384 | 2.907% | 66.59% | 30.5% | 0%
|  |  | JANES CREEK 1101CB | 0.041423 | 0.37552 | 0.41695 | 0.030984 | 0.018661 | 0.0053575 | 5.597% | 3.371% | 0.9677% | 90.07%
|  |  | SANGER 111087626 | 0.0096215 | 0 | 0.0096215 | 0.001585 | 0.0074884 | 0.0036839 | 12.42% | 58.7% | 28.88% | 0%
|  |  | BRENTWOOD 2113CB | 0.044484 | 0 | 0.044484 | 0.0031297 | 0.034746 | 0.018707 | 5.531% | 61.41% | 33.06% | 0%
|  |  | CASTRO VALLEY 1103CB | 0.029276 | 0 | 0.029276 | 0.01161 | 0.024543 | 0.011341 | 24.45% | 51.68% | 23.88% | 0%
|  |  | PLAINFIELD 1106CB | 0.048245 | 0 | 0.048245 | 0.0080689 | 0.035336 | 0.015021 | 13.81% | 60.48% | 25.71% | 0%
|  |  | EL CERRITO G 1114BR184 | 0.000109 | 0 | 0.000109 | 7.5061e-06 | 0.0001378 | 3.4634e-05 | 4.171% | 76.58% | 19.25% | 0%
|  |  | GREEN VALLEY 210112126 | 0.071079 | 0 | 0.071079 | 0.013896 | 0.049739 | 0.031153 | 14.66% | 52.47% | 32.87% | 0%
|  |  | MARYSVILLE 110399726 | 0.0014706 | 0 | 0.0014706 | 0.00043741 | 0.0013851 | 0.0006052 | 18.02% | 57.05% | 24.93% | 0%
|  |  | TAFT 1103CB | 0.085734 | 0 | 0.085734 | 0.010513 | 0.075293 | 0.034908 | 8.709% | 62.37% | 28.92% | 0%
|  |  | BUTTE 110782496 | 0.00065322 | 0 | 0.00065322 | 0.00017806 | 0.00040242 | 0.00027369 | 20.85% | 47.11% | 32.04% | 0%
|  |  | PUEBLO 11053022 | 0.039642 | 0.10478 | 0.14442 | 0.012916 | 0.027179 | 0.011554 | 6.864% | 14.44% | 6.141% | 72.55%
|  |  | ATWATER 110411860 | 0.024108 | 0 | 0.024108 | 0.0054082 | 0.024981 | 0.0094073 | 13.59% | 62.77% | 23.64% | 0%
|  |  | SANGER 1106802310 | 0.00016323 | 0 | 0.00016323 | 2.9128e-05 | 0.00013438 | 0.00010596 | 10.81% | 49.87% | 39.32% | 0%
|  |  | JARVIS 1111CB | 0.023921 | 0 | 0.023921 | 0.0086731 | 0.019119 | 0.0087451 | 23.74% | 52.33% | 23.93% | 0%
|  |  | NORTH TOWER 110295588 | 0.016637 | 0 | 0.016637 | 0.004832 | 0.014705 | 0.0059987 | 18.92% | 57.59% | 23.49% | 0%
|  |  | CORDELIA 111015722 | 0.0086578 | 0 | 0.0086578 | 0.0020078 | 0.0063611 | 0.0028863 | 17.84% | 56.52% | 25.64% | 0%
|  |  | PORTOLA 0401CB | 0.013975 | 0 | 0.013975 | 0.0057767 | 0.014739 | 0.0024313 | 25.17% | 64.23% | 10.6% | 0%
|  |  | MILLBRAE 040475548 | 0.018066 | 0 | 0.018066 | 0.0063058 | 0.017496 | 0.0035746 | 23.03% | 63.91% | 13.06% | 0%
|  |  | HORSESHOE 1105CB | 0.013119 | 0 | 0.013119 | 0.0042493 | 0.0088533 | 0.0041357 | 24.65% | 51.36% | 23.99% | 0%
|  |  | SANTA ROSA A 1103258 | 0.0076174 | 0 | 0.0076174 | 0.003287 | 0.005067 | 0.0024682 | 30.37% | 46.82% | 22.81% | 0%
|  |  | RIPON 17019498 | 0.027677 | 0 | 0.027677 | 0.0036408 | 0.015651 | 0.015324 | 10.52% | 45.21% | 44.27% | 0%
|  |  | CASTRO VALLEY 1102MR204 | 0.017564 | 0 | 0.017564 | 0.0064558 | 0.014101 | 0.0050742 | 25.19% | 55.02% | 19.8% | 0%
|  |  | LAKEVILLE 1105CB | 0.024725 | 0 | 0.024725 | 0.0046798 | 0.022913 | 0.0088865 | 12.83% | 62.81% | 24.36% | 0%
|  |  | BLUE LAKE 11024624 | 0.028081 | 0.035504 | 0.063585 | 0.026731 | 0.0074602 | 0.002449 | 32.22% | 8.992% | 2.952% | 55.84%
|  |  | SAN RAMON 2104MR373 | 0.0050559 | 0 | 0.0050559 | 0.0012736 | 0.0048008 | 0.0022717 | 15.26% | 57.52% | 27.22% | 0%
|  |  | SF K 0407CB | 0.0074886 | 0 | 0.0074886 | 0.00095585 | 0.010032 | 0.0011306 | 7.887% | 82.78% | 9.33% | 0%
|  |  | DIXON LANDING 2109MR211 | 0.01422 | 0 | 0.01422 | 0.003852 | 0.011343 | 0.0058788 | 18.28% | 53.83% | 27.9% | 0%
|  |  | MAGUNDEN 1108160464 | 0.022463 | 0 | 0.022463 | 0.0013387 | 0.016519 | 0.010326 | 4.75% | 58.61% | 36.64% | 0%
|  |  | EAST MARYSVILLE 11051244 | 0.060396 | 0 | 0.060396 | 0.01406 | 0.041261 | 0.019949 | 18.68% | 54.82% | 26.5% | 0%
|  |  | HURON 1112CB | 0.029952 | 0 | 0.029952 | 0.0017322 | 0.027373 | 0.01253 | 4.16% | 65.74% | 30.09% | 0%
|  |  | SAN LEANDRO U 1110MR361 | 0.022964 | 0 | 0.022964 | 0.0039269 | 0.022767 | 0.010967 | 10.43% | 60.45% | 29.12% | 0%
|  |  | CLAYTON 221465785 | 0.014201 | 0 | 0.014201 | 0.0055882 | 0.012202 | 0.0045087 | 25.06% | 54.72% | 20.22% | 0%
|  |  | MT EDEN 1109MR523 | 0.064961 | 0 | 0.064961 | 0.013849 | 0.062879 | 0.030507 | 12.91% | 58.64% | 28.45% | 0%
|  |  | WESTLAKE 0403CB | 0.011148 | 0 | 0.011148 | 0.0040694 | 0.0099431 | 0.0013083 | 26.56% | 64.9% | 8.539% | 0%
|  |  | CHOWCHILLA 1106CB | 0.042118 | 0 | 0.042118 | 0.0032981 | 0.030914 | 0.015804 | 6.594% | 61.81% | 31.6% | 0%
|  |  | MESA 1103198354 | 0.047184 | 0 | 0.047184 | 1.8086e-05 | 0.0030963 | 7.6878e-05 | 0.5667% | 97.02% | 2.409% | 0%
|  |  | PAUL SWEET 210716004 | 0.029457 | 0 | 0.029457 | 0.0088033 | 0.028892 | 0.0097142 | 18.57% | 60.94% | 20.49% | 0%
|  |  | SANTA ROSA A 1110184 | 0.016867 | 0 | 0.016867 | 0.0064041 | 0.014876 | 0.0064409 | 23.1% | 53.66% | 23.23% | 0%
|  |  | TULUCAY 11019999 | 0.010472 | 0 | 0.010472 | 0.00077952 | 0.0085678 | 0.0038921 | 5.888% | 64.71% | 29.4% | 0%
|  |  | SF H 110868272 | 0.0067608 | 0 | 0.0067608 | 0.0010414 | 0.0079948 | 0.0021242 | 9.331% | 71.63% | 19.03% | 0%
|  |  | SANGER 1118CB | 0.051184 | 0 | 0.051184 | 0.0049154 | 0.033226 | 0.019795 | 8.484% | 57.35% | 34.17% | 0%
|  |  | TIDEWATER 210618982 | 0.00016247 | 0 | 0.00016247 | 5.0322e-05 | 0.00010766 | 5.402e-05 | 23.74% | 50.78% | 25.48% | 0%
|  |  | KERMAN 110333316 | 0.015801 | 0 | 0.015801 | 0.0028682 | 0.014741 | 0.0069294 | 11.69% | 60.07% | 28.24% | 0%
|  |  | RENFRO 2105107332 | 0.011217 | 0 | 0.011217 | 0.0020024 | 0.0097076 | 0.005634 | 11.55% | 55.97% | 32.48% | 0%
|  |  | ANITA 11052572 | 0.039736 | 0 | 0.039736 | 0.0087076 | 0.028684 | 0.016212 | 16.24% | 53.51% | 30.24% | 0%
|  |  | POINT PINOLE 1102CB | 0.047983 | 0 | 0.047983 | 0.012139 | 0.043562 | 0.015367 | 17.08% | 61.3% | 21.62% | 0%
|  |  | GEYSERVILLE 1101480 | 0.15405 | 0 | 0.15405 | 0.031888 | 0.043943 | 0.016301 | 34.61% | 47.7% | 17.69% | 0%
|  |  | CLARKSVILLE 211011112 | 0.00032477 | 0 | 0.00032477 | 4.2703e-05 | 0.0002699 | 0.00011163 | 10.07% | 63.62% | 26.31% | 0%
|  |  | CASTROVILLE 2103676150 | 0.00016238 | 0 | 0.00016238 | 7.6132e-06 | 0.00016952 | 3.5194e-05 | 3.586% | 79.84% | 16.58% | 0%
|  |  | MENDOTA 110249344 | 0.00010825 | 0 | 0.00010825 | 5.4928e-06 | 6.975e-05 | 4.729e-05 | 4.483% | 56.92% | 38.59% | 0%
|  |  | BAY MEADOWS 1104714234 | 0.006927 | 0 | 0.006927 | 0.0018164 | 0.0071174 | 0.002501 | 15.88% | 62.24% | 21.87% | 0%
|  |  | CLEAR LAKE 1102CB | 0.059519 | 0 | 0.059519 | 0.014134 | 0.040221 | 0.020592 | 18.86% | 53.67% | 27.48% | 0%
|  |  | WOLFE 1106CB | 0.012824 | 0 | 0.012824 | 0.0055926 | 0.011974 | 0.0036026 | 26.42% | 56.56% | 17.02% | 0%
|  |  | PETALUMA C 1105CB | 0.050203 | 0 | 0.050203 | 0.012682 | 0.048869 | 0.018568 | 15.83% | 61% | 23.17% | 0%
|  |  | SAN MIGUEL 1104R66 | 0.34973 | 0 | 0.34973 | 0.0056124 | 0.03461 | 0.019976 | 9.323% | 57.49% | 33.18% | 0%
|  |  | STAGG 21076446 | 0.0031729 | 0 | 0.0031729 | 0.00043646 | 0.0020169 | 0.0013069 | 11.61% | 53.64% | 34.76% | 0%
|  |  | OCEAN 040197445 | 0.0068105 | 0 | 0.0068105 | 0.0012775 | 0.0085547 | 0.0014102 | 11.36% | 76.09% | 12.54% | 0%
|  |  | CORNING 110466230 | 0.0094045 | 0 | 0.0094045 | 0.0025841 | 0.0066303 | 0.0030804 | 21.02% | 53.93% | 25.05% | 0%
|  |  | HUMBOLDT BAY 1101898396 | 0.0095649 | 0.19322 | 0.20279 | 0.0015637 | 0.010971 | 0.0014381 | 0.5278% | 3.703% | 0.4854% | 95.28%
|  |  | NORTH TOWER 110291992 | 0.0076715 | 0 | 0.0076715 | 0.0028254 | 0.0071561 | 0.0026822 | 22.31% | 56.51% | 21.18% | 0%
|  |  | SAN LEANDRO U 1106MR134 | 0.036443 | 0 | 0.036443 | 0.004627 | 0.03878 | 0.01478 | 7.952% | 66.65% | 25.4% | 0%
|  |  | KERN OIL 1116CB | 0.010991 | 0 | 0.010991 | 0.001466 | 0.0081533 | 0.0066766 | 8.996% | 50.03% | 40.97% | 0%
|  |  | ORTIGA 11059950 | 0.041263 | 0 | 0.041263 | 0.0053243 | 0.036189 | 0.018041 | 8.94% | 60.77% | 30.29% | 0%
|  |  | JARVIS 1112MR490 | 0.0095557 | 0 | 0.0095557 | 0.0021118 | 0.0088082 | 0.0048541 | 13.39% | 55.84% | 30.77% | 0%
|  |  | KEARNEY 1114188548 | 0.020864 | 0 | 0.020864 | 0.0033597 | 0.016194 | 0.0077694 | 12.3% | 59.27% | 28.44% | 0%
|  |  | FIGARDEN 2102495424 | 0.011644 | 0 | 0.011644 | 0.0014985 | 0.0071156 | 0.0052409 | 10.82% | 51.36% | 37.83% | 0%
|  |  | HILLSDALE 040344318 | 0.013407 | 0 | 0.013407 | 0.0054298 | 0.012873 | 0.0038017 | 24.56% | 58.24% | 17.2% | 0%
|  |  | FAIRWAY 110312087 | 0.0062416 | 0 | 0.0062416 | 0.0005853 | 0.0067588 | 0.0021902 | 6.139% | 70.89% | 22.97% | 0%
|  |  | GIFFEN 11029600 | 0.00032376 | 0 | 0.00032376 | 9.8559e-06 | 0.00024288 | 0.00011373 | 2.689% | 66.28% | 31.03% | 0%
|  |  | SAN JOSE B 110749542 | 0.0016457 | 0 | 0.0016457 | 0.00045953 | 0.0015391 | 0.00071807 | 16.92% | 56.65% | 26.43% | 0%
|  |  | CHEROKEE 110211666 | 0.0043148 | 0 | 0.0043148 | 0.001208 | 0.0028654 | 0.0016036 | 21.28% | 50.47% | 28.25% | 0%
|  |  | WEST FRESNO 110149622 | 0.00016183 | 0 | 0.00016183 | 2.6321e-05 | 0.00015104 | 8.9784e-05 | 9.853% | 56.54% | 33.61% | 0%
|  |  | GATES 1110CB | 0.021682 | 0 | 0.021682 | 0.00083744 | 0.016636 | 0.0098246 | 3.068% | 60.94% | 35.99% | 0%
|  |  | HAMILTON A 1101CB | 0.054305 | 0 | 0.054305 | 0.013108 | 0.038975 | 0.01774 | 18.77% | 55.82% | 25.41% | 0%
|  |  | MAPLE 0401CB | 0.016553 | 0 | 0.016553 | 0.0038621 | 0.017652 | 0.0058114 | 14.13% | 64.6% | 21.27% | 0%
|  |  | HALF MOON BAY 11028910 | 0.032297 | 0 | 0.032297 | 0.011193 | 0.030054 | 0.0031816 | 25.19% | 67.65% | 7.161% | 0%
|  |  | WEBER 1111CB | 0.0080335 | 0 | 0.0080335 | 0.0016011 | 0.0075408 | 0.0041195 | 12.07% | 56.86% | 31.06% | 0%
|  |  | SALMON CREEK 1101654 | 0.00016166 | 0.39221 | 0.39237 | 9.4233e-05 | 0.00013666 | 3.5971e-05 | 0.01455% | 0.0211% | 0.005554% | 99.96%
|  |  | LLAGAS 2104735530 | 0.00048494 | 0 | 0.00048494 | 9.2105e-05 | 0.00028671 | 0.00022837 | 15.17% | 47.22% | 37.61% | 0%
|  |  | HILLSDALE 04059156 | 0.0039869 | 0 | 0.0039869 | 0.0015478 | 0.0039657 | 0.0010679 | 23.52% | 60.26% | 16.23% | 0%
|  |  | MORGAN HILL 2104CB | 0.069293 | 0 | 0.069293 | 0.016 | 0.04469 | 0.031992 | 17.26% | 48.22% | 34.52% | 0%
|  |  | LAKEWOOD 2110W577R | 0.0045321 | 0 | 0.0045321 | 0.0024107 | 0.0030939 | 0.0011954 | 35.98% | 46.18% | 17.84% | 0%
|  |  | WINTERS 1101CB | 0.0072166 | 0 | 0.0072166 | 0.0018291 | 0.0052677 | 0.0023397 | 19.38% | 55.82% | 24.79% | 0%
|  |  | METTLER 111086700 | 0.048484 | 0 | 0.048484 | 0.0061858 | 0.034264 | 0.01642 | 10.88% | 60.25% | 28.87% | 0%
|  |  | JANES CREEK 1103CB | 0.061379 | 1.3191 | 1.3805 | 0.032089 | 0.039416 | 0.010946 | 1.73% | 2.126% | 0.5902% | 95.55%
|  |  | NAPA 1110712 | 0.010861 | 0 | 0.010861 | 0.0046125 | 0.0084608 | 0.0025844 | 29.46% | 54.04% | 16.51% | 0%
|  |  | HARTLEY 1102841676 | 0.045957 | 0 | 0.045957 | 0.0094036 | 0.025439 | 0.010516 | 20.73% | 56.08% | 23.18% | 0%
|  |  | TRES VIAS 11011970 | 0.051401 | 0 | 0.051401 | 0.0092718 | 0.038133 | 0.015427 | 14.76% | 60.69% | 24.55% | 0%
|  |  | CORTINA 110130006 | 0.0025293 | 0 | 0.0025293 | 0.00016589 | 0.0018021 | 0.00091995 | 5.744% | 62.4% | 31.85% | 0%
|  |  | VASCO 1101MR290 | 0.0075032 | 0 | 0.0075032 | 0.0013909 | 0.0058647 | 0.0039209 | 12.44% | 52.47% | 35.08% | 0%
|  |  | PARLIER 11045674F | 0.0014187 | 0 | 0.0014187 | 0.00033096 | 0.0012077 | 0.0005139 | 16.12% | 58.84% | 25.04% | 0%
|  |  | BLUE LAKE 1101CB | 0.025241 | 0.039601 | 0.064842 | 0.016818 | 0.011915 | 0.0044278 | 19.74% | 13.99% | 5.198% | 61.07%
|  |  | SF G 1102CB | 0.0020418 | 0 | 0.0020418 | 0.00023253 | 0.0026238 | 0.00051425 | 6.899% | 77.84% | 15.26% | 0%
|  |  | REDWOOD CITY 0403CB | 0.01187 | 0 | 0.01187 | 0.0057185 | 0.010881 | 0.0029951 | 29.18% | 55.53% | 15.29% | 0%
|  |  | LAWRENCE 1107CB | 0.01445 | 0 | 0.01445 | 0.0025701 | 0.012418 | 0.007335 | 11.51% | 55.63% | 32.86% | 0%
|  |  | BRITTON 110960112 | 0.0001073 | 0 | 0.0001073 | 4.3506e-05 | 0.00010224 | 3.1375e-05 | 24.56% | 57.72% | 17.71% | 0%
|  |  | TRIMBLE 2116XR360 | 0.013013 | 0 | 0.013013 | 0.0044781 | 0.010026 | 0.0064685 | 21.35% | 47.8% | 30.84% | 0%
|  |  | GRAND ISLAND 22278302 | 0.049791 | 0 | 0.049791 | 0.011656 | 0.032409 | 0.013491 | 20.25% | 56.31% | 23.44% | 0%
|  |  | MAXWELL 11053060 | 0.0085754 | 0 | 0.0085754 | 0.00068261 | 0.0069277 | 0.0029072 | 6.49% | 65.87% | 27.64% | 0%
|  |  | DAVIS 110999850 | 0.014885 | 0 | 0.014885 | 0.004845 | 0.010178 | 0.005944 | 23.11% | 48.54% | 28.35% | 0%
|  |  | GEYSERVILLE 11014570 | 0.004015 | 0 | 0.004015 | 0.0020317 | 0.002247 | 0.00079298 | 40.06% | 44.31% | 15.64% | 0%
|  |  | SF H 0402CB | 0.016593 | 0 | 0.016593 | 0.0027534 | 0.019845 | 0.0041919 | 10.28% | 74.08% | 15.65% | 0%
|  |  | BELLEVUE 11022995 | 0.0046067 | 0 | 0.0046067 | 0.0018097 | 0.0029982 | 0.0013538 | 29.37% | 48.66% | 21.97% | 0%
|  |  | EIGHT MILE 2105CB | 0.003343 | 0 | 0.003343 | 0.0010845 | 0.0018529 | 0.0012834 | 25.69% | 43.9% | 30.41% | 0%
|  |  | REDWOOD CITY 0403271809 | 0.003156 | 0 | 0.003156 | 0.0011444 | 0.0031252 | 0.00094028 | 21.97% | 59.99% | 18.05% | 0%
|  |  | MT EDEN 1108CB | 0.047004 | 0 | 0.047004 | 0.011424 | 0.048114 | 0.018055 | 14.72% | 62.01% | 23.27% | 0%
|  |  | MC FARLAND 1104152466 | 0.019615 | 0 | 0.019615 | 0.0029799 | 0.01709 | 0.0069087 | 11.05% | 63.35% | 25.61% | 0%
|  |  | WATERLOO 110214592 | 0.068492 | 0 | 0.068492 | 0.02564 | 0.043949 | 0.018488 | 29.11% | 49.9% | 20.99% | 0%
|  |  | NEWARK 12KV 1106MR118 | 0.044365 | 0 | 0.044365 | 0.010863 | 0.042344 | 0.020029 | 14.83% | 57.82% | 27.35% | 0%
|  |  | DAVIS 110623502 | 0.0096507 | 0 | 0.0096507 | 0.0030577 | 0.0070488 | 0.0042975 | 21.23% | 48.94% | 29.84% | 0%
|  |  | CORCORAN 1112CB | 0.028264 | 0 | 0.028264 | 0.00423 | 0.029915 | 0.01037 | 9.502% | 67.2% | 23.3% | 0%
|  |  | JANES CREEK 110191072 | 0.00010688 | 0.325 | 0.3251 | 1.5946e-05 | 0.00013521 | 2.5283e-05 | 0.002971% | 0.02519% | 0.004711% | 99.97%
|  |  | MAGUNDEN 2108216392 | 0.016145 | 0 | 0.016145 | 0.0019889 | 0.013932 | 0.006431 | 8.898% | 62.33% | 28.77% | 0%
|  |  | CHEROKEE 110159732 | 0.048624 | 0 | 0.048624 | 0.01077 | 0.034108 | 0.015778 | 17.76% | 56.23% | 26.01% | 0%
|  |  | ATWATER 11059720 | 0.03573 | 0 | 0.03573 | 0.0045593 | 0.025205 | 0.013881 | 10.45% | 57.75% | 31.8% | 0%
|  |  | LIVERMORE 1101MR328 | 0.015915 | 0 | 0.015915 | 0.0036458 | 0.015822 | 0.0068042 | 13.88% | 60.22% | 25.9% | 0%
|  |  | RICHMOND R 1127BR214 | 0.025905 | 0 | 0.025905 | 0.0059611 | 0.025885 | 0.0091505 | 14.54% | 63.14% | 22.32% | 0%
|  |  | MADERA 1116615882 | 0.0030415 | 0 | 0.0030415 | 0.00021325 | 0.0019457 | 0.0012838 | 6.194% | 56.52% | 37.29% | 0%
|  |  | MT EDEN 1112MR537 | 0.028945 | 0 | 0.028945 | 0.0090534 | 0.02126 | 0.010259 | 22.31% | 52.4% | 25.29% | 0%
|  |  | JANES CREEK 11017702 | 0.047266 | 1.3512 | 1.3985 | 0.034383 | 0.024786 | 0.0055815 | 1.795% | 1.294% | 0.2913% | 96.62%
|  |  | PACIFICA 110410195 | 0.021228 | 0 | 0.021228 | 0.006585 | 0.020883 | 0.002623 | 21.88% | 69.4% | 8.717% | 0%
|  |  | DUMBARTON 1107MR242 | 0.032473 | 0 | 0.032473 | 0.0089283 | 0.029928 | 0.01475 | 16.66% | 55.83% | 27.52% | 0%
|  |  | MANTECA 170599928 | 0.020758 | 0 | 0.020758 | 0.0031963 | 0.011884 | 0.010426 | 12.53% | 46.59% | 40.88% | 0%
|  |  | RIVERBANK 171575582 | 0.093196 | 0 | 0.093196 | 0.015715 | 0.049298 | 0.045679 | 14.2% | 44.54% | 41.27% | 0%
|  |  | JESSUP 11031540 | 0.059833 | 0 | 0.059833 | 0.023476 | 0.036203 | 0.018764 | 29.93% | 46.15% | 23.92% | 0%
|  |  | HUNTERS POINT (P) 1104611150 | 0.013264 | 0 | 0.013264 | 0.0014423 | 0.014644 | 0.0058084 | 6.587% | 66.88% | 26.53% | 0%
|  |  | OCEAN 0401404230 | 0.0041546 | 0 | 0.0041546 | 0.0016672 | 0.0045007 | 0.00069035 | 24.31% | 65.62% | 10.07% | 0%
|  |  | GRANT 1108MR353 | 0.050717 | 0 | 0.050717 | 0.013719 | 0.047818 | 0.022184 | 16.39% | 57.12% | 26.5% | 0%
|  |  | GANSO 1103330684 | 0.00015963 | 0 | 0.00015963 | 6.3055e-06 | 9.6585e-05 | 7.7799e-05 | 3.49% | 53.45% | 43.06% | 0%
|  |  | SONOMA 11071309 | 0.010536 | 0 | 0.010536 | 0.0024156 | 0.0079712 | 0.0026834 | 18.48% | 60.99% | 20.53% | 0%
|  |  | MIRA VISTA 0403CB | 0.029703 | 0 | 0.029703 | 0.012678 | 0.028845 | 0.0070686 | 26.09% | 59.36% | 14.55% | 0%
|  |  | MORGAN HILL 2105XR578 | 0.0039902 | 0 | 0.0039902 | 0.0010656 | 0.0030422 | 0.0013845 | 19.4% | 55.39% | 25.21% | 0%
|  |  | SONOMA 11054456 | 0.028726 | 0 | 0.028726 | 0.010408 | 0.020167 | 0.0068832 | 27.79% | 53.84% | 18.38% | 0%
|  |  | WEST FRESNO 1104D9804 | 0.011112 | 0 | 0.011112 | 0.0036156 | 0.010108 | 0.0046199 | 19.71% | 55.1% | 25.18% | 0%
|  |  | MALAGA 1102CB | 0.090025 | 0 | 0.090025 | 0.0090312 | 0.061082 | 0.037173 | 8.418% | 56.93% | 34.65% | 0%
|  |  | TRACY 1102CB | 0.047328 | 0 | 0.047328 | 0.0033585 | 0.032774 | 0.018964 | 6.096% | 59.48% | 34.42% | 0%
|  |  | CASTRO VALLEY 1103MR526 | 0.031735 | 0 | 0.031735 | 0.013492 | 0.026606 | 0.01229 | 25.75% | 50.79% | 23.46% | 0%
|  |  | SF G 0403CB | 0.0042525 | 0 | 0.0042525 | 0.00086142 | 0.0054806 | 0.00067786 | 12.27% | 78.07% | 9.656% | 0%
|  |  | CHOWCHILLA 110311590 | 0.036904 | 0 | 0.036904 | 0.0083369 | 0.037453 | 0.014651 | 13.79% | 61.97% | 24.24% | 0%
|  |  | MAXWELL 11023038 | 0.00048257 | 0 | 0.00048257 | 3.9602e-05 | 0.00039825 | 0.00014806 | 6.759% | 67.97% | 25.27% | 0%
|  |  | FRENCH CAMP 1101CB | 0.06426 | 0 | 0.06426 | 0.0078361 | 0.04784 | 0.025272 | 9.68% | 59.1% | 31.22% | 0%
|  |  | JANES CREEK 11031012 | 0.1247 | 0.65204 | 0.77674 | 0.11504 | 0.03741 | 0.010258 | 11.35% | 3.691% | 1.012% | 83.95%
|  |  | PAUL SWEET 2101722422 | 0.019581 | 0 | 0.019581 | 0.0077353 | 0.018692 | 0.0057167 | 24.06% | 58.15% | 17.78% | 0%
|  |  | WALL 0401CB | 0.021336 | 0 | 0.021336 | 0.0067124 | 0.020653 | 0.0058968 | 20.18% | 62.09% | 17.73% | 0%
|  |  | CHARCA 11064326 | 0.022387 | 0 | 0.022387 | 0.0051697 | 0.019855 | 0.0094326 | 15% | 57.62% | 27.37% | 0%
|  |  | BUTTE 1104CB | 0.029573 | 0 | 0.029573 | 0.0046894 | 0.021415 | 0.012134 | 12.26% | 56% | 31.73% | 0%
|  |  | MAGUNDEN 210892790 | 0.063629 | 0 | 0.063629 | 0.010272 | 0.05855 | 0.025106 | 10.94% | 62.33% | 26.73% | 0%
|  |  | SCHINDLER 1109CB | 0.0030245 | 0 | 0.0030245 | 0.00010014 | 0.0022941 | 0.0010539 | 2.904% | 66.53% | 30.56% | 0%
|  |  | SF H 1105CB | 0.011715 | 0 | 0.011715 | 0.0019874 | 0.012489 | 0.0039207 | 10.8% | 67.89% | 21.31% | 0%
|  |  | HALF MOON BAY 110148868 | 0.0074983 | 0 | 0.0074983 | 0.0039847 | 0.0057428 | 0.00098099 | 37.21% | 53.63% | 9.161% | 0%
|  |  | EL CERRITO G 1105BR194 | 0.027094 | 0 | 0.027094 | 0.011292 | 0.020686 | 0.0059006 | 29.81% | 54.61% | 15.58% | 0%
|  |  | SOLEDAD 21017048 | 0.32962 | 0 | 0.32962 | 0.0027845 | 0.056594 | 0.021511 | 3.442% | 69.96% | 26.59% | 0%
|  |  | SHAFTER 111153620 | 0.050263 | 0 | 0.050263 | 0.0081784 | 0.042759 | 0.019481 | 11.61% | 60.72% | 27.67% | 0%
|  |  | KING CITY 1104CB | 0.0039216 | 0 | 0.0039216 | 0.00022976 | 0.0037935 | 0.0013739 | 4.257% | 70.29% | 25.46% | 0%
|  |  | KING CITY 1105CB | 0.015017 | 0 | 0.015017 | 0.00080864 | 0.014165 | 0.0059398 | 3.867% | 67.73% | 28.4% | 0%
|  |  | OROSI 1101778698 | 0.057921 | 0 | 0.057921 | 0.0076253 | 0.042845 | 0.026152 | 9.952% | 55.92% | 34.13% | 0%
|  |  | LAMONT 1104469262 | 0.068351 | 0 | 0.068351 | 0.0038622 | 0.051178 | 0.02957 | 4.565% | 60.49% | 34.95% | 0%
|  |  | MC CALL 1108CB | 0.069467 | 0 | 0.069467 | 0.0051524 | 0.047401 | 0.028154 | 6.384% | 58.73% | 34.88% | 0%
|  |  | TEJON 1102CB | 0.058626 | 0 | 0.058626 | 0.0028696 | 0.04275 | 0.027937 | 3.901% | 58.12% | 37.98% | 0%
|  |  | COPUS 1104CB | 0.0046482 | 0 | 0.0046482 | 0.00014235 | 0.0040886 | 0.0014802 | 2.492% | 71.59% | 25.92% | 0%
|  |  | CANTUA 1106CB | 0.00047598 | 0 | 0.00047598 | 3.1487e-05 | 0.00036952 | 0.00022139 | 5.059% | 59.37% | 35.57% | 0%
|  |  | CANTUA 1104CB | 0.00047598 | 0 | 0.00047598 | 3.1487e-05 | 0.00036952 | 0.00022139 | 5.059% | 59.37% | 35.57% | 0%
|  |  | WEBER 11092142 | 0.0028133 | 0 | 0.0028133 | 0.00036839 | 0.0025666 | 0.0013931 | 8.511% | 59.3% | 32.19% | 0%
|  |  | JARVIS 1112MR565 | 0.0049155 | 0 | 0.0049155 | 0.00080213 | 0.0047671 | 0.002545 | 9.885% | 58.75% | 31.36% | 0%
|  |  | WILSON 110310700 | 0.037435 | 0 | 0.037435 | 0.010178 | 0.030686 | 0.013624 | 18.68% | 56.32% | 25% | 0%
|  |  | RICHMOND R 1121CB | 0.015941 | 0 | 0.015941 | 0.0024594 | 0.015623 | 0.0053193 | 10.51% | 66.76% | 22.73% | 0%
|  |  | DINUBA 1102CB | 0.14009 | 0 | 0.14009 | 0.022092 | 0.099326 | 0.063251 | 11.96% | 53.79% | 34.25% | 0%
|  |  | CASTRO VALLEY 1108MR578 | 0.012771 | 0 | 0.012771 | 0.0058708 | 0.010734 | 0.0039054 | 28.62% | 52.34% | 19.04% | 0%
|  |  | PEABODY 210518134 | 0.044224 | 0 | 0.044224 | 0.0059963 | 0.03534 | 0.015199 | 10.61% | 62.51% | 26.88% | 0%
|  |  | CRESSEY 2103593420 | 0.0054426 | 0 | 0.0054426 | 0.0010832 | 0.0035883 | 0.0016435 | 17.15% | 56.82% | 26.03% | 0%
|  |  | SF H 110213521 | 0.019864 | 0 | 0.019864 | 0.0073428 | 0.020965 | 0.0040488 | 22.69% | 64.79% | 12.51% | 0%
|  |  | CASTRO VALLEY 1102MR248 | 0.0080208 | 0 | 0.0080208 | 0.002006 | 0.006258 | 0.0022211 | 19.13% | 59.68% | 21.18% | 0%
|  |  | HUMBOLDT BAY 110242066 | 0.0042742 | 0.023214 | 0.027488 | 0.0016674 | 0.0031783 | 0.00074329 | 4.639% | 8.842% | 2.068% | 84.45%
|  |  | SILVERADO 2102285782 | 0.048354 | 0.20178 | 0.25014 | 0.016584 | 0.031695 | 0.013669 | 5.175% | 9.89% | 4.265% | 80.67%
|  |  | POINT PINOLE 1101CB | 0.044344 | 0 | 0.044344 | 0.0093217 | 0.041265 | 0.017755 | 13.64% | 60.38% | 25.98% | 0%
|  |  | MAXWELL 1106CB | 0.0084928 | 0 | 0.0084928 | 0.00058453 | 0.0067985 | 0.0022301 | 6.08% | 70.72% | 23.2% | 0%
|  |  | LAMONT 11034088 | 0.036596 | 0 | 0.036596 | 0.0045676 | 0.035897 | 0.013605 | 8.448% | 66.39% | 25.16% | 0%
|  |  | CONTRA COSTA 2108CB | 0.0053153 | 0 | 0.0053153 | 0.00035472 | 0.0045708 | 0.0021117 | 5.041% | 64.95% | 30.01% | 0%
|  |  | ROCKLIN 11022222 | 0.067697 | 0 | 0.067697 | 0.020831 | 0.040504 | 0.029667 | 22.89% | 44.51% | 32.6% | 0%
|  |  | BELLEVUE 1102130 | 0.021936 | 0 | 0.021936 | 0.0056052 | 0.016334 | 0.0067896 | 19.51% | 56.86% | 23.63% | 0%
|  |  | WEBER 1111778020 | 0.049267 | 0 | 0.049267 | 0.0064143 | 0.037571 | 0.021647 | 9.773% | 57.24% | 32.98% | 0%
|  |  | FAIRVIEW 2207P302 | 0.00047433 | 0.00073529 | 0.0012096 | 0.00016774 | 0.00041761 | 0.00019766 | 8.4% | 20.91% | 9.899% | 60.79%
|  |  | NOTRE DAME 1103407486 | 0.0068455 | 0 | 0.0068455 | 0.0026943 | 0.003661 | 0.0026179 | 30.03% | 40.8% | 29.17% | 0%
|  |  | STOREY 110623135 | 0.0072686 | 0 | 0.0072686 | 0.0012433 | 0.0071528 | 0.0034843 | 10.47% | 60.21% | 29.33% | 0%
|  |  | EDES 1113CR270 | 0.0099333 | 0 | 0.0099333 | 0.00091695 | 0.0101 | 0.0040642 | 6.08% | 66.97% | 26.95% | 0%
|  |  | DIXON LANDING 2101XR580 | 0.029096 | 0 | 0.029096 | 0.010708 | 0.027302 | 0.0095469 | 22.52% | 57.41% | 20.07% | 0%
|  |  | HILLSDALE 0403CB | 0.00025785 | 0 | 0.00025785 | 6.9222e-05 | 0.0002851 | 4.7028e-05 | 17.25% | 71.04% | 11.72% | 0%
|  |  | HONCUT 11011006 | 0.027892 | 0 | 0.027892 | 0.0066078 | 0.019132 | 0.0088221 | 19.12% | 55.36% | 25.53% | 0%
|  |  | MOUNTAIN VIEW 1107CB | 0.02196 | 0 | 0.02196 | 0.0095579 | 0.019818 | 0.0066027 | 26.57% | 55.08% | 18.35% | 0%
|  |  | RINCON 1103649194 | 0.0039291 | 1.3674 | 1.3713 | 0.0018997 | 0.0028227 | 0.0013187 | 0.0901% | 0.1339% | 0.06254% | 99.71%
|  |  | BUTTE 11052576 | 0.0075753 | 0 | 0.0075753 | 0.0015993 | 0.0046891 | 0.0036172 | 16.15% | 47.34% | 36.52% | 0%
|  |  | SAN BRUNO 040387798 | 0.0093079 | 0 | 0.0093079 | 0.0019016 | 0.010867 | 0.0025965 | 12.38% | 70.73% | 16.9% | 0%
|  |  | MC CALL 11065000 | 0.01612 | 0 | 0.01612 | 0.0019618 | 0.010902 | 0.0073238 | 9.718% | 54% | 36.28% | 0%
|  |  | PLAINFIELD 1105403328 | 0.03874 | 0 | 0.03874 | 0.004819 | 0.026952 | 0.013393 | 10.67% | 59.68% | 29.65% | 0%
|  |  | BOWLES 1104CB | 0.010383 | 0 | 0.010383 | 0.00069008 | 0.0075176 | 0.0040728 | 5.619% | 61.22% | 33.16% | 0%
|  |  | LAMONT 11071608 | 0.037125 | 0 | 0.037125 | 0.0035453 | 0.028441 | 0.014946 | 7.554% | 60.6% | 31.85% | 0%
|  |  | PANORAMA 11023320 | 0.084246 | 0 | 0.084246 | 0.038869 | 0.047673 | 0.025588 | 34.66% | 42.52% | 22.82% | 0%
|  |  | NEWARK 12KV 11079408 | 0.0094577 | 0 | 0.0094577 | 0.0031911 | 0.0088963 | 0.003525 | 20.44% | 56.98% | 22.58% | 0%
|  |  | JARVIS 1111MR122 | 0.022014 | 0 | 0.022014 | 0.0088183 | 0.01805 | 0.0061455 | 26.71% | 54.67% | 18.61% | 0%
|  |  | NEWMAN 110590460 | 0.0024827 | 0 | 0.0024827 | 0.00016358 | 0.0023329 | 0.0011805 | 4.449% | 63.45% | 32.11% | 0%
|  |  | LODI 110237604 | 0.056796 | 0 | 0.056796 | 0.011066 | 0.034915 | 0.019297 | 16.95% | 53.49% | 29.56% | 0%
|  |  | SF H 1110CB | 0.018665 | 0 | 0.018665 | 0.0037192 | 0.016576 | 0.0048574 | 14.79% | 65.9% | 19.31% | 0%
|  |  | GREEN VALLEY 210310438 | 0.046406 | 0 | 0.046406 | 0.017877 | 0.029465 | 0.01275 | 29.75% | 49.03% | 21.22% | 0%
|  |  | OROSI 110468494 | 0.012157 | 0 | 0.012157 | 0.0018271 | 0.0098262 | 0.0059039 | 10.41% | 55.97% | 33.63% | 0%
|  |  | ROSSMOOR 1107CB | 0.0034351 | 0 | 0.0034351 | 0.0010758 | 0.0027211 | 0.0013136 | 21.05% | 53.24% | 25.7% | 0%
|  |  | LOS OSITOS 2102148504 | 0.012996 | 0 | 0.012996 | 0.00058595 | 0.010272 | 0.0046161 | 3.787% | 66.38% | 29.83% | 0%
|  |  | HURON 11129820 | 0.010391 | 0 | 0.010391 | 0.001009 | 0.0098074 | 0.0056502 | 6.127% | 59.56% | 34.31% | 0%
|  |  | 21ST AVENUE 0403CB | 0.010796 | 0 | 0.010796 | 0.0018366 | 0.014267 | 0.0017178 | 10.31% | 80.05% | 9.639% | 0%
|  |  | PETALUMA C 1106278842 | 0.017893 | 0 | 0.017893 | 0.0031709 | 0.01862 | 0.0075077 | 10.82% | 63.55% | 25.62% | 0%
|  |  | UPPER LAKE 1101452 | 0.0093334 | 0 | 0.0093334 | 0.00391 | 0.0059887 | 0.0026483 | 31.16% | 47.73% | 21.11% | 0%
|  |  | SOLANO 0402CB | 0.025359 | 0 | 0.025359 | 0.0085234 | 0.026672 | 0.0066668 | 20.36% | 63.71% | 15.93% | 0%
|  |  | PASO ROBLES 1101CB | 0.013936 | 0 | 0.013936 | 0.0016195 | 0.014247 | 0.0051647 | 7.7% | 67.74% | 24.56% | 0%
|  |  | BELMONT 11104946 | 0.026461 | 0 | 0.026461 | 0.012967 | 0.021308 | 0.0062453 | 32% | 52.59% | 15.41% | 0%
|  |  | AVENAL 21019810 | 0.047845 | 0 | 0.047845 | 0.0045326 | 0.036785 | 0.024813 | 6.854% | 55.62% | 37.52% | 0%
|  |  | MOLINO 11034894 | 0.08872 | 0 | 0.08872 | 0.0625 | 0.039156 | 0.01426 | 53.92% | 33.78% | 12.3% | 0%
|  |  | NORTH TOWER 110293010 | 0.014863 | 0 | 0.014863 | 0.0055996 | 0.014054 | 0.0048812 | 22.82% | 57.28% | 19.9% | 0%
|  |  | MORMON 110365312 | 0.025085 | 0 | 0.025085 | 0.0057989 | 0.025382 | 0.0092108 | 14.36% | 62.84% | 22.8% | 0%
|  |  | ANGIOLA 1104CB | 0.060676 | 0 | 0.060676 | 0.0025854 | 0.036582 | 0.029585 | 3.76% | 53.21% | 43.03% | 0%
|  |  | HORSESHOE 1103CB | 0.031991 | 0 | 0.031991 | 0.010139 | 0.021677 | 0.011229 | 23.55% | 50.36% | 26.09% | 0%
|  |  | LODI 110223758 | 0.028211 | 0 | 0.028211 | 0.0050161 | 0.018115 | 0.009254 | 15.49% | 55.94% | 28.58% | 0%
|  |  | BASALT 110635550 | 0.0056484 | 0 | 0.0056484 | 0.0021457 | 0.0035275 | 0.0015802 | 29.58% | 48.63% | 21.79% | 0%
|  |  | MOLINO 1104186 | 0.078905 | 0 | 0.078905 | 0.047091 | 0.040444 | 0.018012 | 44.62% | 38.32% | 17.07% | 0%
|  |  | CORONA 11034446 | 0.065439 | 0 | 0.065439 | 0.010417 | 0.027708 | 0.011721 | 20.9% | 55.59% | 23.51% | 0%
|  |  | BALFOUR 1101CB | 0.035885 | 0 | 0.035885 | 0.0032403 | 0.028076 | 0.01625 | 6.812% | 59.03% | 34.16% | 0%
|  |  | WILLOW PASS 210721135 | 0.00015672 | 0 | 0.00015672 | 1.2163e-05 | 0.00014482 | 4.6152e-05 | 5.988% | 71.29% | 22.72% | 0%
|  |  | GEYSERVILLE 1102CB | 0.01898 | 0 | 0.01898 | 0.0043282 | 0.014104 | 0.005786 | 17.87% | 58.24% | 23.89% | 0%
|  |  | NEWARK 12KV 1107MR240 | 0.033689 | 0 | 0.033689 | 0.01035 | 0.032355 | 0.012908 | 18.61% | 58.18% | 23.21% | 0%
|  |  | FAIRWAY 1108M02 | 0.04707 | 0 | 0.04707 | 0.00525 | 0.050489 | 0.010728 | 7.899% | 75.96% | 16.14% | 0%
|  |  | STOREY 110765648 | 0.020745 | 0 | 0.020745 | 0.0026437 | 0.01814 | 0.009266 | 8.798% | 60.37% | 30.83% | 0%
|  |  | BRENTWOOD 2105CB | 0.05969 | 0 | 0.05969 | 0.0053882 | 0.045873 | 0.025468 | 7.022% | 59.79% | 33.19% | 0%
|  |  | MERCED 1114CUS250088 | 0.00010438 | 0 | 0.00010438 | 4.4357e-06 | 7.7112e-05 | 3.6601e-05 | 3.754% | 65.27% | 30.98% | 0%
|  |  | CLEAR LAKE 1101CB | 0.036992 | 0.040178 | 0.077171 | 0.0071413 | 0.028299 | 0.012553 | 7.133% | 28.27% | 12.54% | 52.06%
|  |  | HILLSDALE 040277056 | 0.028841 | 0 | 0.028841 | 0.012553 | 0.026452 | 0.0063046 | 27.7% | 58.38% | 13.91% | 0%
|  |  | COTATI 1102468 | 0.0045384 | 0 | 0.0045384 | 0.0016636 | 0.0030777 | 0.0011931 | 28.03% | 51.86% | 20.11% | 0%
|  |  | FULTON 11011734 | 0.0070559 | 0 | 0.0070559 | 0.0017265 | 0.0055547 | 0.003157 | 16.54% | 53.22% | 30.24% | 0%
|  |  | SF H 0401CB | 0.025456 | 0 | 0.025456 | 0.0038719 | 0.029969 | 0.0062581 | 9.656% | 74.74% | 15.61% | 0%
|  |  | DEL MAR 21051048 | 0.0017209 | 0 | 0.0017209 | 0.00044318 | 0.0011737 | 0.00063342 | 19.69% | 52.16% | 28.15% | 0%
|  |  | NEWARK 21KV 2103MR116 | 0.021629 | 0 | 0.021629 | 0.001682 | 0.022982 | 0.0092656 | 4.957% | 67.73% | 27.31% | 0%
|  |  | FORT BRAGG A 110465894 | 0.009374 | 0 | 0.009374 | 0.0027604 | 0.0033839 | 0.00070924 | 40.28% | 49.37% | 10.35% | 0%
|  |  | LERDO 11101616 | 0.019043 | 0 | 0.019043 | 0.0018691 | 0.013691 | 0.011303 | 6.958% | 50.97% | 42.08% | 0%
|  |  | TAFT 1106CB | 0.019641 | 0 | 0.019641 | 0.0013703 | 0.016383 | 0.0083952 | 5.241% | 62.65% | 32.11% | 0%
|  |  | GUSTINE 1101CB | 0.030644 | 0 | 0.030644 | 0.0050427 | 0.028384 | 0.012217 | 11.05% | 62.19% | 26.77% | 0%
|  |  | BARTON 111577150 | 0.045536 | 0 | 0.045536 | 0.010963 | 0.028846 | 0.017377 | 19.17% | 50.44% | 30.39% | 0%
|  |  | BELLEVUE 1104564 | 0.046475 | 0 | 0.046475 | 0.015373 | 0.031626 | 0.014846 | 24.86% | 51.14% | 24.01% | 0%
|  |  | EL CERRITO G 1112BR198 | 0.0069303 | 0 | 0.0069303 | 0.0013086 | 0.0074313 | 0.0027003 | 11.44% | 64.96% | 23.6% | 0%
|  |  | CLOVIS 1107CB | 0.064418 | 0 | 0.064418 | 0.013047 | 0.03879 | 0.024093 | 17.18% | 51.09% | 31.73% | 0%
|  |  | MILPITAS 1108XR122 | 0.039673 | 0 | 0.039673 | 0.012168 | 0.032188 | 0.013946 | 20.87% | 55.21% | 23.92% | 0%
|  |  | EAST STOCKTON 1102D7545 | 0.0029676 | 0 | 0.0029676 | 0.00068608 | 0.0032796 | 0.0009331 | 14.01% | 66.95% | 19.05% | 0%
|  |  | FIGARDEN 2112R1140 | 0.013876 | 0 | 0.013876 | 0.0049645 | 0.0067122 | 0.0048129 | 30.11% | 40.71% | 29.19% | 0%
|  |  | SF G 0404CB | 0.0054654 | 0 | 0.0054654 | 0.00059414 | 0.007342 | 0.0010858 | 6.585% | 81.38% | 12.04% | 0%
|  |  | MENLO 11029092 | 0.055102 | 0 | 0.055102 | 0.032467 | 0.030158 | 0.0092105 | 45.2% | 41.98% | 12.82% | 0%
|  |  | LAMONT 1107CB | 0.043108 | 0 | 0.043108 | 0.0019814 | 0.031138 | 0.015988 | 4.035% | 63.41% | 32.56% | 0%
|  |  | MC CALL 110793024 | 0.032546 | 0 | 0.032546 | 0.0033111 | 0.021886 | 0.013796 | 8.491% | 56.13% | 35.38% | 0%
|  |  | LAS PULGAS 040432524 | 0.0068614 | 0 | 0.0068614 | 0.0027658 | 0.0067367 | 0.0018241 | 24.42% | 59.48% | 16.1% | 0%
|  |  | ATWATER 1108CB | 0.033117 | 0 | 0.033117 | 0.0032127 | 0.025293 | 0.012949 | 7.75% | 61.01% | 31.24% | 0%
|  |  | PASO ROBLES 110638682 | 0.0025217 | 0 | 0.0025217 | 0.00013657 | 0.0020764 | 0.0013391 | 3.845% | 58.46% | 37.7% | 0%
|  |  | SAN LEANDRO U 1107MR560 | 0.042176 | 0 | 0.042176 | 0.012925 | 0.039109 | 0.017588 | 18.56% | 56.17% | 25.26% | 0%
|  |  | CAL WATER 1103768902 | 0.010273 | 0 | 0.010273 | 0.0010396 | 0.0087659 | 0.0040466 | 7.505% | 63.28% | 29.21% | 0%
|  |  | PENRYN 11052406 | 0.020721 | 0 | 0.020721 | 0.009195 | 0.012762 | 0.0051373 | 33.94% | 47.1% | 18.96% | 0%
|  |  | HILLSDALE 040596742 | 0.012947 | 0 | 0.012947 | 0.0050773 | 0.012509 | 0.0026214 | 25.13% | 61.9% | 12.97% | 0%
|  |  | JESSUP 11039281 | 0.0043613 | 0 | 0.0043613 | 0.0022131 | 0.0021658 | 0.0013235 | 38.81% | 37.98% | 23.21% | 0%
|  |  | PEASE 1103264986 | 0.00015572 | 0 | 0.00015572 | 1.6021e-05 | 0.00016782 | 7.3213e-05 | 6.233% | 65.29% | 28.48% | 0%
|  |  | CAYETANO 2109MR198 | 0.019975 | 2.9834 | 3.0034 | 0.0024458 | 0.016727 | 0.0097691 | 0.0562% | 0.3844% | 0.2245% | 99.33%
|  |  | SANGER 1116CB | 0.03653 | 0 | 0.03653 | 0.0054566 | 0.027021 | 0.013813 | 11.79% | 58.37% | 29.84% | 0%
|  |  | RAWSON 11033314 | 0.053976 | 0 | 0.053976 | 0.020434 | 0.032711 | 0.016828 | 29.2% | 46.75% | 24.05% | 0%
|  |  | SF H 1109CB | 0.0090497 | 0 | 0.0090497 | 0.0015561 | 0.010353 | 0.0030297 | 10.42% | 69.3% | 20.28% | 0%
|  |  | MORGAN HILL 2110XR326 | 0.068478 | 0 | 0.068478 | 0.0088707 | 0.052535 | 0.029953 | 9.71% | 57.5% | 32.79% | 0%
|  |  | LOS OSITOS 210137376 | 0.030511 | 0 | 0.030511 | 0.0016378 | 0.03025 | 0.01211 | 3.723% | 68.75% | 27.52% | 0%
|  |  | CORNING 110255208 | 0.000311 | 0 | 0.000311 | 2.9683e-05 | 0.0002528 | 0.00012335 | 7.314% | 62.29% | 30.39% | 0%
|  |  | BRENTWOOD 2112K504R | 0.046649 | 0 | 0.046649 | 0.0061379 | 0.036274 | 0.011807 | 11.32% | 66.9% | 21.78% | 0%
|  |  | DUMBARTON 2111CB | 0.021843 | 0 | 0.021843 | 0.0049829 | 0.019337 | 0.008176 | 15.33% | 59.51% | 25.16% | 0%
|  |  | SANTA MARIA 1108M16 | 0.016945 | 0 | 0.016945 | 0.0024454 | 0.019563 | 0.0059627 | 8.743% | 69.94% | 21.32% | 0%
|  |  | COVELO 1101225458 | 0.0013471 | 0.0017507 | 0.0030978 | 0.00051875 | 0.00084235 | 0.00040036 | 12.81% | 20.8% | 9.884% | 56.51%
|  |  | PANORAMA 1102CB | 0.068501 | 0 | 0.068501 | 0.021408 | 0.044038 | 0.023491 | 24.07% | 49.52% | 26.41% | 0%
|  |  | SF L 0406CB | 0.015214 | 0 | 0.015214 | 0.0027563 | 0.018349 | 0.0022295 | 11.81% | 78.63% | 9.555% | 0%
|  |  | HONCUT 11012598 | 0.020506 | 0 | 0.020506 | 0.0027646 | 0.01433 | 0.0061165 | 11.91% | 61.74% | 26.35% | 0%
|  |  | MENLO 11018908 | 0.00062113 | 0 | 0.00062113 | 0.00034769 | 0.00050248 | 0.00017517 | 33.91% | 49.01% | 17.08% | 0%
|  |  | TRINIDAD 110137474 | 0.033519 | 0.12563 | 0.15915 | 0.027008 | 0.012459 | 0.0044101 | 12.96% | 5.98% | 2.117% | 78.94%
|  |  | PUEBLO 2102698 | 0.1052 | 1.2495 | 1.3547 | 0.040772 | 0.069463 | 0.026211 | 2.321% | 3.953% | 1.492% | 92.23%
|  |  | OCEAN 0401794796 | 0.0039841 | 0 | 0.0039841 | 0.00047299 | 0.0051695 | 0.0009343 | 7.192% | 78.6% | 14.21% | 0%
|  |  | REDWOOD CITY 041054820 | 0.0086663 | 0 | 0.0086663 | 0.0033818 | 0.0086253 | 0.0022989 | 23.64% | 60.29% | 16.07% | 0%
|  |  | CORNING 110349740 | 0.039453 | 0 | 0.039453 | 0.0083786 | 0.029044 | 0.014455 | 16.15% | 55.99% | 27.86% | 0%
|  |  | FREMONT 1109MR699 | 0.018598 | 0 | 0.018598 | 0.0073642 | 0.017131 | 0.0059729 | 24.17% | 56.23% | 19.6% | 0%
|  |  | KNIGHTS LANDING 110165736 | 0.013918 | 0 | 0.013918 | 0.0033864 | 0.00988 | 0.0045006 | 19.06% | 55.61% | 25.33% | 0%
|  |  | MENLO 040314383 | 0.00093034 | 0 | 0.00093034 | 0.00043315 | 0.00090052 | 0.00020211 | 28.2% | 58.64% | 13.16% | 0%
|  |  | METTLER 110936726 | 0.015631 | 0 | 0.015631 | 0.0041276 | 0.0092251 | 0.0045636 | 23.04% | 51.49% | 25.47% | 0%
|  |  | LOS OSITOS 2101115450 | 0.015811 | 0 | 0.015811 | 0.00047171 | 0.01429 | 0.0059135 | 2.282% | 69.12% | 28.6% | 0%
|  |  | WESTLAKE 0401CB | 0.0050465 | 0 | 0.0050465 | 0.0012697 | 0.0055166 | 0.00079797 | 16.74% | 72.74% | 10.52% | 0%
|  |  | WEEDPATCH 1103CB | 0.027549 | 0 | 0.027549 | 0.0016805 | 0.019268 | 0.01181 | 5.13% | 58.82% | 36.05% | 0%
|  |  | NORTECH 2110XR362 | 0.048579 | 0 | 0.048579 | 0.0056353 | 0.042465 | 0.021208 | 8.131% | 61.27% | 30.6% | 0%
|  |  | RANDOLPH 0403CB | 0.016957 | 0 | 0.016957 | 0.0035109 | 0.020928 | 0.0035541 | 12.54% | 74.76% | 12.7% | 0%
|  |  | NEWBURG 1132CB | 0.0064917 | 0.56738 | 0.57387 | 0.0015808 | 0.005781 | 0.0021203 | 0.1886% | 0.6897% | 0.253% | 98.87%
|  |  | MADERA 1119CB | 0.10915 | 0 | 0.10915 | 0.0089482 | 0.073363 | 0.044639 | 7.049% | 57.79% | 35.16% | 0%
|  |  | MERCED 1108CB | 0.072576 | 0 | 0.072576 | 0.01091 | 0.054775 | 0.028178 | 11.62% | 58.36% | 30.02% | 0%
|  |  | CORTINA 1101CB | 0.00046435 | 0 | 0.00046435 | 2.2943e-05 | 0.00041728 | 0.00016697 | 3.779% | 68.72% | 27.5% | 0%
|  |  | WOODSIDE 11059160 | 0.0040231 | 0 | 0.0040231 | 0.001784 | 0.0024528 | 0.0010239 | 33.91% | 46.63% | 19.46% | 0%
|  |  | MC CALL 1108466172 | 0.00015464 | 0 | 0.00015464 | 9.9386e-06 | 9.0155e-05 | 7.4948e-05 | 5.678% | 51.5% | 42.82% | 0%
|  |  | RANDOLPH 0402CB | 0.0071133 | 0 | 0.0071133 | 0.0010204 | 0.0088947 | 0.0018272 | 8.69% | 75.75% | 15.56% | 0%
|  |  | EDENVALE 2105XR392 | 0.012108 | 0 | 0.012108 | 0.0012915 | 0.0098494 | 0.0045714 | 8.219% | 62.69% | 29.09% | 0%
|  |  | BELMONT 111039182 | 0.0084698 | 0 | 0.0084698 | 0.0045291 | 0.0070219 | 0.0019944 | 33.44% | 51.84% | 14.72% | 0%
|  |  | HORSESHOE 11061826 | 0.034974 | 0 | 0.034974 | 0.014698 | 0.020266 | 0.010779 | 32.13% | 44.3% | 23.56% | 0%
|  |  | SANTA MARIA 1106M114 | 0.010649 | 0 | 0.010649 | 0.0017184 | 0.012146 | 0.003714 | 9.776% | 69.1% | 21.13% | 0%
|  |  | RICE 1103CB | 0.011113 | 0 | 0.011113 | 0.0011728 | 0.0088507 | 0.0025929 | 9.296% | 70.15% | 20.55% | 0%
|  |  | KINGSBURG 111255052 | 0.00015427 | 0 | 0.00015427 | 1.4573e-05 | 8.951e-05 | 7.0534e-05 | 8.346% | 51.26% | 40.39% | 0%
|  |  | GRAND ISLAND 2225CB | 0.11573 | 0 | 0.11573 | 0.011356 | 0.094021 | 0.028095 | 8.508% | 70.44% | 21.05% | 0%
|  |  | SF E 0410CB | 0.010952 | 0 | 0.010952 | 0.0028011 | 0.012386 | 0.0028914 | 15.49% | 68.51% | 15.99% | 0%
|  |  | OAKLAND J 1102CR250 | 0.0029307 | 0 | 0.0029307 | 0.00048697 | 0.0031855 | 0.0011654 | 10.07% | 65.84% | 24.09% | 0%
|  |  | SANTA MARIA 110558550 | 0.0001542 | 0 | 0.0001542 | 8.0149e-06 | 0.00013323 | 6.0387e-05 | 3.975% | 66.08% | 29.95% | 0%
|  |  | RINCON 1102782389 | 0.0034127 | 0.098529 | 0.10194 | 0.0013513 | 0.0022231 | 0.00080431 | 1.033% | 1.7% | 0.6149% | 96.65%
|  |  | NORTH TOWER 1108780701 | 0.011343 | 0 | 0.011343 | 0.0025489 | 0.010009 | 0.0039969 | 15.4% | 60.46% | 24.14% | 0%
|  |  | KEARNEY 1106CB | 0.050069 | 0 | 0.050069 | 0.0029024 | 0.033724 | 0.020593 | 5.072% | 58.94% | 35.99% | 0%
|  |  | GUSTINE 1102CB | 0.033995 | 0 | 0.033995 | 0.003199 | 0.025867 | 0.013511 | 7.513% | 60.75% | 31.73% | 0%
|  |  | LOYOLA 110160096 | 0.079688 | 0 | 0.079688 | 0.037814 | 0.049735 | 0.017044 | 36.15% | 47.55% | 16.3% | 0%
|  |  | LEMOORE 1105671546 | 0.05383 | 0 | 0.05383 | 0.0091233 | 0.043891 | 0.019765 | 12.54% | 60.31% | 27.16% | 0%
|  |  | PLAINFIELD 11016562 | 0.023087 | 0 | 0.023087 | 0.005515 | 0.014803 | 0.0061513 | 20.84% | 55.93% | 23.24% | 0%
|  |  | LAS POSITAS 2109MR310 | 0.034948 | 0 | 0.034948 | 0.0082155 | 0.032567 | 0.016115 | 14.44% | 57.24% | 28.32% | 0%
|  |  | JANES CREEK 1103136680 | 0.0028854 | 0.0198 | 0.022686 | 0.0011889 | 0.0021687 | 0.00058812 | 3.832% | 6.991% | 1.896% | 87.28%
|  |  | POTRERO PP (A) 1104CB | 0.0027706 | 0 | 0.0027706 | 0.00014792 | 0.0032074 | 0.0012183 | 3.234% | 70.13% | 26.64% | 0%
|  |  | SANGER 111888052 | 0.0070794 | 0 | 0.0070794 | 0.00067623 | 0.0047518 | 0.0025853 | 8.439% | 59.3% | 32.26% | 0%
|  |  | BELLE HAVEN 11048966 | 0.0086615 | 0 | 0.0086615 | 0.0018064 | 0.0076662 | 0.0038443 | 13.56% | 57.57% | 28.87% | 0%
|  |  | SAN LEANDRO U 1109CR002 | 0.0045122 | 0 | 0.0045122 | 0.0018559 | 0.0039245 | 0.0016681 | 24.92% | 52.69% | 22.4% | 0%
|  |  | LINDEN 1103CB | 0.031857 | 0 | 0.031857 | 0.0074865 | 0.023451 | 0.010651 | 18% | 56.39% | 25.61% | 0%
|  |  | LIVE OAK 1101CB | 0.017823 | 0 | 0.017823 | 0.0048239 | 0.014315 | 0.0073082 | 18.24% | 54.13% | 27.63% | 0%
|  |  | EL CERRITO G 1106BR140 | 0.013706 | 0 | 0.013706 | 0.0043148 | 0.01223 | 0.004702 | 20.31% | 57.56% | 22.13% | 0%
|  |  | VASCO 1102MR178 | 0.1203 | 0 | 0.1203 | 0.0041161 | 0.01817 | 0.008679 | 13.29% | 58.68% | 28.03% | 0%
|  |  | WOODLAND 11088802 | 0.078391 | 0 | 0.078391 | 0.011457 | 0.052771 | 0.027375 | 12.51% | 57.61% | 29.88% | 0%
|  |  | RIPON 17025312 | 0.025755 | 0 | 0.025755 | 0.0045727 | 0.015568 | 0.014519 | 13.19% | 44.92% | 41.89% | 0%
|  |  | DIVIDE 1102M130 | 0.040967 | 0 | 0.040967 | 0.0053246 | 0.044886 | 0.007643 | 9.204% | 77.59% | 13.21% | 0%
|  |  | DIVIDE 1102CB | 0.027963 | 0 | 0.027963 | 0.0038442 | 0.028349 | 0.0062463 | 10% | 73.75% | 16.25% | 0%
|  |  | PASO ROBLES 1104P02 | 0.12645 | 0.0072479 | 0.1337 | 0.0042506 | 0.019452 | 0.0064133 | 13.35% | 61.09% | 20.14% | 5.421%
|  |  | MAXWELL 1102CB | 0.030312 | 0 | 0.030312 | 0.0023747 | 0.024226 | 0.0090577 | 6.66% | 67.94% | 25.4% | 0%
|  |  | OLIVEHURST 1105CB | 0.091871 | 0 | 0.091871 | 0.012312 | 0.065776 | 0.033119 | 11.07% | 59.15% | 29.78% | 0%
|  |  | CAYUCOS 1102W18 | 0.050421 | 0 | 0.050421 | 0.0061019 | 0.054335 | 0.011361 | 8.499% | 75.68% | 15.82% | 0%
|  |  | CANAL 110511060 | 0.031951 | 0 | 0.031951 | 0.0028091 | 0.031108 | 0.012893 | 6.001% | 66.46% | 27.54% | 0%
|  |  | SAN JOAQUIN 1108CB | 0.0098123 | 0 | 0.0098123 | 0.00040355 | 0.0069396 | 0.0037637 | 3.633% | 62.48% | 33.89% | 0%
|  |  | METTLER 1109CB | 0.055763 | 0 | 0.055763 | 0.010924 | 0.036569 | 0.016984 | 16.94% | 56.72% | 26.34% | 0%
|  |  | KERMAN 1102CB | 0.023932 | 0 | 0.023932 | 0.0013591 | 0.016569 | 0.0094904 | 4.957% | 60.43% | 34.61% | 0%
|  |  | CADET 1101CB | 0.00030646 | 0 | 0.00030646 | 1.2344e-05 | 0.00026009 | 0.00012788 | 3.084% | 64.97% | 31.95% | 0%
|  |  | PRUNEDALE 11103716 | 0.077147 | 0 | 0.077147 | 0.045193 | 0.042899 | 0.012385 | 44.98% | 42.7% | 12.33% | 0%
|  |  | FRUITVALE 1103815842 | 0.024565 | 0 | 0.024565 | 0.005032 | 0.020345 | 0.013874 | 12.82% | 51.83% | 35.35% | 0%
|  |  | INDUSTRIAL ACRES 0415CB | 0.0047997 | 0 | 0.0047997 | 0.00085003 | 0.0048776 | 0.0021956 | 10.73% | 61.56% | 27.71% | 0%
|  |  | MONROE 110646702 | 0.015438 | 0 | 0.015438 | 0.0047186 | 0.010304 | 0.0052848 | 23.24% | 50.74% | 26.02% | 0%
|  |  | EL CERRITO G 1112BR196 | 0.017874 | 0 | 0.017874 | 0.0049475 | 0.016988 | 0.0052838 | 18.18% | 62.41% | 19.41% | 0%
|  |  | GRANT 1106CB | 0.04555 | 0 | 0.04555 | 0.012005 | 0.042865 | 0.015874 | 16.97% | 60.59% | 22.44% | 0%
|  |  | CHEROKEE 1102CB | 0.042483 | 0 | 0.042483 | 0.0090386 | 0.02874 | 0.012489 | 17.98% | 57.17% | 24.84% | 0%
|  |  | MOLINO 1104378 | 0.046591 | 0 | 0.046591 | 0.016457 | 0.029376 | 0.016057 | 26.59% | 47.47% | 25.94% | 0%
|  |  | SHAFTER 1102CB | 0.025508 | 0 | 0.025508 | 0.0020252 | 0.01699 | 0.010644 | 6.828% | 57.28% | 35.89% | 0%
|  |  | EL CERRITO G 1110173396 | 0.00073236 | 0 | 0.00073236 | 0.00021208 | 0.00063218 | 0.0001662 | 20.99% | 62.56% | 16.45% | 0%
|  |  | GUERNSEY 1102CB | 0.034713 | 0 | 0.034713 | 0.0019847 | 0.021636 | 0.015781 | 5.037% | 54.91% | 40.05% | 0%
|  |  | MERCED 110890510 | 0.0027494 | 0 | 0.0027494 | 0.00032774 | 0.0023337 | 0.0018772 | 7.221% | 51.42% | 41.36% | 0%
|  |  | KEARNEY 111086202 | 0.040031 | 0 | 0.040031 | 0.0045332 | 0.02808 | 0.015637 | 9.395% | 58.2% | 32.41% | 0%
|  |  | MC CALL 1102310426 | 0.056372 | 0 | 0.056372 | 0.011047 | 0.047104 | 0.022116 | 13.76% | 58.68% | 27.55% | 0%
|  |  | NOVATO 1104889406 | 0.00030533 | 0 | 0.00030533 | 1.385e-05 | 0.00027223 | 9.6211e-05 | 3.623% | 71.21% | 25.17% | 0%
|  |  | MARYSVILLE 1108CB | 0.12866 | 0 | 0.12866 | 0.029069 | 0.08718 | 0.041316 | 18.45% | 55.33% | 26.22% | 0%
|  |  | CASTRO VALLEY 1103MR219 | 0.015036 | 0 | 0.015036 | 0.0052726 | 0.013846 | 0.0057025 | 21.24% | 55.78% | 22.97% | 0%
|  |  | WILLIAMS 1102CB | 0.036925 | 0 | 0.036925 | 0.0052537 | 0.035673 | 0.014195 | 9.531% | 64.72% | 25.75% | 0%
|  |  | BUTTE 1107CB | 0.083835 | 0 | 0.083835 | 0.025953 | 0.052609 | 0.027888 | 24.38% | 49.42% | 26.2% | 0%
|  |  | TUDOR 1101CB | 0.0010171 | 0 | 0.0010171 | 7.3165e-05 | 0.00080582 | 0.00027226 | 6.355% | 70% | 23.65% | 0%
|  |  | GRAND ISLAND 2227CB | 0.044694 | 0 | 0.044694 | 0.0043189 | 0.035653 | 0.010763 | 8.513% | 70.27% | 21.21% | 0%
|  |  | AIRWAYS 110629609 | 0.039022 | 0 | 0.039022 | 0.0073408 | 0.023115 | 0.01468 | 16.26% | 51.21% | 32.52% | 0%
|  |  | SALINAS 110455450 | 0.079901 | 0 | 0.079901 | 0.011496 | 0.081464 | 0.027152 | 9.571% | 67.82% | 22.61% | 0%
|  |  | HICKS 2103XR248 | 0.0084124 | 0 | 0.0084124 | 0.0037522 | 0.0049071 | 0.0018272 | 35.78% | 46.79% | 17.42% | 0%
|  |  | MARICOPA 110265196 | 0.0069536 | 0 | 0.0069536 | 0.00053436 | 0.0060842 | 0.0026569 | 5.761% | 65.59% | 28.64% | 0%
|  |  | DINUBA 11057800 | 0.031524 | 0 | 0.031524 | 0.0046743 | 0.022823 | 0.012859 | 11.58% | 56.55% | 31.86% | 0%
|  |  | LARKIN (Y) 1111CB | 0.0012951 | 0 | 0.0012951 | 0.00010827 | 0.0016841 | 0.00034559 | 5.064% | 78.77% | 16.16% | 0%
|  |  | COALINGA NO 2 1105134928 | 0.00045708 | 0 | 0.00045708 | 2.01e-05 | 0.00031473 | 0.00026286 | 3.363% | 52.66% | 43.98% | 0%
|  |  | PENRYN 110651674 | 0.056493 | 0 | 0.056493 | 0.029028 | 0.029405 | 0.015856 | 39.07% | 39.58% | 21.34% | 0%
|  |  | ARCATA 112233062 | 0.026515 | 0.11129 | 0.13781 | 0.017527 | 0.013898 | 0.0032873 | 9.715% | 7.704% | 1.822% | 80.76%
|  |  | COALINGA NO 1 11089240 | 0.013245 | 0 | 0.013245 | 0.00060819 | 0.0099323 | 0.0067793 | 3.512% | 57.35% | 39.14% | 0%
|  |  | EL CAPITAN 110433808 | 0.022953 | 0 | 0.022953 | 0.0041318 | 0.020537 | 0.010349 | 11.8% | 58.65% | 29.55% | 0%
|  |  | INDUSTRIAL ACRES 041249158 | 0.01242 | 0 | 0.01242 | 0.002321 | 0.013352 | 0.0048293 | 11.32% | 65.12% | 23.56% | 0%
|  |  | MC CALL 110390986 | 0.0079882 | 0 | 0.0079882 | 0.00073455 | 0.0056762 | 0.003583 | 7.35% | 56.8% | 35.85% | 0%
|  |  | DOS PALOS 110137478 | 0.038547 | 0 | 0.038547 | 0.0065223 | 0.036342 | 0.014123 | 11.45% | 63.77% | 24.78% | 0%
|  |  | CASSIDY 2108CB | 0.016157 | 0 | 0.016157 | 0.0012016 | 0.012201 | 0.005914 | 6.221% | 63.16% | 30.62% | 0%
|  |  | MOUNTAIN VIEW 111160078 | 0.0030384 | 0 | 0.0030384 | 0.00092875 | 0.0027652 | 0.0013218 | 18.52% | 55.13% | 26.35% | 0%
|  |  | LEMOORE 1101546704 | 0.040096 | 0 | 0.040096 | 0.0079923 | 0.036382 | 0.013985 | 13.69% | 62.34% | 23.96% | 0%
|  |  | GABILAN 1102CB | 0.055187 | 0 | 0.055187 | 0.0073736 | 0.048834 | 0.019068 | 9.795% | 64.87% | 25.33% | 0%
|  |  | MIDDLETOWN 1102632616 | 0.0015344 | 0.025805 | 0.02734 | 0.00037479 | 0.001137 | 0.00055719 | 1.017% | 3.084% | 1.511% | 94.39%
|  |  | PEABODY 210818182 | 0.00030369 | 0 | 0.00030369 | 4.4332e-05 | 0.00021603 | 0.00011371 | 11.85% | 57.75% | 30.4% | 0%
|  |  | WEST FRESNO 1112CB | 0.078852 | 0 | 0.078852 | 0.0081577 | 0.055161 | 0.029485 | 8.79% | 59.44% | 31.77% | 0%
|  |  | PARKWAY 1101688 | 0.016492 | 0 | 0.016492 | 0.003849 | 0.015876 | 0.0055856 | 15.21% | 62.73% | 22.07% | 0%
|  |  | MONROE 1105919 | 0.0043517 | 0 | 0.0043517 | 0.0019451 | 0.0031989 | 0.0020396 | 27.08% | 44.53% | 28.39% | 0%
|  |  | HAYWARD O 0401CB | 0.013936 | 0 | 0.013936 | 0.0044649 | 0.013392 | 0.0051485 | 19.41% | 58.21% | 22.38% | 0%
|  |  | SF L 0404CB | 0.0051079 | 0 | 0.0051079 | 0.0016498 | 0.0059454 | 0.00083672 | 19.57% | 70.51% | 9.923% | 0%
|  |  | OAK 0401CB | 0.012472 | 0 | 0.012472 | 0.0047125 | 0.01004 | 0.00252 | 27.28% | 58.13% | 14.59% | 0%
|  |  | SF M 0405CB | 0.013997 | 0 | 0.013997 | 0.0037235 | 0.015807 | 0.003494 | 16.17% | 68.65% | 15.17% | 0%
|  |  | VINA 1101CB | 0.003135 | 0.0043067 | 0.0074417 | 0.00062163 | 0.0024771 | 0.00099938 | 6.39% | 25.46% | 10.27% | 57.87%
|  |  | WYANDOTTE 11095973 | 0.015629 | 0 | 0.015629 | 0.0077894 | 0.0079386 | 0.0044602 | 38.58% | 39.32% | 22.09% | 0%
|  |  | ACTON 0402CB | 0.020332 | 0 | 0.020332 | 0.003793 | 0.02464 | 0.0044459 | 11.54% | 74.94% | 13.52% | 0%
|  |  | CORCORAN 1106936848 | 0.009338 | 0 | 0.009338 | 0.00056255 | 0.0074469 | 0.0040318 | 4.672% | 61.84% | 33.48% | 0%
|  |  | HUMBOLDT BAY 1102CB | 0.040249 | 0.8521 | 0.89234 | 0.01697 | 0.030032 | 0.0061457 | 1.44% | 2.549% | 0.5216% | 95.49%
|  |  | CLOVERDALE 110276878 | 0.010039 | 1.5944 | 1.6045 | 0.0041904 | 0.0066704 | 0.0024604 | 0.1968% | 0.3133% | 0.1156% | 99.37%
|  |  | AVENAL 2101CB | 0.049033 | 0 | 0.049033 | 0.00169 | 0.034046 | 0.026201 | 2.729% | 54.97% | 42.3% | 0%
|  |  | PANORAMA 11022009 | 0.0054529 | 0 | 0.0054529 | 0.0019904 | 0.0031595 | 0.0019805 | 27.91% | 44.31% | 27.78% | 0%
|  |  | RIVERBANK 17159850 | 0.043221 | 0 | 0.043221 | 0.0097798 | 0.022293 | 0.021991 | 18.09% | 41.23% | 40.68% | 0%
|  |  | OROVILLE 1101CB | 0.067341 | 0 | 0.067341 | 0.017572 | 0.049056 | 0.024575 | 19.27% | 53.79% | 26.95% | 0%
|  |  | BELMONT 040153783 | 0.0019162 | 0 | 0.0019162 | 0.00076788 | 0.0019447 | 0.0004506 | 24.28% | 61.48% | 14.25% | 0%
|  |  | CLARKSVILLE 210319572 | 0.015858 | 0.0011905 | 0.017048 | 0.00085662 | 0.0036106 | 0.0023153 | 11.75% | 49.52% | 31.75% | 6.983%
|  |  | LOS OSITOS 21017058 | 0.03327 | 0 | 0.03327 | 0.0011666 | 0.029234 | 0.013104 | 2.682% | 67.2% | 30.12% | 0%
|  |  | WILLOW PASS 2107537100 | 0.0033266 | 0 | 0.0033266 | 0.00058535 | 0.0032522 | 0.0016538 | 10.66% | 59.22% | 30.12% | 0%
|  |  | DUMBARTON 1102MR228 | 0.023734 | 0 | 0.023734 | 0.0056788 | 0.022419 | 0.011081 | 14.49% | 57.22% | 28.28% | 0%
|  |  | HIGHLANDS 110265650 | 0.0050745 | 1.622 | 1.6271 | 0.0023457 | 0.0036497 | 0.0013281 | 0.09989% | 0.1554% | 0.05656% | 99.69%
|  |  | ATWATER 110710530 | 0.016659 | 0 | 0.016659 | 0.0031004 | 0.016452 | 0.0073842 | 11.51% | 61.08% | 27.41% | 0%
|  |  | WHEATLAND 1102CB | 0.050934 | 0 | 0.050934 | 0.010263 | 0.035607 | 0.017562 | 16.18% | 56.13% | 27.69% | 0%
|  |  | NEWARK 21KV 210348722 | 0.00010074 | 0 | 0.00010074 | 1.112e-05 | 0.00010766 | 4.7509e-05 | 6.687% | 64.74% | 28.57% | 0%
|  |  | WALDO 0402258792 | 0.014569 | 0 | 0.014569 | 0.0059552 | 0.011823 | 0.0028153 | 28.92% | 57.41% | 13.67% | 0%
|  |  | NEWARK 12KV 1107MR754 | 0.036355 | 0 | 0.036355 | 0.0079591 | 0.034977 | 0.017078 | 13.26% | 58.28% | 28.46% | 0%
|  |  | SAN BENITO 2101506268 | 0.0022154 | 0 | 0.0022154 | 0.00015859 | 0.0016975 | 0.0010407 | 5.475% | 58.6% | 35.93% | 0%
|  |  | SANTA MARIA 1112M06 | 0.021626 | 0 | 0.021626 | 0.0022166 | 0.021594 | 0.0074091 | 7.1% | 69.17% | 23.73% | 0%
|  |  | SHARON 1101400060 | 0.0064372 | 0 | 0.0064372 | 0.0003682 | 0.0045579 | 0.0023603 | 5.053% | 62.55% | 32.39% | 0%
|  |  | LAWNDALE 0402CB | 0.024599 | 0 | 0.024599 | 0.0066381 | 0.025683 | 0.0050494 | 17.76% | 68.73% | 13.51% | 0%
|  |  | LOGAN CREEK 21012406 | 0.054216 | 0 | 0.054216 | 0.0060087 | 0.038949 | 0.02027 | 9.212% | 59.71% | 31.08% | 0%
|  |  | SF N 0408CB | 0.017518 | 0 | 0.017518 | 0.0059629 | 0.020557 | 0.0023977 | 20.62% | 71.09% | 8.291% | 0%
|  |  | FIREBAUGH 110297290 | 0.013504 | 0 | 0.013504 | 0.001549 | 0.012986 | 0.0062725 | 7.444% | 62.41% | 30.15% | 0%
|  |  | PAUL SWEET 210111147 | 0.011664 | 0 | 0.011664 | 0.0051676 | 0.0087242 | 0.00271 | 31.13% | 52.55% | 16.32% | 0%
|  |  | RESERVATION ROAD 1101CB | 0.0027097 | 0.46901 | 0.47172 | 0.00023719 | 0.0021953 | 0.0010391 | 0.03925% | 0.3633% | 0.1719% | 99.43%
|  |  | BAHIA 11033304 | 0.029741 | 0 | 0.029741 | 0.006982 | 0.025239 | 0.010095 | 16.5% | 59.64% | 23.86% | 0%
|  |  | MADERA 11041990 | 0.01208 | 0 | 0.01208 | 0.0025667 | 0.012045 | 0.0052089 | 12.95% | 60.77% | 26.28% | 0%
|  |  | ARCATA 110556120 | 0.010649 | 0.57762 | 0.58827 | 0.0033579 | 0.0097649 | 0.0022516 | 0.3954% | 1.15% | 0.2651% | 98.19%
|  |  | WESTLEY 1101CB | 0.035174 | 0 | 0.035174 | 0.0017746 | 0.027276 | 0.014221 | 4.101% | 63.03% | 32.86% | 0%
|  |  | KING CITY 11057078 | 0.0054274 | 0 | 0.0054274 | 0.0002171 | 0.004848 | 0.0018529 | 3.138% | 70.08% | 26.78% | 0%
|  |  | BIOLA 1101R1129 | 0.0040072 | 0 | 0.0040072 | 0.00045511 | 0.0033294 | 0.0015209 | 8.578% | 62.75% | 28.67% | 0%
|  |  | SONOMA 1105308 | 0.055265 | 0 | 0.055265 | 0.012175 | 0.043732 | 0.015926 | 16.95% | 60.88% | 22.17% | 0%
|  |  | LIVINGSTON 1106215606 | 0.0077468 | 0 | 0.0077468 | 0.0011909 | 0.0071428 | 0.0036555 | 9.933% | 59.58% | 30.49% | 0%
|  |  | SPENCE 1102756550 | 0.0049118 | 0 | 0.0049118 | 0.00035039 | 0.0044853 | 0.0015668 | 5.473% | 70.06% | 24.47% | 0%
|  |  | MC ARTHUR 1101CB | 0.0034543 | 0.10352 | 0.10697 | 0.00021563 | 0.0033384 | 0.001046 | 0.1514% | 2.344% | 0.7343% | 96.77%
|  |  | FIREBAUGH 110111940 | 0.015954 | 0 | 0.015954 | 0.0017041 | 0.01389 | 0.0065355 | 7.7% | 62.77% | 29.53% | 0%
|  |  | GRAND ISLAND 22248882 | 0.068779 | 0 | 0.068779 | 0.01208 | 0.051932 | 0.014908 | 15.31% | 65.8% | 18.89% | 0%
|  |  | DAVIS 1106CB | 0.075858 | 0 | 0.075858 | 0.01927 | 0.052146 | 0.024322 | 20.13% | 54.47% | 25.4% | 0%
|  |  | RICE 1102CB | 0.025482 | 0 | 0.025482 | 0.0042608 | 0.019346 | 0.0063231 | 14.24% | 64.64% | 21.13% | 0%
|  |  | METTLER 110936724 | 0.040822 | 0 | 0.040822 | 0.0094603 | 0.027224 | 0.011111 | 19.79% | 56.96% | 23.25% | 0%
|  |  | OAKLAND X 1107CR424 | 0.02314 | 0 | 0.02314 | 0.0092789 | 0.020891 | 0.0071364 | 24.87% | 56% | 19.13% | 0%
|  |  | BAHIA 1101CB | 0.0080414 | 0 | 0.0080414 | 0.0012634 | 0.0065761 | 0.0028462 | 11.82% | 61.54% | 26.64% | 0%
|  |  | VINA 110189142 | 0.041271 | 0.060294 | 0.10156 | 0.013316 | 0.026614 | 0.011455 | 10.53% | 21.05% | 9.059% | 59.37%
|  |  | UKIAH 1111168892 | 0.0052115 | 0 | 0.0052115 | 0.00048022 | 0.0013252 | 0.00059118 | 20.04% | 55.29% | 24.67% | 0%
|  |  | FREMONT 1107CB | 0.063864 | 0 | 0.063864 | 0.017529 | 0.060599 | 0.027295 | 16.63% | 57.48% | 25.89% | 0%
|  |  | RICHMOND R 1121BR210 | 0.0071766 | 0 | 0.0071766 | 0.0024731 | 0.0064984 | 0.001761 | 23.04% | 60.55% | 16.41% | 0%
|  |  | ANITA 1106CB | 0.058364 | 0 | 0.058364 | 0.013287 | 0.04216 | 0.020141 | 17.58% | 55.78% | 26.65% | 0%
|  |  | TEMPLETON 2110211842 | 0.00030035 | 0 | 0.00030035 | 4.9946e-05 | 0.00025985 | 8.2954e-05 | 12.72% | 66.16% | 21.12% | 0%
|  |  | LLAGAS 2106CB | 0.066052 | 0 | 0.066052 | 0.0066875 | 0.052749 | 0.026329 | 7.797% | 61.5% | 30.7% | 0%
|  |  | TAFT 110189056 | 0.012418 | 0 | 0.012418 | 0.0010888 | 0.0087816 | 0.006246 | 6.756% | 54.49% | 38.76% | 0%
|  |  | MENLO 1102CB | 0.005083 | 0 | 0.005083 | 0.0022478 | 0.004019 | 0.0015806 | 28.64% | 51.21% | 20.14% | 0%
|  |  | MORGAN HILL 2110XR164 | 0.035095 | 0 | 0.035095 | 0.0047261 | 0.021343 | 0.0097639 | 13.19% | 59.56% | 27.25% | 0%
|  |  | HENRIETTA 110655710 | 9.9909e-05 | 0 | 9.9909e-05 | 4.1727e-06 | 0.00012155 | 3.9205e-05 | 2.53% | 73.7% | 23.77% | 0%
|  |  | MADERA 11195040 | 0.034674 | 0 | 0.034674 | 0.0031753 | 0.022784 | 0.014183 | 7.91% | 56.76% | 35.33% | 0%
|  |  | SANTA RITA 110211310 | 0.00014981 | 0 | 0.00014981 | 7.4101e-06 | 0.00011132 | 5.0836e-05 | 4.37% | 65.65% | 29.98% | 0%
|  |  | LAMONT 1106CB | 0.028264 | 0 | 0.028264 | 0.0013452 | 0.020087 | 0.010923 | 4.158% | 62.08% | 33.76% | 0%
|  |  | BRENTWOOD 211249428 | 0.016614 | 0 | 0.016614 | 0.0016597 | 0.010771 | 0.0063754 | 8.825% | 57.27% | 33.9% | 0%
|  |  | HURON 11129840 | 0.01067 | 0 | 0.01067 | 0.0016476 | 0.010799 | 0.0045323 | 9.704% | 63.6% | 26.69% | 0%
|  |  | LEMOORE 1103CB | 0.041902 | 0 | 0.041902 | 0.007508 | 0.0332 | 0.017857 | 12.82% | 56.69% | 30.49% | 0%
|  |  | WOODLAND 1106CB | 0.0076131 | 0 | 0.0076131 | 0.0014634 | 0.0051082 | 0.0035594 | 14.44% | 50.42% | 35.13% | 0%
|  |  | LOCKEFORD 21015724 | 0.039837 | 0 | 0.039837 | 0.0049131 | 0.027673 | 0.01256 | 10.88% | 61.3% | 27.82% | 0%
|  |  | BANTA 1101CB | 0.030661 | 0 | 0.030661 | 0.0023426 | 0.02336 | 0.011586 | 6.282% | 62.65% | 31.07% | 0%
|  |  | LAMONT 11043855 | 0.017768 | 0 | 0.017768 | 0.00093712 | 0.013646 | 0.0084645 | 4.066% | 59.21% | 36.73% | 0%
|  |  | ORTIGA 110655980 | 0.0011452 | 0 | 0.0011452 | 4.3296e-05 | 0.00074656 | 0.00050646 | 3.34% | 57.59% | 39.07% | 0%
|  |  | ATWATER 110375276 | 0.012809 | 0 | 0.012809 | 0.0020053 | 0.0078971 | 0.0047586 | 13.68% | 53.86% | 32.46% | 0%
|  |  | CORONA 1103176 | 0.024782 | 0 | 0.024782 | 0.0040095 | 0.021158 | 0.007603 | 12.24% | 64.56% | 23.2% | 0%
|  |  | KINGSBURG 111468916 | 0.0004479 | 0 | 0.0004479 | 2.522e-05 | 0.00027244 | 0.00020932 | 4.975% | 53.74% | 41.29% | 0%
|  |  | GERBER 110137366 | 0.021099 | 0 | 0.021099 | 0.0037788 | 0.015713 | 0.0078561 | 13.82% | 57.46% | 28.73% | 0%
|  |  | MENLO 1101CB | 0.0076121 | 0 | 0.0076121 | 0.003066 | 0.006818 | 0.0026817 | 24.4% | 54.26% | 21.34% | 0%
|  |  | CORONA 1101248 | 0.02299 | 0 | 0.02299 | 0.0067955 | 0.01745 | 0.0058807 | 22.56% | 57.92% | 19.52% | 0%
|  |  | DAVIS 1106848866 | 0.00014913 | 0 | 0.00014913 | 1.0787e-05 | 0.00010624 | 5.1775e-05 | 6.39% | 62.94% | 30.67% | 0%
|  |  | OILFIELDS 1102CB | 0.012901 | 0 | 0.012901 | 0.00047574 | 0.011868 | 0.0045392 | 2.818% | 70.3% | 26.89% | 0%
|  |  | REDWOOD CITY 11054828 | 0.00014911 | 0 | 0.00014911 | 6.2414e-06 | 0.00011329 | 4.925e-05 | 3.698% | 67.12% | 29.18% | 0%
|  |  | BORDEN 110290040 | 0.067715 | 0 | 0.067715 | 0.0079435 | 0.050513 | 0.026838 | 9.313% | 59.22% | 31.46% | 0%
|  |  | BELLE HAVEN 1102CB | 0.010003 | 0 | 0.010003 | 0.001453 | 0.0077344 | 0.0039645 | 11.05% | 58.81% | 30.14% | 0%
|  |  | ATWATER 1105524022 | 0.014398 | 0 | 0.014398 | 0.0027659 | 0.01429 | 0.0061119 | 11.94% | 61.68% | 26.38% | 0%
|  |  | TULUCAY 1101137224 | 0.0002978 | 0 | 0.0002978 | 7.93e-05 | 0.00019871 | 0.00011059 | 20.41% | 51.13% | 28.46% | 0%
|  |  | LOYOLA 1102LL66 | 0.024697 | 0 | 0.024697 | 0.011493 | 0.015179 | 0.0055143 | 35.71% | 47.16% | 17.13% | 0%
|  |  | NAPA 1102942 | 0.064794 | 0 | 0.064794 | 0.025818 | 0.043967 | 0.013856 | 30.87% | 52.57% | 16.57% | 0%
|  |  | MORMON 110149738 | 0.06473 | 0 | 0.06473 | 0.015395 | 0.046202 | 0.020537 | 18.74% | 56.25% | 25% | 0%
|  |  | LIVINGSTON 1106CB | 0.12876 | 0 | 0.12876 | 0.016963 | 0.090426 | 0.044953 | 11.13% | 59.36% | 29.51% | 0%
|  |  | LAMONT 11021644 | 0.015734 | 0 | 0.015734 | 0.00091253 | 0.012363 | 0.0064845 | 4.618% | 62.57% | 32.82% | 0%
|  |  | TIVY VALLEY 110737522 | 0.026024 | 0 | 0.026024 | 0.0022941 | 0.0064595 | 0.0031588 | 19.26% | 54.22% | 26.52% | 0%
|  |  | KEARNEY 1104CB | 0.0277 | 0 | 0.0277 | 0.0024946 | 0.019125 | 0.0099483 | 7.902% | 60.58% | 31.51% | 0%
|  |  | SALINAS 110622288 | 0.024543 | 0 | 0.024543 | 0.003311 | 0.024803 | 0.0089721 | 8.928% | 66.88% | 24.19% | 0%
|  |  | PLEASANT GROVE 211050514 | 0.027206 | 0 | 0.027206 | 0.0044406 | 0.018989 | 0.012269 | 12.44% | 53.19% | 34.37% | 0%
|  |  | PRUNEDALE 110722448 | 0.027564 | 0 | 0.027564 | 0.0029992 | 0.024099 | 0.010467 | 7.984% | 64.15% | 27.86% | 0%
|  |  | MILLBRAE 11021033 | 0.01138 | 0 | 0.01138 | 0.0047621 | 0.0094596 | 0.0027105 | 28.12% | 55.87% | 16.01% | 0%
|  |  | SF H 11066955 | 0.0020905 | 0 | 0.0020905 | 0.0006619 | 0.002036 | 0.00046322 | 20.94% | 64.41% | 14.65% | 0%
|  |  | BURNEY 110257046 | 0.0030658 | 0.56875 | 0.57181 | 0.00083858 | 0.0022551 | 0.0010195 | 0.1093% | 0.294% | 0.1329% | 99.46%
|  |  | LARKIN (Y) 1128CB | 0.001137 | 0 | 0.001137 | 0.00011114 | 0.0014949 | 0.0002708 | 5.922% | 79.65% | 14.43% | 0%
|  |  | WOODWARD 2108CUS5875 | 0.00014827 | 0 | 0.00014827 | 1.1045e-05 | 0.00012402 | 5.8818e-05 | 5.697% | 63.97% | 30.34% | 0%
|  |  | GIFFEN 1107CB | 0.0046164 | 0 | 0.0046164 | 0.0001498 | 0.0032773 | 0.0017983 | 2.867% | 62.72% | 34.41% | 0%
|  |  | MOLINO 11034682 | 0.037461 | 0 | 0.037461 | 0.014943 | 0.024255 | 0.011182 | 29.66% | 48.14% | 22.19% | 0%
|  |  | SANGER 1114R2920 | 0.051033 | 0 | 0.051033 | 0.010396 | 0.031762 | 0.018169 | 17.23% | 52.65% | 30.12% | 0%
|  |  | LLAGAS 210137264 | 0.061484 | 0 | 0.061484 | 0.0064232 | 0.044892 | 0.028054 | 8.093% | 56.56% | 35.35% | 0%
|  |  | PEACHTON 11011980 | 0.041443 | 0 | 0.041443 | 0.012179 | 0.02628 | 0.013206 | 23.57% | 50.87% | 25.56% | 0%
|  |  | PRUNEDALE 1110607060 | 0.062417 | 0 | 0.062417 | 0.036194 | 0.035093 | 0.010141 | 44.45% | 43.1% | 12.45% | 0%
|  |  | HALF MOON BAY 110376762 | 0.0026209 | 0 | 0.0026209 | 0.00066756 | 0.0024169 | 0.0004227 | 19.03% | 68.91% | 12.05% | 0%
|  |  | FREMONT 1104MR584 | 0.030146 | 0 | 0.030146 | 0.012764 | 0.024427 | 0.0086077 | 27.87% | 53.34% | 18.79% | 0%
|  |  | FREMONT 1103MR733 | 0.0010145 | 0 | 0.0010145 | 0.00043564 | 0.00072345 | 0.00039875 | 27.96% | 46.44% | 25.6% | 0%
|  |  | HOLLISTER 21034906 | 0.022439 | 0 | 0.022439 | 0.0038864 | 0.020689 | 0.010191 | 11.18% | 59.51% | 29.31% | 0%
|  |  | WILLOW PASS 210879972 | 0.043301 | 0 | 0.043301 | 0.011794 | 0.038078 | 0.011034 | 19.36% | 62.52% | 18.12% | 0%
|  |  | OLEMA 1101CB | 0.00044301 | 0 | 0.00044301 | 0.00012825 | 0.00039719 | 5.3854e-05 | 22.14% | 68.56% | 9.297% | 0%
|  |  | LAMONT 1103CB | 0.058081 | 0 | 0.058081 | 0.0031517 | 0.038206 | 0.024453 | 4.789% | 58.05% | 37.16% | 0%
|  |  | IGNACIO 1105490728 | 0.0045239 | 0 | 0.0045239 | 0.002729 | 0.0036758 | 0.00097447 | 36.98% | 49.81% | 13.21% | 0%
|  |  | SONOMA 1102113082 | 0.0038325 | 0 | 0.0038325 | 0.0021032 | 0.002225 | 0.00062646 | 42.45% | 44.91% | 12.64% | 0%
|  |  | GANSNER 1101CB | 0.0019183 | 0 | 0.0019183 | 0.00017814 | 0.001877 | 0.00049396 | 6.988% | 73.63% | 19.38% | 0%
|  |  | MC KEE 1107XR032 | 0.053748 | 0 | 0.053748 | 0.020013 | 0.039444 | 0.017309 | 26.07% | 51.38% | 22.55% | 0%
|  |  | CASTRO 0402CB | 0.011813 | 0 | 0.011813 | 0.0046334 | 0.011575 | 0.002343 | 24.98% | 62.39% | 12.63% | 0%
|  |  | SEMITROPIC 1110CB | 0.04025 | 0 | 0.04025 | 0.0030266 | 0.025597 | 0.017393 | 6.577% | 55.63% | 37.8% | 0%
|  |  | MC FARLAND 1104330930 | 0.027786 | 0 | 0.027786 | 0.0022865 | 0.017311 | 0.012578 | 7.106% | 53.8% | 39.09% | 0%
|  |  | SAN LEANDRO U 1151MR752 | 0.009764 | 0 | 0.009764 | 0.0028845 | 0.0095454 | 0.0036881 | 17.9% | 59.22% | 22.88% | 0%
|  |  | DIVIDE 110266960 | 0.013924 | 0 | 0.013924 | 0.0027656 | 0.013983 | 0.0028703 | 14.1% | 71.27% | 14.63% | 0%
|  |  | SAN LEANDRO U 1151CB | 0.017018 | 0 | 0.017018 | 0.0043952 | 0.01605 | 0.0076475 | 15.65% | 57.13% | 27.22% | 0%
|  |  | CRESSEY 210337008 | 0.01486 | 0 | 0.01486 | 0.001564 | 0.0095847 | 0.0056714 | 9.298% | 56.98% | 33.72% | 0%
|  |  | MILLBRAE 110810045 | 0.021031 | 0 | 0.021031 | 0.0059357 | 0.020514 | 0.0046264 | 19.1% | 66.01% | 14.89% | 0%
|  |  | SANTA YNEZ 1104Y30 | 0.052656 | 0 | 0.052656 | 0.010873 | 0.032479 | 0.010418 | 20.22% | 60.4% | 19.38% | 0%
|  |  | DAIRYLAND 1102CB | 0.020809 | 0 | 0.020809 | 0.0015245 | 0.01501 | 0.0070188 | 6.472% | 63.73% | 29.8% | 0%
|  |  | SF J 0409CB | 0.0019604 | 0 | 0.0019604 | 0.00037685 | 0.0023666 | 0.00049266 | 11.65% | 73.13% | 15.22% | 0%
|  |  | AVENA 1701CB | 0.063456 | 0 | 0.063456 | 0.0058396 | 0.035631 | 0.03074 | 8.087% | 49.34% | 42.57% | 0%
|  |  | OLD RIVER 1101372950 | 0.007275 | 0 | 0.007275 | 0.00038131 | 0.0046662 | 0.0037516 | 4.334% | 53.03% | 42.64% | 0%
|  |  | MADISON 1105CB | 0.048994 | 0 | 0.048994 | 0.0047634 | 0.038785 | 0.017571 | 7.794% | 63.46% | 28.75% | 0%
|  |  | REDBUD 110244119 | 0.01374 | 0.8855 | 0.89924 | 0.0050223 | 0.0091989 | 0.0040003 | 0.4211% | 0.7714% | 0.3354% | 98.47%
|  |  | PLAINFIELD 110521472 | 0.07699 | 0 | 0.07699 | 0.0095075 | 0.054046 | 0.025526 | 10.67% | 60.67% | 28.66% | 0%
|  |  | LARKIN (Y) 1109CB | 0.0031794 | 0 | 0.0031794 | 0.00023167 | 0.0040575 | 0.00095928 | 4.414% | 77.31% | 18.28% | 0%
|  |  | RIO DELL 11028768 | 0.012766 | 0 | 0.012766 | 0.0076476 | 0.006634 | 0.0024113 | 45.81% | 39.74% | 14.45% | 0%
|  |  | TEMPLETON 2113A30 | 0.0094523 | 0 | 0.0094523 | 0.0031054 | 0.0046547 | 0.0019715 | 31.91% | 47.83% | 20.26% | 0%
|  |  | CARQUINEZ 1103646 | 0.0030806 | 0 | 0.0030806 | 0.00066459 | 0.0031244 | 0.0012963 | 13.07% | 61.44% | 25.49% | 0%
|  |  | BELLEVUE 2101656 | 0.011779 | 0 | 0.011779 | 0.004811 | 0.011212 | 0.0034219 | 24.74% | 57.66% | 17.6% | 0%
|  |  | TRIMBLE 1104CB | 0.0021993 | 0 | 0.0021993 | 0.00045784 | 0.0018742 | 0.0012985 | 12.61% | 51.62% | 35.77% | 0%
|  |  | CASTROVILLE 210422428 | 0.037887 | 0 | 0.037887 | 0.0035851 | 0.03029 | 0.015336 | 7.285% | 61.55% | 31.16% | 0%
|  |  | HENRIETTA 11048560 | 0.0039539 | 0 | 0.0039539 | 0.00052459 | 0.0028406 | 0.0013627 | 11.1% | 60.08% | 28.82% | 0%
|  |  | SAN LEANDRO U 1107MR596 | 0.0049348 | 0 | 0.0049348 | 0.00080131 | 0.0050993 | 0.0022456 | 9.837% | 62.6% | 27.57% | 0%
|  |  | BIOLA 110196864 | 0.035955 | 0 | 0.035955 | 0.0034082 | 0.023901 | 0.013649 | 8.321% | 58.35% | 33.32% | 0%
|  |  | NORTH TOWER 11044071 | 0.0036418 | 0 | 0.0036418 | 0.0013669 | 0.0033248 | 0.0011152 | 23.54% | 57.26% | 19.2% | 0%
|  |  | LOS OSITOS 2102CB | 0.002125 | 0 | 0.002125 | 6.5545e-05 | 0.0019721 | 0.00074103 | 2.359% | 70.97% | 26.67% | 0%
|  |  | GRAND ISLAND 2226CB | 0.091703 | 0 | 0.091703 | 0.0076651 | 0.075675 | 0.026094 | 7.004% | 69.15% | 23.84% | 0%
|  |  | SANTA MARIA 1105560634 | 0.02642 | 0 | 0.02642 | 0.0033829 | 0.030746 | 0.0083637 | 7.961% | 72.36% | 19.68% | 0%
|  |  | COLUSA JUNCTION 110159926 | 0.0076622 | 0 | 0.0076622 | 0.0010817 | 0.0064149 | 0.0025682 | 10.75% | 63.74% | 25.52% | 0%
|  |  | RAWSON 110385334 | 0.021089 | 0 | 0.021089 | 0.0095832 | 0.012226 | 0.0056192 | 34.94% | 44.57% | 20.49% | 0%
|  |  | CANAL 1105653704 | 0.0054177 | 0 | 0.0054177 | 0.00067257 | 0.0055702 | 0.0027005 | 7.52% | 62.28% | 30.2% | 0%
|  |  | BORONDA 11013084 | 0.01801 | 0 | 0.01801 | 0.0024607 | 0.014589 | 0.0065008 | 10.45% | 61.95% | 27.6% | 0%
|  |  | PARKWAY 1101702 | 0.012834 | 0 | 0.012834 | 0.0033162 | 0.01328 | 0.0045898 | 15.65% | 62.68% | 21.66% | 0%
|  |  | OLIVEHURST 11011262 | 0.030631 | 0 | 0.030631 | 0.0039716 | 0.021774 | 0.011186 | 10.75% | 58.96% | 30.29% | 0%
|  |  | STOREY 11059550 | 0.028289 | 0 | 0.028289 | 0.002381 | 0.018422 | 0.011941 | 7.271% | 56.26% | 36.47% | 0%
|  |  | METTLER 1110CB | 0.064068 | 0 | 0.064068 | 0.0079289 | 0.045251 | 0.020572 | 10.75% | 61.36% | 27.89% | 0%
|  |  | LARKIN (Y) 1119CB | 0.0072626 | 0 | 0.0072626 | 0.00045338 | 0.0098279 | 0.0017075 | 3.782% | 81.98% | 14.24% | 0%
|  |  | AIRWAYS 1102CB | 0.020395 | 0 | 0.020395 | 0.0026615 | 0.013386 | 0.0079703 | 11.08% | 55.73% | 33.18% | 0%
|  |  | PLYMOUTH 0401CB | 0.02016 | 0 | 0.02016 | 0.0026059 | 0.026198 | 0.0044745 | 7.831% | 78.72% | 13.45% | 0%
|  |  | RIO DELL 1101CB | 0.04217 | 0.86848 | 0.91065 | 0.025856 | 0.024467 | 0.0061214 | 2.121% | 2.007% | 0.5022% | 95.37%
|  |  | WEST FRESNO 1101CB | 0.051171 | 0 | 0.051171 | 0.0059287 | 0.038348 | 0.021735 | 8.981% | 58.09% | 32.93% | 0%
|  |  | VICTOR 1101CB | 0.032994 | 0 | 0.032994 | 0.0042662 | 0.022372 | 0.012132 | 11% | 57.7% | 31.29% | 0%
|  |  | CORCORAN 1102CB | 0.00013698 | 0 | 0.00013698 | 2.034e-05 | 0.00010231 | 5.7585e-05 | 11.29% | 56.76% | 31.95% | 0%
|  |  | OILFIELDS 1103CB | 0.016297 | 0 | 0.016297 | 0.00066452 | 0.013506 | 0.0068904 | 3.155% | 64.13% | 32.72% | 0%
|  |  | SAN RAFAEL 1105408 | 0.011703 | 0 | 0.011703 | 0.0046708 | 0.0078101 | 0.0030229 | 30.13% | 50.38% | 19.5% | 0%
|  |  | OAKLAND K 1103CR202 | 0.0014107 | 0 | 0.0014107 | 0.00039276 | 0.0013644 | 0.00057154 | 16.87% | 58.59% | 24.54% | 0%
|  |  | PETALUMA C 1106CB | 0.026575 | 0 | 0.026575 | 0.0067336 | 0.027198 | 0.0097165 | 15.43% | 62.31% | 22.26% | 0%
|  |  | FREMONT 1108CB | 0.024158 | 0 | 0.024158 | 0.0068112 | 0.022693 | 0.010375 | 17.08% | 56.9% | 26.02% | 0%
|  |  | JESSUP 110338864 | 0.038789 | 0 | 0.038789 | 0.018809 | 0.02059 | 0.011321 | 37.09% | 40.59% | 22.32% | 0%
|  |  | WEST FRESNO 1111D2812 | 0.012595 | 0 | 0.012595 | 0.0024756 | 0.01007 | 0.0052368 | 13.92% | 56.63% | 29.45% | 0%
|  |  | EL NIDO 1103CB | 0.048923 | 0 | 0.048923 | 0.0036446 | 0.036261 | 0.016816 | 6.425% | 63.93% | 29.65% | 0%
|  |  | SF N 0403CB | 0.0046639 | 0 | 0.0046639 | 0.001363 | 0.0056925 | 0.00064347 | 17.7% | 73.94% | 8.358% | 0%
|  |  | SAN JOAQUIN 110642822 | 0.0076239 | 0 | 0.0076239 | 0.00047859 | 0.0075171 | 0.0030703 | 4.325% | 67.93% | 27.75% | 0%
|  |  | WOODWARD 2101CB | 0.057076 | 0 | 0.057076 | 0.016529 | 0.035499 | 0.024065 | 21.72% | 46.65% | 31.63% | 0%
|  |  | WILKINS SLOUGH 1102CB | 0.015141 | 0 | 0.015141 | 0.0017975 | 0.011235 | 0.0042603 | 10.39% | 64.97% | 24.64% | 0%
|  |  | AMES 1102LM04 | 0.0046028 | 0 | 0.0046028 | 0.00097443 | 0.0045001 | 0.0020819 | 12.9% | 59.55% | 27.55% | 0%
|  |  | SUISUN 1103502542 | 0.0080482 | 0 | 0.0080482 | 0.0021723 | 0.006513 | 0.0029107 | 18.73% | 56.17% | 25.1% | 0%
|  |  | PEASE 1102CB | 0.01898 | 0 | 0.01898 | 0.0040592 | 0.013881 | 0.0063331 | 16.72% | 57.19% | 26.09% | 0%
|  |  | MORRO BAY 1101V64 | 0.028135 | 0 | 0.028135 | 0.0040867 | 0.030623 | 0.0075564 | 9.669% | 72.45% | 17.88% | 0%
|  |  | WOODWARD 2108441553 | 0.012944 | 0 | 0.012944 | 0.0013654 | 0.0083265 | 0.0072342 | 8.067% | 49.19% | 42.74% | 0%
|  |  | FRANKLIN 1103P144 | 0.0081048 | 0 | 0.0081048 | 0.0031446 | 0.0065397 | 0.0023396 | 26.15% | 54.39% | 19.46% | 0%
|  |  | BORDEN 110213186 | 0.002629 | 0 | 0.002629 | 0.00021093 | 0.0018383 | 0.0011464 | 6.601% | 57.53% | 35.87% | 0%
|  |  | DEEPWATER 1106CB | 0.00088794 | 0 | 0.00088794 | 0.00013423 | 0.00077496 | 0.00036232 | 10.56% | 60.95% | 28.5% | 0%
|  |  | SAN BENITO 2102CB | 0.0036079 | 0 | 0.0036079 | 0.00028539 | 0.0026808 | 0.0017516 | 6.049% | 56.82% | 37.13% | 0%
|  |  | LOGAN CREEK 21022554 | 0.17016 | 0 | 0.17016 | 0.020472 | 0.1173 | 0.07621 | 9.567% | 54.82% | 35.62% | 0%
|  |  | DOLAN ROAD 1101173702 | 0.00058075 | 0 | 0.00058075 | 0.00024481 | 0.00042265 | 8.9274e-05 | 32.35% | 55.85% | 11.8% | 0%
|  |  | BELMONT 110345238 | 0.0055893 | 0 | 0.0055893 | 0.002583 | 0.0049774 | 0.0016662 | 27.99% | 53.95% | 18.06% | 0%
|  |  | MONROE 1105590 | 0.0062048 | 0 | 0.0062048 | 0.0025725 | 0.0041489 | 0.0019487 | 29.67% | 47.85% | 22.48% | 0%
|  |  | ANITA 1101CB | 0.025489 | 0 | 0.025489 | 0.0046828 | 0.017459 | 0.0085154 | 15.27% | 56.95% | 27.78% | 0%
|  |  | FRANKLIN 1102P170 | 0.010395 | 0 | 0.010395 | 0.0036606 | 0.0094558 | 0.0030978 | 22.58% | 58.32% | 19.11% | 0%
|  |  | EIGHT MILE 21025274 | 0.10354 | 0 | 0.10354 | 0.025141 | 0.0724 | 0.032129 | 19.39% | 55.83% | 24.78% | 0%
|  |  | WATSONVILLE 210142086 | 0.031092 | 0 | 0.031092 | 0.0049685 | 0.025543 | 0.010644 | 12.07% | 62.06% | 25.86% | 0%
|  |  | MESA 1104199586 | 0.013371 | 0 | 0.013371 | 0.00060184 | 0.012171 | 0.0043899 | 3.507% | 70.92% | 25.58% | 0%
|  |  | PANAMA 210138252 | 0.050377 | 0 | 0.050377 | 0.0041486 | 0.034829 | 0.021481 | 6.862% | 57.61% | 35.53% | 0%
|  |  | GIRVAN 110255307 | 0.018285 | 0.11593 | 0.13422 | 0.0081359 | 0.0093975 | 0.006288 | 4.653% | 5.374% | 3.596% | 86.38%
|  |  | GIFFEN 1103R3610 | 0.011312 | 0 | 0.011312 | 0.00046878 | 0.0084058 | 0.0042464 | 3.573% | 64.06% | 32.36% | 0%
|  |  | RIO BRAVO 11012638 | 0.072026 | 0 | 0.072026 | 0.0088779 | 0.05367 | 0.029185 | 9.678% | 58.51% | 31.82% | 0%
|  |  | FIREBAUGH 1103CB | 0.02552 | 0 | 0.02552 | 0.0018475 | 0.016826 | 0.010525 | 6.327% | 57.63% | 36.05% | 0%
|  |  | OAKLAND J 1109CB | 0.00016884 | 0 | 0.00016884 | 1.2167e-05 | 0.00019878 | 6.7757e-05 | 4.366% | 71.32% | 24.31% | 0%
|  |  | ATWATER 110610450 | 0.0046307 | 0 | 0.0046307 | 0.00081757 | 0.0043107 | 0.002516 | 10.7% | 56.39% | 32.91% | 0%
|  |  | PEABODY 2105CB | 0.040345 | 0 | 0.040345 | 0.0031802 | 0.035753 | 0.013695 | 6.043% | 67.94% | 26.02% | 0%
|  |  | OCEAN 0401CB | 0.0045337 | 0 | 0.0045337 | 0.00054266 | 0.0059396 | 0.0010018 | 7.251% | 79.36% | 13.39% | 0%
|  |  | OAKLAND J 11067867 | 0.0054979 | 0 | 0.0054979 | 0.0017744 | 0.0052183 | 0.0020829 | 19.55% | 57.5% | 22.95% | 0%
|  |  | PAUL SWEET 21073959 | 0.010339 | 0 | 0.010339 | 0.0036096 | 0.0097929 | 0.0025965 | 22.56% | 61.21% | 16.23% | 0%
|  |  | CLARKSVILLE 21036842 | 0.022357 | 0 | 0.022357 | 0.001888 | 0.017468 | 0.0099479 | 6.443% | 59.61% | 33.95% | 0%
|  |  | JANES CREEK 11011184 | 0.050774 | 0.15089 | 0.20167 | 0.048457 | 0.014028 | 0.0039085 | 18.38% | 5.32% | 1.482% | 74.82%
|  |  | GUERNSEY 1101176309 | 0.00014463 | 0 | 0.00014463 | 7.1216e-06 | 0.00011065 | 4.5942e-05 | 4.35% | 67.59% | 28.06% | 0%
|  |  | FREMONT 1109CB | 0.026854 | 0 | 0.026854 | 0.0099704 | 0.024264 | 0.009877 | 22.6% | 55.01% | 22.39% | 0%
|  |  | KINGSBURG 11166120 | 0.019928 | 0 | 0.019928 | 0.0035294 | 0.016491 | 0.0085741 | 12.34% | 57.67% | 29.99% | 0%
|  |  | KEARNEY 111437294 | 0.0064201 | 0 | 0.0064201 | 0.0010119 | 0.0052461 | 0.0028259 | 11.14% | 57.75% | 31.11% | 0%
|  |  | FITCH MOUNTAIN 1113824468 | 0.070562 | 0 | 0.070562 | 0.033353 | 0.041803 | 0.015919 | 36.62% | 45.9% | 17.48% | 0%
|  |  | ORLAND B 1103CB | 0.013396 | 0 | 0.013396 | 0.0018412 | 0.011521 | 0.003863 | 10.69% | 66.88% | 22.43% | 0%
|  |  | PRUNEDALE 111022160 | 0.059568 | 0 | 0.059568 | 0.032681 | 0.035063 | 0.00978 | 42.16% | 45.23% | 12.62% | 0%
|  |  | MC CALL 110738274 | 0.15457 | 0 | 0.15457 | 0.014851 | 0.097122 | 0.065731 | 8.357% | 54.65% | 36.99% | 0%
|  |  | MERIDIAN 110263950 | 0.018869 | 0 | 0.018869 | 0.002869 | 0.012862 | 0.0058363 | 13.3% | 59.64% | 27.06% | 0%
|  |  | PEACHTON 110346176 | 0.051309 | 0 | 0.051309 | 0.011321 | 0.03157 | 0.015773 | 19.3% | 53.82% | 26.89% | 0%
|  |  | SANGER 1112CB | 0.014654 | 0 | 0.014654 | 0.0012844 | 0.0090728 | 0.0062294 | 7.744% | 54.7% | 37.56% | 0%
|  |  | HOLLISTER 2102CB | 0.045508 | 0 | 0.045508 | 0.0029469 | 0.0335 | 0.022366 | 5.011% | 56.96% | 38.03% | 0%
|  |  | MORMON 1103CB | 0.044461 | 0 | 0.044461 | 0.009049 | 0.031192 | 0.01238 | 17.2% | 59.28% | 23.53% | 0%
|  |  | GREEN VALLEY 210210260 | 0.11216 | 0 | 0.11216 | 0.014696 | 0.095667 | 0.034663 | 10.13% | 65.97% | 23.9% | 0%
|  |  | SAN LEANDRO U 1110MR275 | 0.031955 | 0 | 0.031955 | 0.0033841 | 0.032911 | 0.016454 | 6.415% | 62.39% | 31.19% | 0%
|  |  | MC CALL 1102CB | 0.071744 | 0 | 0.071744 | 0.0079277 | 0.048836 | 0.029057 | 9.238% | 56.91% | 33.86% | 0%
|  |  | SHAFTER 111187796 | 0.051001 | 0 | 0.051001 | 0.0049058 | 0.035824 | 0.019082 | 8.202% | 59.89% | 31.9% | 0%
|  |  | SWIFT 2109XR386 | 0.01812 | 0 | 0.01812 | 0.0061904 | 0.012669 | 0.0069647 | 23.97% | 49.06% | 26.97% | 0%
|  |  | LODI 110114322 | 0.015714 | 0 | 0.015714 | 0.003245 | 0.010971 | 0.0053717 | 16.57% | 56.01% | 27.42% | 0%
|  |  | KINGSBURG 11086820 | 0.13768 | 0 | 0.13768 | 0.012651 | 0.092052 | 0.059122 | 7.722% | 56.19% | 36.09% | 0%
|  |  | JACOBS CORNER 1102CB | 0.053142 | 0 | 0.053142 | 0.0026659 | 0.041135 | 0.016518 | 4.42% | 68.2% | 27.38% | 0%
|  |  | FREMONT 1109MR735 | 0.015641 | 0 | 0.015641 | 0.0055053 | 0.012033 | 0.0051167 | 24.3% | 53.11% | 22.58% | 0%
|  |  | STELLING 1106CB | 0.00014375 | 0 | 0.00014375 | 2.9691e-05 | 0.00011609 | 9.1516e-05 | 12.51% | 48.92% | 38.57% | 0%
|  |  | SAN RAFAEL 11051278 | 0.0015807 | 0 | 0.0015807 | 0.0005463 | 0.0016105 | 0.0004526 | 20.94% | 61.72% | 17.34% | 0%
|  |  | CASTRO VALLEY 1102837904 | 0.010953 | 0 | 0.010953 | 0.0042326 | 0.0086369 | 0.0027211 | 27.15% | 55.4% | 17.45% | 0%
|  |  | LERDO 1110CB | 0.047249 | 0 | 0.047249 | 0.0028161 | 0.03166 | 0.022008 | 4.986% | 56.05% | 38.96% | 0%
|  |  | WOODCHUCK 2101CB | 0.0022977 | 0 | 0.0022977 | 0.0011873 | 0.0014428 | 0.00031546 | 40.31% | 48.98% | 10.71% | 0%
|  |  | KING CITY 1103139682 | 0.013903 | 0 | 0.013903 | 0.00091229 | 0.01222 | 0.0055268 | 4.889% | 65.49% | 29.62% | 0%
|  |  | MC CALL 11015040 | 0.017232 | 0 | 0.017232 | 0.0015441 | 0.011434 | 0.0065268 | 7.916% | 58.62% | 33.46% | 0%
|  |  | WEEDPATCH 1102CB | 0.063454 | 0 | 0.063454 | 0.0052234 | 0.048641 | 0.025657 | 6.569% | 61.17% | 32.26% | 0%
|  |  | LIVE OAK 1102CB | 0.033089 | 0 | 0.033089 | 0.0078122 | 0.021878 | 0.012255 | 18.62% | 52.16% | 29.22% | 0%
|  |  | MORMON 110210502 | 0.066803 | 0 | 0.066803 | 0.014303 | 0.045011 | 0.018153 | 18.46% | 58.1% | 23.43% | 0%
|  |  | RENFRO 210797560 | 0.0076182 | 0 | 0.0076182 | 0.00051855 | 0.0046022 | 0.0037712 | 5.832% | 51.76% | 42.41% | 0%
|  |  | SAN BERNARD 1101CB | 0.10639 | 0 | 0.10639 | 0.0059419 | 0.079922 | 0.045154 | 4.535% | 61% | 34.46% | 0%
|  |  | COTTLE 170149704 | 0.01723 | 0 | 0.01723 | 0.0050739 | 0.0082035 | 0.0070953 | 24.91% | 40.27% | 34.83% | 0%
|  |  | GIFFEN 1106CB | 0.0033685 | 0 | 0.0033685 | 0.00011916 | 0.0023692 | 0.0013245 | 3.125% | 62.14% | 34.74% | 0%
|  |  | ARCATA 1106CB | 0.030966 | 0.98455 | 1.0155 | 0.010034 | 0.028088 | 0.0062351 | 0.6898% | 1.931% | 0.4286% | 96.95%
|  |  | CLEAR LAKE 110192870 | 0.079356 | 0.13473 | 0.21409 | 0.016234 | 0.056366 | 0.031893 | 5.759% | 19.99% | 11.31% | 62.93%
|  |  | BERKELEY T 0404CB | 0.0057019 | 0 | 0.0057019 | 0.0023378 | 0.0054469 | 0.0015648 | 25% | 58.26% | 16.74% | 0%
|  |  | BLUE LAKE 110256630 | 0.13585 | 0.38235 | 0.5182 | 0.13578 | 0.032407 | 0.0092867 | 20.06% | 4.787% | 1.372% | 73.78%
|  |  | ARCATA 110538786 | 0.026129 | 0.46565 | 0.49178 | 0.010921 | 0.019679 | 0.003626 | 1.695% | 3.055% | 0.5629% | 94.69%
|  |  | DIAMOND SPRINGS 110719702 | 0.0010232 | 0 | 0.0010232 | 0.00037349 | 0.00066587 | 0.00047891 | 24.6% | 43.86% | 31.54% | 0%
|  |  | WOODSIDE 1102CB | 0.013536 | 0 | 0.013536 | 0.0058429 | 0.0086661 | 0.0035874 | 32.29% | 47.89% | 19.82% | 0%
|  |  | SAN BENITO 2104CB | 0.0084139 | 0 | 0.0084139 | 0.00085074 | 0.006033 | 0.0040284 | 7.796% | 55.29% | 36.92% | 0%
|  |  | NEWBURG 113397612 | 0.041846 | 0.20756 | 0.24941 | 0.025813 | 0.022881 | 0.0059003 | 7.933% | 7.032% | 1.813% | 83.22%
|  |  | ARCATA 110589784 | 0.013798 | 0.35299 | 0.36679 | 0.0055799 | 0.011007 | 0.0019073 | 1.135% | 2.239% | 0.388% | 96.24%
|  |  | CORTINA 110130016 | 0.00014288 | 0 | 0.00014288 | 9.3475e-06 | 0.00011066 | 6.6434e-05 | 5.014% | 59.35% | 35.63% | 0%
|  |  | DUMBARTON 1102MR100 | 0.015 | 0 | 0.015 | 0.0048971 | 0.014436 | 0.0054281 | 19.78% | 58.3% | 21.92% | 0%
|  |  | CORCORAN 1116CB | 0.068601 | 0 | 0.068601 | 0.0040381 | 0.05404 | 0.024907 | 4.866% | 65.12% | 30.01% | 0%
|  |  | LOS COCHES 110256346 | 0.00014272 | 0 | 0.00014272 | 0 | 0.00013428 | 5.2336e-05 | 0% | 71.96% | 28.04% | 0%
|  |  | LIVINGSTON 110498586 | 0.012367 | 0 | 0.012367 | 0.0016681 | 0.010204 | 0.0048304 | 9.987% | 61.09% | 28.92% | 0%
|  |  | PEACHTON 11021964 | 0.082137 | 0 | 0.082137 | 0.015966 | 0.054078 | 0.025156 | 16.77% | 56.8% | 26.42% | 0%
|  |  | PARLIER 11035140 | 0.0065312 | 0 | 0.0065312 | 0.0013942 | 0.0063803 | 0.0028998 | 13.06% | 59.77% | 27.17% | 0%
|  |  | AIRWAYS 1105CB | 0.0082851 | 0 | 0.0082851 | 0.0011877 | 0.0053369 | 0.0031649 | 12.26% | 55.08% | 32.66% | 0%
|  |  | EL CAPITAN 110490330 | 0.011326 | 0 | 0.011326 | 0.0021974 | 0.0096202 | 0.0042377 | 13.69% | 59.92% | 26.39% | 0%
|  |  | 21ST AVENUE 04024239 | 0.0058445 | 0 | 0.0058445 | 0.0013749 | 0.0073972 | 0.00087573 | 14.25% | 76.67% | 9.077% | 0%
|  |  | HONCUT 1102976552 | 0.0062711 | 0 | 0.0062711 | 0.0016764 | 0.004505 | 0.0020143 | 20.45% | 54.97% | 24.58% | 0%
|  |  | MORMON 110375226 | 0.031625 | 0 | 0.031625 | 0.0059203 | 0.026704 | 0.0096009 | 14.02% | 63.24% | 22.74% | 0%
|  |  | RED BLUFF 1104CB | 0.03601 | 0 | 0.03601 | 0.0091607 | 0.026657 | 0.011913 | 19.19% | 55.85% | 24.96% | 0%
|  |  | SCHINDLER 111037306 | 0.037583 | 0 | 0.037583 | 0.0017609 | 0.027986 | 0.013362 | 4.085% | 64.92% | 31% | 0%
|  |  | SOLEDAD 21057056 | 0.052848 | 0 | 0.052848 | 0.0024801 | 0.046192 | 0.019689 | 3.628% | 67.57% | 28.8% | 0%
|  |  | TEMPLETON 2109868666 | 0.00023734 | 0 | 0.00023734 | 7.5873e-06 | 0.00022697 | 7.5802e-05 | 2.445% | 73.13% | 24.42% | 0%
|  |  | WILKINS SLOUGH 110276620 | 0.0001424 | 0 | 0.0001424 | 4.1658e-05 | 0.00011164 | 4.8976e-05 | 20.59% | 55.19% | 24.21% | 0%
|  |  | NEWMAN 1106CB | 0.029214 | 0 | 0.029214 | 0.0022415 | 0.022493 | 0.010903 | 6.29% | 63.12% | 30.59% | 0%
|  |  | RIVERBANK 171490210 | 0.026471 | 0 | 0.026471 | 0.0030555 | 0.019893 | 0.015948 | 7.856% | 51.14% | 41% | 0%
|  |  | NEWARK 12KV 1106MR642 | 0.015656 | 0 | 0.015656 | 0.0036048 | 0.015184 | 0.0070557 | 13.95% | 58.75% | 27.3% | 0%
|  |  | MT EDEN 1114CB | 0.016688 | 0 | 0.016688 | 0.0022865 | 0.015758 | 0.0072316 | 9.046% | 62.34% | 28.61% | 0%
|  |  | FREMONT 1110MR131 | 0.025185 | 0 | 0.025185 | 0.0068917 | 0.024201 | 0.010482 | 16.58% | 58.21% | 25.21% | 0%
|  |  | MORMON 110158084 | 0.0012799 | 0 | 0.0012799 | 0.0001632 | 0.00080891 | 0.00047666 | 11.26% | 55.83% | 32.9% | 0%
|  |  | GOOSE LAKE 1101CB | 0.0020377 | 0 | 0.0020377 | 6.2251e-05 | 0.0017073 | 0.00053702 | 2.699% | 74.02% | 23.28% | 0%
|  |  | LONE TREE 210268100 | 0.046113 | 0 | 0.046113 | 0.0066829 | 0.036898 | 0.016697 | 11.09% | 61.21% | 27.7% | 0%
|  |  | VASCO 1103CB | 0.035557 | 0 | 0.035557 | 0.0025521 | 0.028629 | 0.014853 | 5.544% | 62.19% | 32.27% | 0%
|  |  | SAN BRUNO 0403CB | 0.010474 | 0 | 0.010474 | 0.0027183 | 0.012286 | 0.0020839 | 15.91% | 71.9% | 12.2% | 0%
|  |  | PAUL SWEET 2101955754 | 0.0096936 | 0 | 0.0096936 | 0.0041757 | 0.0085565 | 0.0020272 | 28.29% | 57.97% | 13.73% | 0%
|  |  | LAKEVIEW 1103CB | 0.028859 | 0 | 0.028859 | 0.00118 | 0.022293 | 0.011841 | 3.341% | 63.13% | 33.53% | 0%
|  |  | ZAMORA 1107CB | 0.039521 | 0 | 0.039521 | 0.0041489 | 0.031572 | 0.014465 | 8.267% | 62.91% | 28.82% | 0%
|  |  | MENDOTA 110212230 | 0.011785 | 0 | 0.011785 | 0.0011554 | 0.012914 | 0.0053847 | 5.939% | 66.38% | 27.68% | 0%
|  |  | MIRA VISTA 0401CB | 0.035551 | 0 | 0.035551 | 0.0083211 | 0.040301 | 0.010064 | 14.18% | 68.67% | 17.15% | 0%
|  |  | SANTA MARIA 1110353438 | 0.00014193 | 0 | 0.00014193 | 1.2819e-05 | 0.00013477 | 8.6704e-05 | 5.471% | 57.52% | 37.01% | 0%
|  |  | LEMOORE 110288290 | 0.0096164 | 0 | 0.0096164 | 0.0021076 | 0.0084863 | 0.0032279 | 15.25% | 61.4% | 23.35% | 0%
|  |  | RAINBOW 1106R430 | 0.040821 | 0 | 0.040821 | 0.005907 | 0.027527 | 0.015483 | 12.08% | 56.27% | 31.65% | 0%
|  |  | REEDLEY 110198400 | 0.03031 | 0 | 0.03031 | 0.005131 | 0.020719 | 0.013336 | 13.09% | 52.87% | 34.03% | 0%
|  |  | LE GRAND 111212000 | 0.0099876 | 0 | 0.0099876 | 0.00072307 | 0.0067432 | 0.0040456 | 6.281% | 58.58% | 35.14% | 0%
|  |  | PANAMA 21024810 | 0.080781 | 0 | 0.080781 | 0.005892 | 0.054632 | 0.035782 | 6.118% | 56.73% | 37.15% | 0%
|  |  | CAL WATER 1103429550 | 0.016187 | 0 | 0.016187 | 0.00096299 | 0.013316 | 0.0072054 | 4.482% | 61.98% | 33.54% | 0%
|  |  | RENFRO 210754958 | 0.0036453 | 0 | 0.0036453 | 0.00035463 | 0.002103 | 0.0019627 | 8.023% | 47.58% | 44.4% | 0%
|  |  | LATHROP 0402CB | 0.00056624 | 0 | 0.00056624 | 5.8797e-05 | 0.00052743 | 0.00034851 | 6.29% | 56.43% | 37.28% | 0%
|  |  | MANTECA 170555786 | 0.05922 | 0 | 0.05922 | 0.0077311 | 0.03277 | 0.032635 | 10.57% | 44.81% | 44.62% | 0%
|  |  | BORONDA 1101CB | 0.02524 | 0 | 0.02524 | 0.0039614 | 0.023342 | 0.0080691 | 11.2% | 65.99% | 22.81% | 0%
|  |  | DUNNIGAN 1101CB | 0.011535 | 0 | 0.011535 | 0.00097603 | 0.0083375 | 0.0040145 | 7.323% | 62.56% | 30.12% | 0%
|  |  | CHARCA 1103CB | 0.044185 | 0 | 0.044185 | 0.0030019 | 0.029195 | 0.018122 | 5.966% | 58.02% | 36.01% | 0%
|  |  | AIRWAYS 1102R2664 | 0.021874 | 0 | 0.021874 | 0.0033392 | 0.013906 | 0.007876 | 13.29% | 55.35% | 31.35% | 0%
|  |  | DUNNIGAN 1101589936 | 0.0021212 | 0 | 0.0021212 | 0.00022481 | 0.0015898 | 0.00095907 | 8.105% | 57.32% | 34.58% | 0%
|  |  | LAMONT 11052840 | 0.063555 | 0 | 0.063555 | 0.0041651 | 0.045215 | 0.026613 | 5.481% | 59.5% | 35.02% | 0%
|  |  | SANTA RITA 110569574 | 0.00014139 | 0 | 0.00014139 | 2.1041e-05 | 9.386e-05 | 4.5141e-05 | 13.15% | 58.65% | 28.21% | 0%
|  |  | WILSON 110347636 | 0.00014139 | 0 | 0.00014139 | 1.3892e-05 | 8.3986e-05 | 6.2158e-05 | 8.68% | 52.48% | 38.84% | 0%
|  |  | VIERRA 17078988 | 0.027387 | 0 | 0.027387 | 0.003901 | 0.014957 | 0.013246 | 12.15% | 46.59% | 41.26% | 0%
|  |  | CARQUINEZ 11032357 | 0.0026852 | 0 | 0.0026852 | 0.0010036 | 0.0026276 | 0.00080147 | 22.64% | 59.28% | 18.08% | 0%
|  |  | CORCORAN 111288132 | 0.020648 | 0 | 0.020648 | 0.0026019 | 0.019981 | 0.008056 | 8.492% | 65.21% | 26.29% | 0%
|  |  | PRUNEDALE 111022104 | 0.11011 | 0 | 0.11011 | 0.062668 | 0.061795 | 0.019421 | 43.55% | 42.95% | 13.5% | 0%
|  |  | HARTLEY 110167994 | 0.0084416 | 0 | 0.0084416 | 0.0035111 | 0.0071362 | 0.002643 | 26.42% | 53.69% | 19.89% | 0%
|  |  | LLAGAS 2102XR492 | 0.026989 | 0 | 0.026989 | 0.0082997 | 0.022134 | 0.012747 | 19.22% | 51.26% | 29.52% | 0%
|  |  | MALAGA 1108R9217 | 0.070223 | 0 | 0.070223 | 0.0099385 | 0.045525 | 0.026966 | 12.06% | 55.23% | 32.71% | 0%
|  |  | DOS PALOS 1101CB | 0.035779 | 0 | 0.035779 | 0.0032536 | 0.030705 | 0.012707 | 6.972% | 65.8% | 27.23% | 0%
|  |  | ARVIN 110169618 | 0.010187 | 0 | 0.010187 | 0.00089283 | 0.0068605 | 0.0052627 | 6.859% | 52.71% | 40.43% | 0%
|  |  | MILLBRAE 1104217 | 0.00014115 | 0 | 0.00014115 | 1.6901e-05 | 0.00017209 | 4.4018e-05 | 7.253% | 73.85% | 18.89% | 0%
|  |  | CRESSEY 210337010 | 0.02316 | 0 | 0.02316 | 0.0048308 | 0.013867 | 0.0078586 | 18.19% | 52.22% | 29.59% | 0%
|  |  | DIXON 1103CB | 0.080485 | 0 | 0.080485 | 0.011709 | 0.061466 | 0.024956 | 11.93% | 62.64% | 25.43% | 0%
|  |  | MALAGA 1102R9215 | 0.048469 | 0 | 0.048469 | 0.0050101 | 0.033207 | 0.020686 | 8.506% | 56.38% | 35.12% | 0%
|  |  | BAHIA 1102350336 | 0.0056406 | 0 | 0.0056406 | 0.0005653 | 0.0048614 | 0.0018269 | 7.793% | 67.02% | 25.19% | 0%
|  |  | KNIGHTS LANDING 1102CB | 0.10215 | 0 | 0.10215 | 0.015952 | 0.073631 | 0.031389 | 13.19% | 60.87% | 25.95% | 0%
|  |  | CATLETT 1105231738 | 0.00014098 | 0 | 0.00014098 | 1.3443e-05 | 9.2537e-05 | 5.36e-05 | 8.424% | 57.99% | 33.59% | 0%
|  |  | LAS GALLINAS A 1104304 | 0.012958 | 0 | 0.012958 | 0.0064515 | 0.010285 | 0.0031489 | 32.44% | 51.72% | 15.84% | 0%
|  |  | PUEBLO 21021326 | 0.041184 | 0.063025 | 0.10421 | 0.013976 | 0.028078 | 0.010586 | 10.49% | 21.08% | 7.948% | 60.48%
|  |  | RIPON 1704CB | 0.037954 | 0 | 0.037954 | 0.0030592 | 0.021346 | 0.021356 | 6.685% | 46.65% | 46.67% | 0%
|  |  | GRAND ISLAND 222756352 | 0.051779 | 0 | 0.051779 | 0.0041036 | 0.040427 | 0.014443 | 6.958% | 68.55% | 24.49% | 0%
|  |  | LE GRAND 1106CB | 0.065831 | 0 | 0.065831 | 0.0049244 | 0.045682 | 0.02414 | 6.588% | 61.12% | 32.3% | 0%
|  |  | GOOSE LAKE 2104654010 | 0.0015491 | 0 | 0.0015491 | 7.8411e-05 | 0.0011609 | 0.00078624 | 3.871% | 57.31% | 38.82% | 0%
|  |  | SONOMA 1105138 | 0.083483 | 0.042349 | 0.12583 | 0.028807 | 0.060178 | 0.019455 | 17.62% | 36.82% | 11.9% | 33.66%
|  |  | SANGER 111867888 | 0.019735 | 0 | 0.019735 | 0.0030117 | 0.013279 | 0.008471 | 12.16% | 53.63% | 34.21% | 0%
|  |  | RIVERBANK 171549752 | 0.00028131 | 0 | 0.00028131 | 5.1038e-05 | 0.00013508 | 0.0001323 | 16.03% | 42.42% | 41.55% | 0%
|  |  | DUMBARTON 2111MR105 | 0.012593 | 0 | 0.012593 | 0.0016814 | 0.0094848 | 0.0037507 | 11.27% | 63.58% | 25.14% | 0%
|  |  | FRENCH CAMP 11022132 | 0.019263 | 0 | 0.019263 | 0.0016254 | 0.013434 | 0.0068454 | 7.42% | 61.33% | 31.25% | 0%
|  |  | PARLIER 1105CB | 0.013805 | 0 | 0.013805 | 0.00091629 | 0.0093608 | 0.0055281 | 5.797% | 59.23% | 34.98% | 0%
|  |  | ORO LOMA 1115612248 | 0.01798 | 0 | 0.01798 | 0.0023783 | 0.013417 | 0.0056159 | 11.11% | 62.66% | 26.23% | 0%
|  |  | PASO ROBLES 1107164828 | 0.00070258 | 0 | 0.00070258 | 4.1188e-05 | 0.00051505 | 0.00034942 | 4.548% | 56.87% | 38.58% | 0%
|  |  | RIVERBANK 171290140 | 0.060706 | 0 | 0.060706 | 0.005252 | 0.032899 | 0.030728 | 7.625% | 47.76% | 44.61% | 0%
|  |  | CHOWCHILLA 11036180 | 0.032597 | 0 | 0.032597 | 0.0023031 | 0.023245 | 0.011399 | 6.233% | 62.91% | 30.85% | 0%
|  |  | TRES VIAS 11015667 | 0.0070405 | 0 | 0.0070405 | 0.0022452 | 0.0045125 | 0.0023918 | 24.54% | 49.32% | 26.14% | 0%
|  |  | PEACHTON 1102CB | 0.057376 | 0 | 0.057376 | 0.012309 | 0.036984 | 0.017269 | 18.49% | 55.56% | 25.94% | 0%
|  |  | LOGAN CREEK 210114532 | 0.041661 | 0 | 0.041661 | 0.005324 | 0.029139 | 0.013738 | 11.05% | 60.45% | 28.5% | 0%
|  |  | EDENVALE 2105XR336 | 0.11929 | 0 | 0.11929 | 0.017798 | 0.09203 | 0.045412 | 11.46% | 59.28% | 29.25% | 0%
|  |  | CORNING 110237400 | 0.034298 | 0 | 0.034298 | 0.0047455 | 0.027582 | 0.012536 | 10.58% | 61.48% | 27.94% | 0%
|  |  | LERDO 1110CUS3530 | 0.00014014 | 0 | 0.00014014 | 8.0371e-06 | 8.8083e-05 | 6.2507e-05 | 5.067% | 55.53% | 39.41% | 0%
|  |  | ORTIGA 11069780 | 0.050995 | 0 | 0.050995 | 0.0025474 | 0.036151 | 0.020019 | 4.338% | 61.57% | 34.09% | 0%
|  |  | WEEDPATCH 1105CB | 0.0038526 | 0 | 0.0038526 | 0.00021091 | 0.0024851 | 0.0016648 | 4.837% | 56.99% | 38.18% | 0%
|  |  | RIVERBANK 17138160 | 0.042725 | 0 | 0.042725 | 0.0050791 | 0.022197 | 0.021965 | 10.31% | 45.08% | 44.61% | 0%
|  |  | VACA DIXON 1104607900 | 0.021424 | 0 | 0.021424 | 0.0051665 | 0.021273 | 0.007838 | 15.07% | 62.06% | 22.87% | 0%
|  |  | TULARE LAKE 1108CB | 0.0081244 | 0 | 0.0081244 | 0.0003133 | 0.0068939 | 0.0025602 | 3.208% | 70.58% | 26.21% | 0%
|  |  | MAGUNDEN 21084227 | 0.071944 | 0 | 0.071944 | 0.0063134 | 0.046817 | 0.031106 | 7.495% | 55.58% | 36.93% | 0%
|  |  | MONROE 110693710 | 0.032682 | 0 | 0.032682 | 0.011103 | 0.021638 | 0.011821 | 24.92% | 48.56% | 26.53% | 0%
|  |  | WATSONVILLE 21015470 | 0.18168 | 0 | 0.18168 | 0.066317 | 0.12407 | 0.047787 | 27.84% | 52.09% | 20.06% | 0%
|  |  | JARVIS 1105MR474 | 0.026166 | 0 | 0.026166 | 0.0090057 | 0.023521 | 0.010667 | 20.85% | 54.45% | 24.7% | 0%
|  |  | LAMONT 11071913 | 0.037279 | 0 | 0.037279 | 0.0033294 | 0.026345 | 0.014324 | 7.567% | 59.88% | 32.55% | 0%
|  |  | GATES 1105CB | 0.033545 | 0 | 0.033545 | 0.0014456 | 0.023292 | 0.013798 | 3.751% | 60.44% | 35.81% | 0%
|  |  | PUEBLO 110475462 | 0.047606 | 0.28598 | 0.33358 | 0.025175 | 0.029147 | 0.0078779 | 5.776% | 6.687% | 1.808% | 85.73%
|  |  | HARTLEY 1101471 | 0.0050689 | 0 | 0.0050689 | 0.0021198 | 0.0038594 | 0.0015229 | 28.26% | 51.44% | 20.3% | 0%
|  |  | WATSONVILLE 210110788 | 0.052677 | 0 | 0.052677 | 0.0063924 | 0.039344 | 0.022644 | 9.348% | 57.54% | 33.11% | 0%
|  |  | WOODWARD 2107CB | 0.036269 | 0 | 0.036269 | 0.0061126 | 0.025929 | 0.015038 | 12.98% | 55.08% | 31.94% | 0%
|  |  | MORGAN HILL 2108XR328 | 0.045651 | 0 | 0.045651 | 0.0060319 | 0.03202 | 0.021029 | 10.21% | 54.2% | 35.59% | 0%
|  |  | RENFRO 21024923 | 0.011492 | 0 | 0.011492 | 0.0022511 | 0.009343 | 0.0049345 | 13.62% | 56.53% | 29.85% | 0%
|  |  | MADERA 110611730 | 0.010735 | 0 | 0.010735 | 0.001605 | 0.0086076 | 0.0041687 | 11.16% | 59.85% | 28.99% | 0%
|  |  | LOS OSITOS 21027470 | 0.1045 | 0 | 0.1045 | 0.0041866 | 0.092657 | 0.039169 | 3.078% | 68.12% | 28.8% | 0%
|  |  | GUERNSEY 1106CB | 0.01577 | 0 | 0.01577 | 0.00070406 | 0.010879 | 0.0062668 | 3.944% | 60.95% | 35.11% | 0%
|  |  | AIRWAYS 1101CB | 0.010548 | 0 | 0.010548 | 0.0030776 | 0.0053701 | 0.0042751 | 24.19% | 42.21% | 33.6% | 0%
|  |  | KEARNEY 1114CB | 0.036902 | 0 | 0.036902 | 0.0036125 | 0.025124 | 0.013055 | 8.644% | 60.12% | 31.24% | 0%
|  |  | LOS OSITOS 2102780218 | 0.00041792 | 0 | 0.00041792 | 2.7791e-05 | 0.00034346 | 0.00017523 | 5.085% | 62.85% | 32.06% | 0%
|  |  | SANTA NELLA 1104CB | 0.04001 | 0 | 0.04001 | 0.0021701 | 0.033242 | 0.017006 | 4.14% | 63.42% | 32.44% | 0%
|  |  | OCEAN 0402CB | 0.018419 | 0 | 0.018419 | 0.0038751 | 0.022875 | 0.0036547 | 12.75% | 75.23% | 12.02% | 0%
|  |  | DAVIS 110739406 | 0.00153 | 0 | 0.00153 | 0.00021305 | 0.0010219 | 0.00049689 | 12.3% | 59.01% | 28.69% | 0%
|  |  | MERIDIAN 11024302 | 0.022728 | 0 | 0.022728 | 0.0035006 | 0.015106 | 0.0077487 | 13.28% | 57.32% | 29.4% | 0%
|  |  | TEJON 1106CB | 0.023544 | 0 | 0.023544 | 0.0010619 | 0.017965 | 0.0098126 | 3.682% | 62.29% | 34.02% | 0%
|  |  | SAN PABLO 1105CB | 0.015882 | 0 | 0.015882 | 0.0081221 | 0.013264 | 0.0046065 | 31.25% | 51.03% | 17.72% | 0%
|  |  | NOVATO 110449280 | 0.0091245 | 0 | 0.0091245 | 0.0015918 | 0.0071914 | 0.0034376 | 13.03% | 58.85% | 28.13% | 0%
|  |  | MALAGA 1103R1110 | 0.043245 | 0 | 0.043245 | 0.006886 | 0.028066 | 0.016606 | 13.36% | 54.44% | 32.21% | 0%
|  |  | CRESSEY 21049440 | 0.043291 | 0 | 0.043291 | 0.0059363 | 0.028183 | 0.015283 | 12.02% | 57.05% | 30.94% | 0%
|  |  | FORT BRAGG A 110233064 | 0.018362 | 0 | 0.018362 | 0.010038 | 0.011395 | 0.0024087 | 42.1% | 47.79% | 10.1% | 0%
|  |  | KINGSBURG 1112CB | 0.0584 | 0 | 0.0584 | 0.0083198 | 0.045302 | 0.025227 | 10.55% | 57.45% | 31.99% | 0%
|  |  | MORMON 1101CB | 0.0485 | 0 | 0.0485 | 0.0080123 | 0.031838 | 0.015729 | 14.42% | 57.28% | 28.3% | 0%
|  |  | COLUMBUS 1105CB | 0.023547 | 0 | 0.023547 | 0.0029432 | 0.016946 | 0.011952 | 9.244% | 53.22% | 37.54% | 0%
|  |  | KERMAN 1101R1630 | 0.040446 | 0 | 0.040446 | 0.0037008 | 0.026439 | 0.01574 | 8.066% | 57.63% | 34.31% | 0%
|  |  | RIPON 17024077 | 0.0040272 | 0 | 0.0040272 | 0.0016965 | 0.0028409 | 0.0021105 | 25.52% | 42.73% | 31.75% | 0%
|  |  | GRAND ISLAND 22276532 | 0.068316 | 0 | 0.068316 | 0.013596 | 0.04655 | 0.017183 | 17.58% | 60.2% | 22.22% | 0%
|  |  | FREMONT 11099929 | 0.0030545 | 0 | 0.0030545 | 0.00085039 | 0.0030773 | 0.0011145 | 16.87% | 61.03% | 22.1% | 0%
|  |  | BOSWELL 1101CB | 0.00027762 | 0 | 0.00027762 | 1.8063e-05 | 0.00020228 | 9.39e-05 | 5.748% | 64.37% | 29.88% | 0%
|  |  | LAMONT 110715043 | 0.0042915 | 0 | 0.0042915 | 0.00036563 | 0.0027328 | 0.0019327 | 7.267% | 54.32% | 38.41% | 0%
|  |  | COALINGA NO 2 1105CB | 0.015387 | 0 | 0.015387 | 0.00048859 | 0.013067 | 0.0065038 | 2.436% | 65.14% | 32.42% | 0%
|  |  | MENDOTA 110389538 | 0.00013865 | 0 | 0.00013865 | 9.68e-06 | 0.00013697 | 8.222e-05 | 4.229% | 59.85% | 35.92% | 0%
|  |  | POINT PINOLE 1101BR318 | 0.049161 | 0 | 0.049161 | 0.017083 | 0.04552 | 0.016713 | 21.54% | 57.39% | 21.07% | 0%
|  |  | CAYUCOS 1102W16 | 0.030024 | 0 | 0.030024 | 0.0048873 | 0.032288 | 0.0072843 | 10.99% | 72.62% | 16.38% | 0%
|  |  | INDUSTRIAL ACRES 0412CB | 0.030569 | 0 | 0.030569 | 0.0062464 | 0.03148 | 0.011758 | 12.62% | 63.62% | 23.76% | 0%
|  |  | GOLDTREE 1107477878 | 0.00013851 | 0.080532 | 0.08067 | 2.5342e-05 | 0.00011003 | 4.4719e-05 | 0.02416% | 0.1049% | 0.04264% | 99.83%
|  |  | GEYSERVILLE 110249056 | 0.00041545 | 0 | 0.00041545 | 0.00016531 | 0.00025262 | 0.00012523 | 30.43% | 46.51% | 23.06% | 0%
|  |  | FELLOWS 21041052 | 0.17516 | 0 | 0.17516 | 0.0080599 | 0.13153 | 0.088221 | 3.538% | 57.74% | 38.73% | 0%
|  |  | PLUMAS 210750806 | 0.0072512 | 0 | 0.0072512 | 0.00098384 | 0.004691 | 0.0026633 | 11.8% | 56.26% | 31.94% | 0%
|  |  | SANTA MARIA 1109M24 | 0.023077 | 0 | 0.023077 | 0.0010757 | 0.021052 | 0.0077679 | 3.598% | 70.42% | 25.98% | 0%
|  |  | WEEDPATCH 1106CB | 0.088547 | 0 | 0.088547 | 0.006695 | 0.060515 | 0.037056 | 6.421% | 58.04% | 35.54% | 0%
|  |  | LAMONT 1105CB | 0.049163 | 0 | 0.049163 | 0.0025456 | 0.034674 | 0.019355 | 4.5% | 61.29% | 34.21% | 0%
|  |  | MOLINO 1103314 | 0.10514 | 0 | 0.10514 | 0.04546 | 0.062597 | 0.029692 | 33% | 45.44% | 21.56% | 0%
|  |  | IGNACIO 11021350 | 0.0001381 | 0 | 0.0001381 | 1.046e-05 | 0.00014775 | 6.9755e-05 | 4.588% | 64.81% | 30.6% | 0%
|  |  | WYANDOTTE 1107609792 | 0.00027608 | 0 | 0.00027608 | 3.0213e-05 | 0.00025906 | 7.1734e-05 | 8.369% | 71.76% | 19.87% | 0%
|  |  | MANTECA 170323670 | 0.051127 | 0 | 0.051127 | 0.0051674 | 0.027182 | 0.02764 | 8.614% | 45.31% | 46.07% | 0%
|  |  | SANGER 111044510 | 0.10119 | 0 | 0.10119 | 0.011553 | 0.065629 | 0.041489 | 9.735% | 55.3% | 34.96% | 0%
|  |  | CLEAR LAKE 1101740076 | 0.043334 | 0 | 0.043334 | 0.0098998 | 0.021283 | 0.010644 | 23.67% | 50.88% | 25.45% | 0%
|  |  | HALF MOON BAY 110260703 | 0.0096217 | 0 | 0.0096217 | 0.0020726 | 0.0091601 | 0.0018468 | 15.85% | 70.03% | 14.12% | 0%
|  |  | HOLLISTER 21064260 | 0.021595 | 0 | 0.021595 | 0.0032211 | 0.019043 | 0.0099524 | 9.998% | 59.11% | 30.89% | 0%
|  |  | JANES CREEK 11037588 | 0.045399 | 1.315 | 1.3604 | 0.02946 | 0.025082 | 0.0062663 | 1.617% | 1.377% | 0.3439% | 96.66%
|  |  | PENRYN 1106980728 | 0.0082197 | 0 | 0.0082197 | 0.0030029 | 0.0048778 | 0.0030178 | 27.55% | 44.76% | 27.69% | 0%
|  |  | CAMDEN 110237596 | 0.017945 | 0 | 0.017945 | 0.0024211 | 0.014592 | 0.0072984 | 9.959% | 60.02% | 30.02% | 0%
|  |  | DIXON 110449598 | 0.03407 | 0 | 0.03407 | 0.0034508 | 0.024805 | 0.012658 | 8.434% | 60.63% | 30.94% | 0%
|  |  | DOLAN ROAD 110122158 | 0.05159 | 0 | 0.05159 | 0.02331 | 0.023985 | 0.0062293 | 43.55% | 44.81% | 11.64% | 0%
|  |  | RIVERBANK 171290100 | 0.028184 | 0 | 0.028184 | 0.0034549 | 0.016056 | 0.013434 | 10.49% | 48.74% | 40.78% | 0%
|  |  | BORONDA 110136966 | 0.0037108 | 0 | 0.0037108 | 0.00054335 | 0.0032178 | 0.0010912 | 11.2% | 66.31% | 22.49% | 0%
|  |  | SF J 0404CB | 0.0040766 | 0 | 0.0040766 | 0.00025117 | 0.0055746 | 0.00090368 | 3.732% | 82.84% | 13.43% | 0%
|  |  | HIGHWAY 1101CB | 0.012154 | 0 | 0.012154 | 0.0016642 | 0.010617 | 0.0048312 | 9.725% | 62.04% | 28.23% | 0%
|  |  | BRENTWOOD 211266654 | 0.054041 | 0 | 0.054041 | 0.0051894 | 0.038902 | 0.018832 | 8.247% | 61.82% | 29.93% | 0%
|  |  | REEDLEY 1101CB | 0.062131 | 0 | 0.062131 | 0.005347 | 0.040231 | 0.026992 | 7.368% | 55.44% | 37.19% | 0%
|  |  | PAUL SWEET 210438286 | 0.019984 | 0 | 0.019984 | 0.0068915 | 0.018514 | 0.0075426 | 20.92% | 56.19% | 22.89% | 0%
|  |  | MOLINO 11014900 | 0.061596 | 0 | 0.061596 | 0.039012 | 0.030447 | 0.01217 | 47.79% | 37.3% | 14.91% | 0%
|  |  | TRES VIAS 110194094 | 0.023195 | 0 | 0.023195 | 0.0035023 | 0.016893 | 0.0065805 | 12.98% | 62.62% | 24.39% | 0%
|  |  | OAKLAND X 1101CB | 0.016295 | 0 | 0.016295 | 0.0073081 | 0.013709 | 0.004651 | 28.47% | 53.41% | 18.12% | 0%
|  |  | PASO ROBLES 110257672 | 0.0066287 | 0 | 0.0066287 | 0.0015402 | 0.0072495 | 0.0021527 | 14.08% | 66.25% | 19.67% | 0%
|  |  | CHOWCHILLA 1104CB | 0.048204 | 0 | 0.048204 | 0.0033171 | 0.034337 | 0.018042 | 5.956% | 61.65% | 32.39% | 0%
|  |  | OROVILLE 11011062 | 0.041827 | 0 | 0.041827 | 0.01516 | 0.026362 | 0.013786 | 27.41% | 47.66% | 24.93% | 0%
|  |  | CLEAR LAKE 1101486 | 0.021588 | 0 | 0.021588 | 0.0040568 | 0.016741 | 0.0074307 | 14.37% | 59.31% | 26.32% | 0%
|  |  | CLOVERDALE 110294476 | 0.0087843 | 0.090336 | 0.09912 | 0.0034013 | 0.0054478 | 0.0025674 | 2.64% | 4.229% | 1.993% | 91.14%
|  |  | PANAMA 21011393 | 0.049111 | 0 | 0.049111 | 0.0037473 | 0.030704 | 0.022645 | 6.563% | 53.78% | 39.66% | 0%
|  |  | LOS COCHES 110255146 | 0.0024672 | 0 | 0.0024672 | 2.5966e-05 | 0.0023831 | 0.00081709 | 0.8049% | 73.87% | 25.33% | 0%
|  |  | RALSTON 1101420730 | 0.0086041 | 0 | 0.0086041 | 0.0027655 | 0.0071919 | 0.0017433 | 23.64% | 61.47% | 14.9% | 0%
|  |  | LAS GALLINAS A 1106206332 | 0.003878 | 0 | 0.003878 | 0.0016185 | 0.0031923 | 0.00085889 | 28.55% | 56.3% | 15.15% | 0%
|  |  | BRENTWOOD 211234690 | 0.057387 | 0 | 0.057387 | 0.0086344 | 0.046029 | 0.013602 | 12.65% | 67.43% | 19.93% | 0%
|  |  | RIVERBANK 1715CB | 0.08497 | 0 | 0.08497 | 0.012879 | 0.044042 | 0.039827 | 13.31% | 45.52% | 41.17% | 0%
|  |  | SAN BENITO 21024918 | 0.040151 | 0 | 0.040151 | 0.0044533 | 0.027682 | 0.018919 | 8.723% | 54.22% | 37.06% | 0%
|  |  | CASTROVILLE 21043718 | 0.062294 | 0 | 0.062294 | 0.0047375 | 0.057626 | 0.018309 | 5.873% | 71.43% | 22.7% | 0%
|  |  | SF K 0403CB | 0.010068 | 0 | 0.010068 | 0.0018451 | 0.012843 | 0.0013874 | 11.48% | 79.89% | 8.631% | 0%
|  |  | ARBUCKLE 1104CB | 0.065937 | 0 | 0.065937 | 0.0074142 | 0.049985 | 0.024295 | 9.075% | 61.19% | 29.74% | 0%
|  |  | FAIRWAY 110748506 | 0.0097024 | 0 | 0.0097024 | 0.0005309 | 0.0091926 | 0.0027992 | 4.24% | 73.41% | 22.35% | 0%
|  |  | COLUSA 11013012 | 0.053215 | 0 | 0.053215 | 0.009325 | 0.036345 | 0.015485 | 15.25% | 59.43% | 25.32% | 0%
|  |  | FIGARDEN 210265224 | 0.02896 | 0 | 0.02896 | 0.0026738 | 0.017308 | 0.013108 | 8.08% | 52.31% | 39.61% | 0%
|  |  | WEEDPATCH 1101CB | 0.030312 | 0 | 0.030312 | 0.0017461 | 0.020794 | 0.012735 | 4.95% | 58.95% | 36.1% | 0%
|  |  | SAN CARLOS 110475210 | 0.001367 | 0 | 0.001367 | 0.00050989 | 0.0013148 | 0.00043188 | 22.6% | 58.27% | 19.14% | 0%
|  |  | MOLINO 11034676 | 0.06841 | 0 | 0.06841 | 0.026718 | 0.042661 | 0.02075 | 29.64% | 47.33% | 23.02% | 0%
|  |  | GUERNSEY 1103941042 | 0.039675 | 0 | 0.039675 | 0.0022775 | 0.025776 | 0.017017 | 5.053% | 57.19% | 37.76% | 0%
|  |  | MARICOPA 1102453320 | 0.015796 | 0 | 0.015796 | 0.00086766 | 0.012342 | 0.006224 | 4.465% | 63.51% | 32.03% | 0%
|  |  | SHEPHERD 2112CB | 0.0099561 | 0 | 0.0099561 | 0.0017056 | 0.0060657 | 0.0036625 | 14.92% | 53.05% | 32.03% | 0%
|  |  | GRAND ISLAND 22239492 | 0.064047 | 0 | 0.064047 | 0.011026 | 0.047455 | 0.018892 | 14.25% | 61.33% | 24.42% | 0%
|  |  | HOLLISTER 21034816 | 0.016594 | 0 | 0.016594 | 0.0022595 | 0.014094 | 0.0075037 | 9.471% | 59.08% | 31.45% | 0%
|  |  | LOCKEFORD 21011330 | 0.048183 | 0 | 0.048183 | 0.0087708 | 0.030998 | 0.01645 | 15.6% | 55.14% | 29.26% | 0%
|  |  | EMBARCADERO (Z) 1115CB | 0.003414 | 0 | 0.003414 | 0.00022795 | 0.0044843 | 0.00092345 | 4.045% | 79.57% | 16.39% | 0%
|  |  | BELLEVUE 110239026 | 0.020007 | 0 | 0.020007 | 0.0059643 | 0.013316 | 0.0063913 | 23.23% | 51.87% | 24.9% | 0%
|  |  | JACINTO 110287210 | 0.02999 | 0 | 0.02999 | 0.0033301 | 0.022514 | 0.0082146 | 9.778% | 66.1% | 24.12% | 0%
|  |  | SAN LEANDRO U 1114458451 | 0.010028 | 0 | 0.010028 | 0.0044133 | 0.0086686 | 0.0034723 | 26.66% | 52.36% | 20.98% | 0%
|  |  | COTATI 110494186 | 0.016037 | 0 | 0.016037 | 0.0058565 | 0.010328 | 0.0052244 | 27.36% | 48.24% | 24.4% | 0%
|  |  | SAN BENITO 2101CB | 0.041874 | 0 | 0.041874 | 0.0060184 | 0.03342 | 0.01703 | 10.66% | 59.18% | 30.16% | 0%
|  |  | KINGSBURG 1108923080 | 0.022225 | 0 | 0.022225 | 0.0019799 | 0.014135 | 0.0090418 | 7.87% | 56.19% | 35.94% | 0%
|  |  | MERCED 11164380 | 0.10416 | 0 | 0.10416 | 0.012844 | 0.070488 | 0.039945 | 10.42% | 57.18% | 32.4% | 0%
|  |  | PARLIER 1104CB | 0.022555 | 0 | 0.022555 | 0.0023668 | 0.013717 | 0.0096742 | 9.189% | 53.25% | 37.56% | 0%
|  |  | CRESSEY 210396596 | 0.022625 | 0 | 0.022625 | 0.002575 | 0.0147 | 0.0084321 | 10.02% | 57.18% | 32.8% | 0%
|  |  | BORDEN 110238670 | 0.0077704 | 0 | 0.0077704 | 0.00066859 | 0.0053345 | 0.0031609 | 7.296% | 58.21% | 34.49% | 0%
|  |  | FITCH MOUNTAIN 1111610 | 0.013294 | 0 | 0.013294 | 0.0042267 | 0.0089495 | 0.0042074 | 24.31% | 51.48% | 24.2% | 0%
|  |  | RIVERBANK 171357168 | 0.035256 | 0 | 0.035256 | 0.003564 | 0.019728 | 0.016646 | 8.924% | 49.4% | 41.68% | 0%
|  |  | LOGAN CREEK 2102CB | 0.028495 | 0 | 0.028495 | 0.0017496 | 0.020274 | 0.011576 | 5.207% | 60.34% | 34.45% | 0%
|  |  | BASALT 11065030 | 0.029889 | 0 | 0.029889 | 0.0090395 | 0.021301 | 0.0079267 | 23.62% | 55.66% | 20.71% | 0%
|  |  | DEEPWATER 11076212 | 0.060057 | 0 | 0.060057 | 0.015086 | 0.037426 | 0.017024 | 21.7% | 53.82% | 24.48% | 0%
|  |  | LLAGAS 2101XR322 | 0.053556 | 0 | 0.053556 | 0.010011 | 0.036958 | 0.023068 | 14.29% | 52.77% | 32.94% | 0%
|  |  | PEASE 11037276 | 0.072793 | 0 | 0.072793 | 0.019203 | 0.050812 | 0.024005 | 20.42% | 54.04% | 25.53% | 0%
|  |  | LOCKEFORD 210180774 | 0.03178 | 0 | 0.03178 | 0.0034469 | 0.021742 | 0.010783 | 9.582% | 60.44% | 29.98% | 0%
|  |  | HOOPA 1101561116 | 0.00013577 | 0 | 0.00013577 | 2.2864e-05 | 9.7828e-05 | 5.1104e-05 | 13.31% | 56.94% | 29.75% | 0%
|  |  | LOGAN CREEK 21012030 | 0.0051562 | 0 | 0.0051562 | 0.00061698 | 0.0037795 | 0.0014399 | 10.57% | 64.76% | 24.67% | 0%
|  |  | FULTON 1105172 | 0.046924 | 0 | 0.046924 | 0.018224 | 0.028041 | 0.014436 | 30.02% | 46.19% | 23.78% | 0%
|  |  | WATSONVILLE 210112662 | 0.11338 | 0 | 0.11338 | 0.061923 | 0.060883 | 0.02524 | 41.83% | 41.12% | 17.05% | 0%
|  |  | MOSHER 211112888 | 0.0041419 | 0 | 0.0041419 | 0.00057366 | 0.0038192 | 0.0018289 | 9.22% | 61.38% | 29.39% | 0%
|  |  | GOLDTREE 110815803 | 0.0028467 | 0.082142 | 0.084989 | 0.0012171 | 0.0020624 | 0.00042908 | 1.099% | 1.863% | 0.3875% | 96.65%
|  |  | BELLE HAVEN 11058978 | 0.014048 | 0 | 0.014048 | 0.005414 | 0.012477 | 0.0052984 | 23.35% | 53.81% | 22.85% | 0%
|  |  | WEBER 110814576 | 0.071171 | 0 | 0.071171 | 0.0099934 | 0.048229 | 0.025831 | 11.89% | 57.38% | 30.73% | 0%
|  |  | MADISON 210134164 | 0.014266 | 0 | 0.014266 | 0.0042761 | 0.011203 | 0.0048478 | 21.04% | 55.11% | 23.85% | 0%
|  |  | MERCED 110890520 | 0.0043097 | 0 | 0.0043097 | 0.0010256 | 0.004117 | 0.0017672 | 14.84% | 59.58% | 25.58% | 0%
|  |  | LOCKEFORD 210212464 | 0.014071 | 0 | 0.014071 | 0.0014242 | 0.0096485 | 0.0049177 | 8.906% | 60.34% | 30.75% | 0%
|  |  | CELERON 1101CB | 0.00063174 | 0 | 0.00063174 | 3.4824e-05 | 0.00050688 | 0.00028437 | 4.216% | 61.36% | 34.42% | 0%
|  |  | LAMONT 11024409 | 0.048182 | 0 | 0.048182 | 0.0030457 | 0.030998 | 0.021107 | 5.522% | 56.21% | 38.27% | 0%
|  |  | OAK 0401R7252 | 0.010965 | 0 | 0.010965 | 0.0058895 | 0.0085591 | 0.0017651 | 36.32% | 52.79% | 10.89% | 0%
|  |  | WRIGHT 11109090 | 0.075481 | 0 | 0.075481 | 0.0029553 | 0.058992 | 0.024463 | 3.42% | 68.27% | 28.31% | 0%
|  |  | ARCATA 1105CB | 0.024701 | 0.721 | 0.74571 | 0.0070923 | 0.02227 | 0.0047682 | 0.6883% | 2.161% | 0.4628% | 96.69%
|  |  | PEASE 11011248 | 0.010567 | 0 | 0.010567 | 0.0018802 | 0.0072971 | 0.004243 | 14.01% | 54.37% | 31.62% | 0%
|  |  | MADISON 110320062 | 0.006909 | 0 | 0.006909 | 0.00052206 | 0.0051441 | 0.0023227 | 6.535% | 64.39% | 29.07% | 0%
|  |  | HURON 1108739538 | 0.0035185 | 0 | 0.0035185 | 0.00015742 | 0.0024144 | 0.0015095 | 3.857% | 59.16% | 36.98% | 0%
|  |  | FIREBAUGH 110236934 | 0.021507 | 0 | 0.021507 | 0.0023737 | 0.01737 | 0.0086279 | 8.367% | 61.22% | 30.41% | 0%
|  |  | RIPON 1701848930 | 0.025822 | 0 | 0.025822 | 0.0034249 | 0.013091 | 0.013723 | 11.33% | 43.29% | 45.38% | 0%
|  |  | DIVIDE 1102M144 | 0.037163 | 0 | 0.037163 | 0.0057105 | 0.036383 | 0.0071284 | 11.6% | 73.92% | 14.48% | 0%
|  |  | SMYRNA 1104CB | 0.031624 | 0 | 0.031624 | 0.0011145 | 0.025251 | 0.00943 | 3.114% | 70.54% | 26.34% | 0%
|  |  | CORNING 110164132 | 0.021782 | 0 | 0.021782 | 0.003671 | 0.01634 | 0.0081711 | 13.03% | 57.98% | 28.99% | 0%
|  |  | CARUTHERS 1102R5100 | 0.077433 | 0 | 0.077433 | 0.0099271 | 0.055788 | 0.03002 | 10.37% | 58.27% | 31.36% | 0%
|  |  | CASTROVILLE 21045002 | 0.050143 | 0 | 0.050143 | 0.0061338 | 0.042718 | 0.016229 | 9.425% | 65.64% | 24.94% | 0%
|  |  | GERBER 110135536 | 0.047275 | 0 | 0.047275 | 0.015529 | 0.030276 | 0.014864 | 25.6% | 49.9% | 24.5% | 0%
|  |  | TEMPLETON 2113CB | 0.12045 | 0 | 0.12045 | 0.021586 | 0.064417 | 0.036967 | 17.55% | 52.38% | 30.06% | 0%
|  |  | MORGAN HILL 2106XR002 | 0.044764 | 0 | 0.044764 | 0.010053 | 0.02937 | 0.018586 | 17.33% | 50.63% | 32.04% | 0%
|  |  | GREEN VALLEY 210312656 | 0.095797 | 0 | 0.095797 | 0.034636 | 0.064556 | 0.026258 | 27.61% | 51.46% | 20.93% | 0%
|  |  | WEST FRESNO 111183387 | 0.03774 | 0 | 0.03774 | 0.005092 | 0.026294 | 0.015911 | 10.77% | 55.59% | 33.64% | 0%
|  |  | KERMAN 1108R1690 | 0.031016 | 0 | 0.031016 | 0.0032417 | 0.021238 | 0.013933 | 8.439% | 55.29% | 36.27% | 0%
|  |  | PEASE 11042012 | 0.074077 | 0 | 0.074077 | 0.019478 | 0.050831 | 0.025238 | 20.39% | 53.2% | 26.41% | 0%
|  |  | KETTLEMAN HILLS 2104CB | 0.017996 | 0 | 0.017996 | 0.00066344 | 0.015382 | 0.0073125 | 2.84% | 65.85% | 31.31% | 0%
|  |  | ALTO 1121508 | 0.033245 | 0 | 0.033245 | 0.013403 | 0.023728 | 0.0059486 | 31.11% | 55.08% | 13.81% | 0%
|  |  | LODI 110283726 | 0.024959 | 0 | 0.024959 | 0.0029844 | 0.016968 | 0.0088044 | 10.38% | 59.01% | 30.62% | 0%
|  |  | CANAL 1103CB | 0.054361 | 0 | 0.054361 | 0.0031684 | 0.043737 | 0.021064 | 4.661% | 64.35% | 30.99% | 0%
|  |  | WEST FRESNO 1101R1766 | 0.032277 | 0 | 0.032277 | 0.0035087 | 0.020338 | 0.014774 | 9.085% | 52.66% | 38.25% | 0%
|  |  | PEACHTON 11021960 | 0.010197 | 0 | 0.010197 | 0.0008899 | 0.0087511 | 0.0031004 | 6.984% | 68.68% | 24.33% | 0%
|  |  | PAUL SWEET 210910216 | 0.027812 | 0 | 0.027812 | 0.01286 | 0.023187 | 0.006567 | 30.18% | 54.41% | 15.41% | 0%
|  |  | OAKLAND D 1202CB | 0.00062773 | 0 | 0.00062773 | 0.00020013 | 0.00065651 | 0.00017959 | 19.31% | 63.36% | 17.33% | 0%
|  |  | LOS COCHES 11027046 | 0.01766 | 0 | 0.01766 | 0.00054477 | 0.016351 | 0.0057676 | 2.404% | 72.15% | 25.45% | 0%
|  |  | TYLER 1104CB | 0.059799 | 0 | 0.059799 | 0.01087 | 0.043606 | 0.023091 | 14.01% | 56.22% | 29.77% | 0%
|  |  | SANGER 1110CB | 0.03384 | 0 | 0.03384 | 0.0038991 | 0.022266 | 0.013211 | 9.902% | 56.55% | 33.55% | 0%
|  |  | SANGER 111237242 | 0.037737 | 0 | 0.037737 | 0.0035036 | 0.024606 | 0.014699 | 8.184% | 57.48% | 34.34% | 0%
|  |  | LODI 110134834 | 0.006419 | 0 | 0.006419 | 0.0017351 | 0.0037825 | 0.0020673 | 22.88% | 49.87% | 27.25% | 0%
|  |  | WALDO 0401965216 | 0.0079854 | 0 | 0.0079854 | 0.0020942 | 0.007513 | 0.0019423 | 18.13% | 65.05% | 16.82% | 0%
|  |  | BAHIA 1104624 | 0.020491 | 0 | 0.020491 | 0.0043547 | 0.016771 | 0.0064896 | 15.77% | 60.73% | 23.5% | 0%
|  |  | ARVIN 1101CB | 0.018521 | 0 | 0.018521 | 0.0011208 | 0.014475 | 0.0073935 | 4.875% | 62.96% | 32.16% | 0%
|  |  | WHEATLAND 11021368 | 0.013687 | 0 | 0.013687 | 0.0026006 | 0.0087058 | 0.0042484 | 16.72% | 55.97% | 27.31% | 0%
|  |  | LLAGAS 2103XR424 | 0.022081 | 0 | 0.022081 | 0.0032213 | 0.017159 | 0.0085384 | 11.14% | 59.33% | 29.53% | 0%
|  |  | EIGHT MILE 210111380 | 0.29298 | 0 | 0.29298 | 0.038055 | 0.20284 | 0.09404 | 11.36% | 60.56% | 28.08% | 0%
|  |  | DINUBA 11067810 | 0.029876 | 0 | 0.029876 | 0.0029923 | 0.019278 | 0.012002 | 8.731% | 56.25% | 35.02% | 0%
|  |  | STOREY 11095200 | 0.0056308 | 0 | 0.0056308 | 0.00053597 | 0.0043059 | 0.0025211 | 7.279% | 58.48% | 34.24% | 0%
|  |  | SALMON CREEK 1101CB | 0.00093769 | 0 | 0.00093769 | 0.0001333 | 0.00091244 | 0.00017911 | 10.88% | 74.49% | 14.62% | 0%
|  |  | ARCATA 11057580 | 0.031506 | 1.1976 | 1.2291 | 0.016022 | 0.02313 | 0.0044775 | 0.9414% | 1.359% | 0.2631% | 97.44%
|  |  | NORTH TOWER 1102CB | 0.012222 | 0 | 0.012222 | 0.0047895 | 0.010612 | 0.0033378 | 25.56% | 56.63% | 17.81% | 0%
|  |  | GRANT 1105MR363 | 0.024809 | 0 | 0.024809 | 0.0038979 | 0.025716 | 0.011339 | 9.518% | 62.79% | 27.69% | 0%
|  |  | DUMBARTON 11108918 | 0.0055768 | 0 | 0.0055768 | 0.0015071 | 0.0053025 | 0.0023965 | 16.37% | 57.6% | 26.03% | 0%
|  |  | LARKIN (Y) 1140CB | 0.0012715 | 0 | 0.0012715 | 0.00012353 | 0.0016325 | 0.00034292 | 5.885% | 77.78% | 16.34% | 0%
|  |  | GRAND ISLAND 222740136 | 0.079195 | 0 | 0.079195 | 0.011299 | 0.057027 | 0.022815 | 12.4% | 62.57% | 25.03% | 0%
|  |  | MAGUNDEN 2108323832 | 0.018334 | 0 | 0.018334 | 0.0021269 | 0.010879 | 0.0091078 | 9.618% | 49.2% | 41.19% | 0%
|  |  | ROB ROY 210512582 | 0.0014969 | 0 | 0.0014969 | 0.00057111 | 0.0011241 | 0.0004896 | 26.14% | 51.45% | 22.41% | 0%
|  |  | SALINAS 1109CB | 0.057988 | 0 | 0.057988 | 0.0084346 | 0.055516 | 0.02498 | 9.484% | 62.43% | 28.09% | 0%
|  |  | MC CALL 1106430534 | 0.030017 | 0 | 0.030017 | 0.0032433 | 0.019138 | 0.012079 | 9.412% | 55.54% | 35.05% | 0%
|  |  | TULARE LAKE 1104225890 | 0.011442 | 0 | 0.011442 | 0.00088384 | 0.0090579 | 0.0050152 | 5.909% | 60.56% | 33.53% | 0%
|  |  | RICE 11033032 | 0.052943 | 0 | 0.052943 | 0.0069799 | 0.039954 | 0.015005 | 11.27% | 64.51% | 24.23% | 0%
|  |  | BOGUE 11041382 | 0.005934 | 0 | 0.005934 | 0.0012016 | 0.0039111 | 0.0017159 | 17.6% | 57.28% | 25.13% | 0%
|  |  | KEARNEY 110477226 | 0.026974 | 0 | 0.026974 | 0.0030078 | 0.019261 | 0.010611 | 9.148% | 58.58% | 32.27% | 0%
|  |  | MERCED FALLS 1102CB | 0.070381 | 0 | 0.070381 | 0.013684 | 0.049731 | 0.026766 | 15.17% | 55.15% | 29.68% | 0%
|  |  | SCHINDLER 1105CB | 0.029196 | 0 | 0.029196 | 0.0015562 | 0.020646 | 0.011628 | 4.6% | 61.03% | 34.37% | 0%
|  |  | PEASE 110450628 | 0.018195 | 0 | 0.018195 | 0.0031214 | 0.012546 | 0.0056466 | 14.64% | 58.86% | 26.49% | 0%
|  |  | CRESSEY 2104104770 | 0.049073 | 0 | 0.049073 | 0.0089675 | 0.031297 | 0.015907 | 15.96% | 55.72% | 28.32% | 0%
|  |  | SANTA MARIA 1108M122 | 0.0063923 | 0 | 0.0063923 | 0.00088619 | 0.0061668 | 0.002204 | 9.573% | 66.62% | 23.81% | 0%
|  |  | DINUBA 11047865F | 0.0081316 | 0 | 0.0081316 | 0.00060775 | 0.0051708 | 0.0035216 | 6.535% | 55.6% | 37.87% | 0%
|  |  | LOS OSITOS 2101CB | 0.061611 | 0 | 0.061611 | 0.0023322 | 0.055335 | 0.022698 | 2.902% | 68.85% | 28.24% | 0%
|  |  | BLACKWELL 2101434222 | 0.020925 | 0 | 0.020925 | 0.0010303 | 0.013652 | 0.012618 | 3.774% | 50.01% | 46.22% | 0%
|  |  | GATES 1110950861 | 0.048001 | 0 | 0.048001 | 0.0017797 | 0.034408 | 0.018459 | 3.257% | 62.96% | 33.78% | 0%
|  |  | RIPON 1701397478 | 0.10354 | 0 | 0.10354 | 0.011237 | 0.055384 | 0.055058 | 9.235% | 45.52% | 45.25% | 0%
|  |  | MENDOTA 110390290 | 0.0061966 | 0 | 0.0061966 | 0.00065658 | 0.0061983 | 0.0026933 | 6.876% | 64.92% | 28.21% | 0%
|  |  | VINA 1101247612 | 0.0019971 | 0.0050245 | 0.0070215 | 0.00026589 | 0.0015437 | 0.00079997 | 2.898% | 16.82% | 8.719% | 71.56%
|  |  | DUNNIGAN 11014704 | 0.017506 | 0 | 0.017506 | 0.0015237 | 0.012655 | 0.0063333 | 7.428% | 61.7% | 30.88% | 0%
|  |  | RIVERBANK 1713CB | 0.091731 | 0 | 0.091731 | 0.0081689 | 0.054127 | 0.043124 | 7.749% | 51.34% | 40.91% | 0%
|  |  | TEMBLOR 110437694 | 0.012772 | 0 | 0.012772 | 0.00062145 | 0.0098801 | 0.0063648 | 3.685% | 58.58% | 37.74% | 0%
|  |  | LOS MOLINOS 1102CB | 0.10703 | 1.3106 | 1.4177 | 0.040509 | 0.06866 | 0.029842 | 2.2% | 3.729% | 1.621% | 92.45%
|  |  | BELMONT 11104845 | 0.0084563 | 0 | 0.0084563 | 0.0039126 | 0.007133 | 0.00194 | 30.13% | 54.93% | 14.94% | 0%
|  |  | SANGER 1114CB | 0.067077 | 0 | 0.067077 | 0.0068866 | 0.043601 | 0.026535 | 8.941% | 56.61% | 34.45% | 0%
|  |  | HOLLISTER 2102406496 | 0.01372 | 0 | 0.01372 | 0.0011338 | 0.0096691 | 0.0070486 | 6.351% | 54.16% | 39.48% | 0%
|  |  | SF L 0401CB | 0.015138 | 0 | 0.015138 | 0.0035395 | 0.019013 | 0.0024365 | 14.16% | 76.09% | 9.751% | 0%
|  |  | LODI 110237602 | 0.052079 | 0 | 0.052079 | 0.0094479 | 0.033842 | 0.016233 | 15.87% | 56.86% | 27.27% | 0%
|  |  | DAIRYLAND 1105CB | 0.008021 | 0 | 0.008021 | 0.00035673 | 0.0060399 | 0.0026825 | 3.929% | 66.52% | 29.55% | 0%
|  |  | VICTOR 110275234 | 0.058928 | 0 | 0.058928 | 0.0094391 | 0.039204 | 0.018153 | 14.13% | 58.69% | 27.18% | 0%
|  |  | MISSION (X) 1109CB | 0.0045031 | 0 | 0.0045031 | 0.00059216 | 0.005647 | 0.0011944 | 7.966% | 75.97% | 16.07% | 0%
|  |  | WILSON 1103CB | 0.07597 | 0 | 0.07597 | 0.0092177 | 0.049404 | 0.029034 | 10.52% | 56.36% | 33.12% | 0%
|  |  | RIO BRAVO 1102CB | 0.056056 | 0 | 0.056056 | 0.0061257 | 0.039403 | 0.022672 | 8.982% | 57.78% | 33.24% | 0%
|  |  | ATWATER 110790580 | 0.032441 | 0 | 0.032441 | 0.0046662 | 0.021473 | 0.012875 | 11.96% | 55.04% | 33% | 0%
|  |  | GABILAN 110191118 | 0.015668 | 0 | 0.015668 | 0.0024777 | 0.013636 | 0.0070747 | 10.69% | 58.8% | 30.51% | 0%
|  |  | ORICK 11021484 | 0.081868 | 0.06418 | 0.14605 | 0.071633 | 0.030032 | 0.0048471 | 37.7% | 15.81% | 2.551% | 43.94%
|  |  | DAVIS 110620232 | 0.037803 | 0 | 0.037803 | 0.0073392 | 0.023889 | 0.012988 | 16.6% | 54.03% | 29.37% | 0%
|  |  | COLUSA 110167508 | 0.064061 | 0 | 0.064061 | 0.0099438 | 0.050984 | 0.019173 | 12.41% | 63.65% | 23.94% | 0%
|  |  | RENFRO 21011146 | 0.043672 | 0 | 0.043672 | 0.0053893 | 0.026671 | 0.022273 | 9.919% | 49.09% | 40.99% | 0%
|  |  | EAST GRAND 110412701 | 0.032309 | 0 | 0.032309 | 0.0058254 | 0.032599 | 0.008239 | 12.48% | 69.86% | 17.66% | 0%
|  |  | MC CALL 110386670 | 0.00013209 | 0 | 0.00013209 | 2.0196e-05 | 0.00010864 | 8.9216e-05 | 9.262% | 49.82% | 40.92% | 0%
|  |  | ORTIGA 1106CB | 0.073364 | 0 | 0.073364 | 0.0035339 | 0.051909 | 0.028363 | 4.217% | 61.94% | 33.84% | 0%
|  |  | RIVERBANK 171466284 | 0.020532 | 0 | 0.020532 | 0.0015167 | 0.01215 | 0.011813 | 5.953% | 47.68% | 46.36% | 0%
|  |  | DIVIDE 110245067 | 0.0045233 | 0 | 0.0045233 | 0.00069728 | 0.0044642 | 0.0011182 | 11.1% | 71.09% | 17.81% | 0%
|  |  | MOLINO 1101324 | 0.07379 | 0 | 0.07379 | 0.046605 | 0.035202 | 0.014735 | 48.27% | 36.46% | 15.26% | 0%
|  |  | HOLLISTER 210193404 | 0.0078325 | 0 | 0.0078325 | 0.00096166 | 0.0059822 | 0.0034445 | 9.257% | 57.59% | 33.16% | 0%
|  |  | LINCOLN 1104CB | 0.010489 | 0 | 0.010489 | 0.0014582 | 0.0082917 | 0.0039663 | 10.63% | 60.45% | 28.92% | 0%
|  |  | ORTIGA 110678478 | 0.01288 | 0 | 0.01288 | 0.00060718 | 0.0087595 | 0.005563 | 4.067% | 58.67% | 37.26% | 0%
|  |  | MARINA (F) 0402CB | 0.0025053 | 0 | 0.0025053 | 0.00038347 | 0.0032907 | 0.00046143 | 9.272% | 79.57% | 11.16% | 0%
|  |  | WINDSOR 1102596 | 0.047061 | 0 | 0.047061 | 0.02185 | 0.026541 | 0.013135 | 35.51% | 43.14% | 21.35% | 0%
|  |  | EAST MARYSVILLE 11081706 | 0.1138 | 0 | 0.1138 | 0.021001 | 0.082648 | 0.035915 | 15.05% | 59.22% | 25.73% | 0%
|  |  | REEDLEY 110186412 | 0.012143 | 0 | 0.012143 | 0.0017412 | 0.0074601 | 0.005828 | 11.59% | 49.64% | 38.78% | 0%
|  |  | CAPAY 110237148 | 0.017952 | 0 | 0.017952 | 0.0031617 | 0.014378 | 0.0057478 | 13.58% | 61.74% | 24.68% | 0%
|  |  | WOODLAND 111021288 | 0.03547 | 0 | 0.03547 | 0.0050981 | 0.027255 | 0.013356 | 11.15% | 59.63% | 29.22% | 0%
|  |  | MT EDEN 110211056 | 0.0044785 | 0 | 0.0044785 | 0.0010815 | 0.0046957 | 0.0016157 | 14.63% | 63.52% | 21.85% | 0%
|  |  | CORCORAN 11082052F | 0.0028972 | 0 | 0.0028972 | 0.00044833 | 0.0031984 | 0.0011358 | 9.374% | 66.88% | 23.75% | 0%
|  |  | BORDEN 11039820 | 0.10399 | 0 | 0.10399 | 0.0096012 | 0.070185 | 0.03991 | 8.021% | 58.64% | 33.34% | 0%
|  |  | DOLAN ROAD 110157184 | 0.015404 | 0 | 0.015404 | 0.0055422 | 0.011788 | 0.0028117 | 27.52% | 58.52% | 13.96% | 0%
|  |  | KERMAN 1101R3040 | 0.052908 | 0 | 0.052908 | 0.0039378 | 0.034869 | 0.02229 | 6.445% | 57.07% | 36.48% | 0%
|  |  | TRACY 110685274 | 0.027817 | 0 | 0.027817 | 0.002561 | 0.019247 | 0.010012 | 8.048% | 60.49% | 31.46% | 0%
|  |  | DIXON 110212352 | 0.021835 | 0 | 0.021835 | 0.0035826 | 0.013965 | 0.0078683 | 14.1% | 54.95% | 30.96% | 0%
|  |  | LIVINGSTON 1104CB | 0.10344 | 0 | 0.10344 | 0.010425 | 0.071203 | 0.037903 | 8.722% | 59.57% | 31.71% | 0%
|  |  | WEST SACRAMENTO 1109743964 | 0.11521 | 0 | 0.11521 | 0.024955 | 0.076839 | 0.030137 | 18.92% | 58.24% | 22.84% | 0%
|  |  | MANTECA 17058990 | 0.068885 | 0 | 0.068885 | 0.0096031 | 0.035875 | 0.033854 | 12.1% | 45.22% | 42.67% | 0%
|  |  | GEYSERVILLE 1102501402 | 0.0085144 | 0 | 0.0085144 | 0.00312 | 0.0055278 | 0.0024484 | 28.12% | 49.82% | 22.07% | 0%
|  |  | LOCKEFORD 210212462 | 0.056681 | 0 | 0.056681 | 0.0045097 | 0.040456 | 0.019343 | 7.012% | 62.91% | 30.08% | 0%
|  |  | ZAMORA 110723345 | 0.02099 | 0 | 0.02099 | 0.002577 | 0.014417 | 0.0071529 | 10.67% | 59.71% | 29.62% | 0%
|  |  | KEARNEY 1110CB | 0.033567 | 0 | 0.033567 | 0.0027477 | 0.022599 | 0.013281 | 7.113% | 58.5% | 34.38% | 0%
|  |  | CHOWCHILLA 1101901360 | 0.010648 | 0 | 0.010648 | 0.0010247 | 0.0070076 | 0.0041143 | 8.436% | 57.69% | 33.87% | 0%
|  |  | ATWATER 110210680 | 0.041023 | 0 | 0.041023 | 0.003505 | 0.028965 | 0.014213 | 7.508% | 62.05% | 30.45% | 0%
|  |  | BELLEVUE 110239024 | 0.021378 | 0 | 0.021378 | 0.0062197 | 0.014955 | 0.0064109 | 22.55% | 54.21% | 23.24% | 0%
|  |  | COALINGA NO 1 1107CB | 0.016554 | 0 | 0.016554 | 0.00085527 | 0.011944 | 0.0084657 | 4.022% | 56.17% | 39.81% | 0%
|  |  | PASO ROBLES 110195810 | 0.018421 | 0 | 0.018421 | 0.0028983 | 0.018129 | 0.0070794 | 10.31% | 64.5% | 25.19% | 0%
|  |  | OCEANO 1103CB | 0.020609 | 0 | 0.020609 | 0.0021359 | 0.016667 | 0.0047838 | 9.056% | 70.66% | 20.28% | 0%
|  |  | STOREY 1108CB | 0.061809 | 0 | 0.061809 | 0.0066387 | 0.042095 | 0.022076 | 9.375% | 59.45% | 31.18% | 0%
|  |  | OROSI 1104CB | 0.062408 | 0 | 0.062408 | 0.0090929 | 0.045197 | 0.027543 | 11.11% | 55.23% | 33.66% | 0%
|  |  | KINGSBURG 1116CB | 0.030332 | 0 | 0.030332 | 0.0021492 | 0.019344 | 0.013089 | 6.215% | 55.94% | 37.85% | 0%
|  |  | ANITA 110153616 | 0.030646 | 0 | 0.030646 | 0.0061315 | 0.021441 | 0.011174 | 15.82% | 55.34% | 28.84% | 0%
|  |  | ORO LOMA 111589060 | 0.056464 | 0 | 0.056464 | 0.0039493 | 0.044279 | 0.020142 | 5.776% | 64.76% | 29.46% | 0%
|  |  | TRES VIAS 11012618 | 0.02027 | 0 | 0.02027 | 0.0018721 | 0.015 | 0.0067643 | 7.921% | 63.46% | 28.62% | 0%
|  |  | VALLEY HOME 17029070 | 0.043428 | 0 | 0.043428 | 0.0076298 | 0.023596 | 0.019329 | 15.09% | 46.67% | 38.23% | 0%
|  |  | PARLIER 1102CB | 0.050865 | 0 | 0.050865 | 0.0075758 | 0.038601 | 0.021336 | 11.22% | 57.18% | 31.6% | 0%
|  |  | DAIRYVILLE 1101147562 | 0.12363 | 0.46297 | 0.5866 | 0.043827 | 0.079375 | 0.036285 | 5.792% | 10.49% | 4.795% | 78.92%
|  |  | RICHMOND R 1122BR02 | 0.0077256 | 0 | 0.0077256 | 0.0016564 | 0.0062207 | 0.0021459 | 16.53% | 62.06% | 21.41% | 0%
|  |  | BOWLES 1103R1470 | 0.057462 | 0 | 0.057462 | 0.010638 | 0.04022 | 0.020787 | 14.85% | 56.14% | 29.01% | 0%
|  |  | PARLIER 1103CB | 0.012492 | 0 | 0.012492 | 0.001432 | 0.008161 | 0.0051674 | 9.702% | 55.29% | 35.01% | 0%
|  |  | PEASE 1103CB | 0.052975 | 0 | 0.052975 | 0.0075095 | 0.036745 | 0.017437 | 12.17% | 59.56% | 28.27% | 0%
|  |  | EL NIDO 1102CB | 0.094053 | 0 | 0.094053 | 0.0066488 | 0.066943 | 0.034881 | 6.13% | 61.71% | 32.16% | 0%
|  |  | MCKITTRICK 1101CB | 0.064316 | 0 | 0.064316 | 0.0037133 | 0.048735 | 0.029115 | 4.553% | 59.75% | 35.7% | 0%
|  |  | ATASCADERO 1102CB | 0.02451 | 0 | 0.02451 | 0.0090806 | 0.016285 | 0.0065435 | 28.46% | 51.03% | 20.51% | 0%
|  |  | RIVERBANK 171190440 | 0.058341 | 0 | 0.058341 | 0.00743 | 0.031733 | 0.031067 | 10.58% | 45.18% | 44.24% | 0%
|  |  | TRES VIAS 110175132 | 0.025695 | 0 | 0.025695 | 0.0080024 | 0.016979 | 0.0085559 | 23.86% | 50.63% | 25.51% | 0%
|  |  | RIPON 1701CB | 0.041285 | 0 | 0.041285 | 0.0050691 | 0.021719 | 0.020508 | 10.72% | 45.92% | 43.36% | 0%
|  |  | SPENCE 1103150484 | 0.0050904 | 0 | 0.0050904 | 0.00037266 | 0.0052165 | 0.0021992 | 4.785% | 66.98% | 28.24% | 0%
|  |  | HIGHWAY 1105CB | 0.0032003 | 0 | 0.0032003 | 0.00097075 | 0.002143 | 0.0011685 | 22.67% | 50.04% | 27.29% | 0%
|  |  | NEWMAN 110542128 | 0.00039209 | 0 | 0.00039209 | 2.3114e-05 | 0.00029918 | 0.00019041 | 4.508% | 58.35% | 37.14% | 0%
|  |  | SONOMA 1107294 | 0.071636 | 0 | 0.071636 | 0.0062534 | 0.037769 | 0.011698 | 11.22% | 67.78% | 20.99% | 0%
|  |  | BANTA 110211898 | 0.055432 | 0 | 0.055432 | 0.0052825 | 0.03849 | 0.019945 | 8.291% | 60.41% | 31.3% | 0%
|  |  | BOWLES 1103CB | 0.072518 | 0 | 0.072518 | 0.0082116 | 0.046928 | 0.027038 | 9.992% | 57.11% | 32.9% | 0%
|  |  | SAN LUIS OBISPO 1104CB | 0.032579 | 0 | 0.032579 | 0.0033354 | 0.019859 | 0.0067364 | 11.14% | 66.35% | 22.51% | 0%
|  |  | NEWARK 21KV 2110CB | 0.013183 | 0 | 0.013183 | 0.0011259 | 0.010397 | 0.0043191 | 7.107% | 65.63% | 27.26% | 0%
|  |  | DAVIS 1107600194 | 0.051922 | 0 | 0.051922 | 0.0048478 | 0.036799 | 0.018326 | 8.083% | 61.36% | 30.56% | 0%
|  |  | KERMAN 1102D4115 | 0.016041 | 0 | 0.016041 | 0.0020495 | 0.010121 | 0.0060794 | 11.23% | 55.46% | 33.31% | 0%
|  |  | PLEASANT GROVE 21102236 | 0.0079674 | 0 | 0.0079674 | 0.00089955 | 0.005695 | 0.0038237 | 8.634% | 54.66% | 36.7% | 0%
|  |  | PAUL SWEET 210410916 | 0.0087014 | 0 | 0.0087014 | 0.0021397 | 0.0083776 | 0.0032539 | 15.54% | 60.83% | 23.63% | 0%
|  |  | LOCKEFORD 210256996 | 0.023171 | 0 | 0.023171 | 0.0043727 | 0.014954 | 0.0069616 | 16.63% | 56.88% | 26.48% | 0%
|  |  | WAHTOKE 111169760 | 0.0024796 | 0 | 0.0024796 | 0.00026708 | 0.0014346 | 0.0011051 | 9.516% | 51.11% | 39.37% | 0%
|  |  | HARTER 11052294 | 0.062176 | 0 | 0.062176 | 0.010849 | 0.043985 | 0.021036 | 14.3% | 57.97% | 27.73% | 0%
|  |  | CANAL 1101CB | 0.027884 | 0 | 0.027884 | 0.0013824 | 0.020836 | 0.013066 | 3.918% | 59.05% | 37.03% | 0%
|  |  | BASALT 11061781 | 0.0097793 | 0 | 0.0097793 | 0.00499 | 0.0060709 | 0.0017118 | 39.07% | 47.53% | 13.4% | 0%
|  |  | REEDLEY 1112CB | 0.047587 | 0 | 0.047587 | 0.0038619 | 0.02946 | 0.020543 | 7.17% | 54.69% | 38.14% | 0%
|  |  | LIVERMORE 1104MR271 | 0.0068303 | 0 | 0.0068303 | 0.0013411 | 0.0056545 | 0.0036937 | 12.55% | 52.9% | 34.56% | 0%
|  |  | LEMOORE 11048760 | 0.0067736 | 0 | 0.0067736 | 0.0013904 | 0.0056465 | 0.0028614 | 14.05% | 57.04% | 28.91% | 0%
|  |  | FREMONT 1104CB | 0.033616 | 0 | 0.033616 | 0.010761 | 0.030293 | 0.01179 | 20.36% | 57.32% | 22.31% | 0%
|  |  | LOS MOLINOS 110171402 | 0.01717 | 0.11066 | 0.12783 | 0.0065405 | 0.011038 | 0.0047531 | 3.934% | 6.639% | 2.859% | 86.57%
|  |  | GREEN VALLEY 2103478624 | 0.00026029 | 0 | 0.00026029 | 1.7726e-05 | 0.00025573 | 6.6908e-05 | 5.208% | 75.13% | 19.66% | 0%
|  |  | ZAMORA 1105868420 | 0.065813 | 0 | 0.065813 | 0.010085 | 0.044619 | 0.020848 | 13.35% | 59.06% | 27.59% | 0%
|  |  | ECHO SUMMIT 1101265728 | 0.0074165 | 0 | 0.0074165 | 0.003055 | 0.0060532 | 0.00053203 | 31.69% | 62.79% | 5.519% | 0%
|  |  | DINUBA 110544364 | 0.045784 | 0 | 0.045784 | 0.0031074 | 0.029318 | 0.019398 | 5.996% | 56.57% | 37.43% | 0%
|  |  | KERMAN 110263968 | 0.032834 | 0 | 0.032834 | 0.0041022 | 0.024296 | 0.01355 | 9.779% | 57.92% | 32.3% | 0%
|  |  | PASO ROBLES 1104R14 | 0.020396 | 0 | 0.020396 | 0.0040459 | 0.017126 | 0.0059269 | 14.93% | 63.2% | 21.87% | 0%
|  |  | HONCUT 110197092 | 0.062771 | 0 | 0.062771 | 0.013 | 0.040294 | 0.018508 | 18.11% | 56.12% | 25.78% | 0%
|  |  | MONTAGUE 2101CB | 0.0039864 | 0 | 0.0039864 | 0.0012122 | 0.0039099 | 0.0014585 | 18.42% | 59.41% | 22.16% | 0%
|  |  | LOGAN CREEK 21022540 | 0.026129 | 0 | 0.026129 | 0.0028035 | 0.018617 | 0.01113 | 8.613% | 57.19% | 34.19% | 0%
|  |  | VICTOR 11026246 | 0.099093 | 0 | 0.099093 | 0.015343 | 0.06592 | 0.031129 | 13.65% | 58.65% | 27.7% | 0%
|  |  | SOLEDAD 210242506 | 0.058228 | 0 | 0.058228 | 0.0023326 | 0.055093 | 0.018155 | 3.086% | 72.89% | 24.02% | 0%
|  |  | MENLO 110344283 | 0.0075368 | 0 | 0.0075368 | 0.0051721 | 0.0051313 | 0.0013596 | 44.35% | 44% | 11.66% | 0%
|  |  | SALINAS 110522408 | 0.0089554 | 0 | 0.0089554 | 0.0016936 | 0.0090539 | 0.0040357 | 11.46% | 61.24% | 27.3% | 0%
|  |  | FAIRMOUNT 0401395180 | 0.006381 | 0 | 0.006381 | 0.0012334 | 0.0065426 | 0.0018005 | 12.88% | 68.32% | 18.8% | 0%
|  |  | MORGAN HILL 2110716210 | 0.0003458 | 0 | 0.0003458 | 2.7484e-05 | 0.00025823 | 0.00016646 | 6.078% | 57.11% | 36.81% | 0%
|  |  | ATWATER 110610460 | 0.015576 | 0 | 0.015576 | 0.0025863 | 0.0105 | 0.0058174 | 13.68% | 55.54% | 30.77% | 0%
|  |  | KERMAN 110348784 | 0.092554 | 0 | 0.092554 | 0.0098967 | 0.059352 | 0.037174 | 9.299% | 55.77% | 34.93% | 0%
|  |  | EL CERRITO G 1112BR170 | 0.0077864 | 0 | 0.0077864 | 0.0021696 | 0.0082877 | 0.0023962 | 16.88% | 64.48% | 18.64% | 0%
|  |  | GRAND ISLAND 22279442 | 0.07578 | 0 | 0.07578 | 0.015892 | 0.052987 | 0.019273 | 18.03% | 60.11% | 21.86% | 0%
|  |  | BIOLA 1104CB | 0.053484 | 0 | 0.053484 | 0.0067474 | 0.034301 | 0.019491 | 11.15% | 56.66% | 32.19% | 0%
|  |  | MC CALL 11086980 | 0.049288 | 0 | 0.049288 | 0.0060913 | 0.031811 | 0.018071 | 10.88% | 56.83% | 32.28% | 0%
|  |  | ARBUCKLE 110130376 | 0.0001296 | 0 | 0.0001296 | 1.3694e-05 | 0.00012107 | 7.9175e-05 | 6.401% | 56.59% | 37.01% | 0%
|  |  | CORCORAN 1104CB | 0.045619 | 0 | 0.045619 | 0.0023291 | 0.029951 | 0.019985 | 4.456% | 57.31% | 38.24% | 0%
|  |  | ARCATA 11066554 | 0.0011828 | 0.0075105 | 0.0086933 | 0.00019191 | 0.0010157 | 0.00028747 | 1.746% | 9.244% | 2.616% | 86.39%
|  |  | WILKINS SLOUGH 11023066 | 0.093038 | 0 | 0.093038 | 0.010823 | 0.07042 | 0.028972 | 9.82% | 63.89% | 26.29% | 0%
|  |  | BIOLA 1103CB | 0.054393 | 0 | 0.054393 | 0.0042469 | 0.0358 | 0.021521 | 6.898% | 58.15% | 34.96% | 0%
|  |  | CLARKSVILLE 211011142 | 0.019312 | 0 | 0.019312 | 0.0055032 | 0.012773 | 0.0068222 | 21.93% | 50.89% | 27.18% | 0%
|  |  | KERMAN 1103R1570 | 0.056894 | 0 | 0.056894 | 0.0052864 | 0.037925 | 0.022043 | 8.101% | 58.12% | 33.78% | 0%
|  |  | LAMONT 11071988 | 0.01524 | 0 | 0.01524 | 0.0015432 | 0.012205 | 0.0053814 | 8.067% | 63.8% | 28.13% | 0%
|  |  | CORCORAN 1118CB | 0.057065 | 0 | 0.057065 | 0.0031608 | 0.03584 | 0.027512 | 4.752% | 53.88% | 41.36% | 0%
|  |  | KEARNEY 1110251800 | 0.11214 | 0 | 0.11214 | 0.013465 | 0.076142 | 0.042877 | 10.16% | 57.47% | 32.36% | 0%
|  |  | MADISON 210137082 | 0.026415 | 0 | 0.026415 | 0.00383 | 0.014211 | 0.0082957 | 14.54% | 53.96% | 31.5% | 0%
|  |  | WHEELER RIDGE 11024104 | 0.010194 | 0 | 0.010194 | 0.0006188 | 0.0076339 | 0.0032859 | 5.363% | 66.16% | 28.48% | 0%
|  |  | ALPAUGH 1103CB | 0.027697 | 0 | 0.027697 | 0.0013932 | 0.020766 | 0.010431 | 4.275% | 63.72% | 32.01% | 0%
|  |  | HORSESHOE 110250020 | 0.040007 | 0 | 0.040007 | 0.01327 | 0.025171 | 0.013957 | 25.32% | 48.04% | 26.64% | 0%
|  |  | PEACHTON 1101633 | 0.014365 | 0 | 0.014365 | 0.0039982 | 0.0087722 | 0.0043803 | 23.31% | 51.15% | 25.54% | 0%
|  |  | MC CALL 110766127 | 0.011211 | 0 | 0.011211 | 0.0011532 | 0.0070689 | 0.0044679 | 9.088% | 55.7% | 35.21% | 0%
|  |  | GRAND ISLAND 222318132 | 0.052188 | 0 | 0.052188 | 0.010785 | 0.036813 | 0.014773 | 17.29% | 59.02% | 23.69% | 0%
|  |  | CANAL 1102464575 | 0.024377 | 0 | 0.024377 | 0.0014751 | 0.017639 | 0.0088171 | 5.281% | 63.15% | 31.57% | 0%
|  |  | KEARNEY 1104D1827 | 0.01027 | 0 | 0.01027 | 0.0016918 | 0.0071792 | 0.0035593 | 13.61% | 57.76% | 28.63% | 0%
|  |  | MORMON 110296226 | 0.00068629 | 0 | 0.00068629 | 8.4656e-05 | 0.00045182 | 0.00024035 | 10.9% | 58.16% | 30.94% | 0%
|  |  | CORDELIA 11128832 | 0.031675 | 0 | 0.031675 | 0.0048759 | 0.025329 | 0.0094093 | 12.31% | 63.94% | 23.75% | 0%
|  |  | GONZALES 1104CB | 0.089551 | 0 | 0.089551 | 0.0047694 | 0.077494 | 0.033979 | 4.103% | 66.67% | 29.23% | 0%
|  |  | KERMAN 1108R2686 | 0.062146 | 0 | 0.062146 | 0.0052645 | 0.040123 | 0.025233 | 7.455% | 56.82% | 35.73% | 0%
|  |  | JARVIS 1108289662 | 0.0037785 | 0 | 0.0037785 | 0.0013307 | 0.0026935 | 0.0012981 | 25% | 50.61% | 24.39% | 0%
|  |  | FIGARDEN 21104230 | 0.012684 | 0 | 0.012684 | 0.0013088 | 0.0083945 | 0.0070377 | 7.818% | 50.14% | 42.04% | 0%
|  |  | OLD RIVER 1101CB | 0.045005 | 0 | 0.045005 | 0.0024947 | 0.028436 | 0.020721 | 4.83% | 55.05% | 40.12% | 0%
|  |  | STAGG 210411476 | 0.0064282 | 0 | 0.0064282 | 0.00077211 | 0.0048991 | 0.001605 | 10.61% | 67.33% | 22.06% | 0%
|  |  | BAHIA 11031438 | 0.0064206 | 0 | 0.0064206 | 0.00090846 | 0.0052045 | 0.0023539 | 10.73% | 61.47% | 27.8% | 0%
|  |  | FRENCH CAMP 1102CB | 0.086741 | 0 | 0.086741 | 0.0092878 | 0.060888 | 0.031681 | 9.118% | 59.78% | 31.1% | 0%
|  |  | WEBER 11094920 | 0.23346 | 0 | 0.23346 | 0.029512 | 0.17116 | 0.073696 | 10.76% | 62.38% | 26.86% | 0%
|  |  | HIGHWAY 1102700 | 0.073396 | 0 | 0.073396 | 0.010023 | 0.061545 | 0.02623 | 10.25% | 62.93% | 26.82% | 0%
|  |  | CROWS LANDING 1102CB | 0.038348 | 0 | 0.038348 | 0.0025819 | 0.026443 | 0.015121 | 5.849% | 59.9% | 34.25% | 0%
|  |  | MERCED FALLS 11027905 | 0.005525 | 0 | 0.005525 | 0.0011673 | 0.0040103 | 0.002047 | 16.16% | 55.51% | 28.33% | 0%
|  |  | REDBUD 11022013 | 0.015862 | 1.6544 | 1.6703 | 0.0057834 | 0.010839 | 0.0040957 | 0.2651% | 0.4968% | 0.1877% | 99.05%
|  |  | SPENCE 1104CB | 0.19628 | 0 | 0.19628 | 0.01006 | 0.177 | 0.068683 | 3.934% | 69.21% | 26.86% | 0%
|  |  | ARCATA 110658538 | 0.013109 | 0.71827 | 0.73138 | 0.0041621 | 0.011049 | 0.0025012 | 0.4212% | 1.118% | 0.2531% | 98.21%
|  |  | WAHTOKE 111049396 | 0.0080952 | 0 | 0.0080952 | 0.0015993 | 0.0063324 | 0.003503 | 13.99% | 55.38% | 30.64% | 0%
|  |  | ORLAND B 11022546 | 0.04678 | 0 | 0.04678 | 0.010095 | 0.035497 | 0.015304 | 16.58% | 58.29% | 25.13% | 0%
|  |  | ANGIOLA 1102CB | 0.039322 | 0 | 0.039322 | 0.0022757 | 0.029001 | 0.016858 | 4.728% | 60.25% | 35.02% | 0%
|  |  | HOLLISTER 21034402 | 0.015569 | 0 | 0.015569 | 0.0021811 | 0.012474 | 0.0065272 | 10.3% | 58.89% | 30.81% | 0%
|  |  | LE GRAND 11109630 | 0.061968 | 0 | 0.061968 | 0.010377 | 0.041901 | 0.023134 | 13.76% | 55.56% | 30.68% | 0%
|  |  | CAMDEN 1104753844 | 0.011029 | 0 | 0.011029 | 0.0006048 | 0.0079249 | 0.0039545 | 4.845% | 63.48% | 31.68% | 0%
|  |  | OLIVEHURST 11011272 | 0.031974 | 0 | 0.031974 | 0.0060073 | 0.02073 | 0.010477 | 16.14% | 55.7% | 28.15% | 0%
|  |  | ROUGH AND READY ISLA 11022146 | 0.054673 | 0 | 0.054673 | 0.0073716 | 0.036525 | 0.020153 | 11.51% | 57.03% | 31.46% | 0%
|  |  | VALLEY HOME 170278842 | 0.018961 | 0 | 0.018961 | 0.0013946 | 0.01258 | 0.0085758 | 6.185% | 55.79% | 38.03% | 0%
|  |  | ATASCADERO 1101A22 | 0.060972 | 0 | 0.060972 | 0.021931 | 0.034217 | 0.015271 | 30.71% | 47.91% | 21.38% | 0%
|  |  | WAHTOKE 1108CB | 0.094212 | 0 | 0.094212 | 0.013699 | 0.057813 | 0.036197 | 12.72% | 53.68% | 33.61% | 0%
|  |  | WILKINS SLOUGH 11036592 | 0.07596 | 0 | 0.07596 | 0.0087952 | 0.05404 | 0.023865 | 10.14% | 62.33% | 27.53% | 0%
|  |  | MESA 1104M40 | 0.019575 | 0 | 0.019575 | 0.00087305 | 0.018355 | 0.0056314 | 3.512% | 73.84% | 22.65% | 0%
|  |  | ASHLAN AVE 1113313704 | 0.013506 | 0 | 0.013506 | 0.0017266 | 0.0092636 | 0.0053566 | 10.56% | 56.67% | 32.77% | 0%
|  |  | KEARNEY 111079554 | 0.020049 | 0 | 0.020049 | 0.0018517 | 0.014305 | 0.0075606 | 7.807% | 60.32% | 31.88% | 0%
|  |  | TAMARACK 1102CB | 0.0072961 | 0 | 0.0072961 | 0.0026289 | 0.0060612 | 0.00078436 | 27.75% | 63.97% | 8.279% | 0%
|  |  | GREEN VALLEY 210136820 | 0.041222 | 0 | 0.041222 | 0.014129 | 0.026251 | 0.013539 | 26.2% | 48.69% | 25.11% | 0%
|  |  | BUTTE 11042058 | 0.038817 | 0 | 0.038817 | 0.014843 | 0.023214 | 0.012285 | 29.48% | 46.11% | 24.4% | 0%
|  |  | BETHEL BANK 0401CB | 0.0020016 | 0 | 0.0020016 | 0.00026616 | 0.0015085 | 0.00049106 | 11.75% | 66.58% | 21.67% | 0%
|  |  | PLEASANT GROVE 2110CUS18 | 0.00012776 | 0 | 0.00012776 | 1.1937e-05 | 9.2882e-05 | 6.224e-05 | 7.145% | 55.6% | 37.26% | 0%
|  |  | VACA DIXON 11065752 | 0.018787 | 0 | 0.018787 | 0.0020508 | 0.015017 | 0.0068793 | 8.564% | 62.71% | 28.73% | 0%
|  |  | FIGARDEN 2113N40 | 0.025564 | 0 | 0.025564 | 0.004035 | 0.017258 | 0.010523 | 12.68% | 54.24% | 33.08% | 0%
|  |  | JACOBS CORNER 1101CB | 0.056214 | 0 | 0.056214 | 0.0031908 | 0.041954 | 0.018846 | 4.986% | 65.56% | 29.45% | 0%
|  |  | WAHTOKE 1111CB | 0.079178 | 0 | 0.079178 | 0.0090804 | 0.051342 | 0.029854 | 10.06% | 56.87% | 33.07% | 0%
|  |  | CANAL 1102520064 | 0.024125 | 0 | 0.024125 | 0.0015748 | 0.0179 | 0.0085243 | 5.624% | 63.93% | 30.45% | 0%
|  |  | NORD 11042450 | 0.055675 | 0 | 0.055675 | 0.02035 | 0.034502 | 0.015884 | 28.77% | 48.78% | 22.46% | 0%
|  |  | NEWMAN 110190300 | 0.0018664 | 0 | 0.0018664 | 0.00012614 | 0.001471 | 0.00070873 | 5.47% | 63.79% | 30.74% | 0%
|  |  | REDWOOD CITY 11058992 | 0.0044224 | 0 | 0.0044224 | 0.00040279 | 0.0034443 | 0.0020035 | 6.885% | 58.87% | 34.24% | 0%
|  |  | JAMESON 110513392 | 0.013832 | 0 | 0.013832 | 0.0012267 | 0.011629 | 0.0040153 | 7.271% | 68.93% | 23.8% | 0%
|  |  | MADERA 11125800 | 0.0013597 | 0 | 0.0013597 | 0.00014978 | 0.0012073 | 0.00088751 | 6.673% | 53.79% | 39.54% | 0%
|  |  | AIRWAYS 1107CB | 0.058298 | 0 | 0.058298 | 0.0088129 | 0.03771 | 0.019524 | 13.34% | 57.1% | 29.56% | 0%
|  |  | KNIGHTS LANDING 1101CB | 0.040324 | 0 | 0.040324 | 0.0041867 | 0.029691 | 0.012395 | 9.048% | 64.17% | 26.79% | 0%
|  |  | JAMESON 11057652 | 0.04472 | 0 | 0.04472 | 0.0093684 | 0.031664 | 0.013286 | 17.25% | 58.29% | 24.46% | 0%
|  |  | HONCUT 11015053 | 0.018571 | 0 | 0.018571 | 0.0034411 | 0.011914 | 0.005756 | 16.3% | 56.44% | 27.27% | 0%
|  |  | BIOLA 110437336 | 0.027668 | 0 | 0.027668 | 0.0034706 | 0.018506 | 0.010718 | 10.62% | 56.6% | 32.78% | 0%
|  |  | BUTTE 11042400 | 0.055841 | 0 | 0.055841 | 0.018287 | 0.034937 | 0.01806 | 25.65% | 49.01% | 25.34% | 0%
|  |  | CARUTHERS 1102CB | 0.041937 | 0 | 0.041937 | 0.0028084 | 0.028779 | 0.015911 | 5.913% | 60.59% | 33.5% | 0%
|  |  | HOLLISTER 21014900 | 0.020086 | 0 | 0.020086 | 0.0027509 | 0.016409 | 0.0090506 | 9.751% | 58.17% | 32.08% | 0%
|  |  | MC CALL 110848144 | 0.056161 | 0 | 0.056161 | 0.0051563 | 0.038083 | 0.021281 | 7.992% | 59.03% | 32.98% | 0%
|  |  | MAXWELL 110545180 | 0.036748 | 0 | 0.036748 | 0.004684 | 0.026158 | 0.012391 | 10.83% | 60.51% | 28.66% | 0%
|  |  | DAVIS 111239408 | 0.0001695 | 0 | 0.0001695 | 1.2919e-05 | 0.0001195 | 5.9445e-05 | 6.734% | 62.28% | 30.98% | 0%
|  |  | HERDLYN 1102CB | 0.079992 | 0 | 0.079992 | 0.0037702 | 0.064682 | 0.031437 | 3.774% | 64.75% | 31.47% | 0%
|  |  | ALPAUGH 11048080 | 0.0067128 | 0 | 0.0067128 | 0.00034952 | 0.0046489 | 0.0027845 | 4.491% | 59.73% | 35.78% | 0%
|  |  | PACIFIC PIPE GRAPEVI 1101CB | 0.00025378 | 0.01299 | 0.013244 | 1.4015e-05 | 0.00020753 | 0.00010603 | 0.08198% | 1.214% | 0.6202% | 98.08%
|  |  | COLUSA 110144168 | 0.01979 | 0 | 0.01979 | 0.0029655 | 0.014592 | 0.0052979 | 12.97% | 63.84% | 23.18% | 0%
|  |  | ARCATA 1123CB | 0.025575 | 0.16864 | 0.19422 | 0.0051699 | 0.022819 | 0.005835 | 2.013% | 8.884% | 2.272% | 86.83%
|  |  | ORTIGA 1106438684 | 0.0002536 | 0 | 0.0002536 | 9.6701e-06 | 0.00017307 | 0.00010431 | 3.369% | 60.29% | 36.34% | 0%
|  |  | LARKIN (Y) 1120CB | 0.001162 | 0 | 0.001162 | 9.7187e-05 | 0.0014429 | 0.00037815 | 5.067% | 75.22% | 19.71% | 0%
|  |  | WINDSOR 1101586 | 0.013176 | 0 | 0.013176 | 0.0054077 | 0.0085231 | 0.0038347 | 30.44% | 47.98% | 21.58% | 0%
|  |  | CLOVIS 110265614 | 0.04751 | 0 | 0.04751 | 0.0097335 | 0.028308 | 0.016082 | 17.98% | 52.3% | 29.71% | 0%
|  |  | ZAMORA 1105CB | 0.064867 | 0 | 0.064867 | 0.008447 | 0.045088 | 0.020318 | 11.44% | 61.05% | 27.51% | 0%
|  |  | TRES VIAS 1101CB | 0.01784 | 0 | 0.01784 | 0.0016697 | 0.0134 | 0.0061603 | 7.865% | 63.12% | 29.02% | 0%
|  |  | FELLOWS 210442100 | 0.064242 | 0 | 0.064242 | 0.0036184 | 0.045957 | 0.028908 | 4.61% | 58.56% | 36.83% | 0%
|  |  | TWISSELMAN 21054320 | 0.03115 | 0 | 0.03115 | 0.0015529 | 0.021139 | 0.016667 | 3.945% | 53.71% | 42.35% | 0%
|  |  | PLUMAS 1101CB | 0.061479 | 0 | 0.061479 | 0.005329 | 0.043179 | 0.021139 | 7.651% | 62% | 30.35% | 0%
|  |  | CLOVIS 1108402640 | 0.045853 | 0 | 0.045853 | 0.0087447 | 0.027926 | 0.015466 | 16.77% | 53.56% | 29.66% | 0%
|  |  | MIRABEL 1101831090 | 0.00012655 | 0 | 0.00012655 | 3.8323e-05 | 8.9887e-05 | 3.5644e-05 | 23.39% | 54.86% | 21.75% | 0%
|  |  | HORSESHOE 11061680 | 0.011135 | 0 | 0.011135 | 0.0056915 | 0.0061931 | 0.0026734 | 39.1% | 42.54% | 18.36% | 0%
|  |  | LOGAN CREEK 210262032 | 0.082365 | 0 | 0.082365 | 0.0085274 | 0.054092 | 0.034125 | 8.814% | 55.91% | 35.27% | 0%
|  |  | GREEN VALLEY 210110976 | 0.12495 | 0 | 0.12495 | 0.044932 | 0.079008 | 0.039108 | 27.56% | 48.46% | 23.99% | 0%
|  |  | LAMMERS 1105CB | 0.0068615 | 0 | 0.0068615 | 0.0008598 | 0.0053972 | 0.0028489 | 9.442% | 59.27% | 31.29% | 0%
|  |  | EMBARCADERO (Z) 1118CB | 0.0021079 | 0 | 0.0021079 | 0.00016616 | 0.0026582 | 0.00065532 | 4.775% | 76.39% | 18.83% | 0%
|  |  | CRESSEY 2103CB | 0.070163 | 0 | 0.070163 | 0.0070569 | 0.049386 | 0.023067 | 8.876% | 62.11% | 29.01% | 0%
|  |  | FULTON 11054106 | 0.022785 | 0 | 0.022785 | 0.0055201 | 0.015815 | 0.0080711 | 18.77% | 53.78% | 27.45% | 0%
|  |  | MC CALL 11066950 | 0.047066 | 0 | 0.047066 | 0.0045919 | 0.030797 | 0.018658 | 8.496% | 56.98% | 34.52% | 0%
|  |  | ESQUON 1102CB | 0.069119 | 0 | 0.069119 | 0.013397 | 0.051241 | 0.021682 | 15.52% | 59.36% | 25.12% | 0%
|  |  | EAST NICOLAUS 1103CB | 0.035192 | 0 | 0.035192 | 0.0038949 | 0.024779 | 0.01125 | 9.756% | 62.07% | 28.18% | 0%
|  |  | BUTTE 1103CB | 0.034722 | 0 | 0.034722 | 0.0066851 | 0.02342 | 0.014448 | 15% | 52.57% | 32.43% | 0%
|  |  | EL CAPITAN 11024030 | 0.03722 | 0 | 0.03722 | 0.0047168 | 0.02526 | 0.015329 | 10.41% | 55.75% | 33.83% | 0%
|  |  | LIVINGSTON 11064900 | 0.060353 | 0 | 0.060353 | 0.0091847 | 0.038046 | 0.021889 | 13.29% | 55.04% | 31.67% | 0%
|  |  | VICTOR 110223754 | 0.052968 | 0 | 0.052968 | 0.0079164 | 0.036094 | 0.015945 | 13.2% | 60.2% | 26.59% | 0%
|  |  | SANTA MARIA 1110M138 | 0.037998 | 0 | 0.037998 | 0.0018425 | 0.040007 | 0.010282 | 3.534% | 76.74% | 19.72% | 0%
|  |  | KINGSBURG 1111CB | 0.058169 | 0 | 0.058169 | 0.0054917 | 0.036073 | 0.024548 | 8.307% | 54.56% | 37.13% | 0%
|  |  | PACIFICA 11015001 | 0.0064886 | 0 | 0.0064886 | 0.0026908 | 0.0052977 | 0.0010874 | 29.65% | 58.37% | 11.98% | 0%
|  |  | NORD 11042202 | 0.068201 | 0 | 0.068201 | 0.018279 | 0.044577 | 0.021491 | 21.67% | 52.85% | 25.48% | 0%
|  |  | CAYUCOS 1101CB | 0.022663 | 0 | 0.022663 | 0.0028091 | 0.022746 | 0.0056004 | 9.016% | 73.01% | 17.98% | 0%
|  |  | LEMOORE 11028290 | 0.020779 | 0 | 0.020779 | 0.0038125 | 0.016915 | 0.0069118 | 13.79% | 61.2% | 25.01% | 0%
|  |  | PRUNEDALE 11103080 | 0.032486 | 0 | 0.032486 | 0.01394 | 0.021658 | 0.0068801 | 32.82% | 50.99% | 16.2% | 0%
|  |  | FIREBAUGH 1101CB | 0.11428 | 0 | 0.11428 | 0.0070585 | 0.078 | 0.047214 | 5.336% | 58.97% | 35.69% | 0%
|  |  | CAPAY 1102CB | 0.018635 | 0 | 0.018635 | 0.0025034 | 0.015424 | 0.0064004 | 10.29% | 63.4% | 26.31% | 0%
|  |  | TRES PINOS 1111CB | 0.0053929 | 0 | 0.0053929 | 0.00096075 | 0.0038414 | 0.0022014 | 13.72% | 54.85% | 31.43% | 0%
|  |  | MC MULLIN 11066420 | 0.021643 | 0 | 0.021643 | 0.0015202 | 0.014106 | 0.0088719 | 6.205% | 57.58% | 36.21% | 0%
|  |  | SAN JOAQUIN 111253186 | 0.01376 | 0 | 0.01376 | 0.0012746 | 0.013542 | 0.0050342 | 6.421% | 68.22% | 25.36% | 0%
|  |  | RIVERBANK 1716CB | 0.028947 | 0 | 0.028947 | 0.0031044 | 0.016456 | 0.013459 | 9.402% | 49.84% | 40.76% | 0%
|  |  | CORTINA 110130192 | 0.00076481 | 0 | 0.00076481 | 7.848e-05 | 0.00059897 | 0.00029707 | 8.053% | 61.46% | 30.48% | 0%
|  |  | TYLER 1105CB | 0.072925 | 0 | 0.072925 | 0.015156 | 0.05218 | 0.02878 | 15.77% | 54.29% | 29.94% | 0%
|  |  | LOCKEFORD 210238342 | 0.0003354 | 0 | 0.0003354 | 2.4786e-05 | 0.00024481 | 0.00011005 | 6.529% | 64.48% | 28.99% | 0%
|  |  | CORNING 11011624 | 0.029032 | 0 | 0.029032 | 0.0028957 | 0.021556 | 0.0129 | 7.752% | 57.71% | 34.54% | 0%
|  |  | MARICOPA 1102CB | 0.073958 | 0 | 0.073958 | 0.0037525 | 0.062741 | 0.029711 | 3.901% | 65.22% | 30.88% | 0%
|  |  | BOGUE 11062704 | 0.094631 | 0 | 0.094631 | 0.015919 | 0.065254 | 0.030797 | 14.22% | 58.28% | 27.5% | 0%
|  |  | BUENA VISTA 11023730 | 0.033672 | 0 | 0.033672 | 0.0030759 | 0.028526 | 0.01283 | 6.923% | 64.2% | 28.88% | 0%
|  |  | MADISON 1103CB | 0.07331 | 0 | 0.07331 | 0.0092988 | 0.05916 | 0.024889 | 9.961% | 63.38% | 26.66% | 0%
|  |  | LOS MOLINOS 110154804 | 0.0013823 | 0.0015056 | 0.0028879 | 0.00035385 | 0.00091751 | 0.00053612 | 9.371% | 24.3% | 14.2% | 52.14%
|  |  | EL CERRITO G 1111760530 | 0.0046763 | 0 | 0.0046763 | 0.0012287 | 0.0043678 | 0.001239 | 17.98% | 63.9% | 18.13% | 0%
|  |  | WASCO 1102223060 | 0.0080491 | 0 | 0.0080491 | 0.00091095 | 0.0061901 | 0.0038576 | 8.313% | 56.49% | 35.2% | 0%
|  |  | WOODWARD 2107850960 | 0.0095431 | 0 | 0.0095431 | 0.0010949 | 0.0066714 | 0.0046616 | 8.81% | 53.68% | 37.51% | 0%
|  |  | DOS PALOS 1101622694 | 0.023909 | 0 | 0.023909 | 0.0017002 | 0.017182 | 0.0088896 | 6.122% | 61.87% | 32.01% | 0%
|  |  | OROSI 11017400 | 0.034879 | 0 | 0.034879 | 0.0032517 | 0.020912 | 0.015702 | 8.157% | 52.46% | 39.39% | 0%
|  |  | MESA 110187454 | 0.0003765 | 0 | 0.0003765 | 3.5499e-05 | 0.00031672 | 0.00013976 | 7.216% | 64.38% | 28.41% | 0%
|  |  | KERN OIL 1106CB | 0.036821 | 0 | 0.036821 | 0.0021605 | 0.026823 | 0.016902 | 4.708% | 58.46% | 36.84% | 0%
|  |  | ZAMORA 11078892 | 0.10151 | 0 | 0.10151 | 0.014249 | 0.072969 | 0.035261 | 11.63% | 59.58% | 28.79% | 0%
|  |  | NEWHALL 1109CB | 0.0288 | 0 | 0.0288 | 0.00099069 | 0.020526 | 0.011201 | 3.028% | 62.74% | 34.24% | 0%
|  |  | PEACHTON 11021962 | 0.055595 | 0 | 0.055595 | 0.0092892 | 0.036558 | 0.018267 | 14.49% | 57.02% | 28.49% | 0%
|  |  | NORD 1104CB | 0.097862 | 0 | 0.097862 | 0.023067 | 0.065139 | 0.03265 | 19.09% | 53.9% | 27.02% | 0%
|  |  | BRENTWOOD 21051494 | 0.0053923 | 0 | 0.0053923 | 0.00066496 | 0.0040001 | 0.0023854 | 9.431% | 56.74% | 33.83% | 0%
|  |  | PLEASANT GROVE 211050516 | 0.016569 | 0 | 0.016569 | 0.004042 | 0.010849 | 0.0068274 | 18.61% | 49.95% | 31.44% | 0%
|  |  | PEASE 11042292 | 0.041322 | 0 | 0.041322 | 0.0081118 | 0.027437 | 0.011585 | 17.21% | 58.21% | 24.58% | 0%
|  |  | SCHINDLER 1110CB | 0.050398 | 0 | 0.050398 | 0.0029651 | 0.038631 | 0.020284 | 4.792% | 62.43% | 32.78% | 0%
|  |  | MENLO 11029018 | 0.040945 | 0 | 0.040945 | 0.015564 | 0.026566 | 0.011332 | 29.11% | 49.69% | 21.2% | 0%
|  |  | GERBER 1102CB | 0.010146 | 0 | 0.010146 | 0.0015259 | 0.0082566 | 0.0034848 | 11.5% | 62.23% | 26.27% | 0%
|  |  | WHEELER RIDGE 1101CB | 0.093918 | 0 | 0.093918 | 0.0058803 | 0.067631 | 0.041594 | 5.109% | 58.76% | 36.14% | 0%
|  |  | GREEN VALLEY 210112130 | 0.062033 | 0 | 0.062033 | 0.015507 | 0.043565 | 0.022559 | 19% | 53.37% | 27.64% | 0%
|  |  | LEMOORE 11058770 | 0.0018781 | 0 | 0.0018781 | 0.000184 | 0.0012585 | 0.00068336 | 8.655% | 59.2% | 32.14% | 0%
|  |  | SAN LUIS OBISPO 1103191498 | 0.00087608 | 0 | 0.00087608 | 0.00038292 | 0.00080962 | 0.00025365 | 26.48% | 55.98% | 17.54% | 0%
|  |  | SEMITROPIC 1106CB | 0.022944 | 0 | 0.022944 | 0.0012446 | 0.014999 | 0.0099669 | 4.748% | 57.22% | 38.03% | 0%
|  |  | RICE 11013102 | 0.013888 | 0 | 0.013888 | 0.0014401 | 0.010764 | 0.003516 | 9.161% | 68.47% | 22.37% | 0%
|  |  | MADERA 11199540 | 0.18477 | 0 | 0.18477 | 0.017987 | 0.12267 | 0.073027 | 8.417% | 57.41% | 34.17% | 0%
|  |  | TULARE LAKE 1104378350 | 0.0039619 | 0 | 0.0039619 | 0.00025111 | 0.0030335 | 0.001896 | 4.847% | 58.55% | 36.6% | 0%
|  |  | AVENA 170113034 | 0.047785 | 0 | 0.047785 | 0.0042938 | 0.025964 | 0.024038 | 7.908% | 47.82% | 44.27% | 0%
|  |  | WILSON 11039080 | 0.066468 | 0 | 0.066468 | 0.0085576 | 0.045106 | 0.025509 | 10.81% | 56.97% | 32.22% | 0%
|  |  | GRAND ISLAND 222412362 | 0.047068 | 0 | 0.047068 | 0.00455 | 0.037169 | 0.011823 | 8.498% | 69.42% | 22.08% | 0%
|  |  | LIVE OAK 1101425666 | 0.0016256 | 0 | 0.0016256 | 0.00044637 | 0.0014443 | 0.00079275 | 16.63% | 53.82% | 29.54% | 0%
|  |  | CHOWCHILLA 11036160 | 0.097863 | 0 | 0.097863 | 0.0077279 | 0.065578 | 0.039845 | 6.83% | 57.96% | 35.21% | 0%
|  |  | FAMOSO 1101CB | 0.048748 | 0 | 0.048748 | 0.0028598 | 0.03293 | 0.020702 | 5.062% | 58.29% | 36.65% | 0%
|  |  | SANTA RITA 110266758 | 0.00037509 | 0 | 0.00037509 | 2.0201e-05 | 0.00025901 | 0.00014535 | 4.758% | 61.01% | 34.24% | 0%
|  |  | EEL RIVER 1102CB | 0.037563 | 0.1625 | 0.20006 | 0.012217 | 0.029505 | 0.0073913 | 4.67% | 11.28% | 2.826% | 81.22%
|  |  | WOODLAND 11065842 | 0.037492 | 0 | 0.037492 | 0.0058789 | 0.026573 | 0.010787 | 13.6% | 61.46% | 24.95% | 0%
|  |  | WEST FRESNO 1112448248 | 0.0082916 | 0 | 0.0082916 | 0.0010202 | 0.0054298 | 0.0035743 | 10.18% | 54.17% | 35.66% | 0%
|  |  | CHARCA 1106252004 | 0.046945 | 0 | 0.046945 | 0.0042892 | 0.029767 | 0.020113 | 7.918% | 54.95% | 37.13% | 0%
|  |  | CARLOTTA 1121CB | 0.10707 | 0.46838 | 0.57545 | 0.028948 | 0.031645 | 0.0097735 | 7.654% | 8.368% | 2.584% | 81.39%
|  |  | BELLE HAVEN 110538302 | 0.010819 | 0 | 0.010819 | 0.0034435 | 0.010688 | 0.0037273 | 19.28% | 59.85% | 20.87% | 0%
|  |  | SAN JOAQUIN 1106CB | 0.026716 | 0 | 0.026716 | 0.0013934 | 0.019442 | 0.010591 | 4.434% | 61.87% | 33.7% | 0%
|  |  | DEL MAR 11032702 | 0.032795 | 0 | 0.032795 | 0.013567 | 0.019661 | 0.009654 | 31.64% | 45.85% | 22.51% | 0%
|  |  | JAMESON 1103CB | 0.027516 | 0 | 0.027516 | 0.0056751 | 0.019767 | 0.0089151 | 16.52% | 57.53% | 25.95% | 0%
|  |  | EAST NICOLAUS 11011266 | 0.073249 | 0 | 0.073249 | 0.01256 | 0.050067 | 0.020907 | 15.04% | 59.94% | 25.03% | 0%
|  |  | LIVE OAK 11041292 | 0.014778 | 0 | 0.014778 | 0.0038699 | 0.010159 | 0.0056844 | 19.63% | 51.53% | 28.84% | 0%
|  |  | NEWBURG 11326576 | 0.017166 | 0.99138 | 1.0085 | 0.0039358 | 0.01782 | 0.0044808 | 0.2553% | 1.156% | 0.2907% | 98.3%
|  |  | STOREY 1111CB | 0.091679 | 0 | 0.091679 | 0.012964 | 0.067626 | 0.033485 | 11.36% | 59.28% | 29.35% | 0%
|  |  | GUERNSEY 1104CB | 0.032854 | 0 | 0.032854 | 0.0017859 | 0.021105 | 0.014716 | 4.749% | 56.12% | 39.13% | 0%
|  |  | NEW HOPE 1101CB | 0.095473 | 0 | 0.095473 | 0.022859 | 0.06294 | 0.025681 | 20.5% | 56.46% | 23.04% | 0%
|  |  | GATES 1101CB | 0.035777 | 0 | 0.035777 | 0.0015326 | 0.02813 | 0.015607 | 3.386% | 62.14% | 34.48% | 0%
|  |  | ARVIN 1103CB | 0.086898 | 0 | 0.086898 | 0.0055335 | 0.062703 | 0.03515 | 5.352% | 60.65% | 34% | 0%
|  |  | PARLIER 1104184200 | 0.058243 | 0 | 0.058243 | 0.0065073 | 0.038043 | 0.022538 | 9.7% | 56.71% | 33.59% | 0%
|  |  | EL NIDO 1101CB | 0.046943 | 0 | 0.046943 | 0.0035778 | 0.034231 | 0.015415 | 6.722% | 64.31% | 28.96% | 0%
|  |  | VACA DIXON 11059792 | 0.1535 | 0.22847 | 0.38196 | 0.026335 | 0.047966 | 0.022652 | 10.92% | 19.88% | 9.389% | 59.81%
|  |  | MC FARLAND 1104CB | 0.031612 | 0 | 0.031612 | 0.0028598 | 0.021453 | 0.011706 | 7.94% | 59.56% | 32.5% | 0%
|  |  | FULTON 110555802 | 0.00087085 | 0 | 0.00087085 | 0.00022744 | 0.00062255 | 0.00028468 | 20.04% | 54.87% | 25.09% | 0%
|  |  | WHEELER RIDGE 11014164 | 0.018927 | 0 | 0.018927 | 0.00093738 | 0.012818 | 0.0079376 | 4.321% | 59.09% | 36.59% | 0%
|  |  | BOWLES 1101CB | 0.066033 | 0 | 0.066033 | 0.0050155 | 0.044503 | 0.025372 | 6.697% | 59.42% | 33.88% | 0%
|  |  | ESQUON 11022490 | 0.011571 | 0 | 0.011571 | 0.0030675 | 0.0080208 | 0.003942 | 20.41% | 53.36% | 26.23% | 0%
|  |  | ATWATER 1103CB | 0.085852 | 0 | 0.085852 | 0.013687 | 0.063951 | 0.02989 | 12.73% | 59.47% | 27.8% | 0%
|  |  | STOREY 110934630 | 0.024679 | 0 | 0.024679 | 0.0022944 | 0.017059 | 0.0090263 | 8.085% | 60.11% | 31.81% | 0%
|  |  | EL PECO 11025090 | 0.074642 | 0 | 0.074642 | 0.0049016 | 0.051785 | 0.028337 | 5.765% | 60.91% | 33.33% | 0%
|  |  | GABILAN 1101CB | 0.024447 | 0 | 0.024447 | 0.0024752 | 0.019709 | 0.009757 | 7.749% | 61.7% | 30.55% | 0%
|  |  | LODI 11026130 | 0.089419 | 0 | 0.089419 | 0.013927 | 0.059292 | 0.028111 | 13.74% | 58.51% | 27.74% | 0%
|  |  | KERMAN 1103R1580 | 0.052608 | 0 | 0.052608 | 0.0045966 | 0.034226 | 0.021589 | 7.609% | 56.65% | 35.74% | 0%
|  |  | CASSIDY 21089520 | 0.033282 | 0 | 0.033282 | 0.0078619 | 0.020877 | 0.012918 | 18.87% | 50.12% | 31.01% | 0%
|  |  | BLUE LAKE 1102CB | 0.088169 | 1.0651 | 1.1533 | 0.060316 | 0.043 | 0.013701 | 3.941% | 2.809% | 0.8951% | 92.36%
|  |  | SANTA RITA 1102CB | 0.052227 | 0 | 0.052227 | 0.0030291 | 0.039685 | 0.017592 | 5.023% | 65.81% | 29.17% | 0%
|  |  | ROUGH AND READY ISLA 11025726 | 0.15123 | 0 | 0.15123 | 0.016136 | 0.11002 | 0.049268 | 9.198% | 62.72% | 28.09% | 0%
|  |  | MERCED 11149040 | 0.034917 | 0 | 0.034917 | 0.0032582 | 0.025165 | 0.012674 | 7.928% | 61.23% | 30.84% | 0%
|  |  | MORMON 110136806 | 0.14052 | 0 | 0.14052 | 0.029445 | 0.091503 | 0.040911 | 18.19% | 56.53% | 25.28% | 0%
|  |  | BELLE HAVEN 0403CB | 0.023315 | 0 | 0.023315 | 0.0058715 | 0.021783 | 0.0081657 | 16.39% | 60.81% | 22.8% | 0%
|  |  | ECHO SUMMIT 1101927328 | 0.011642 | 0 | 0.011642 | 0.0044574 | 0.0099729 | 0.00067283 | 29.51% | 66.03% | 4.455% | 0%
|  |  | RIPON 1701723166 | 0.11053 | 0 | 0.11053 | 0.013073 | 0.056933 | 0.057804 | 10.23% | 44.54% | 45.23% | 0%
|  |  | VALLEY HOME 1704CB | 0.13016 | 0 | 0.13016 | 0.01055 | 0.073588 | 0.06423 | 7.11% | 49.6% | 43.29% | 0%
|  |  | OLD RIVER 1103CB | 0.022549 | 0 | 0.022549 | 0.0010078 | 0.014303 | 0.010717 | 3.872% | 54.95% | 41.18% | 0%
|  |  | HONCUT 1101CB | 0.017143 | 0 | 0.017143 | 0.002461 | 0.012554 | 0.0047398 | 12.46% | 63.55% | 23.99% | 0%
|  |  | NEWBURG 113277894 | 0.017509 | 0.65819 | 0.6757 | 0.0053178 | 0.014308 | 0.0040537 | 0.5819% | 1.566% | 0.4436% | 97.41%
|  |  | WYANDOTTE 110940608 | 0.036218 | 0 | 0.036218 | 0.015574 | 0.020598 | 0.011131 | 32.92% | 43.55% | 23.53% | 0%
|  |  | SF L 0403CB | 0.0024753 | 0 | 0.0024753 | 0.00052562 | 0.0031773 | 0.00038327 | 12.86% | 77.76% | 9.38% | 0%
|  |  | COTATI 1105616 | 0.10978 | 0 | 0.10978 | 0.020794 | 0.043703 | 0.016724 | 25.6% | 53.81% | 20.59% | 0%
|  |  | CORONA 110137424 | 0.062384 | 0 | 0.062384 | 0.030188 | 0.03804 | 0.013095 | 37.12% | 46.78% | 16.1% | 0%
|  |  | REEDLEY 111246926 | 0.056129 | 0 | 0.056129 | 0.0073832 | 0.03858 | 0.025563 | 10.32% | 53.94% | 35.74% | 0%
|  |  | BRENTWOOD 2112K525R | 0.019717 | 0 | 0.019717 | 0.002582 | 0.014894 | 0.0050632 | 11.46% | 66.08% | 22.46% | 0%
|  |  | PRUNEDALE 111020059 | 0.0011101 | 0 | 0.0011101 | 0.00042056 | 0.0007818 | 0.00024893 | 28.98% | 53.87% | 17.15% | 0%
|  |  | EL CAPITAN 110310910 | 0.058887 | 0 | 0.058887 | 0.0056616 | 0.039761 | 0.021422 | 8.47% | 59.48% | 32.05% | 0%
|  |  | STROUD 1101848548 | 0.00012325 | 0 | 0.00012325 | 5.9922e-06 | 9.524e-05 | 3.828e-05 | 4.295% | 68.27% | 27.44% | 0%
|  |  | NEWARK 12KV 1104CB | 0.0012257 | 0 | 0.0012257 | 0.00024261 | 0.0012032 | 0.0004126 | 13.05% | 64.74% | 22.2% | 0%
|  |  | CATLETT 1105CB | 0.047824 | 0 | 0.047824 | 0.0049449 | 0.036447 | 0.01277 | 9.13% | 67.29% | 23.58% | 0%
|  |  | FIGARDEN 2102D2872 | 0.0047567 | 0 | 0.0047567 | 0.00059719 | 0.0034923 | 0.0021333 | 9.597% | 56.12% | 34.28% | 0%
|  |  | KERMAN 1101CB | 0.071225 | 0 | 0.071225 | 0.0062446 | 0.046445 | 0.027932 | 7.746% | 57.61% | 34.65% | 0%
|  |  | MERCED FALLS 11027006 | 0.021865 | 0 | 0.021865 | 0.0023266 | 0.014982 | 0.010245 | 8.444% | 54.37% | 37.18% | 0%
|  |  | BALFOUR 1101227486 | 0.018289 | 0 | 0.018289 | 0.0021028 | 0.011845 | 0.00721 | 9.939% | 55.98% | 34.08% | 0%
|  |  | STOCKDALE 21122858 | 0.083883 | 0 | 0.083883 | 0.0049724 | 0.054185 | 0.036593 | 5.193% | 56.59% | 38.22% | 0%
|  |  | BOWLES 1102CB | 0.037769 | 0 | 0.037769 | 0.0033816 | 0.024784 | 0.014658 | 7.897% | 57.87% | 34.23% | 0%
|  |  | TRES VIAS 11015673 | 0.03823 | 0 | 0.03823 | 0.004861 | 0.027795 | 0.010793 | 11.19% | 63.97% | 24.84% | 0%
|  |  | FITCH MOUNTAIN 1111424 | 0.039484 | 0 | 0.039484 | 0.018261 | 0.021989 | 0.011272 | 35.44% | 42.68% | 21.88% | 0%
|  |  | MALAGA 110272042 | 0.10704 | 0 | 0.10704 | 0.011144 | 0.068571 | 0.042173 | 9.143% | 56.26% | 34.6% | 0%
|  |  | MADISON 21017702 | 0.096267 | 0 | 0.096267 | 0.012536 | 0.051792 | 0.033592 | 12.8% | 52.89% | 34.31% | 0%
|  |  | RIPON 170213546 | 0.039214 | 0 | 0.039214 | 0.0070326 | 0.020085 | 0.020308 | 14.83% | 42.35% | 42.82% | 0%
|  |  | SCE MCFARLAND 1101CB | 0.0022116 | 0 | 0.0022116 | 0.00014746 | 0.0012128 | 0.0011431 | 5.89% | 48.45% | 45.66% | 0%
|  |  | WHEELER RIDGE 110183646 | 0.025065 | 0 | 0.025065 | 0.0014157 | 0.018349 | 0.010168 | 4.73% | 61.3% | 33.97% | 0%
|  |  | DAIRYVILLE 1101CB | 0.075349 | 0.29886 | 0.37421 | 0.022589 | 0.051936 | 0.022295 | 4.698% | 10.8% | 4.637% | 79.86%
|  |  | OLIVEHURST 11031238 | 0.093147 | 0 | 0.093147 | 0.016974 | 0.060166 | 0.030195 | 15.81% | 56.05% | 28.13% | 0%
|  |  | REEDLEY 111297364 | 0.10266 | 0 | 0.10266 | 0.013703 | 0.069271 | 0.047756 | 10.48% | 52.99% | 36.53% | 0%
|  |  | CASTROVILLE 210370782 | 0.038673 | 0 | 0.038673 | 0.0025335 | 0.038982 | 0.0083701 | 5.079% | 78.14% | 16.78% | 0%
|  |  | LOGAN CREEK 21012404 | 0.059309 | 0 | 0.059309 | 0.0068054 | 0.04187 | 0.01889 | 10.07% | 61.97% | 27.96% | 0%
|  |  | MADERA 11196450 | 0.068109 | 0 | 0.068109 | 0.0054085 | 0.045923 | 0.02585 | 7.008% | 59.5% | 33.49% | 0%
|  |  | WILLIAMS 110230242 | 0.051141 | 0 | 0.051141 | 0.0077434 | 0.038896 | 0.01725 | 12.12% | 60.88% | 27% | 0%
|  |  | LAMONT 11071952 | 0.028238 | 0 | 0.028238 | 0.0017495 | 0.019957 | 0.011037 | 5.343% | 60.95% | 33.71% | 0%
|  |  | COLUSA 11013504 | 0.062209 | 0 | 0.062209 | 0.011461 | 0.042414 | 0.017488 | 16.06% | 59.43% | 24.51% | 0%
|  |  | BANTA 110169196 | 0.079024 | 0 | 0.079024 | 0.0068399 | 0.056272 | 0.028511 | 7.465% | 61.42% | 31.12% | 0%
|  |  | KNIGHTS LANDING 11028432 | 0.042085 | 0 | 0.042085 | 0.0075349 | 0.027493 | 0.012666 | 15.8% | 57.64% | 26.56% | 0%
|  |  | COLUMBUS 1109CUS3980 | 0.0001226 | 0 | 0.0001226 | 1.7705e-05 | 7.8811e-05 | 6.2889e-05 | 11.11% | 49.44% | 39.45% | 0%
|  |  | BAHIA 1104CUS8929 | 8.1696e-05 | 0 | 8.1696e-05 | 7.022e-06 | 7.6821e-05 | 2.2817e-05 | 6.583% | 72.02% | 21.39% | 0%
|  |  | REEDLEY 110676043 | 0.074196 | 0 | 0.074196 | 0.0078208 | 0.046189 | 0.030707 | 9.232% | 54.52% | 36.25% | 0%
|  |  | LODI 110112190 | 0.043249 | 0 | 0.043249 | 0.0072238 | 0.029816 | 0.011914 | 14.76% | 60.91% | 24.34% | 0%
|  |  | CASSIDY 21079500 | 0.053513 | 0 | 0.053513 | 0.01505 | 0.037598 | 0.020817 | 20.49% | 51.18% | 28.34% | 0%
|  |  | LODI 110212596 | 0.039684 | 0 | 0.039684 | 0.0064584 | 0.025846 | 0.012658 | 14.36% | 57.48% | 28.15% | 0%
|  |  | WILSON 110310690 | 0.0298 | 0 | 0.0298 | 0.0042711 | 0.019314 | 0.011194 | 12.28% | 55.53% | 32.19% | 0%
|  |  | CONTRA COSTA 210929718 | 0.0013053 | 0 | 0.0013053 | 0.00012121 | 0.00097375 | 0.0006117 | 7.102% | 57.06% | 35.84% | 0%
|  |  | LERDO 11111606 | 0.047253 | 0 | 0.047253 | 0.0032716 | 0.034673 | 0.021133 | 5.538% | 58.69% | 35.77% | 0%
|  |  | PARLIER 110480102 | 0.00020393 | 0 | 0.00020393 | 2.6586e-05 | 0.00019918 | 0.00011087 | 7.898% | 59.17% | 32.94% | 0%
|  |  | WAHTOKE 1111CUS4140 | 0.0002039 | 0 | 0.0002039 | 2.4424e-05 | 0.00011172 | 9.4656e-05 | 10.58% | 48.41% | 41.01% | 0%
|  |  | LOS OSITOS 210364348 | 0.031405 | 0 | 0.031405 | 0.0014474 | 0.027694 | 0.011908 | 3.526% | 67.47% | 29.01% | 0%
|  |  | GABILAN 1101270626 | 0.012233 | 0 | 0.012233 | 0.0015866 | 0.010053 | 0.0044242 | 9.877% | 62.58% | 27.54% | 0%
|  |  | TEMPLETON 2113848137 | 0.00024454 | 0 | 0.00024454 | 4.4803e-05 | 0.00018866 | 8.5722e-05 | 14.04% | 59.11% | 26.86% | 0%
|  |  | BLACKWELL 2101CB | 0.02702 | 0 | 0.02702 | 0.00099908 | 0.019644 | 0.01459 | 2.836% | 55.75% | 41.41% | 0%
|  |  | ANGIOLA 1103CB | 0.041413 | 0 | 0.041413 | 0.0022338 | 0.027734 | 0.020726 | 4.406% | 54.71% | 40.88% | 0%
|  |  | OLEMA 110149756 | 0.03753 | 0 | 0.03753 | 0.011147 | 0.014981 | 0.0040501 | 36.94% | 49.64% | 13.42% | 0%
|  |  | DAIRYLAND 11135690 | 0.037266 | 0 | 0.037266 | 0.0031685 | 0.025492 | 0.013608 | 7.496% | 60.31% | 32.19% | 0%
|  |  | DAVIS 11019702 | 0.074627 | 0 | 0.074627 | 0.0077654 | 0.052954 | 0.025415 | 9.015% | 61.48% | 29.51% | 0%
|  |  | TERMINOUS 1103CB | 0.12242 | 0 | 0.12242 | 0.013161 | 0.088757 | 0.038484 | 9.374% | 63.22% | 27.41% | 0%
|  |  | DINUBA 110476483 | 0.0081877 | 0 | 0.0081877 | 0.0013658 | 0.0051552 | 0.0027467 | 14.74% | 55.63% | 29.64% | 0%
|  |  | BANTA 110179924 | 0.043297 | 0 | 0.043297 | 0.0053569 | 0.030494 | 0.015867 | 10.36% | 58.96% | 30.68% | 0%
|  |  | OLD RIVER 1101583328 | 0.00036625 | 0 | 0.00036625 | 2.5661e-05 | 0.00019355 | 0.00019535 | 6.19% | 46.69% | 47.12% | 0%
|  |  | BOWLES 110494802 | 0.06245 | 0 | 0.06245 | 0.004827 | 0.042609 | 0.023453 | 6.809% | 60.11% | 33.08% | 0%
|  |  | SHAFTER 110266660 | 0.042906 | 0 | 0.042906 | 0.0030323 | 0.027688 | 0.018045 | 6.218% | 56.78% | 37% | 0%
|  |  | MC CALL 11086540 | 0.058484 | 0 | 0.058484 | 0.0055175 | 0.039143 | 0.022112 | 8.263% | 58.62% | 33.12% | 0%
|  |  | RICE 1104CB | 0.024744 | 0 | 0.024744 | 0.0029483 | 0.018433 | 0.0073526 | 10.26% | 64.15% | 25.59% | 0%
|  |  | KEARNEY 110493554 | 0.092172 | 0 | 0.092172 | 0.010853 | 0.058246 | 0.035989 | 10.33% | 55.43% | 34.25% | 0%
|  |  | NAPA 11025039 | 0.013173 | 0 | 0.013173 | 0.0035217 | 0.010197 | 0.0034259 | 20.54% | 59.48% | 19.98% | 0%
|  |  | GEYSERVILLE 1102331444 | 0.0078639 | 0 | 0.0078639 | 0.0017326 | 0.0059888 | 0.0023392 | 17.22% | 59.53% | 23.25% | 0%
|  |  | SANTA MARIA 1109600274 | 0.0042684 | 0 | 0.0042684 | 0.00023006 | 0.0038921 | 0.0015264 | 4.073% | 68.9% | 27.02% | 0%
|  |  | CORCORAN 1108954978 | 0.043327 | 0 | 0.043327 | 0.0035569 | 0.031965 | 0.01662 | 6.822% | 61.3% | 31.87% | 0%
|  |  | LEMOORE 110153572 | 0.026034 | 0 | 0.026034 | 0.001383 | 0.020648 | 0.0079815 | 4.608% | 68.8% | 26.59% | 0%
|  |  | KNIGHTS LANDING 11027752 | 0.069576 | 0 | 0.069576 | 0.0096436 | 0.050688 | 0.020718 | 11.9% | 62.54% | 25.56% | 0%
|  |  | JACOBS CORNER 110137362 | 0.01962 | 0 | 0.01962 | 0.0013521 | 0.013388 | 0.0081472 | 5.907% | 58.5% | 35.6% | 0%
|  |  | SAN LEANDRO U 1107MR217 | 0.010551 | 0 | 0.010551 | 0.0031468 | 0.010017 | 0.0042534 | 18.07% | 57.51% | 24.42% | 0%
|  |  | CARUTHERS 1101CB | 0.071428 | 0 | 0.071428 | 0.0054958 | 0.048231 | 0.027195 | 6.791% | 59.6% | 33.61% | 0%
|  |  | KINGSBURG 1108CB | 0.053976 | 0 | 0.053976 | 0.0049656 | 0.035824 | 0.020307 | 8.127% | 58.64% | 33.24% | 0%
|  |  | MENLO 1102362896 | 0.00060862 | 0 | 0.00060862 | 0.00042148 | 0.00027136 | 8.3161e-05 | 54.31% | 34.97% | 10.72% | 0%
|  |  | LOS MOLINOS 110163998 | 0.063744 | 0.14077 | 0.20452 | 0.015642 | 0.044816 | 0.022349 | 5.888% | 16.87% | 8.412% | 68.83%
|  |  | SPENCE 1102276712 | 0.10498 | 0 | 0.10498 | 0.0085998 | 0.087673 | 0.040592 | 6.283% | 64.06% | 29.66% | 0%
|  |  | LE GRAND 11104600 | 0.026499 | 0 | 0.026499 | 0.0040621 | 0.017919 | 0.0098459 | 12.76% | 56.3% | 30.94% | 0%
|  |  | ALPAUGH 1104CB | 0.070917 | 0 | 0.070917 | 0.0037822 | 0.053516 | 0.027783 | 4.445% | 62.9% | 32.65% | 0%
|  |  | RICE 1101CB | 0.033071 | 0 | 0.033071 | 0.0048084 | 0.025314 | 0.008667 | 12.4% | 65.26% | 22.34% | 0%
|  |  | EL PECO 110690030 | 0.042258 | 0 | 0.042258 | 0.0030681 | 0.029455 | 0.015571 | 6.38% | 61.24% | 32.38% | 0%
|  |  | CHOWCHILLA 110184058 | 0.082389 | 0 | 0.082389 | 0.010063 | 0.056716 | 0.027865 | 10.63% | 59.93% | 29.44% | 0%
|  |  | BERKELEY F 1102CB | 0.00052626 | 0 | 0.00052626 | 9.8489e-05 | 0.00057002 | 0.00020022 | 11.34% | 65.62% | 23.05% | 0%
|  |  | BUTTE 11032208 | 0.093089 | 0 | 0.093089 | 0.038015 | 0.053218 | 0.028065 | 31.87% | 44.61% | 23.53% | 0%
|  |  | HIGHWAY 1102815524 | 0.0066864 | 0 | 0.0066864 | 0.00089342 | 0.0054455 | 0.0024344 | 10.18% | 62.07% | 27.75% | 0%
|  |  | RIPON 17036176 | 0.178 | 0 | 0.178 | 0.014408 | 0.096051 | 0.092876 | 7.086% | 47.24% | 45.68% | 0%
|  |  | SANGER 1108CB | 0.057314 | 0 | 0.057314 | 0.006691 | 0.037606 | 0.020664 | 10.3% | 57.89% | 31.81% | 0%
|  |  | POINT ARENA 1101478 | 0.0069124 | 0 | 0.0069124 | 0.0042672 | 0.0038818 | 0.00086087 | 47.36% | 43.08% | 9.555% | 0%
|  |  | SISQUOC 1104675420 | 0.022301 | 0 | 0.022301 | 0.0013516 | 0.02222 | 0.0049159 | 4.745% | 78% | 17.26% | 0%
|  |  | MORGAN HILL 210653992 | 0.11092 | 0 | 0.11092 | 0.019274 | 0.079485 | 0.046718 | 13.25% | 54.64% | 32.11% | 0%
|  |  | MORMON 110214686 | 0.038231 | 0 | 0.038231 | 0.0042831 | 0.027988 | 0.012004 | 9.674% | 63.21% | 27.11% | 0%
|  |  | RIO DELL 110138332 | 0.0086481 | 0.41785 | 0.4265 | 0.0035272 | 0.0066715 | 0.0014993 | 0.6114% | 1.156% | 0.2599% | 97.97%
|  |  | KERMAN 1103671860 | 0.0037696 | 0 | 0.0037696 | 0.00028839 | 0.0025673 | 0.0017878 | 6.211% | 55.29% | 38.5% | 0%
|  |  | CROWS LANDING 1101CB | 0.011038 | 0 | 0.011038 | 0.00056759 | 0.008107 | 0.0038385 | 4.536% | 64.79% | 30.68% | 0%
|  |  | TEMBLOR 11041034 | 0.034062 | 0 | 0.034062 | 0.0021753 | 0.025457 | 0.017008 | 4.873% | 57.03% | 38.1% | 0%
|  |  | MADERA 11195820 | 0.048243 | 0 | 0.048243 | 0.0036493 | 0.032461 | 0.018798 | 6.646% | 59.12% | 34.23% | 0%
|  |  | ARBUCKLE 110430012 | 0.0038227 | 0 | 0.0038227 | 0.00031374 | 0.0028789 | 0.00131 | 6.968% | 63.94% | 29.09% | 0%
|  |  | MERIDIAN 11013044 | 0.050561 | 0 | 0.050561 | 0.0049956 | 0.036467 | 0.015997 | 8.694% | 63.47% | 27.84% | 0%
|  |  | CRESSEY 2103421930 | 0.052468 | 0 | 0.052468 | 0.012334 | 0.035504 | 0.018227 | 18.67% | 53.74% | 27.59% | 0%
|  |  | LOS OSITOS 21037086 | 0.082718 | 0 | 0.082718 | 0.0028095 | 0.073167 | 0.031542 | 2.613% | 68.05% | 29.34% | 0%
|  |  | BORDEN 1102CB | 0.040951 | 0 | 0.040951 | 0.0041998 | 0.026017 | 0.016278 | 9.033% | 55.96% | 35.01% | 0%
|  |  | CHOWCHILLA 110111420 | 0.031376 | 0 | 0.031376 | 0.0041294 | 0.025728 | 0.011161 | 10.07% | 62.72% | 27.21% | 0%
|  |  | MC CALL 1106589348 | 0.032689 | 0 | 0.032689 | 0.0032242 | 0.021773 | 0.012048 | 8.704% | 58.77% | 32.52% | 0%
|  |  | MORGAN HILL 21094145 | 0.01068 | 0 | 0.01068 | 0.0025749 | 0.0074742 | 0.0044002 | 17.82% | 51.73% | 30.45% | 0%
|  |  | GUSTINE 110290260 | 0.037929 | 0 | 0.037929 | 0.0038585 | 0.031198 | 0.014404 | 7.801% | 63.08% | 29.12% | 0%
|  |  | MC MULLIN 1104CB | 0.095446 | 0 | 0.095446 | 0.0039518 | 0.067387 | 0.037097 | 3.644% | 62.14% | 34.21% | 0%
|  |  | WILKINS SLOUGH 1101CB | 0.057174 | 0 | 0.057174 | 0.0045213 | 0.046053 | 0.017636 | 6.628% | 67.52% | 25.86% | 0%
|  |  | BUENA VISTA 1106CB | 0.041335 | 0 | 0.041335 | 0.0027244 | 0.035169 | 0.016441 | 5.014% | 64.73% | 30.26% | 0%
|  |  | WATSONVILLE 21015306 | 0.019808 | 0 | 0.019808 | 0.0026876 | 0.015772 | 0.0074419 | 10.38% | 60.89% | 28.73% | 0%
|  |  | FAIRWAY 1104M38 | 0.018503 | 0 | 0.018503 | 0.003105 | 0.017126 | 0.004962 | 12.32% | 67.98% | 19.7% | 0%
|  |  | KERMAN 110286102 | 0.18392 | 0 | 0.18392 | 0.014782 | 0.12118 | 0.073686 | 7.051% | 57.8% | 35.15% | 0%
|  |  | HERDLYN 1102575178 | 0.044589 | 0 | 0.044589 | 0.003042 | 0.033439 | 0.016154 | 5.779% | 63.53% | 30.69% | 0%
|  |  | ORO LOMA 1117CB | 0.036817 | 0 | 0.036817 | 0.0015498 | 0.027698 | 0.012451 | 3.717% | 66.42% | 29.86% | 0%
|  |  | JAMESON 1105371694 | 0.017848 | 0.36274 | 0.38059 | 0.0050827 | 0.011622 | 0.0042874 | 1.135% | 2.596% | 0.9578% | 95.31%
|  |  | RENFRO 2101134422 | 0.027727 | 0 | 0.027727 | 0.0032657 | 0.01681 | 0.012573 | 10% | 51.49% | 38.51% | 0%
|  |  | COLONY 1101CB | 0.078803 | 0 | 0.078803 | 0.012376 | 0.053151 | 0.023801 | 13.85% | 59.5% | 26.64% | 0%
|  |  | GREEN VALLEY 210112824 | 0.04523 | 0 | 0.04523 | 0.0062026 | 0.031942 | 0.020636 | 10.55% | 54.34% | 35.11% | 0%
|  |  | LERDO 1113CB | 0.024331 | 0 | 0.024331 | 0.002488 | 0.016762 | 0.0094456 | 8.671% | 58.41% | 32.92% | 0%
|  |  | BANTA 110313928 | 0.024277 | 0 | 0.024277 | 0.0037765 | 0.019004 | 0.0069053 | 12.72% | 64.02% | 23.26% | 0%
|  |  | SAN BENITO 210192468 | 0.017305 | 0 | 0.017305 | 0.0023344 | 0.012761 | 0.0076149 | 10.28% | 56.19% | 33.53% | 0%
|  |  | LLAGAS 2101XR244 | 0.069551 | 0 | 0.069551 | 0.012896 | 0.051362 | 0.026013 | 14.29% | 56.9% | 28.82% | 0%
|  |  | ORTIGA 1106593066 | 0.00012054 | 0 | 0.00012054 | 6.1647e-06 | 7.8357e-05 | 5.1921e-05 | 4.518% | 57.43% | 38.05% | 0%
|  |  | EL PECO 11056240 | 0.031934 | 0 | 0.031934 | 0.0032443 | 0.021541 | 0.011447 | 8.954% | 59.45% | 31.59% | 0%
|  |  | MC CALL 1101CB | 0.038049 | 0 | 0.038049 | 0.0031541 | 0.02575 | 0.014164 | 7.323% | 59.79% | 32.89% | 0%
|  |  | MORMON 1102CB | 0.036783 | 0 | 0.036783 | 0.0051456 | 0.025598 | 0.011263 | 12.25% | 60.94% | 26.81% | 0%
|  |  | SCHINDLER 11149630 | 0.0001204 | 0 | 0.0001204 | 4.8158e-06 | 0.00010689 | 4.5737e-05 | 3.059% | 67.89% | 29.05% | 0%
|  |  | BIOLA 11016280 | 0.069195 | 0 | 0.069195 | 0.0045178 | 0.047751 | 0.026196 | 5.758% | 60.86% | 33.39% | 0%
|  |  | MADERA 11195330 | 0.046821 | 0 | 0.046821 | 0.0048292 | 0.03055 | 0.017618 | 9.112% | 57.64% | 33.24% | 0%
|  |  | LIVINGSTON 11029750 | 0.038986 | 0 | 0.038986 | 0.0038109 | 0.025488 | 0.015015 | 8.6% | 57.52% | 33.88% | 0%
|  |  | BIOLA 1104R1913 | 0.08271 | 0 | 0.08271 | 0.0069224 | 0.055541 | 0.031687 | 7.352% | 58.99% | 33.66% | 0%
|  |  | LIVE OAK 11021340 | 0.080564 | 0 | 0.080564 | 0.016015 | 0.0498 | 0.026534 | 17.34% | 53.93% | 28.73% | 0%
|  |  | FAMOSO 1107CB | 0.022006 | 0 | 0.022006 | 0.0015051 | 0.01457 | 0.0098372 | 5.809% | 56.23% | 37.96% | 0%
|  |  | LERDO 1114CB | 0.037235 | 0 | 0.037235 | 0.0019893 | 0.026699 | 0.014919 | 4.562% | 61.23% | 34.21% | 0%
|  |  | ORTIGA 1105CB | 0.096987 | 0 | 0.096987 | 0.0043696 | 0.070338 | 0.036198 | 3.94% | 63.42% | 32.64% | 0%
|  |  | WAHTOKE 1108673298 | 8.0134e-05 | 0 | 8.0134e-05 | 1.1776e-05 | 6.3871e-05 | 5.6635e-05 | 8.903% | 48.28% | 42.81% | 0%
|  |  | KINGSBURG 11145080 | 0.050173 | 0 | 0.050173 | 0.0040732 | 0.033377 | 0.019483 | 7.154% | 58.63% | 34.22% | 0%
|  |  | DAIRYLAND 1111CB | 0.0775 | 0 | 0.0775 | 0.0066545 | 0.055607 | 0.025462 | 7.586% | 63.39% | 29.03% | 0%
|  |  | DAIRYLAND 110936518 | 0.083783 | 0 | 0.083783 | 0.0065845 | 0.058109 | 0.030485 | 6.918% | 61.05% | 32.03% | 0%
|  |  | SCHINDLER 1114CB | 0.081828 | 0 | 0.081828 | 0.0041997 | 0.059162 | 0.034022 | 4.313% | 60.75% | 34.94% | 0%
|  |  | LOS MOLINOS 1101CB | 0.10349 | 0.81453 | 0.91802 | 0.036678 | 0.067756 | 0.030679 | 3.06% | 5.653% | 2.56% | 88.73%
|  |  | WASCO 1101CB | 0.024818 | 0 | 0.024818 | 0.0022392 | 0.015743 | 0.01066 | 7.818% | 54.96% | 37.22% | 0%
|  |  | PEABODY 210240382 | 0.0081589 | 0 | 0.0081589 | 0.0005687 | 0.0072074 | 0.0028274 | 5.363% | 67.97% | 26.66% | 0%
|  |  | MADERA 1119677002 | 0.036499 | 0 | 0.036499 | 0.0022707 | 0.025707 | 0.01338 | 5.49% | 62.16% | 32.35% | 0%
|  |  | KERMAN 110194216 | 0.052774 | 0 | 0.052774 | 0.0041576 | 0.0346 | 0.02225 | 6.815% | 56.71% | 36.47% | 0%
|  |  | LARKIN (Y) 1141CB | 0.00023993 | 0 | 0.00023993 | 5.2227e-05 | 0.00028393 | 5.991e-05 | 13.19% | 71.69% | 15.13% | 0%
|  |  | STOREY 1104620474 | 0.11343 | 0 | 0.11343 | 0.011933 | 0.075083 | 0.045501 | 9.005% | 56.66% | 34.34% | 0%
|  |  | SAN JOAQUIN 110846174 | 0.032316 | 0 | 0.032316 | 0.0019896 | 0.025375 | 0.013022 | 4.926% | 62.83% | 32.24% | 0%
|  |  | RIVERBANK 1711335302 | 0.038111 | 0 | 0.038111 | 0.0059158 | 0.021984 | 0.01847 | 12.76% | 47.41% | 39.83% | 0%
|  |  | PRUNEDALE 1110826224 | 0.033633 | 0 | 0.033633 | 0.019404 | 0.019026 | 0.0053034 | 44.37% | 43.51% | 12.13% | 0%
|  |  | JACINTO 1101CB | 0.026235 | 0 | 0.026235 | 0.0039155 | 0.020094 | 0.0085658 | 12.02% | 61.69% | 26.3% | 0%
|  |  | DAIRYLAND 1113345006 | 0.014609 | 0 | 0.014609 | 0.0011614 | 0.01009 | 0.0052849 | 7.023% | 61.02% | 31.96% | 0%
|  |  | MADISON 210123272 | 0.044755 | 0 | 0.044755 | 0.006822 | 0.03421 | 0.015733 | 12.02% | 60.27% | 27.72% | 0%
|  |  | WEBER 110238326 | 0.056842 | 0 | 0.056842 | 0.0071898 | 0.041249 | 0.018421 | 10.75% | 61.69% | 27.55% | 0%
|  |  | LLAGAS 21013835 | 0.0075209 | 0 | 0.0075209 | 0.0015097 | 0.0049252 | 0.0033198 | 15.48% | 50.49% | 34.03% | 0%
|  |  | MALAGA 1102R45 | 0.038244 | 0 | 0.038244 | 0.0034372 | 0.024205 | 0.015955 | 7.884% | 55.52% | 36.6% | 0%
|  |  | BONITA 110211870 | 0.074346 | 0 | 0.074346 | 0.0067098 | 0.049312 | 0.028518 | 7.937% | 58.33% | 33.73% | 0%
|  |  | CASTROVILLE 21043571 | 0.0063327 | 0 | 0.0063327 | 0.00053118 | 0.0059458 | 0.0018038 | 6.415% | 71.8% | 21.78% | 0%
|  |  | KNIGHTS LANDING 11029502 | 0.038786 | 0 | 0.038786 | 0.0052627 | 0.027385 | 0.013094 | 11.51% | 59.87% | 28.63% | 0%
|  |  | EAST NICOLAUS 11032608 | 0.063027 | 0 | 0.063027 | 0.0059445 | 0.044143 | 0.021253 | 8.332% | 61.88% | 29.79% | 0%
|  |  | MILPITAS 1105CB | 0.02327 | 0 | 0.02327 | 0.0066019 | 0.018825 | 0.0080147 | 19.74% | 56.29% | 23.97% | 0%
|  |  | NEWBURG 113137512 | 0.020752 | 0.95793 | 0.97868 | 0.0067696 | 0.019449 | 0.0045084 | 0.4672% | 1.342% | 0.3111% | 97.88%
|  |  | COTATI 1105136 | 0.056842 | 0 | 0.056842 | 0.027942 | 0.031731 | 0.014316 | 37.77% | 42.89% | 19.35% | 0%
|  |  | LIVINGSTON 1106815510 | 0.052099 | 0 | 0.052099 | 0.0073069 | 0.033846 | 0.019904 | 11.97% | 55.43% | 32.6% | 0%
|  |  | LOGAN CREEK 210174576 | 0.060608 | 0 | 0.060608 | 0.0076024 | 0.042436 | 0.020213 | 10.82% | 60.41% | 28.77% | 0%
|  |  | MARYSVILLE 110850856 | 0.054371 | 0 | 0.054371 | 0.0082656 | 0.03743 | 0.017898 | 13% | 58.86% | 28.14% | 0%
|  |  | EL DORADO PH 210113362 | 0.045494 | 4.2166 | 4.2621 | 0.021792 | 0.032195 | 0.0037575 | 0.4028% | 0.5951% | 0.06946% | 98.93%
|  |  | GREEN VALLEY 21035140 | 0.033379 | 0 | 0.033379 | 0.0059617 | 0.028255 | 0.0098565 | 13.53% | 64.11% | 22.36% | 0%
|  |  | CAMDEN 110237578 | 0.015468 | 0 | 0.015468 | 0.0019064 | 0.010733 | 0.0054394 | 10.55% | 59.37% | 30.09% | 0%
|  |  | SMYRNA 1106CB | 0.013941 | 0 | 0.013941 | 0.00072642 | 0.0093016 | 0.0057519 | 4.603% | 58.95% | 36.45% | 0%
|  |  | EEL RIVER 11024600 | 0.026718 | 0.066229 | 0.092946 | 0.013525 | 0.017647 | 0.0036958 | 11.15% | 14.55% | 3.047% | 71.25%
|  |  | CASTROVILLE 210436922 | 0.023692 | 0 | 0.023692 | 0.0015293 | 0.02375 | 0.0057001 | 4.937% | 76.66% | 18.4% | 0%
|  |  | BORONDA 1102CB | 0.015671 | 0 | 0.015671 | 0.0016475 | 0.014427 | 0.0049198 | 7.847% | 68.72% | 23.43% | 0%
|  |  | CATLETT 11051232 | 0.030951 | 0 | 0.030951 | 0.0028754 | 0.023885 | 0.0087603 | 8.095% | 67.24% | 24.66% | 0%
|  |  | COTTLE 1701CB | 0.10305 | 0 | 0.10305 | 0.016123 | 0.059282 | 0.050839 | 12.77% | 46.96% | 40.27% | 0%
|  |  | DAIRYLAND 1113595578 | 0.00011898 | 0 | 0.00011898 | 9.1116e-06 | 6.9521e-05 | 5.6046e-05 | 6.765% | 51.62% | 41.61% | 0%
|  |  | LERDO 1115CUS1066 | 7.9318e-05 | 0 | 7.9318e-05 | 3.4212e-06 | 6.1379e-05 | 2.4981e-05 | 3.811% | 68.36% | 27.82% | 0%
|  |  | SANTA MARIA 1109M30 | 0.081047 | 0 | 0.081047 | 0.0041267 | 0.077711 | 0.02295 | 3.938% | 74.16% | 21.9% | 0%
|  |  | BARRY 1103CB | 0.077627 | 0 | 0.077627 | 0.011183 | 0.055566 | 0.023056 | 12.45% | 61.87% | 25.67% | 0%
|  |  | EAST NICOLAUS 110355920 | 0.00011887 | 0 | 0.00011887 | 1.0474e-05 | 8.428e-05 | 3.9799e-05 | 7.784% | 62.64% | 29.58% | 0%
|  |  | LOCKEFORD 210211692 | 0.0087552 | 0 | 0.0087552 | 0.001027 | 0.006314 | 0.0025692 | 10.36% | 63.71% | 25.92% | 0%
|  |  | MARINA (F) 0403CB | 0.00047537 | 0 | 0.00047537 | 0.00010541 | 0.00061357 | 6.5748e-05 | 13.43% | 78.19% | 8.378% | 0%
|  |  | CORNING 110146022 | 0.035721 | 0 | 0.035721 | 0.0046244 | 0.027741 | 0.013613 | 10.06% | 60.34% | 29.61% | 0%
|  |  | MC CALL 110641780 | 0.060077 | 0 | 0.060077 | 0.0053821 | 0.040281 | 0.022536 | 7.892% | 59.06% | 33.04% | 0%
|  |  | GATES 1106CB | 0.035188 | 0 | 0.035188 | 0.001383 | 0.025378 | 0.015631 | 3.262% | 59.87% | 36.87% | 0%
|  |  | ATWATER 11087210 | 0.029814 | 0 | 0.029814 | 0.003442 | 0.018605 | 0.012044 | 10.1% | 54.57% | 35.33% | 0%
|  |  | STONE CORRAL 110878844 | 0.14257 | 0 | 0.14257 | 0.010751 | 0.085836 | 0.066414 | 6.596% | 52.66% | 40.74% | 0%
|  |  | LAMONT 11022862 | 0.076279 | 0 | 0.076279 | 0.0048538 | 0.047878 | 0.033734 | 5.614% | 55.37% | 39.01% | 0%
|  |  | MERCED 1114345460 | 0.0075765 | 0 | 0.0075765 | 0.00040832 | 0.0055451 | 0.00265 | 4.746% | 64.45% | 30.8% | 0%
|  |  | LOGAN CREEK 210137268 | 0.043861 | 0 | 0.043861 | 0.0041804 | 0.031468 | 0.017615 | 7.848% | 59.08% | 33.07% | 0%
|  |  | HIGHWAY 11058962 | 0.0024923 | 0 | 0.0024923 | 0.00027518 | 0.0018077 | 0.0011515 | 8.508% | 55.89% | 35.6% | 0%
|  |  | MARICOPA 11023558 | 0.032945 | 0 | 0.032945 | 0.0020256 | 0.024992 | 0.015714 | 4.74% | 58.49% | 36.77% | 0%
|  |  | COTTONWOOD 11031508 | 0.0020163 | 1.3653 | 1.3673 | 0.00060176 | 0.0012707 | 0.00076385 | 0.03366% | 0.07108% | 0.04273% | 99.85%
|  |  | PEACHTON 1101CB | 0.13287 | 0 | 0.13287 | 0.025313 | 0.088592 | 0.038885 | 16.57% | 57.98% | 25.45% | 0%
|  |  | PEACHTON 110334944 | 0.023599 | 0 | 0.023599 | 0.0041405 | 0.015346 | 0.0072801 | 15.47% | 57.33% | 27.2% | 0%
|  |  | CORNING 110193362 | 0.0017782 | 0 | 0.0017782 | 0.00026455 | 0.0014944 | 0.00054181 | 11.5% | 64.95% | 23.55% | 0%
|  |  | BIOLA 1101D2029 | 0.011622 | 0 | 0.011622 | 0.0010885 | 0.010035 | 0.0048213 | 6.827% | 62.94% | 30.24% | 0%
|  |  | ARCATA 11066552 | 0.0032852 | 0.021166 | 0.024451 | 0.00082912 | 0.0029021 | 0.00075469 | 2.483% | 8.692% | 2.26% | 86.56%
|  |  | MESA 11016113 | 0.089911 | 0 | 0.089911 | 0.0034685 | 0.016212 | 0.0056155 | 13.71% | 64.09% | 22.2% | 0%
|  |  | DINUBA 110448592 | 0.0022568 | 0 | 0.0022568 | 0.00022986 | 0.0012852 | 0.0010825 | 8.849% | 49.48% | 41.67% | 0%
|  |  | CORNING 110237398 | 0.030263 | 0 | 0.030263 | 0.0050495 | 0.022158 | 0.012066 | 12.86% | 56.42% | 30.72% | 0%
|  |  | MC MULLIN 11066817F | 0.01795 | 0 | 0.01795 | 0.0018196 | 0.01144 | 0.0072295 | 8.881% | 55.83% | 35.28% | 0%
|  |  | WILSON 11034420 | 0.04009 | 0 | 0.04009 | 0.0047396 | 0.02553 | 0.015494 | 10.36% | 55.79% | 33.86% | 0%
|  |  | WHEATLAND 1105CB | 0.015302 | 0 | 0.015302 | 0.0023858 | 0.010861 | 0.0058735 | 12.48% | 56.8% | 30.72% | 0%
|  |  | TUDOR 1102CB | 0.022912 | 0 | 0.022912 | 0.0031665 | 0.016981 | 0.0068663 | 11.72% | 62.86% | 25.42% | 0%
|  |  | BIOLA 1101CB | 0.099805 | 0 | 0.099805 | 0.0098904 | 0.066863 | 0.036471 | 8.735% | 59.05% | 32.21% | 0%
|  |  | KERMAN 110182402 | 0.099333 | 0 | 0.099333 | 0.0084437 | 0.063766 | 0.040955 | 7.461% | 56.35% | 36.19% | 0%
|  |  | DAIRYLAND 1109CB | 0.021031 | 0 | 0.021031 | 0.001367 | 0.015101 | 0.0073365 | 5.743% | 63.44% | 30.82% | 0%
|  |  | BELLE HAVEN 110538298 | 0.0020082 | 0 | 0.0020082 | 0.0008363 | 0.0017386 | 0.00074023 | 25.23% | 52.44% | 22.33% | 0%
|  |  | BIOLA 1101R1912 | 0.10924 | 0 | 0.10924 | 0.0089904 | 0.073271 | 0.04176 | 7.249% | 59.08% | 33.67% | 0%
|  |  | OAKLAND X 1104CB | 0.0057311 | 0 | 0.0057311 | 0.0019734 | 0.0051908 | 0.001622 | 22.46% | 59.08% | 18.46% | 0%
|  |  | DIXON 11056232 | 0.071305 | 0 | 0.071305 | 0.009995 | 0.048171 | 0.023592 | 12.23% | 58.92% | 28.86% | 0%
|  |  | DAIRYLAND 111356348 | 0.042657 | 0 | 0.042657 | 0.0035182 | 0.0302 | 0.014875 | 7.24% | 62.15% | 30.61% | 0%
|  |  | CRESSEY 21039370 | 0.12225 | 0 | 0.12225 | 0.02033 | 0.077012 | 0.041333 | 14.66% | 55.53% | 29.81% | 0%
|  |  | BORDEN 110349354 | 0.021696 | 0 | 0.021696 | 0.0014784 | 0.015485 | 0.0075952 | 6.02% | 63.05% | 30.93% | 0%
|  |  | AVENA 17012284 | 0.094145 | 0 | 0.094145 | 0.0071624 | 0.054097 | 0.045896 | 6.684% | 50.48% | 42.83% | 0%
|  |  | DOLAN ROAD 11013048 | 0.016608 | 0 | 0.016608 | 0.0030981 | 0.014409 | 0.0041857 | 14.28% | 66.42% | 19.3% | 0%
|  |  | OLD RIVER 11021646 | 0.055314 | 0 | 0.055314 | 0.0058492 | 0.033496 | 0.02454 | 9.156% | 52.43% | 38.41% | 0%
|  |  | GRAND ISLAND 22239482 | 0.082307 | 0 | 0.082307 | 0.010686 | 0.060535 | 0.023351 | 11.3% | 64.01% | 24.69% | 0%
|  |  | LOCKEFORD 210211694 | 0.050195 | 0 | 0.050195 | 0.0086367 | 0.032646 | 0.015642 | 15.17% | 57.35% | 27.48% | 0%
|  |  | TEMPLETON 2112R80 | 0.025787 | 0 | 0.025787 | 0.0024852 | 0.019583 | 0.012528 | 7.184% | 56.6% | 36.21% | 0%
|  |  | WOODWARD 21085060 | 0.04051 | 0 | 0.04051 | 0.0082967 | 0.026317 | 0.017343 | 15.97% | 50.65% | 33.38% | 0%
|  |  | VICTOR 1102CB | 0.046364 | 0 | 0.046364 | 0.0067067 | 0.031395 | 0.016022 | 12.39% | 58.01% | 29.6% | 0%
|  |  | SHEPHERD 2111CB | 0.051464 | 0 | 0.051464 | 0.0054352 | 0.039768 | 0.02157 | 8.14% | 59.56% | 32.3% | 0%
|  |  | GOOSE LAKE 2104993374 | 0.075557 | 0 | 0.075557 | 0.0044273 | 0.0529 | 0.04 | 4.549% | 54.35% | 41.1% | 0%
|  |  | GLENN 11012416 | 0.034976 | 0 | 0.034976 | 0.0055126 | 0.025769 | 0.013821 | 12.22% | 57.13% | 30.64% | 0%
|  |  | LIVE OAK 1101338916 | 0.0078734 | 0 | 0.0078734 | 0.0012837 | 0.004933 | 0.0026954 | 14.4% | 55.35% | 30.24% | 0%
|  |  | ZAMORA 1105485514 | 0.02039 | 0 | 0.02039 | 0.0028285 | 0.013702 | 0.0067741 | 12.14% | 58.8% | 29.07% | 0%
|  |  | GLENN 1101CB | 0.039334 | 0 | 0.039334 | 0.0037678 | 0.031805 | 0.015216 | 7.419% | 62.62% | 29.96% | 0%
|  |  | KEARNEY 1106249259 | 0.043586 | 0 | 0.043586 | 0.0029851 | 0.028593 | 0.017758 | 6.051% | 57.95% | 35.99% | 0%
|  |  | TRACY 110613296 | 0.092335 | 0 | 0.092335 | 0.0088623 | 0.065529 | 0.031265 | 8.388% | 62.02% | 29.59% | 0%
|  |  | HURON 1108CB | 0.034417 | 0 | 0.034417 | 0.0017198 | 0.023671 | 0.015017 | 4.256% | 58.58% | 37.16% | 0%
|  |  | LOS COCHES 1101CB | 0.091619 | 0 | 0.091619 | 0.002948 | 0.086697 | 0.027494 | 2.517% | 74.01% | 23.47% | 0%
|  |  | VICTOR 1102452726 | 0.051864 | 0 | 0.051864 | 0.0070473 | 0.035324 | 0.017484 | 11.77% | 59.02% | 29.21% | 0%
|  |  | OLD RIVER 11042771 | 0.1021 | 0 | 0.1021 | 0.0072419 | 0.065365 | 0.043304 | 6.248% | 56.39% | 37.36% | 0%
|  |  | JACINTO 110245248 | 0.048596 | 0 | 0.048596 | 0.0071341 | 0.035584 | 0.014094 | 12.56% | 62.63% | 24.81% | 0%
|  |  | SAN JOAQUIN 1112873576 | 0.00058642 | 0 | 0.00058642 | 3.4974e-05 | 0.00037266 | 0.00025614 | 5.269% | 56.14% | 38.59% | 0%
|  |  | CAL WATER 1102CB | 0.024031 | 0 | 0.024031 | 0.0016912 | 0.017483 | 0.012188 | 5.392% | 55.75% | 38.86% | 0%
|  |  | LIVINGSTON 1105CB | 0.083634 | 0 | 0.083634 | 0.0065001 | 0.057037 | 0.031645 | 6.829% | 59.92% | 33.25% | 0%
|  |  | WILKINS SLOUGH 1103CB | 0.068216 | 0 | 0.068216 | 0.0090321 | 0.047347 | 0.021689 | 11.57% | 60.65% | 27.78% | 0%
|  |  | WILKINS SLOUGH 11029402 | 0.021561 | 0 | 0.021561 | 0.0022417 | 0.015469 | 0.0071948 | 9.001% | 62.11% | 28.89% | 0%
|  |  | SMYRNA 1105CB | 0.050116 | 0 | 0.050116 | 0.0022342 | 0.035616 | 0.018877 | 3.938% | 62.78% | 33.28% | 0%
|  |  | DINUBA 110466036 | 0.00034725 | 0 | 0.00034725 | 3.5228e-05 | 0.00022609 | 0.00023592 | 7.085% | 45.47% | 47.45% | 0%
|  |  | RADUM 1105MR277 | 0.0065519 | 0 | 0.0065519 | 0.0021019 | 0.0058123 | 0.0029014 | 19.43% | 53.74% | 26.83% | 0%
|  |  | LOGAN CREEK 21012444 | 0.030633 | 0 | 0.030633 | 0.0023961 | 0.023966 | 0.0098615 | 6.615% | 66.16% | 27.22% | 0%
|  |  | MERIDIAN 11014373 | 0.036172 | 0 | 0.036172 | 0.0035856 | 0.02656 | 0.011531 | 8.603% | 63.73% | 27.67% | 0%
|  |  | LOGAN CREEK 210247194 | 0.024304 | 0 | 0.024304 | 0.0020144 | 0.016261 | 0.010908 | 6.902% | 55.72% | 37.38% | 0%
|  |  | HOLLISTER 21054060 | 0.013106 | 0 | 0.013106 | 0.0013632 | 0.0089274 | 0.0067744 | 7.988% | 52.31% | 39.7% | 0%
|  |  | COLUSA JUNCTION 1101CB | 0.064046 | 0 | 0.064046 | 0.0072056 | 0.047659 | 0.020074 | 9.615% | 63.6% | 26.79% | 0%
|  |  | METTLER 11106420 | 0.040316 | 0 | 0.040316 | 0.0056954 | 0.028705 | 0.013528 | 11.88% | 59.89% | 28.22% | 0%
|  |  | CAPAY 1102635856 | 0.00011681 | 0 | 0.00011681 | 1.5596e-05 | 9.1129e-05 | 4.6018e-05 | 10.21% | 59.66% | 30.13% | 0%
|  |  | KNIGHTS LANDING 110236810 | 0.07017 | 0 | 0.07017 | 0.0084913 | 0.053696 | 0.025174 | 9.72% | 61.46% | 28.82% | 0%
|  |  | ORLAND B 11032538 | 0.020909 | 0 | 0.020909 | 0.0039062 | 0.016459 | 0.0066687 | 14.45% | 60.88% | 24.67% | 0%
|  |  | ORO LOMA 11153470 | 0.01891 | 0 | 0.01891 | 0.0015881 | 0.012778 | 0.0070386 | 7.419% | 59.7% | 32.88% | 0%
|  |  | VACA DIXON 1105CB | 0.078294 | 0 | 0.078294 | 0.020354 | 0.0555 | 0.025519 | 20.08% | 54.75% | 25.17% | 0%
|  |  | LINCOLN 11042072 | 0.069272 | 0 | 0.069272 | 0.017271 | 0.032488 | 0.013861 | 27.15% | 51.07% | 21.79% | 0%
|  |  | FIGARDEN 2102R2730 | 0.019022 | 0 | 0.019022 | 0.0015505 | 0.012781 | 0.0071993 | 7.201% | 59.36% | 33.44% | 0%
|  |  | EAST NICOLAUS 1102CB | 0.050632 | 0 | 0.050632 | 0.0072846 | 0.035376 | 0.015501 | 12.52% | 60.82% | 26.65% | 0%
|  |  | MAXWELL 11023004 | 0.0667 | 0 | 0.0667 | 0.0065913 | 0.048809 | 0.021008 | 8.626% | 63.88% | 27.49% | 0%
|  |  | WILLIAMS 110130534 | 0.098149 | 0 | 0.098149 | 0.0083445 | 0.075139 | 0.034484 | 7.074% | 63.69% | 29.23% | 0%
|  |  | MC FARLAND 1104708132 | 0.047092 | 0 | 0.047092 | 0.0036776 | 0.030131 | 0.019633 | 6.881% | 56.38% | 36.74% | 0%
|  |  | CARUTHERS 110478636 | 0.12724 | 0 | 0.12724 | 0.0094213 | 0.085303 | 0.050078 | 6.506% | 58.91% | 34.58% | 0%
|  |  | CAMDEN 1102CB | 0.044302 | 0 | 0.044302 | 0.0035599 | 0.030731 | 0.017087 | 6.929% | 59.81% | 33.26% | 0%
|  |  | FULTON 11024334 | 0.03689 | 0 | 0.03689 | 0.012841 | 0.02422 | 0.011115 | 26.65% | 50.27% | 23.07% | 0%
|  |  | LOGAN CREEK 21022454 | 0.048985 | 0 | 0.048985 | 0.0076462 | 0.03624 | 0.019196 | 12.12% | 57.45% | 30.43% | 0%
|  |  | CARBONA 110411720 | 0.073366 | 0 | 0.073366 | 0.0051319 | 0.053399 | 0.028369 | 5.906% | 61.45% | 32.65% | 0%
|  |  | LAKEVIEW 1102CB | 0.022827 | 0 | 0.022827 | 0.0012556 | 0.016814 | 0.010435 | 4.405% | 58.99% | 36.61% | 0%
|  |  | BOWLES 1101337559 | 0.016917 | 0 | 0.016917 | 0.0012973 | 0.01069 | 0.0072454 | 6.745% | 55.58% | 37.67% | 0%
|  |  | HUMBOLDT BAY 1102309413 | 0.035075 | 0.1229 | 0.15797 | 0.029567 | 0.013505 | 0.0026978 | 14.34% | 6.551% | 1.309% | 77.8%
|  |  | SAN MIGUEL 1105CB | 0.097832 | 0 | 0.097832 | 0.0022406 | 0.021207 | 0.0095707 | 6.786% | 64.23% | 28.99% | 0%
|  |  | MERIDIAN 1101CB | 0.07635 | 0 | 0.07635 | 0.010261 | 0.053559 | 0.024035 | 11.68% | 60.96% | 27.36% | 0%
|  |  | NEW HOPE 1102CB | 0.063255 | 0 | 0.063255 | 0.010606 | 0.042838 | 0.018857 | 14.67% | 59.25% | 26.08% | 0%
|  |  | PEACHTON 11031008 | 0.011504 | 0 | 0.011504 | 0.0021451 | 0.0075031 | 0.0035572 | 16.24% | 56.82% | 26.94% | 0%
|  |  | GRAND ISLAND 22275882 | 0.096823 | 0 | 0.096823 | 0.015313 | 0.069859 | 0.026111 | 13.76% | 62.78% | 23.46% | 0%
|  |  | CARBONA 110114204 | 0.0037196 | 0 | 0.0037196 | 0.00019112 | 0.0032051 | 0.0019542 | 3.572% | 59.9% | 36.52% | 0%
|  |  | PUEBLO 1105419634 | 0.0059262 | 0.13634 | 0.14227 | 0.0030102 | 0.003531 | 0.0011884 | 1.622% | 1.903% | 0.6404% | 95.83%
|  |  | BONITA 1102CB | 0.04448 | 0 | 0.04448 | 0.0031617 | 0.030731 | 0.016483 | 6.276% | 61% | 32.72% | 0%
|  |  | EL CAPITAN 1103CB | 0.049554 | 0 | 0.049554 | 0.0049354 | 0.035393 | 0.016842 | 8.633% | 61.91% | 29.46% | 0%
|  |  | BRENTWOOD 211219647 | 0.0042953 | 0 | 0.0042953 | 0.00049824 | 0.0032502 | 0.0011135 | 10.25% | 66.85% | 22.9% | 0%
|  |  | MADISON 2101CB | 0.056501 | 0 | 0.056501 | 0.0061693 | 0.04357 | 0.02292 | 8.491% | 59.96% | 31.54% | 0%
|  |  | MC CALL 11086970 | 0.042371 | 0 | 0.042371 | 0.0044561 | 0.028097 | 0.015407 | 9.291% | 58.58% | 32.12% | 0%
|  |  | STOREY 1104CB | 0.082072 | 0 | 0.082072 | 0.010268 | 0.060623 | 0.029367 | 10.24% | 60.47% | 29.29% | 0%
|  |  | MOLINO 1103CB | 0.034463 | 0 | 0.034463 | 0.014469 | 0.021084 | 0.0093418 | 32.23% | 46.96% | 20.81% | 0%
|  |  | ATWATER 11087190 | 0.14635 | 0 | 0.14635 | 0.017387 | 0.10005 | 0.05208 | 10.26% | 59.02% | 30.72% | 0%
|  |  | CRESSEY 21034220 | 0.042668 | 0 | 0.042668 | 0.0047506 | 0.029262 | 0.014546 | 9.783% | 60.26% | 29.96% | 0%
|  |  | WHEATLAND 11021370 | 0.043448 | 0 | 0.043448 | 0.010176 | 0.02785 | 0.011398 | 20.59% | 56.35% | 23.06% | 0%
|  |  | OLIVEHURST 110165710 | 0.00011594 | 0 | 0.00011594 | 1.1901e-05 | 7.59e-05 | 4.3433e-05 | 9.069% | 57.84% | 33.1% | 0%
|  |  | WHEELER RIDGE 110190844 | 0.043413 | 0 | 0.043413 | 0.0024056 | 0.029066 | 0.018367 | 4.827% | 58.32% | 36.85% | 0%
|  |  | BUTTE 11072566 | 0.00011589 | 0 | 0.00011589 | 1.2284e-05 | 9.2203e-05 | 4.7054e-05 | 8.106% | 60.84% | 31.05% | 0%
|  |  | WRIGHT 11103220 | 0.03212 | 0 | 0.03212 | 0.0018801 | 0.02315 | 0.012002 | 5.077% | 62.51% | 32.41% | 0%
|  |  | KNIGHTS LANDING 11021702 | 0.12062 | 0 | 0.12062 | 0.01305 | 0.086276 | 0.03982 | 9.379% | 62% | 28.62% | 0%
|  |  | TYLER 11041528 | 0.017703 | 0 | 0.017703 | 0.003479 | 0.012486 | 0.0067635 | 15.31% | 54.93% | 29.76% | 0%
|  |  | GATES 1102CB | 0.055446 | 0 | 0.055446 | 0.0026205 | 0.037672 | 0.023563 | 4.104% | 59% | 36.9% | 0%
|  |  | CAPAY 110266596 | 0.031829 | 0 | 0.031829 | 0.0040342 | 0.02626 | 0.011102 | 9.745% | 63.44% | 26.82% | 0%
|  |  | SAN BERNARD 1104CB | 0.035457 | 0 | 0.035457 | 0.002 | 0.026816 | 0.014949 | 4.57% | 61.27% | 34.16% | 0%
|  |  | HENRIETTA 11089350 | 0.014855 | 0 | 0.014855 | 0.00078033 | 0.010173 | 0.0059864 | 4.607% | 60.05% | 35.34% | 0%
|  |  | MC KEE 1110XR344 | 0.0024658 | 0 | 0.0024658 | 0.00088662 | 0.0019148 | 0.0011471 | 22.45% | 48.49% | 29.05% | 0%
|  |  | OLD RIVER 1104CB | 0.037274 | 0 | 0.037274 | 0.0020003 | 0.023273 | 0.017136 | 4.717% | 54.88% | 40.41% | 0%
|  |  | PASO ROBLES 1102CB | 0.016498 | 0 | 0.016498 | 0.00276 | 0.014942 | 0.0043265 | 12.53% | 67.83% | 19.64% | 0%
|  |  | DOS PALOS 11019910 | 0.081559 | 0 | 0.081559 | 0.0066517 | 0.058247 | 0.02871 | 7.106% | 62.22% | 30.67% | 0%
|  |  | MERCED 1116237138 | 0.11452 | 0 | 0.11452 | 0.010281 | 0.075489 | 0.044522 | 7.891% | 57.94% | 34.17% | 0%
|  |  | BONITA 110211540 | 0.0072679 | 0 | 0.0072679 | 0.00053879 | 0.0048345 | 0.0030209 | 6.419% | 57.59% | 35.99% | 0%
|  |  | CARUTHERS 1104CB | 0.093358 | 0 | 0.093358 | 0.0065053 | 0.064034 | 0.035322 | 6.145% | 60.49% | 33.37% | 0%
|  |  | HORSESHOE 1101416226 | 0.0010371 | 0 | 0.0010371 | 0.00056015 | 0.00058396 | 0.00021198 | 41.31% | 43.06% | 15.63% | 0%
|  |  | MERCED 11149200 | 0.071644 | 0 | 0.071644 | 0.0057216 | 0.049066 | 0.026566 | 7.033% | 60.31% | 32.65% | 0%
|  |  | KERMAN 110197426 | 0.10063 | 0 | 0.10063 | 0.0088148 | 0.066435 | 0.039527 | 7.68% | 57.88% | 34.44% | 0%
|  |  | SANTA MARIA 110556064 | 0.0057254 | 0 | 0.0057254 | 0.00041227 | 0.00496 | 0.0020678 | 5.541% | 66.67% | 27.79% | 0%
|  |  | LOGAN CREEK 210164198 | 0.037674 | 0 | 0.037674 | 0.0047276 | 0.026979 | 0.011629 | 10.91% | 62.26% | 26.83% | 0%
|  |  | FIGARDEN 211037172 | 0.037233 | 0 | 0.037233 | 0.0048057 | 0.022459 | 0.015027 | 11.36% | 53.11% | 35.53% | 0%
|  |  | PUTAH CREEK 1102CB | 0.014476 | 0 | 0.014476 | 0.0020773 | 0.011555 | 0.005048 | 11.12% | 61.86% | 27.02% | 0%
|  |  | MC CALL 11016080 | 0.21251 | 0 | 0.21251 | 0.020221 | 0.14002 | 0.080856 | 8.387% | 58.08% | 33.54% | 0%
|  |  | FRENCH CAMP 110211846 | 0.03271 | 0 | 0.03271 | 0.0032809 | 0.023746 | 0.01332 | 8.132% | 58.85% | 33.01% | 0%
|  |  | RIO BRAVO 1101CB | 0.021775 | 0 | 0.021775 | 0.0020048 | 0.015622 | 0.0095759 | 7.37% | 57.43% | 35.2% | 0%
|  |  | LERDO 1115CB | 0.031199 | 0 | 0.031199 | 0.0018027 | 0.021989 | 0.01238 | 4.984% | 60.79% | 34.23% | 0%
|  |  | MERIDIAN 110236928 | 0.041075 | 0 | 0.041075 | 0.0066342 | 0.026163 | 0.013802 | 14.24% | 56.15% | 29.62% | 0%
|  |  | BOGUE 11067408 | 0.029295 | 0 | 0.029295 | 0.0044113 | 0.020032 | 0.0088223 | 13.26% | 60.22% | 26.52% | 0%
|  |  | TULARE LAKE 110491874 | 0.022455 | 0 | 0.022455 | 0.0021362 | 0.020356 | 0.0084089 | 6.913% | 65.87% | 27.21% | 0%
|  |  | LERDO 11133661 | 0.065356 | 0 | 0.065356 | 0.0045497 | 0.044276 | 0.02919 | 5.832% | 56.75% | 37.42% | 0%
|  |  | WAHTOKE 11115170 | 0.041578 | 0 | 0.041578 | 0.0058211 | 0.026187 | 0.015949 | 12.14% | 54.61% | 33.26% | 0%
|  |  | EL NIDO 1104CB | 0.099006 | 0 | 0.099006 | 0.0064277 | 0.072215 | 0.033925 | 5.71% | 64.15% | 30.14% | 0%
|  |  | DAIRYLAND 1111279006 | 0.039548 | 0 | 0.039548 | 0.0033968 | 0.027999 | 0.013531 | 7.561% | 62.32% | 30.12% | 0%
|  |  | MIDDLE RIVER 110158942 | 0.026166 | 0 | 0.026166 | 0.0027623 | 0.020003 | 0.0074803 | 9.133% | 66.13% | 24.73% | 0%
|  |  | MC CALL 11016260 | 0.063006 | 0 | 0.063006 | 0.0073088 | 0.041687 | 0.023804 | 10.04% | 57.26% | 32.7% | 0%
|  |  | GONZALES 1103727404 | 0.014369 | 0 | 0.014369 | 0.00089315 | 0.012006 | 0.0057965 | 4.777% | 64.22% | 31% | 0%
|  |  | LINDEN 1101CB | 0.027527 | 0 | 0.027527 | 0.0053139 | 0.018111 | 0.0083768 | 16.71% | 56.95% | 26.34% | 0%
|  |  | NOVATO 1104422246 | 0.00011477 | 0 | 0.00011477 | 6.9562e-06 | 9.4893e-05 | 4.1779e-05 | 4.843% | 66.07% | 29.09% | 0%
|  |  | LE GRAND 1106790446 | 0.080553 | 0 | 0.080553 | 0.0065568 | 0.056498 | 0.028502 | 7.161% | 61.71% | 31.13% | 0%
|  |  | WATSONVILLE 210110952 | 0.049786 | 0 | 0.049786 | 0.012544 | 0.039398 | 0.012974 | 19.32% | 60.69% | 19.99% | 0%
|  |  | ZAMORA 1105993810 | 0.042086 | 0 | 0.042086 | 0.0050908 | 0.028679 | 0.013868 | 10.69% | 60.2% | 29.11% | 0%
|  |  | CAMDEN 1105CB | 0.04912 | 0 | 0.04912 | 0.0034813 | 0.033161 | 0.019369 | 6.215% | 59.2% | 34.58% | 0%
|  |  | EL NIDO 110456332 | 0.070092 | 0 | 0.070092 | 0.0042886 | 0.049515 | 0.026159 | 5.363% | 61.92% | 32.71% | 0%
|  |  | LAMONT 11052213 | 0.045195 | 0 | 0.045195 | 0.0029711 | 0.032583 | 0.02002 | 5.346% | 58.63% | 36.02% | 0%
|  |  | ORICK 1101CB | 0.038181 | 0.070325 | 0.10851 | 0.029095 | 0.017292 | 0.003475 | 20.53% | 12.2% | 2.452% | 64.81%
|  |  | GERBER 110237312 | 0.061843 | 0 | 0.061843 | 0.012603 | 0.044583 | 0.022044 | 15.91% | 56.27% | 27.82% | 0%
|  |  | WELLFIELD 1103CB | 0.0010314 | 0 | 0.0010314 | 4.5819e-05 | 0.00096113 | 0.00033888 | 3.405% | 71.42% | 25.18% | 0%
|  |  | SOLEDAD 21047248 | 0.053143 | 0 | 0.053143 | 0.0019665 | 0.048362 | 0.017918 | 2.882% | 70.86% | 26.25% | 0%
|  |  | LIVINGSTON 1102CB | 0.017526 | 0 | 0.017526 | 0.0014133 | 0.01283 | 0.0055952 | 7.124% | 64.67% | 28.2% | 0%
|  |  | LAMONT 11079871 | 0.0088187 | 0 | 0.0088187 | 0.00073392 | 0.0061892 | 0.0030589 | 7.352% | 62% | 30.64% | 0%
|  |  | DINUBA 1104CB | 0.032188 | 0 | 0.032188 | 0.0024044 | 0.021451 | 0.012694 | 6.578% | 58.69% | 34.73% | 0%
|  |  | CARUTHERS 1102109158 | 0.025908 | 0 | 0.025908 | 0.0020276 | 0.01704 | 0.010423 | 6.876% | 57.78% | 35.34% | 0%
|  |  | VIERRA 170734396 | 0.13107 | 0 | 0.13107 | 0.0091696 | 0.072966 | 0.067942 | 6.11% | 48.62% | 45.27% | 0%
|  |  | DAIRYLAND 110268372 | 0.023923 | 0 | 0.023923 | 0.0017385 | 0.015821 | 0.0095188 | 6.42% | 58.43% | 35.15% | 0%
|  |  | DAIRYLAND 1113921862 | 0.044237 | 0 | 0.044237 | 0.0042753 | 0.029492 | 0.016883 | 8.441% | 58.23% | 33.33% | 0%
|  |  | HURON 1116CB | 0.0097174 | 0 | 0.0097174 | 0.00046742 | 0.006733 | 0.0038808 | 4.218% | 60.76% | 35.02% | 0%
|  |  | SANTA MARIA 1109CB | 0.087003 | 0 | 0.087003 | 0.0057496 | 0.077118 | 0.029674 | 5.109% | 68.52% | 26.37% | 0%
|  |  | PALMER 1101CB | 0.0079979 | 0 | 0.0079979 | 0.0010244 | 0.0072267 | 0.0021246 | 9.873% | 69.65% | 20.48% | 0%
|  |  | FAMOSO 1103CB | 0.029031 | 0 | 0.029031 | 0.0018873 | 0.019115 | 0.01194 | 5.729% | 58.03% | 36.25% | 0%
|  |  | MERIDIAN 11013002 | 0.055182 | 0 | 0.055182 | 0.0069672 | 0.03935 | 0.017182 | 10.97% | 61.97% | 27.06% | 0%
|  |  | SANTA RITA 11023080 | 0.068894 | 0 | 0.068894 | 0.0036327 | 0.05158 | 0.022852 | 4.653% | 66.07% | 29.27% | 0%
|  |  | PRUNEDALE 1107CB | 0.036137 | 0 | 0.036137 | 0.0098042 | 0.028553 | 0.0090774 | 20.67% | 60.19% | 19.14% | 0%
|  |  | NOVATO 110456282 | 0.0029697 | 0 | 0.0029697 | 0.00017565 | 0.0025224 | 0.0010184 | 4.726% | 67.87% | 27.4% | 0%
|  |  | ORLAND B 110355050 | 0.064234 | 0 | 0.064234 | 0.0094685 | 0.049494 | 0.021844 | 11.72% | 61.25% | 27.03% | 0%
|  |  | MOLINO 1104380 | 0.077609 | 0 | 0.077609 | 0.044106 | 0.041898 | 0.015425 | 43.48% | 41.31% | 15.21% | 0%
|  |  | EL PECO 1102CB | 0.044843 | 0 | 0.044843 | 0.0026606 | 0.032001 | 0.01615 | 5.236% | 62.98% | 31.78% | 0%
|  |  | LAMONT 11044575 | 0.06652 | 0 | 0.06652 | 0.0053544 | 0.048869 | 0.031076 | 6.277% | 57.29% | 36.43% | 0%
|  |  | TERMINOUS 110214618 | 0.045108 | 0 | 0.045108 | 0.0053469 | 0.03504 | 0.011301 | 10.34% | 67.79% | 21.86% | 0%
|  |  | PLUMAS 210680200 | 0.066598 | 0 | 0.066598 | 0.013709 | 0.045068 | 0.016849 | 18.13% | 59.59% | 22.28% | 0%
|  |  | CASSIDY 21086060 | 0.013449 | 0 | 0.013449 | 0.0023174 | 0.0078759 | 0.0052491 | 15.01% | 51% | 33.99% | 0%
|  |  | DAIRYLAND 1109336164 | 0.0085626 | 0 | 0.0085626 | 0.0003871 | 0.0060913 | 0.0032666 | 3.972% | 62.51% | 33.52% | 0%
|  |  | BAHIA 1101648 | 0.0048567 | 0 | 0.0048567 | 0.0016992 | 0.0035205 | 0.0015838 | 24.98% | 51.75% | 23.28% | 0%
|  |  | CARUTHERS 11016290 | 0.091562 | 0 | 0.091562 | 0.0074424 | 0.059656 | 0.038127 | 7.073% | 56.69% | 36.23% | 0%
|  |  | KERN OIL 1107CB | 0.071918 | 0 | 0.071918 | 0.0046726 | 0.050977 | 0.030621 | 5.416% | 59.09% | 35.49% | 0%
|  |  | BOWLES 11035306F | 0.012489 | 0 | 0.012489 | 0.0011964 | 0.0085469 | 0.0044753 | 8.414% | 60.11% | 31.47% | 0%
|  |  | RICHMOND R 1127BR354 | 0.028718 | 0 | 0.028718 | 0.0060471 | 0.023238 | 0.0094302 | 15.62% | 60.02% | 24.36% | 0%
|  |  | TEXACO EMIDIO 1101CB | 0.0002277 | 0 | 0.0002277 | 1.7785e-05 | 0.00021373 | 0.00014436 | 4.732% | 56.86% | 38.41% | 0%
|  |  | GREEN VALLEY 21034929 | 0.002048 | 0 | 0.002048 | 0.00048779 | 0.0016055 | 0.00058476 | 18.21% | 59.95% | 21.84% | 0%
|  |  | HURON 111242930 | 0.016608 | 0 | 0.016608 | 0.00095434 | 0.014281 | 0.0084304 | 4.033% | 60.34% | 35.62% | 0%
|  |  | FAIRWAY 1107M12 | 0.051534 | 0 | 0.051534 | 0.002862 | 0.051395 | 0.013022 | 4.254% | 76.39% | 19.36% | 0%
|  |  | SEMITROPIC 111037812 | 0.047666 | 0 | 0.047666 | 0.0043752 | 0.032529 | 0.018537 | 7.891% | 58.67% | 33.44% | 0%
|  |  | LODI 110212592 | 0.090501 | 0 | 0.090501 | 0.013491 | 0.062272 | 0.029709 | 12.79% | 59.04% | 28.17% | 0%
|  |  | GUSTINE 11013502 | 0.015947 | 0 | 0.015947 | 0.0010114 | 0.012051 | 0.0056476 | 5.406% | 64.41% | 30.19% | 0%
|  |  | EAST NICOLAUS 11027254 | 0.04113 | 0 | 0.04113 | 0.0049461 | 0.029074 | 0.012535 | 10.62% | 62.45% | 26.93% | 0%
|  |  | NEWBURG 11326982 | 0.0036111 | 0.092857 | 0.096468 | 0.00088918 | 0.0031923 | 0.001248 | 0.6245% | 2.242% | 0.8766% | 96.26%
|  |  | RIPON 17039814 | 0.15035 | 0 | 0.15035 | 0.016835 | 0.080628 | 0.075103 | 9.756% | 46.72% | 43.52% | 0%
|  |  | LE GRAND 1104560074 | 0.016921 | 0 | 0.016921 | 0.0015946 | 0.011633 | 0.0059258 | 8.326% | 60.74% | 30.94% | 0%
|  |  | STROUD 1104CB | 0.058855 | 0 | 0.058855 | 0.0029282 | 0.042065 | 0.024709 | 4.201% | 60.35% | 35.45% | 0%
|  |  | GEYSERVILLE 1102220154 | 0.012548 | 0 | 0.012548 | 0.0037824 | 0.0090734 | 0.0036855 | 22.87% | 54.85% | 22.28% | 0%
|  |  | REEDLEY 1104CB | 0.048039 | 0 | 0.048039 | 0.0042641 | 0.031506 | 0.022141 | 7.363% | 54.4% | 38.23% | 0%
|  |  | RAINBOW 1106R1440 | 0.172 | 0 | 0.172 | 0.020284 | 0.11391 | 0.063083 | 10.28% | 57.74% | 31.98% | 0%
|  |  | CANAL 110311170 | 0.0061865 | 0 | 0.0061865 | 0.0004068 | 0.0044291 | 0.0027517 | 5.361% | 58.37% | 36.27% | 0%
|  |  | KEARNEY 110464226 | 0.052916 | 0 | 0.052916 | 0.0049001 | 0.034815 | 0.020963 | 8.076% | 57.38% | 34.55% | 0%
|  |  | SHAFTER 1104CB | 0.015923 | 0 | 0.015923 | 0.00098571 | 0.010935 | 0.0061025 | 5.469% | 60.67% | 33.86% | 0%
|  |  | BONITA 1101CB | 0.012152 | 0 | 0.012152 | 0.00068203 | 0.008824 | 0.0045242 | 4.861% | 62.89% | 32.25% | 0%
|  |  | GRAND ISLAND 22258872 | 0.12088 | 0 | 0.12088 | 0.014087 | 0.097025 | 0.029692 | 10% | 68.91% | 21.09% | 0%
|  |  | LERDO 11153910 | 0.024488 | 0 | 0.024488 | 0.0013132 | 0.016009 | 0.010396 | 4.738% | 57.76% | 37.51% | 0%
|  |  | WHEELER RIDGE 11032846 | 0.038918 | 0 | 0.038918 | 0.0034129 | 0.024311 | 0.018217 | 7.429% | 52.92% | 39.65% | 0%
|  |  | DOLAN ROAD 1101672110 | 0.029792 | 0 | 0.029792 | 0.01027 | 0.022276 | 0.0063619 | 26.4% | 57.25% | 16.35% | 0%
|  |  | BRUNSWICK 1110832231 | 0.0014355 | 0.016544 | 0.01798 | 0.00065442 | 0.00081095 | 0.0004117 | 2.784% | 3.449% | 1.751% | 92.02%
|  |  | FELLOWS 210382182 | 0.02889 | 0 | 0.02889 | 0.0010567 | 0.022854 | 0.013706 | 2.809% | 60.76% | 36.44% | 0%
|  |  | RIVERBANK 1712130318 | 0.042943 | 0 | 0.042943 | 0.0035872 | 0.024039 | 0.021249 | 7.34% | 49.18% | 43.48% | 0%
|  |  | COLUSA 110195060 | 0.038252 | 0 | 0.038252 | 0.005868 | 0.027304 | 0.012007 | 12.99% | 60.43% | 26.58% | 0%
|  |  | CAMPHORA 11013092 | 0.049644 | 0 | 0.049644 | 0.0018429 | 0.044946 | 0.017262 | 2.877% | 70.17% | 26.95% | 0%
|  |  | FAMOSO 1105CB | 0.040194 | 0 | 0.040194 | 0.0032317 | 0.025624 | 0.018747 | 6.789% | 53.83% | 39.38% | 0%
|  |  | MC FARLAND 1105CB | 0.063902 | 0 | 0.063902 | 0.0038741 | 0.04099 | 0.027723 | 5.337% | 56.47% | 38.19% | 0%
|  |  | CLEAR LAKE 110145252 | 0.024 | 0 | 0.024 | 0.0047299 | 0.01712 | 0.0093936 | 15.14% | 54.8% | 30.07% | 0%
|  |  | WAHTOKE 1107788302 | 0.030895 | 0 | 0.030895 | 0.0031813 | 0.018508 | 0.013334 | 9.083% | 52.85% | 38.07% | 0%
|  |  | WILKINS SLOUGH 110237254 | 0.037897 | 0 | 0.037897 | 0.0042918 | 0.026333 | 0.012911 | 9.858% | 60.49% | 29.66% | 0%
|  |  | ATWATER 11064570 | 0.08099 | 0 | 0.08099 | 0.01156 | 0.054722 | 0.029839 | 12.03% | 56.93% | 31.04% | 0%
|  |  | SANTA NELLA 1101CB | 0.048374 | 0 | 0.048374 | 0.0019727 | 0.037801 | 0.018358 | 3.393% | 65.03% | 31.58% | 0%
|  |  | MC FARLAND 1101CB | 0.04025 | 0 | 0.04025 | 0.0030283 | 0.026173 | 0.017068 | 6.545% | 56.57% | 36.89% | 0%
|  |  | WHEELER RIDGE 110137662 | 0.012209 | 0 | 0.012209 | 0.00059208 | 0.0084983 | 0.0047293 | 4.284% | 61.49% | 34.22% | 0%
|  |  | MC CALL 11066280 | 0.044113 | 0 | 0.044113 | 0.0036182 | 0.030031 | 0.016445 | 7.223% | 59.95% | 32.83% | 0%
|  |  | STONE CORRAL 11087759F | 0.0035043 | 0 | 0.0035043 | 0.00021814 | 0.0021922 | 0.0015562 | 5.5% | 55.27% | 39.23% | 0%
|  |  | EL CAPITAN 11049610 | 0.11877 | 0 | 0.11877 | 0.014349 | 0.07955 | 0.044589 | 10.36% | 57.44% | 32.2% | 0%
|  |  | OILFIELDS 11037064 | 0.02268 | 0 | 0.02268 | 0.0013324 | 0.016802 | 0.0093585 | 4.846% | 61.11% | 34.04% | 0%
|  |  | CHOWCHILLA 110490020 | 0.061637 | 0 | 0.061637 | 0.0056953 | 0.040844 | 0.024486 | 8.019% | 57.51% | 34.48% | 0%
|  |  | KEARNEY 111049534 | 0.039639 | 0 | 0.039639 | 0.0034074 | 0.025497 | 0.016097 | 7.572% | 56.66% | 35.77% | 0%
|  |  | GUERNSEY 1101CB | 0.034108 | 0 | 0.034108 | 0.0027963 | 0.020102 | 0.01602 | 7.185% | 51.65% | 41.16% | 0%
|  |  | DINUBA 1106CB | 0.01363 | 0 | 0.01363 | 0.00088824 | 0.0092027 | 0.0053979 | 5.735% | 59.41% | 34.85% | 0%
|  |  | PLUMAS 210750636 | 0.086838 | 0 | 0.086838 | 0.016634 | 0.055172 | 0.026632 | 16.9% | 56.05% | 27.05% | 0%
|  |  | CARUTHERS 110434456 | 0.0698 | 0 | 0.0698 | 0.0054966 | 0.048008 | 0.02558 | 6.95% | 60.7% | 32.35% | 0%
|  |  | LEMOORE 1104CB | 0.083314 | 0 | 0.083314 | 0.0098239 | 0.056744 | 0.031251 | 10.04% | 58.01% | 31.95% | 0%
|  |  | BLACKWELL 21011104 | 0.0078959 | 0 | 0.0078959 | 0.0004287 | 0.0054049 | 0.0044684 | 4.161% | 52.46% | 43.37% | 0%
|  |  | CAROLANDS 0402CB | 0.00025454 | 0 | 0.00025454 | 0.00022213 | 0.00015901 | 1.7659e-05 | 55.7% | 39.87% | 4.428% | 0%
|  |  | ANITA 110137724 | 0.03012 | 0 | 0.03012 | 0.0088959 | 0.019143 | 0.0095076 | 23.69% | 50.98% | 25.32% | 0%
|  |  | BORDEN 11035850 | 0.086464 | 0 | 0.086464 | 0.0073941 | 0.058991 | 0.032155 | 7.504% | 59.86% | 32.63% | 0%
|  |  | MERIDIAN 110288128 | 0.034993 | 0 | 0.034993 | 0.0043705 | 0.025671 | 0.010697 | 10.73% | 63.01% | 26.26% | 0%
|  |  | LIVINGSTON 110411260 | 0.089631 | 0 | 0.089631 | 0.010526 | 0.058479 | 0.032451 | 10.37% | 57.64% | 31.99% | 0%
|  |  | SPENCE 1102321000 | 0.0182 | 0 | 0.0182 | 0.00043531 | 0.0051736 | 0.0017711 | 5.899% | 70.1% | 24% | 0%
|  |  | LAMONT 11072469 | 0.038186 | 0 | 0.038186 | 0.0026371 | 0.026342 | 0.014528 | 6.061% | 60.55% | 33.39% | 0%
|  |  | WILLIAMS 11024104 | 0.032468 | 0 | 0.032468 | 0.0025771 | 0.024498 | 0.009903 | 6.969% | 66.25% | 26.78% | 0%
|  |  | WINTERS 110115822 | 0.014327 | 0 | 0.014327 | 0.0029255 | 0.0098214 | 0.005487 | 16.04% | 53.86% | 30.09% | 0%
|  |  | RENFRO 21034686 | 0.08671 | 0 | 0.08671 | 0.0087524 | 0.055111 | 0.037631 | 8.624% | 54.3% | 37.08% | 0%
|  |  | COVELO 11012467 | 0.018972 | 0.082808 | 0.10178 | 0.0054714 | 0.0037121 | 0.001315 | 9.715% | 6.591% | 2.335% | 81.36%
|  |  | DUMBARTON 1106CB | 0.034541 | 0 | 0.034541 | 0.0039748 | 0.027869 | 0.013997 | 8.671% | 60.8% | 30.53% | 0%
|  |  | HERDLYN 11038046 | 0.081327 | 0 | 0.081327 | 0.0068167 | 0.058588 | 0.027432 | 7.343% | 63.11% | 29.55% | 0%
|  |  | BIOLA 1103R2800 | 0.048041 | 0 | 0.048041 | 0.0026725 | 0.032761 | 0.018945 | 4.915% | 60.25% | 34.84% | 0%
|  |  | SHAFTER 1112CB | 0.031645 | 0 | 0.031645 | 0.0018738 | 0.022315 | 0.011683 | 5.224% | 62.21% | 32.57% | 0%
|  |  | LONE TREE 2105CB | 0.018782 | 0 | 0.018782 | 0.0016035 | 0.015517 | 0.0073882 | 6.542% | 63.31% | 30.15% | 0%
|  |  | PASO ROBLES 1108CB | 0.014927 | 0 | 0.014927 | 0.0020279 | 0.015147 | 0.0060991 | 8.713% | 65.08% | 26.21% | 0%
|  |  | CANAL 110312120 | 0.013941 | 0 | 0.013941 | 0.00088978 | 0.010041 | 0.0048501 | 5.638% | 63.63% | 30.73% | 0%
|  |  | BASALT 1106657038 | 0.034851 | 0 | 0.034851 | 0.008882 | 0.027856 | 0.0086549 | 19.57% | 61.37% | 19.07% | 0%
|  |  | LOGAN CREEK 210269358 | 0.029023 | 0 | 0.029023 | 0.0036048 | 0.019072 | 0.010279 | 10.94% | 57.87% | 31.19% | 0%
|  |  | KNIGHTS LANDING 11018962 | 0.094721 | 0 | 0.094721 | 0.012011 | 0.065145 | 0.03014 | 11.19% | 60.72% | 28.09% | 0%
|  |  | SOLEDAD 210237204 | 0.015844 | 0 | 0.015844 | 0.00058937 | 0.015377 | 0.0047507 | 2.845% | 74.22% | 22.93% | 0%
|  |  | CORDELIA 111240402 | 0.0052734 | 0 | 0.0052734 | 0.00087253 | 0.003936 | 0.0017816 | 13.24% | 59.73% | 27.03% | 0%
|  |  | HOLLISTER 210441808 | 0.045875 | 0 | 0.045875 | 0.0082694 | 0.03186 | 0.019135 | 13.95% | 53.76% | 32.29% | 0%
|  |  | KINGSBURG 1114CB | 0.044778 | 0 | 0.044778 | 0.0029751 | 0.030175 | 0.017829 | 5.836% | 59.19% | 34.97% | 0%
|  |  | RIVERBANK 17149150 | 0.027452 | 0 | 0.027452 | 0.0026933 | 0.015974 | 0.013188 | 8.455% | 50.15% | 41.4% | 0%
|  |  | TEMPLETON 2109P60 | 0.012026 | 0 | 0.012026 | 0.0008686 | 0.010032 | 0.0050123 | 5.458% | 63.04% | 31.5% | 0%
|  |  | LAKEVIEW 11023776 | 0.063984 | 0 | 0.063984 | 0.0038881 | 0.036595 | 0.03357 | 5.25% | 49.42% | 45.33% | 0%
|  |  | EMBARCADERO (Z) 1123CB | 0.0026186 | 0 | 0.0026186 | 0.00029914 | 0.0034786 | 0.0005449 | 6.92% | 80.47% | 12.61% | 0%
|  |  | TEMBLOR 110437696 | 0.016128 | 0 | 0.016128 | 0.00067996 | 0.011882 | 0.0079896 | 3.308% | 57.82% | 38.87% | 0%
|  |  | COLONY 1102CB | 0.067481 | 0 | 0.067481 | 0.0086084 | 0.047263 | 0.020669 | 11.25% | 61.75% | 27% | 0%
|  |  | HONCUT 11021702 | 0.046336 | 0 | 0.046336 | 0.0064585 | 0.03224 | 0.014514 | 12.14% | 60.59% | 27.28% | 0%
|  |  | OCEANO 1105V20 | 0.019793 | 0 | 0.019793 | 0.0023886 | 0.020932 | 0.0068134 | 7.927% | 69.46% | 22.61% | 0%
|  |  | MENDOTA 110337432 | 0.011306 | 0 | 0.011306 | 0.00094458 | 0.0090519 | 0.0056926 | 6.021% | 57.7% | 36.28% | 0%
|  |  | ATWATER 1102839304 | 0.00022425 | 0 | 0.00022425 | 1.5318e-05 | 0.00013443 | 0.00010408 | 6.035% | 52.96% | 41% | 0%
|  |  | OLD RIVER 11044169 | 0.089846 | 0 | 0.089846 | 0.0049102 | 0.057513 | 0.040109 | 4.789% | 56.09% | 39.12% | 0%
|  |  | SHAFTER 1103CB | 0.031266 | 0 | 0.031266 | 0.003049 | 0.020938 | 0.012011 | 8.47% | 58.16% | 33.37% | 0%
|  |  | CHOWCHILLA 1106867748 | 0.044395 | 0 | 0.044395 | 0.0067535 | 0.029083 | 0.014495 | 13.42% | 57.78% | 28.8% | 0%
|  |  | METTLER 111063452 | 0.035312 | 0 | 0.035312 | 0.0044664 | 0.024897 | 0.010724 | 11.14% | 62.11% | 26.75% | 0%
|  |  | LOCKEFORD 210237614 | 0.068099 | 0 | 0.068099 | 0.013329 | 0.042159 | 0.024505 | 16.66% | 52.7% | 30.63% | 0%
|  |  | SPENCE 1105CB | 0.0462 | 0 | 0.0462 | 0.0032868 | 0.03944 | 0.01764 | 5.445% | 65.33% | 29.22% | 0%
|  |  | LIVINGSTON 1104261292 | 0.0016806 | 0 | 0.0016806 | 0.00012783 | 0.0010962 | 0.00067824 | 6.72% | 57.63% | 35.65% | 0%
|  |  | SAN BERNARD 1102CB | 0.045129 | 0 | 0.045129 | 0.0027738 | 0.035141 | 0.01847 | 4.919% | 62.32% | 32.76% | 0%
|  |  | VASCO 1102MR418 | 0.023158 | 0 | 0.023158 | 0.0022777 | 0.019277 | 0.0095269 | 7.328% | 62.02% | 30.65% | 0%
|  |  | GRAND ISLAND 22238492 | 0.052229 | 0 | 0.052229 | 0.0062103 | 0.041277 | 0.011791 | 10.48% | 69.63% | 19.89% | 0%
|  |  | FIREBAUGH 11013540 | 0.00022391 | 0 | 0.00022391 | 1.7647e-05 | 0.00021517 | 0.00013681 | 4.774% | 58.21% | 37.01% | 0%
|  |  | HENRIETTA 11068710 | 0.006702 | 0 | 0.006702 | 0.00037147 | 0.0052487 | 0.0019927 | 4.88% | 68.94% | 26.18% | 0%
|  |  | OCEANO 1105V16 | 0.0208 | 0 | 0.0208 | 0.0054722 | 0.023033 | 0.0053273 | 16.17% | 68.08% | 15.75% | 0%
|  |  | ESQUON 11012052 | 0.077291 | 0 | 0.077291 | 0.012007 | 0.055599 | 0.022109 | 13.38% | 61.97% | 24.64% | 0%
|  |  | DOLAN ROAD 1104CB | 0.020009 | 0 | 0.020009 | 0.0017306 | 0.018717 | 0.0053575 | 6.707% | 72.53% | 20.76% | 0%
|  |  | PANORAMA 11021249 | 0.023582 | 0 | 0.023582 | 0.012068 | 0.012291 | 0.0063088 | 39.35% | 40.08% | 20.57% | 0%
|  |  | DINUBA 1105CB | 0.028788 | 0 | 0.028788 | 0.0020389 | 0.018756 | 0.011966 | 6.223% | 57.25% | 36.52% | 0%
|  |  | BOWLES 11026530 | 0.10969 | 0 | 0.10969 | 0.0096276 | 0.074203 | 0.04086 | 7.721% | 59.51% | 32.77% | 0%
|  |  | MC CALL 110793252 | 0.00022364 | 0 | 0.00022364 | 1.9807e-05 | 0.00014382 | 8.9511e-05 | 7.825% | 56.82% | 35.36% | 0%
|  |  | BOWLES 11016210 | 0.050095 | 0 | 0.050095 | 0.004591 | 0.033612 | 0.019634 | 7.938% | 58.12% | 33.95% | 0%
|  |  | LOGAN CREEK 21012218 | 0.11076 | 0 | 0.11076 | 0.011865 | 0.081858 | 0.032944 | 9.367% | 64.62% | 26.01% | 0%
|  |  | SCHINDLER 111447668 | 0.058402 | 0 | 0.058402 | 0.0029008 | 0.040377 | 0.023641 | 4.335% | 60.34% | 35.33% | 0%
|  |  | COTATI 11052121 | 0.0089552 | 0 | 0.0089552 | 0.0045472 | 0.0050183 | 0.0020932 | 39% | 43.04% | 17.95% | 0%
|  |  | MENDOTA 1104CB | 0.036325 | 0 | 0.036325 | 0.0017783 | 0.024984 | 0.015763 | 4.182% | 58.75% | 37.07% | 0%
|  |  | MENLO 04029070 | 0.0073724 | 0 | 0.0073724 | 0.0038516 | 0.0046895 | 0.0010991 | 39.95% | 48.65% | 11.4% | 0%
|  |  | BOWLES 11045030 | 0.04598 | 0 | 0.04598 | 0.0038984 | 0.030022 | 0.018204 | 7.479% | 57.6% | 34.92% | 0%
|  |  | BONITA 11036020 | 0.13327 | 0 | 0.13327 | 0.013924 | 0.088731 | 0.048406 | 9.218% | 58.74% | 32.04% | 0%
|  |  | CARUTHERS 1105665998 | 0.0034622 | 0 | 0.0034622 | 0.00020223 | 0.0023091 | 0.0014076 | 5.16% | 58.92% | 35.92% | 0%
|  |  | ALPAUGH 1106CB | 0.051552 | 0 | 0.051552 | 0.0025722 | 0.035888 | 0.020443 | 4.367% | 60.93% | 34.71% | 0%
|  |  | WILKINS SLOUGH 110298742 | 0.040301 | 0 | 0.040301 | 0.0045839 | 0.028227 | 0.01361 | 9.875% | 60.81% | 29.32% | 0%
|  |  | GUERNSEY 11048630 | 0.036384 | 0 | 0.036384 | 0.0028339 | 0.022111 | 0.016638 | 6.815% | 53.17% | 40.01% | 0%
|  |  | BLUE LAKE 110266454 | 0.036009 | 0.20278 | 0.23879 | 0.0296 | 0.01381 | 0.0036518 | 9.485% | 4.425% | 1.17% | 84.92%
|  |  | BUENA VISTA 11063714 | 0.022065 | 0 | 0.022065 | 0.0016833 | 0.018199 | 0.0088353 | 5.861% | 63.37% | 30.77% | 0%
|  |  | BASALT 1106724 | 0.081705 | 0 | 0.081705 | 0.022247 | 0.062025 | 0.022123 | 20.91% | 58.3% | 20.79% | 0%
|  |  | WATERLOO 1101CB | 0.069144 | 0 | 0.069144 | 0.013025 | 0.046052 | 0.01937 | 16.6% | 58.7% | 24.69% | 0%
|  |  | ORTIGA 110677310 | 0.02666 | 0 | 0.02666 | 0.0014696 | 0.019306 | 0.010173 | 4.749% | 62.38% | 32.87% | 0%
|  |  | GATES 11069090 | 0.028979 | 0 | 0.028979 | 0.0013781 | 0.01844 | 0.015876 | 3.861% | 51.66% | 44.48% | 0%
|  |  | BUTTE 11072078 | 0.15695 | 0 | 0.15695 | 0.043627 | 0.10133 | 0.053689 | 21.96% | 51.01% | 27.03% | 0%
|  |  | FULTON 1105142 | 0.035801 | 0 | 0.035801 | 0.013012 | 0.022845 | 0.011026 | 27.75% | 48.73% | 23.52% | 0%
|  |  | NEWMAN 110610800 | 0.051569 | 0 | 0.051569 | 0.0035098 | 0.036683 | 0.018259 | 6.005% | 62.76% | 31.24% | 0%
|  |  | SAN JOAQUIN 110683170 | 0.083262 | 0 | 0.083262 | 0.0042575 | 0.055621 | 0.034977 | 4.488% | 58.64% | 36.87% | 0%
|  |  | LAKEVIEW 11029360 | 0.012347 | 0 | 0.012347 | 0.00090803 | 0.007448 | 0.0058877 | 6.375% | 52.29% | 41.34% | 0%
|  |  | OCEANO 1102V56 | 0.033829 | 0 | 0.033829 | 0 | 0.0025508 | 0 | 0% | 100% | 0% | 0%
|  |  | CANTUA 11059790 | 0.0076997 | 0 | 0.0076997 | 0.00049615 | 0.0051889 | 0.0031871 | 5.592% | 58.48% | 35.92% | 0%
|  |  | LAS POSITAS 2110MR327 | 0.014549 | 0 | 0.014549 | 0.0026405 | 0.012397 | 0.0072727 | 11.84% | 55.57% | 32.6% | 0%
|  |  | KINGSBURG 111284417 | 0.0093937 | 0 | 0.0093937 | 0.0010261 | 0.0064063 | 0.0035804 | 9.318% | 58.17% | 32.51% | 0%
|  |  | TEMPLETON 2111R76 | 0.0096351 | 0 | 0.0096351 | 0.002959 | 0.0077104 | 0.0032204 | 21.3% | 55.51% | 23.19% | 0%
|  |  | CASTROVILLE 21045004 | 0.04911 | 0 | 0.04911 | 0.0036608 | 0.047617 | 0.012563 | 5.734% | 74.59% | 19.68% | 0%
|  |  | WAHTOKE 11087160 | 0.056998 | 0 | 0.056998 | 0.01952 | 0.030604 | 0.01847 | 28.46% | 44.62% | 26.93% | 0%
|  |  | KEARNEY 1106563038 | 0.071394 | 0 | 0.071394 | 0.0055652 | 0.046838 | 0.028647 | 6.866% | 57.79% | 35.34% | 0%
|  |  | TEMBLOR 1104CB | 0.033063 | 0 | 0.033063 | 0.0014406 | 0.026014 | 0.015779 | 3.332% | 60.17% | 36.5% | 0%
|  |  | BOWLES 11016909F | 0.0047684 | 0 | 0.0047684 | 0.00090027 | 0.0027945 | 0.0017027 | 16.68% | 51.77% | 31.55% | 0%
|  |  | CABRILLO 1104431976 | 0.00022178 | 0 | 0.00022178 | 1.7581e-05 | 0.00020387 | 6.8553e-05 | 6.062% | 70.3% | 23.64% | 0%
|  |  | DOLAN ROAD 1101882610 | 0.0022514 | 0 | 0.0022514 | 0.0013046 | 0.0013481 | 0.00027773 | 44.52% | 46% | 9.477% | 0%
|  |  | RAINBOW 1106CB | 0.018586 | 0 | 0.018586 | 0.0032304 | 0.011699 | 0.0061086 | 15.36% | 55.61% | 29.04% | 0%
|  |  | AVENA 1701427866 | 0.072429 | 0 | 0.072429 | 0.012913 | 0.043121 | 0.027394 | 15.48% | 51.69% | 32.84% | 0%
|  |  | PASO ROBLES 1106R70 | 0.023458 | 0 | 0.023458 | 0.0025333 | 0.020062 | 0.0087156 | 8.091% | 64.07% | 27.84% | 0%
|  |  | SANTA YNEZ 1104CB | 0.030331 | 0 | 0.030331 | 0.0070549 | 0.024466 | 0.0079352 | 17.88% | 62.01% | 20.11% | 0%
|  |  | ANITA 110166258 | 0.051933 | 0 | 0.051933 | 0.015313 | 0.031925 | 0.016607 | 23.98% | 50% | 26.01% | 0%
|  |  | PLAINFIELD 110621482 | 0.036283 | 0 | 0.036283 | 0.00475 | 0.024355 | 0.011964 | 11.57% | 59.3% | 29.13% | 0%
|  |  | GUSTINE 110137354 | 0.021365 | 0 | 0.021365 | 0.0016141 | 0.014633 | 0.0080163 | 6.652% | 60.31% | 33.04% | 0%
|  |  | PEACHTON 1103CB | 0.026533 | 0 | 0.026533 | 0.0041975 | 0.018494 | 0.0073929 | 13.95% | 61.47% | 24.57% | 0%
|  |  | GRAND ISLAND 222347924 | 0.043565 | 0 | 0.043565 | 0.0059905 | 0.031125 | 0.012604 | 12.05% | 62.6% | 25.35% | 0%
|  |  | ARVIN 1102CB | 0.038621 | 0 | 0.038621 | 0.0025353 | 0.027594 | 0.017642 | 5.307% | 57.76% | 36.93% | 0%
|  |  | BLUE LAKE 11013578 | 0.015269 | 0.021849 | 0.037117 | 0.010249 | 0.0071181 | 0.0025539 | 21.16% | 14.7% | 5.274% | 58.86%
|  |  | GREEN VALLEY 210182789 | 0.0054203 | 0 | 0.0054203 | 0.0030104 | 0.0028667 | 0.0012106 | 42.47% | 40.45% | 17.08% | 0%
|  |  | EAST NICOLAUS 11031254 | 0.084484 | 0 | 0.084484 | 0.010929 | 0.059835 | 0.027832 | 11.08% | 60.69% | 28.23% | 0%
|  |  | PANORAMA 11021342 | 0.039971 | 0 | 0.039971 | 0.012368 | 0.026726 | 0.013128 | 23.68% | 51.18% | 25.14% | 0%
|  |  | COALINGA NO 2 1107793144 | 0.0075751 | 0 | 0.0075751 | 0.00041095 | 0.0055237 | 0.0035572 | 4.33% | 58.19% | 37.48% | 0%
|  |  | CATLETT 1102CB | 0.096958 | 0 | 0.096958 | 0.011698 | 0.071425 | 0.029182 | 10.42% | 63.6% | 25.98% | 0%
|  |  | AVENA 1702CB | 0.14857 | 0 | 0.14857 | 0.015223 | 0.092675 | 0.061111 | 9.007% | 54.83% | 36.16% | 0%
|  |  | LIVINGSTON 1101CB | 0.037125 | 0 | 0.037125 | 0.0032543 | 0.025616 | 0.013152 | 7.744% | 60.96% | 31.3% | 0%
|  |  | BANTA 1103CB | 0.13725 | 0 | 0.13725 | 0.0086849 | 0.097938 | 0.050607 | 5.524% | 62.29% | 32.19% | 0%
|  |  | FIREBAUGH 11013430 | 0.020279 | 0 | 0.020279 | 0.0011367 | 0.01435 | 0.0080005 | 4.84% | 61.1% | 34.06% | 0%
|  |  | CONTRA COSTA 2112CB | 0.00066277 | 0 | 0.00066277 | 0.00012226 | 0.00051365 | 0.00023074 | 14.11% | 59.27% | 26.62% | 0%
|  |  | KERMAN 1101R42 | 0.10302 | 0 | 0.10302 | 0.0085475 | 0.068542 | 0.040018 | 7.299% | 58.53% | 34.17% | 0%
|  |  | WHEELER RIDGE 11031609 | 0.048911 | 0 | 0.048911 | 0.0030149 | 0.03295 | 0.019981 | 5.389% | 58.9% | 35.71% | 0%
|  |  | MISSION (X) 1124CB | 0.0016382 | 0 | 0.0016382 | 6.2451e-05 | 0.0023251 | 0.00031672 | 2.309% | 85.98% | 11.71% | 0%
|  |  | SANTA NELLA 11049660 | 0.038466 | 0 | 0.038466 | 0.0016949 | 0.029913 | 0.012599 | 3.834% | 67.67% | 28.5% | 0%
|  |  | OLD RIVER 1101479636 | 0.022865 | 0 | 0.022865 | 0.0012721 | 0.013421 | 0.011293 | 4.895% | 51.65% | 43.46% | 0%
|  |  | COLONY 110236728 | 0.077694 | 0 | 0.077694 | 0.012053 | 0.051702 | 0.02514 | 13.56% | 58.16% | 28.28% | 0%
|  |  | CANTUA 1101CB | 0.031821 | 0 | 0.031821 | 0.0012195 | 0.02424 | 0.014367 | 3.062% | 60.86% | 36.07% | 0%
|  |  | SCHINDLER 1111CB | 0.045401 | 0 | 0.045401 | 0.0028898 | 0.031365 | 0.017903 | 5.541% | 60.14% | 34.32% | 0%
|  |  | CHOLAME 2102127926 | 7.3521e-05 | 0 | 7.3521e-05 | 2.2363e-06 | 6.5813e-05 | 2.8089e-05 | 2.326% | 68.46% | 29.22% | 0%
|  |  | ANGIOLA 110457276 | 0.029199 | 0 | 0.029199 | 0.0019376 | 0.019457 | 0.013028 | 5.629% | 56.52% | 37.85% | 0%
|  |  | EL PECO 11062040 | 0.05075 | 0 | 0.05075 | 0.0034267 | 0.035297 | 0.019196 | 5.916% | 60.94% | 33.14% | 0%
|  |  | 7TH STANDARD 21031381 | 0.034937 | 0 | 0.034937 | 0.0017606 | 0.022446 | 0.01534 | 4.452% | 56.76% | 38.79% | 0%
|  |  | DINUBA 11057030 | 0.097667 | 0 | 0.097667 | 0.0079738 | 0.058723 | 0.044012 | 7.203% | 53.04% | 39.75% | 0%
|  |  | PEACHTON 110386522 | 0.026669 | 0 | 0.026669 | 0.0050694 | 0.017206 | 0.0083489 | 16.55% | 56.18% | 27.26% | 0%
|  |  | BONITA 11015740 | 0.17446 | 0 | 0.17446 | 0.01439 | 0.11879 | 0.06503 | 7.26% | 59.93% | 32.81% | 0%
|  |  | LE GRAND 1112CB | 0.031527 | 0 | 0.031527 | 0.0023714 | 0.022401 | 0.011189 | 6.594% | 62.29% | 31.11% | 0%
|  |  | COPUS 1103CB | 0.0090834 | 0 | 0.0090834 | 0.00035581 | 0.0074406 | 0.0036008 | 3.122% | 65.28% | 31.59% | 0%
|  |  | MERIDIAN 110253048 | 0.093171 | 0 | 0.093171 | 0.010939 | 0.06445 | 0.030967 | 10.29% | 60.6% | 29.12% | 0%
|  |  | CRESSEY 21037022 | 0.023263 | 0 | 0.023263 | 0.0032123 | 0.014852 | 0.0090545 | 11.85% | 54.77% | 33.39% | 0%
|  |  | ATWATER 110342444 | 0.037277 | 0 | 0.037277 | 0.0051997 | 0.02478 | 0.012623 | 12.2% | 58.16% | 29.63% | 0%
|  |  | BIOLA 110489728 | 0.051905 | 0 | 0.051905 | 0.0045612 | 0.034257 | 0.020142 | 7.736% | 58.1% | 34.16% | 0%
|  |  | SANGER 1114R3000 | 0.064969 | 0 | 0.064969 | 0.0115 | 0.039929 | 0.022397 | 15.58% | 54.09% | 30.34% | 0%
|  |  | HURON 110697762 | 0.053667 | 0 | 0.053667 | 0.0024296 | 0.03667 | 0.021934 | 3.981% | 60.08% | 35.94% | 0%
|  |  | KINGSBURG 111677276 | 0.036964 | 0 | 0.036964 | 0.0027826 | 0.024882 | 0.014624 | 6.58% | 58.84% | 34.58% | 0%
|  |  | BOGUE 11067398 | 0.094487 | 0 | 0.094487 | 0.015638 | 0.063928 | 0.029533 | 14.33% | 58.6% | 27.07% | 0%
|  |  | PUEBLO 1105696 | 0.013849 | 0.052783 | 0.066632 | 0.0055694 | 0.0096204 | 0.002825 | 6.426% | 11.1% | 3.259% | 79.22%
|  |  | SCHINDLER 1116CB | 0.036763 | 0 | 0.036763 | 0.0021711 | 0.025117 | 0.014639 | 5.178% | 59.91% | 34.92% | 0%
|  |  | MORMON 110210274 | 0.041168 | 0 | 0.041168 | 0.0065402 | 0.03011 | 0.011996 | 13.44% | 61.9% | 24.66% | 0%
|  |  | CATLETT 11022512 | 0.015995 | 0 | 0.015995 | 0.0021731 | 0.011763 | 0.004952 | 11.5% | 62.28% | 26.22% | 0%
|  |  | HERDLYN 1102608254 | 0.088804 | 0 | 0.088804 | 0.0076849 | 0.069978 | 0.037312 | 6.684% | 60.86% | 32.45% | 0%
|  |  | RIVERBANK 1711CB | 0.052827 | 0 | 0.052827 | 0.0073459 | 0.029632 | 0.02327 | 12.19% | 49.18% | 38.62% | 0%
|  |  | LE GRAND 1106141672 | 0.056882 | 0 | 0.056882 | 0.0041561 | 0.041282 | 0.0197 | 6.38% | 63.38% | 30.24% | 0%
|  |  | MC CALL 1106640598 | 0.092073 | 0 | 0.092073 | 0.0077822 | 0.061727 | 0.035338 | 7.422% | 58.87% | 33.7% | 0%
|  |  | DAIRYLAND 1113CB | 0.072137 | 0 | 0.072137 | 0.0069317 | 0.049813 | 0.0253 | 8.449% | 60.71% | 30.84% | 0%
|  |  | BIOLA 11016270 | 0.042696 | 0 | 0.042696 | 0.0039808 | 0.029375 | 0.01513 | 8.21% | 60.58% | 31.2% | 0%
|  |  | EL PECO 1106CB | 0.038493 | 0 | 0.038493 | 0.0022373 | 0.02643 | 0.014903 | 5.135% | 60.66% | 34.2% | 0%
|  |  | MIDDLE RIVER 110395572 | 0.029384 | 0 | 0.029384 | 0.0019561 | 0.022958 | 0.0089003 | 5.785% | 67.89% | 26.32% | 0%
|  |  | LEMOORE 1101719720 | 0.019751 | 0 | 0.019751 | 0.001545 | 0.014513 | 0.0070144 | 6.696% | 62.9% | 30.4% | 0%
|  |  | GUERNSEY 1103849262 | 0.073586 | 0 | 0.073586 | 0.004593 | 0.045601 | 0.033435 | 5.492% | 54.53% | 39.98% | 0%
|  |  | RICE 110379200 | 0.053123 | 0 | 0.053123 | 0.0080855 | 0.03819 | 0.01439 | 13.33% | 62.95% | 23.72% | 0%
|  |  | SAN JOAQUIN 1108R1700 | 0.078023 | 0 | 0.078023 | 0.0040952 | 0.054793 | 0.031181 | 4.547% | 60.83% | 34.62% | 0%
|  |  | EAST NICOLAUS 11011358 | 0.04435 | 0 | 0.04435 | 0.0057054 | 0.032694 | 0.012427 | 11.23% | 64.33% | 24.45% | 0%
|  |  | EL PECO 11054010 | 0.061575 | 0 | 0.061575 | 0.0035985 | 0.042151 | 0.023948 | 5.163% | 60.48% | 34.36% | 0%
|  |  | GRAND ISLAND 222322452 | 0.057129 | 0 | 0.057129 | 0.0069679 | 0.042398 | 0.015663 | 10.71% | 65.2% | 24.09% | 0%
|  |  | STROUD 1104R435 | 0.020032 | 0 | 0.020032 | 0.0010282 | 0.013334 | 0.0096658 | 4.279% | 55.49% | 40.23% | 0%
|  |  | MC CALL 11064282F | 0.002519 | 0 | 0.002519 | 0.00020455 | 0.0016443 | 0.0010024 | 7.174% | 57.67% | 35.16% | 0%
|  |  | WATERLOO 110112968 | 0.039287 | 0 | 0.039287 | 0.0082285 | 0.02515 | 0.011854 | 18.19% | 55.6% | 26.21% | 0%
|  |  | STROUD 110449602 | 0.00065685 | 0 | 0.00065685 | 4.2345e-05 | 0.0006298 | 0.00041216 | 3.905% | 58.08% | 38.01% | 0%
|  |  | BELLEVUE 1102182 | 0.029628 | 0 | 0.029628 | 0.0093434 | 0.020499 | 0.0088855 | 24.13% | 52.93% | 22.94% | 0%
|  |  | BASALT 1106783176 | 0.051419 | 0 | 0.051419 | 0.0091049 | 0.043089 | 0.014201 | 13.71% | 64.9% | 21.39% | 0%
|  |  | LAKEVIEW 1107CB | 0.021347 | 0 | 0.021347 | 0.00093171 | 0.017248 | 0.0085153 | 3.49% | 64.61% | 31.9% | 0%
|  |  | BOWLES 11016220 | 0.10383 | 0 | 0.10383 | 0.0099958 | 0.067047 | 0.040876 | 8.477% | 56.86% | 34.66% | 0%
|  |  | ATWATER 110264566 | 0.019061 | 0 | 0.019061 | 0.0023369 | 0.012846 | 0.0064424 | 10.81% | 59.4% | 29.79% | 0%
|  |  | EAST NICOLAUS 1101CB | 0.030242 | 0 | 0.030242 | 0.0025374 | 0.023417 | 0.0083544 | 7.396% | 68.25% | 24.35% | 0%
|  |  | PLAINFIELD 110146254 | 0.083005 | 0 | 0.083005 | 0.010859 | 0.058143 | 0.025685 | 11.47% | 61.41% | 27.13% | 0%
|  |  | HALF MOON BAY 110155210 | 0.0014906 | 0 | 0.0014906 | 0.00029996 | 0.0012928 | 0.00034267 | 15.5% | 66.8% | 17.71% | 0%
|  |  | GRAND ISLAND 22272802 | 0.08252 | 0 | 0.08252 | 0.0098071 | 0.062654 | 0.022374 | 10.34% | 66.07% | 23.59% | 0%
|  |  | WILLIAMS 110230222 | 0.016154 | 0 | 0.016154 | 0.001311 | 0.012047 | 0.0058734 | 6.817% | 62.64% | 30.54% | 0%
|  |  | BAHIA 1104997506 | 0.00018186 | 0 | 0.00018186 | 1.6506e-05 | 0.00016952 | 5.1404e-05 | 6.952% | 71.4% | 21.65% | 0%
|  |  | PEASE 11031306 | 0.12751 | 0 | 0.12751 | 0.021981 | 0.083327 | 0.042151 | 14.91% | 56.51% | 28.58% | 0%
|  |  | MARYSVILLE 1108740650 | 0.031969 | 0 | 0.031969 | 0.0039535 | 0.025121 | 0.012334 | 9.548% | 60.67% | 29.79% | 0%
|  |  | ANGIOLA 110241516 | 0.010406 | 0 | 0.010406 | 0.00087135 | 0.0072374 | 0.0045084 | 6.906% | 57.36% | 35.73% | 0%
|  |  | FRENCH CAMP 11028038 | 0.12244 | 0 | 0.12244 | 0.01202 | 0.087239 | 0.039613 | 8.655% | 62.82% | 28.52% | 0%
|  |  | WATERLOO 1102CB | 0.030837 | 0 | 0.030837 | 0.0060817 | 0.02037 | 0.0084532 | 17.42% | 58.36% | 24.22% | 0%
|  |  | WILSON 1102CB | 0.03945 | 0 | 0.03945 | 0.0045101 | 0.027367 | 0.014993 | 9.623% | 58.39% | 31.99% | 0%
|  |  | CLARKSVILLE 210955666 | 0.0062103 | 0.082142 | 0.088353 | 0.0031057 | 0.0035973 | 0.0014177 | 2.688% | 3.114% | 1.227% | 92.97%
|  |  | TEJON 1103CB | 0.045747 | 0 | 0.045747 | 0.0019542 | 0.032381 | 0.020037 | 3.594% | 59.56% | 36.85% | 0%
|  |  | PARLIER 11046800 | 0.0092595 | 0 | 0.0092595 | 0.00090141 | 0.0056244 | 0.0039552 | 8.6% | 53.66% | 37.74% | 0%
|  |  | SAN JOAQUIN 1112CB | 0.055331 | 0 | 0.055331 | 0.0029406 | 0.038526 | 0.022641 | 4.587% | 60.1% | 35.32% | 0%
|  |  | MC KEE 1107XR010 | 0.043787 | 0 | 0.043787 | 0.013938 | 0.031336 | 0.011691 | 24.47% | 55.01% | 20.52% | 0%
|  |  | COTATI 110578286 | 0.019047 | 0 | 0.019047 | 0.010775 | 0.0097618 | 0.0043688 | 43.26% | 39.19% | 17.54% | 0%
|  |  | MIDDLE RIVER 1102CB | 0.040214 | 0 | 0.040214 | 0.0045969 | 0.029596 | 0.011482 | 10.06% | 64.8% | 25.14% | 0%
|  |  | LAKEVIEW 11061632 | 0.027017 | 0 | 0.027017 | 0.0016924 | 0.020248 | 0.010757 | 5.176% | 61.93% | 32.9% | 0%
|  |  | VICTOR 110236800 | 0.036216 | 0 | 0.036216 | 0.0048978 | 0.025131 | 0.010964 | 11.95% | 61.31% | 26.75% | 0%
|  |  | FULTON 1105921 | 0.014817 | 0 | 0.014817 | 0.0057806 | 0.0090676 | 0.0044798 | 29.91% | 46.91% | 23.18% | 0%
|  |  | TEVIS 21044401 | 0.013659 | 0 | 0.013659 | 0.0008333 | 0.008068 | 0.0067136 | 5.337% | 51.67% | 42.99% | 0%
|  |  | RAINBOW 1106R610 | 0.054677 | 0 | 0.054677 | 0.012789 | 0.032262 | 0.01805 | 20.27% | 51.13% | 28.6% | 0%
|  |  | MORGAN HILL 2110814616 | 0.011518 | 0 | 0.011518 | 0.0014409 | 0.0077789 | 0.0051802 | 10.01% | 54.02% | 35.97% | 0%
|  |  | BARRY 11032020 | 0.058579 | 0 | 0.058579 | 0.0082964 | 0.040756 | 0.017304 | 12.5% | 61.42% | 26.08% | 0%
|  |  | SCHINDLER 11149120 | 0.012457 | 0 | 0.012457 | 0.0007938 | 0.0093532 | 0.0059506 | 4.931% | 58.1% | 36.97% | 0%
|  |  | WHEATLAND 110436326 | 0.048549 | 0 | 0.048549 | 0.010018 | 0.034361 | 0.01871 | 15.88% | 54.46% | 29.66% | 0%
|  |  | CAMDEN 1104CB | 0.11142 | 0 | 0.11142 | 0.0073533 | 0.076233 | 0.042675 | 5.824% | 60.38% | 33.8% | 0%
|  |  | CAPAY 110286444 | 0.0884 | 0 | 0.0884 | 0.016646 | 0.065389 | 0.030765 | 14.76% | 57.97% | 27.27% | 0%
|  |  | JACINTO 110247800 | 0.034768 | 0 | 0.034768 | 0.0044976 | 0.025223 | 0.011485 | 10.91% | 61.21% | 27.87% | 0%
|  |  | PRUNEDALE 110736920 | 0.02417 | 0 | 0.02417 | 0.0117 | 0.01497 | 0.004732 | 37.26% | 47.67% | 15.07% | 0%
|  |  | EL PECO 11026030 | 0.023635 | 0 | 0.023635 | 0.0012295 | 0.016624 | 0.0088986 | 4.596% | 62.14% | 33.26% | 0%
|  |  | SANTA MARIA 1105M42 | 0.038958 | 0 | 0.038958 | 0.0034418 | 0.033919 | 0.012418 | 6.914% | 68.14% | 24.95% | 0%
|  |  | SAN JOAQUIN 1112874392 | 0.040846 | 0 | 0.040846 | 0.0023474 | 0.028357 | 0.015758 | 5.052% | 61.03% | 33.91% | 0%
|  |  | TEVIS 2104CB | 0.048518 | 0 | 0.048518 | 0.0031895 | 0.029111 | 0.023653 | 5.7% | 52.03% | 42.27% | 0%
|  |  | BARRY 1101CB | 0.12192 | 0 | 0.12192 | 0.0161 | 0.085419 | 0.038499 | 11.5% | 61.01% | 27.5% | 0%
|  |  | IGNACIO 11021240 | 0.030547 | 0 | 0.030547 | 0.0039224 | 0.026167 | 0.011937 | 9.333% | 62.26% | 28.4% | 0%
|  |  | BOWLES 11046190 | 0.060599 | 0 | 0.060599 | 0.0052737 | 0.040769 | 0.023772 | 7.554% | 58.4% | 34.05% | 0%
|  |  | CARUTHERS 1105553830 | 0.00018031 | 0 | 0.00018031 | 9.2611e-06 | 0.00011746 | 7.7371e-05 | 4.538% | 57.55% | 37.91% | 0%
|  |  | MORMON 1102344118 | 0.0072952 | 0 | 0.0072952 | 0.0012798 | 0.0047787 | 0.002238 | 15.43% | 57.6% | 26.98% | 0%
|  |  | MARICOPA 1101CB | 0.045749 | 0 | 0.045749 | 0.0025629 | 0.036247 | 0.020834 | 4.297% | 60.77% | 34.93% | 0%
|  |  | CORCORAN 1106176636 | 0.071976 | 0 | 0.071976 | 0.0040063 | 0.05003 | 0.028269 | 4.868% | 60.79% | 34.35% | 0%
|  |  | RIVERBANK 17159020 | 0.094874 | 0 | 0.094874 | 0.015277 | 0.048392 | 0.044157 | 14.17% | 44.88% | 40.95% | 0%
|  |  | KEARNEY 1104D4939 | 0.015029 | 0 | 0.015029 | 0.0014009 | 0.0095672 | 0.0060437 | 8.235% | 56.24% | 35.53% | 0%
|  |  | CANAL 110192709 | 0.10894 | 0 | 0.10894 | 0.0053515 | 0.079749 | 0.040957 | 4.245% | 63.26% | 32.49% | 0%
|  |  | CASTROVILLE 2103791564 | 0.022918 | 0 | 0.022918 | 0.0055822 | 0.018326 | 0.0059722 | 18.68% | 61.33% | 19.99% | 0%
|  |  | OLD RIVER 11023310 | 0.062109 | 0 | 0.062109 | 0.0038252 | 0.03904 | 0.02799 | 5.399% | 55.1% | 39.5% | 0%
|  |  | SANTA NELLA 11049600 | 0.055528 | 0 | 0.055528 | 0.0031586 | 0.039929 | 0.020823 | 4.942% | 62.48% | 32.58% | 0%
|  |  | CARRIZO PLAINS 1101CB | 0.00010802 | 0 | 0.00010802 | 5.1437e-06 | 8.1728e-05 | 5.4159e-05 | 3.647% | 57.95% | 38.4% | 0%
|  |  | MC CALL 1108406358 | 0.00065085 | 0 | 0.00065085 | 6.888e-05 | 0.00052344 | 0.00040582 | 6.901% | 52.44% | 40.66% | 0%
|  |  | WATSONVILLE 2101905574 | 0.006362 | 0 | 0.006362 | 0.0039929 | 0.0031421 | 0.0010988 | 48.49% | 38.16% | 13.35% | 0%
|  |  | SEMITROPIC 1104CB | 0.028201 | 0 | 0.028201 | 0.0022598 | 0.018283 | 0.011583 | 7.034% | 56.91% | 36.06% | 0%
|  |  | WRIGHT 1110288242 | 0.01284 | 0 | 0.01284 | 0.00054643 | 0.0094242 | 0.0045633 | 3.76% | 64.84% | 31.4% | 0%
|  |  | FRENCH CAMP 11021404 | 0.095304 | 0 | 0.095304 | 0.0092186 | 0.067684 | 0.031048 | 8.54% | 62.7% | 28.76% | 0%
|  |  | DAVIS 11128902 | 0.10912 | 0 | 0.10912 | 0.025819 | 0.06763 | 0.033464 | 20.34% | 53.29% | 26.37% | 0%
|  |  | PEACHTON 1102181815 | 0.011552 | 0 | 0.011552 | 0.0023376 | 0.0071451 | 0.0036186 | 17.84% | 54.54% | 27.62% | 0%
|  |  | SANTA NELLA 110438984 | 0.029214 | 0 | 0.029214 | 0.001619 | 0.021171 | 0.01061 | 4.847% | 63.39% | 31.77% | 0%
|  |  | MAGUNDEN 11064849 | 0.0038802 | 0 | 0.0038802 | 0.00030292 | 0.0027446 | 0.0020186 | 5.979% | 54.18% | 39.84% | 0%
|  |  | DOLAN ROAD 1101CB | 0.031532 | 0 | 0.031532 | 0.0044282 | 0.02798 | 0.0088232 | 10.74% | 67.86% | 21.4% | 0%
|  |  | TEMBLOR 2103CUST | 5.3873e-05 | 0 | 5.3873e-05 | 2.2848e-06 | 4.1626e-05 | 2.6534e-05 | 3.243% | 59.09% | 37.67% | 0%
|  |  | FIGARDEN 2102752669 | 0.015564 | 0 | 0.015564 | 0.0014103 | 0.010739 | 0.0060879 | 7.733% | 58.89% | 33.38% | 0%
|  |  | LAMONT 110280580 | 0.018103 | 0 | 0.018103 | 0.0011942 | 0.014307 | 0.0076483 | 5.159% | 61.8% | 33.04% | 0%
|  |  | GOOSE LAKE 1106CB | 0.019373 | 0 | 0.019373 | 0.0010924 | 0.013612 | 0.0075871 | 4.901% | 61.06% | 34.04% | 0%
|  |  | VACA DIXON 110355570 | 0.014855 | 0 | 0.014855 | 0.0016043 | 0.010808 | 0.0045294 | 9.47% | 63.79% | 26.74% | 0%
|  |  | MERCED 11144320 | 0.054813 | 0 | 0.054813 | 0.0043138 | 0.037569 | 0.020738 | 6.889% | 59.99% | 33.12% | 0%
|  |  | KERMAN 1104CB | 0.062552 | 0 | 0.062552 | 0.0030812 | 0.043311 | 0.024615 | 4.339% | 60.99% | 34.67% | 0%
|  |  | KINGSBURG 1113CB | 0.056708 | 0 | 0.056708 | 0.0051389 | 0.036243 | 0.022807 | 8.006% | 56.46% | 35.53% | 0%
|  |  | HENRIETTA 1108CB | 0.044733 | 0 | 0.044733 | 0.0022073 | 0.034017 | 0.014613 | 4.342% | 66.91% | 28.74% | 0%
|  |  | TEMPLETON 21085777 | 0.023586 | 0 | 0.023586 | 0.010209 | 0.014215 | 0.0069987 | 32.49% | 45.24% | 22.27% | 0%
|  |  | PACIFICA 1101777484 | 0.012063 | 0 | 0.012063 | 0.0051513 | 0.011249 | 0.0026936 | 26.98% | 58.91% | 14.11% | 0%
|  |  | GUSTINE 11019120 | 0.043347 | 0 | 0.043347 | 0.0025551 | 0.029795 | 0.016869 | 5.191% | 60.54% | 34.27% | 0%
|  |  | DUNNIGAN 110137552 | 0.037292 | 0 | 0.037292 | 0.0039886 | 0.027287 | 0.012853 | 9.039% | 61.84% | 29.13% | 0%
|  |  | GERBER 1102585548 | 0.0029026 | 0 | 0.0029026 | 0.0011961 | 0.0016186 | 0.00097972 | 31.52% | 42.66% | 25.82% | 0%
|  |  | SANTA NELLA 1101594884 | 0.006289 | 0 | 0.006289 | 0.00023557 | 0.0048491 | 0.002034 | 3.309% | 68.12% | 28.57% | 0%
|  |  | LAKEVILLE 1101CB | 0.02426 | 0 | 0.02426 | 0.0037102 | 0.020401 | 0.0076155 | 11.69% | 64.3% | 24% | 0%
|  |  | MC MULLIN 11046310 | 0.032244 | 0 | 0.032244 | 0.0017257 | 0.020695 | 0.014645 | 4.656% | 55.83% | 39.51% | 0%
|  |  | ARBUCKLE 110237526 | 0.053986 | 0 | 0.053986 | 0.0070916 | 0.037942 | 0.017404 | 11.36% | 60.77% | 27.87% | 0%
|  |  | BOWLES 110136522 | 0.043766 | 0 | 0.043766 | 0.0036533 | 0.029452 | 0.016483 | 7.367% | 59.39% | 33.24% | 0%
|  |  | COPUS 11041447 | 0.035138 | 0 | 0.035138 | 0.0016366 | 0.027667 | 0.015078 | 3.687% | 62.34% | 33.97% | 0%
|  |  | WEEDPATCH 110668866 | 0.067135 | 0 | 0.067135 | 0.0043105 | 0.04418 | 0.028006 | 5.635% | 57.75% | 36.61% | 0%
|  |  | BAKERSFIELD 210447676 | 0.00032202 | 0 | 0.00032202 | 2.5207e-05 | 0.00016484 | 0.00017446 | 6.915% | 45.22% | 47.86% | 0%
|  |  | WEEDPATCH 1106205044 | 0.013325 | 0 | 0.013325 | 0.00096933 | 0.0084348 | 0.005963 | 6.308% | 54.89% | 38.8% | 0%
|  |  | EAST NICOLAUS 11031258 | 0.087798 | 0 | 0.087798 | 0.01011 | 0.065675 | 0.026077 | 9.925% | 64.47% | 25.6% | 0%
|  |  | SPENCE 1103581602 | 0.0050399 | 0 | 0.0050399 | 0.00039369 | 0.0044232 | 0.0017733 | 5.974% | 67.12% | 26.91% | 0%
|  |  | RIVERBANK 17127154 | 0.049906 | 0 | 0.049906 | 0.0046504 | 0.028975 | 0.022864 | 8.232% | 51.29% | 40.48% | 0%
|  |  | AVENA 170113538 | 0.088262 | 0 | 0.088262 | 0.0072816 | 0.051481 | 0.041295 | 7.277% | 51.45% | 41.27% | 0%
|  |  | PANOCHE 1102CB | 0.0045808 | 0 | 0.0045808 | 0.00011198 | 0.0035691 | 0.0017372 | 2.067% | 65.87% | 32.06% | 0%
|  |  | PEACHTON 110255948 | 0.077725 | 0 | 0.077725 | 0.010003 | 0.05639 | 0.021788 | 11.34% | 63.95% | 24.71% | 0%
|  |  | GATES 1101934088 | 0.022618 | 0 | 0.022618 | 0.0012119 | 0.017074 | 0.011234 | 4.106% | 57.84% | 38.06% | 0%
|  |  | TUDOR 11027448 | 0.033513 | 0 | 0.033513 | 0.0055543 | 0.021975 | 0.010853 | 14.47% | 57.25% | 28.28% | 0%
|  |  | MC CALL 11076090 | 0.14904 | 0 | 0.14904 | 0.016667 | 0.094851 | 0.058216 | 9.82% | 55.88% | 34.3% | 0%
|  |  | LAKEVILLE 1102530 | 0.020457 | 0 | 0.020457 | 0.0033888 | 0.016516 | 0.006543 | 12.81% | 62.45% | 24.74% | 0%
|  |  | KINGSBURG 11166000 | 0.021598 | 0 | 0.021598 | 0.0026618 | 0.013451 | 0.0084611 | 10.83% | 54.74% | 34.43% | 0%
|  |  | SAN MIGUEL 1106N38 | 0.0082594 | 0 | 0.0082594 | 0.00038886 | 0.0070956 | 0.0037011 | 3.476% | 63.44% | 33.09% | 0%
|  |  | BONITA 1103974448 | 0.008929 | 0 | 0.008929 | 0.00052222 | 0.0063981 | 0.0037524 | 4.893% | 59.95% | 35.16% | 0%
|  |  | MC MULLIN 11066180 | 0.035055 | 0 | 0.035055 | 0.0033591 | 0.022642 | 0.014459 | 8.302% | 55.96% | 35.74% | 0%
|  |  | KINGSBURG 11166340 | 0.12198 | 0 | 0.12198 | 0.010229 | 0.081862 | 0.049264 | 7.237% | 57.91% | 34.85% | 0%
|  |  | GLENN 11012010 | 0.059312 | 0 | 0.059312 | 0.012553 | 0.04554 | 0.019141 | 16.25% | 58.96% | 24.78% | 0%
|  |  | PIT NO 1 11019702 | 0.034679 | 0.56078 | 0.59546 | 0.0027559 | 0.018336 | 0.006149 | 0.5892% | 3.92% | 1.315% | 94.18%
|  |  | GERBER 110253108 | 0.019259 | 0 | 0.019259 | 0.002805 | 0.015344 | 0.0066882 | 11.29% | 61.78% | 26.93% | 0%
|  |  | SAN BENITO 210163516 | 0.087919 | 0 | 0.087919 | 0.0083723 | 0.062841 | 0.042298 | 7.376% | 55.36% | 37.26% | 0%
|  |  | GUERNSEY 11028390 | 0.025324 | 0 | 0.025324 | 0.0016311 | 0.015321 | 0.011713 | 5.69% | 53.45% | 40.86% | 0%
|  |  | FIREBAUGH 110383056 | 0.026627 | 0 | 0.026627 | 0.0015689 | 0.01809 | 0.011043 | 5.11% | 58.92% | 35.97% | 0%
|  |  | RICE 11043034 | 0.04096 | 0 | 0.04096 | 0.005497 | 0.0297 | 0.012932 | 11.42% | 61.71% | 26.87% | 0%
|  |  | HONCUT 110294298 | 0.033268 | 0 | 0.033268 | 0.0066898 | 0.02146 | 0.010363 | 17.37% | 55.72% | 26.91% | 0%
|  |  | SANGER 111837420 | 0.044566 | 0 | 0.044566 | 0.0048005 | 0.029133 | 0.016587 | 9.502% | 57.67% | 32.83% | 0%
|  |  | SANTA RITA 1105CB | 0.13324 | 0 | 0.13324 | 0.0089407 | 0.098126 | 0.044609 | 5.895% | 64.69% | 29.41% | 0%
|  |  | SHAFTER 11031197 | 0.072857 | 0 | 0.072857 | 0.0079476 | 0.045833 | 0.029158 | 9.583% | 55.26% | 35.16% | 0%
|  |  | GRAND ISLAND 22278862 | 0.070874 | 0 | 0.070874 | 0.0057506 | 0.055243 | 0.020914 | 7.021% | 67.45% | 25.53% | 0%
|  |  | AIRWAYS 1107752346 | 0.0033721 | 0 | 0.0033721 | 0.00048525 | 0.0021259 | 0.0013672 | 12.2% | 53.44% | 34.37% | 0%
|  |  | HAMILTON A 110175208 | 0.035329 | 0 | 0.035329 | 0.0072591 | 0.025702 | 0.012038 | 16.13% | 57.12% | 26.75% | 0%
|  |  | RIVERBANK 1714CB | 0.043389 | 0 | 0.043389 | 0.0050364 | 0.025237 | 0.019353 | 10.15% | 50.85% | 39% | 0%
|  |  | WELLFIELD 11022842 | 0.019059 | 0 | 0.019059 | 0.001486 | 0.014739 | 0.0082893 | 6.062% | 60.12% | 33.81% | 0%
|  |  | MORGAN HILL 2109XR104 | 0.067356 | 0 | 0.067356 | 0.01479 | 0.046017 | 0.027402 | 16.77% | 52.17% | 31.06% | 0%
|  |  | GATES 1105107640 | 0.069692 | 0 | 0.069692 | 0.003441 | 0.049497 | 0.029748 | 4.162% | 59.86% | 35.98% | 0%
|  |  | WILKINS SLOUGH 11011704 | 0.061709 | 0 | 0.061709 | 0.0078733 | 0.043289 | 0.019427 | 11.15% | 61.33% | 27.52% | 0%
|  |  | RIVERBANK 17159030 | 0.097558 | 0 | 0.097558 | 0.013504 | 0.050508 | 0.046948 | 12.17% | 45.52% | 42.31% | 0%
|  |  | SALMON CREEK 1101668 | 0.01539 | 0.40199 | 0.41738 | 0.0048095 | 0.01328 | 0.001902 | 0.8871% | 2.449% | 0.3508% | 96.31%
|  |  | MC MULLIN 1106CB | 0.11212 | 0 | 0.11212 | 0.0063509 | 0.077831 | 0.043872 | 4.96% | 60.78% | 34.26% | 0%
|  |  | BARRY 1102CB | 0.069021 | 0 | 0.069021 | 0.010495 | 0.045796 | 0.022097 | 13.39% | 58.42% | 28.19% | 0%
|  |  | KNIGHTS LANDING 11026872 | 0.090141 | 0 | 0.090141 | 0.014901 | 0.059845 | 0.027639 | 14.55% | 58.45% | 27% | 0%
|  |  | PUTAH CREEK 11052777 | 0.014009 | 0 | 0.014009 | 0.0025994 | 0.0096247 | 0.0036328 | 16.39% | 60.7% | 22.91% | 0%
|  |  | LE GRAND 111212020 | 0.16738 | 0 | 0.16738 | 0.022159 | 0.1076 | 0.061084 | 11.61% | 56.38% | 32.01% | 0%
|  |  | WELLFIELD 1102CB | 0.11454 | 0 | 0.11454 | 0.008062 | 0.087864 | 0.048911 | 5.566% | 60.66% | 33.77% | 0%
|  |  | NEWARK 21KV 2104LR562 | 0.0075401 | 0 | 0.0075401 | 0.00054155 | 0.0059154 | 0.0027789 | 5.864% | 64.05% | 30.09% | 0%
|  |  | AIRWAYS 1107R1250 | 0.032999 | 0 | 0.032999 | 0.0087317 | 0.018252 | 0.010367 | 23.38% | 48.87% | 27.76% | 0%
|  |  | LOGAN CREEK 210175318 | 0.030105 | 0 | 0.030105 | 0.0031514 | 0.022965 | 0.012004 | 8.267% | 60.24% | 31.49% | 0%
|  |  | MIDWAY 1103CB | 0.065375 | 0 | 0.065375 | 0.0044309 | 0.042544 | 0.028041 | 5.907% | 56.71% | 37.38% | 0%
|  |  | WHEATLAND 11027378 | 0.033258 | 0 | 0.033258 | 0.006106 | 0.020588 | 0.011545 | 15.97% | 53.84% | 30.19% | 0%
|  |  | DAIRYLAND 11135450 | 0.09395 | 0 | 0.09395 | 0.0093665 | 0.06141 | 0.036224 | 8.754% | 57.39% | 33.85% | 0%
|  |  | COVELO 110196896 | 0.023781 | 0.025823 | 0.049603 | 0.0080384 | 0.010228 | 0.0045117 | 16.92% | 21.53% | 9.496% | 52.06%
|  |  | GOOSE LAKE 2104922100 | 0.020959 | 0 | 0.020959 | 0.00086028 | 0.01318 | 0.011022 | 3.433% | 52.59% | 43.98% | 0%
|  |  | EL PECO 1105CB | 0.060323 | 0 | 0.060323 | 0.0033508 | 0.043203 | 0.021802 | 4.902% | 63.2% | 31.9% | 0%
|  |  | WILSON 1103873156 | 0.015945 | 0 | 0.015945 | 0.0019533 | 0.010211 | 0.0059607 | 10.78% | 56.34% | 32.89% | 0%
|  |  | ORO LOMA 11153400 | 0.13065 | 0 | 0.13065 | 0.0079407 | 0.095931 | 0.044163 | 5.364% | 64.8% | 29.83% | 0%
|  |  | WASCO 11011294 | 0.020655 | 0 | 0.020655 | 0.0018014 | 0.012962 | 0.0086167 | 7.705% | 55.44% | 36.85% | 0%
|  |  | VACA DIXON 11036822 | 0.12479 | 0 | 0.12479 | 0.015247 | 0.089991 | 0.039331 | 10.55% | 62.25% | 27.21% | 0%
|  |  | REEDLEY 11127230 | 0.0072689 | 0 | 0.0072689 | 0.00075993 | 0.0047681 | 0.0035224 | 8.397% | 52.68% | 38.92% | 0%
|  |  | CATLETT 110590956 | 0.057906 | 0 | 0.057906 | 0.0081081 | 0.04081 | 0.017133 | 12.28% | 61.79% | 25.94% | 0%
|  |  | COLUSA 110137640 | 0.014653 | 0 | 0.014653 | 0.0021243 | 0.010295 | 0.0047631 | 12.36% | 59.92% | 27.72% | 0%
|  |  | KEARNEY 110497774 | 0.09002 | 0 | 0.09002 | 0.0078321 | 0.059496 | 0.034865 | 7.664% | 58.22% | 34.12% | 0%
|  |  | CAMDEN 1103CB | 0.089241 | 0 | 0.089241 | 0.0074173 | 0.059733 | 0.033999 | 7.333% | 59.05% | 33.61% | 0%
|  |  | TWISSELMAN 21053264 | 0.042147 | 0 | 0.042147 | 0.0019179 | 0.02823 | 0.019859 | 3.835% | 56.45% | 39.71% | 0%
|  |  | CLEAR LAKE 110181976 | 0.010158 | 0 | 0.010158 | 0.0019706 | 0.0079135 | 0.0033981 | 14.84% | 59.58% | 25.58% | 0%
|  |  | CHOWCHILLA 110411680 | 0.08223 | 0 | 0.08223 | 0.0084238 | 0.055878 | 0.029812 | 8.951% | 59.37% | 31.68% | 0%
|  |  | DAIRYLAND 1112CB | 0.17114 | 0 | 0.17114 | 0.013318 | 0.12171 | 0.058761 | 6.872% | 62.81% | 30.32% | 0%
|  |  | WHEELER RIDGE 1102CB | 0.11227 | 0 | 0.11227 | 0.0068201 | 0.074687 | 0.046116 | 5.344% | 58.52% | 36.13% | 0%
|  |  | LOS COCHES 1102CB | 0.040395 | 0 | 0.040395 | 0.0012739 | 0.038388 | 0.01301 | 2.419% | 72.88% | 24.7% | 0%
|  |  | STOREY 11115390 | 0.035655 | 0 | 0.035655 | 0.0077338 | 0.024771 | 0.013225 | 16.91% | 54.17% | 28.92% | 0%
|  |  | ORO LOMA 11063650 | 0.076624 | 0 | 0.076624 | 0.0035495 | 0.054092 | 0.031147 | 3.998% | 60.92% | 35.08% | 0%
|  |  | GREEN VALLEY 21016625 | 0.01525 | 0 | 0.01525 | 0.0047933 | 0.0097996 | 0.0053055 | 24.09% | 49.25% | 26.66% | 0%
|  |  | LAMONT 11069848 | 0.0087139 | 0 | 0.0087139 | 0.00073044 | 0.0057077 | 0.0035263 | 7.33% | 57.28% | 35.39% | 0%
|  |  | JACINTO 1101662526 | 0.00073942 | 0 | 0.00073942 | 0.00020303 | 0.0005106 | 0.00025325 | 21% | 52.81% | 26.19% | 0%
|  |  | RICE 11023000 | 0.060377 | 0 | 0.060377 | 0.008406 | 0.044168 | 0.016982 | 12.09% | 63.5% | 24.41% | 0%
|  |  | MC MULLIN 11066700 | 0.028624 | 0 | 0.028624 | 0.0017924 | 0.019003 | 0.011605 | 5.532% | 58.65% | 35.82% | 0%
|  |  | SISQUOC 1102113874 | 0.023406 | 0 | 0.023406 | 0.0016121 | 0.02095 | 0.0076428 | 5.337% | 69.36% | 25.3% | 0%
|  |  | MENDOTA 1102CB | 0.13671 | 0 | 0.13671 | 0.0087623 | 0.10051 | 0.054689 | 5.344% | 61.3% | 33.35% | 0%
|  |  | WESTLEY 1103434305 | 0.018469 | 0 | 0.018469 | 0.0013361 | 0.014299 | 0.0082885 | 5.585% | 59.77% | 34.65% | 0%
|  |  | MARICOPA 11023082 | 0.029345 | 0 | 0.029345 | 0.0021355 | 0.023392 | 0.012724 | 5.583% | 61.15% | 33.26% | 0%
|  |  | KEARNEY 1106481832 | 0.00021113 | 0 | 0.00021113 | 1.055e-05 | 0.00014281 | 8.5619e-05 | 4.414% | 59.76% | 35.83% | 0%
|  |  | HARDWICK 1101CB | 0.02259 | 0 | 0.02259 | 0.0017191 | 0.014481 | 0.00937 | 6.723% | 56.63% | 36.64% | 0%
|  |  | TWISSELMAN 2105576496 | 0.0017148 | 0 | 0.0017148 | 0.00010502 | 0.0012213 | 0.00066486 | 5.274% | 61.34% | 33.39% | 0%
|  |  | CALFLAX 1104CB | 0.06611 | 0 | 0.06611 | 0.0035213 | 0.046714 | 0.025176 | 4.67% | 61.95% | 33.38% | 0%
|  |  | ZAMORA 1106CB | 0.096825 | 0 | 0.096825 | 0.010112 | 0.072218 | 0.033645 | 8.719% | 62.27% | 29.01% | 0%
|  |  | BAHIA 1104CB | 0.045614 | 0 | 0.045614 | 0.0068251 | 0.038229 | 0.014497 | 11.46% | 64.2% | 24.34% | 0%
|  |  | GONZALES 110422418 | 0.099009 | 0 | 0.099009 | 0.0024513 | 0.035465 | 0.015004 | 4.632% | 67.02% | 28.35% | 0%
|  |  | TEMBLOR 110459326 | 0.019378 | 0 | 0.019378 | 0.00096216 | 0.014988 | 0.0093889 | 3.797% | 59.15% | 37.05% | 0%
|  |  | TEMPLETON 2111R38 | 0.011027 | 0 | 0.011027 | 0.0032599 | 0.0087681 | 0.0035386 | 20.94% | 56.33% | 22.73% | 0%
|  |  | OLD RIVER 11013570 | 0.025132 | 0 | 0.025132 | 0.0013048 | 0.012644 | 0.014572 | 4.575% | 44.33% | 51.09% | 0%
|  |  | BASALT 11062103 | 0.016768 | 0 | 0.016768 | 0.001789 | 0.013882 | 0.0059604 | 8.271% | 64.17% | 27.55% | 0%
|  |  | CHEROKEE 110270772 | 0.093082 | 0 | 0.093082 | 0.022745 | 0.05576 | 0.028214 | 21.31% | 52.25% | 26.44% | 0%
|  |  | BUTTE 11072220 | 0.020454 | 0 | 0.020454 | 0.0045945 | 0.013788 | 0.0070015 | 18.1% | 54.32% | 27.58% | 0%
|  |  | GUERNSEY 11028450 | 0.025919 | 0 | 0.025919 | 0.001623 | 0.016639 | 0.011796 | 5.399% | 55.36% | 39.24% | 0%
|  |  | CUYAMA 2101CB | 0.014822 | 0 | 0.014822 | 0.00036116 | 0.012684 | 0.0063365 | 1.863% | 65.44% | 32.69% | 0%
|  |  | PANOCHE 1103CB | 0.067556 | 0 | 0.067556 | 0.0024105 | 0.048789 | 0.032909 | 2.866% | 58.01% | 39.13% | 0%
|  |  | KING CITY 1106666728 | 0.00010531 | 0 | 0.00010531 | 2.7333e-06 | 0.00010304 | 3.1943e-05 | 1.985% | 74.82% | 23.2% | 0%
|  |  | SHAFTER 11031195 | 0.040923 | 0 | 0.040923 | 0.0038091 | 0.026084 | 0.01688 | 8.144% | 55.77% | 36.09% | 0%
|  |  | MOLINO 110381008 | 0.029162 | 0 | 0.029162 | 0.012335 | 0.017794 | 0.0078325 | 32.49% | 46.87% | 20.63% | 0%
|  |  | WILLIAMS 110130592 | 0.00031588 | 0 | 0.00031588 | 2.9831e-05 | 0.00034992 | 0.00014169 | 5.721% | 67.11% | 27.17% | 0%
|  |  | CATLETT 110577448 | 0.042611 | 0 | 0.042611 | 0.0063225 | 0.030381 | 0.011603 | 13.09% | 62.89% | 24.02% | 0%
|  |  | PLAINFIELD 110620042 | 0.038341 | 0 | 0.038341 | 0.0040712 | 0.027558 | 0.011893 | 9.354% | 63.32% | 27.33% | 0%
|  |  | UKIAH 1114544 | 0.024596 | 0 | 0.024596 | 0.0063132 | 0.01865 | 0.0069359 | 19.79% | 58.47% | 21.74% | 0%
|  |  | AVENA 17025494 | 0.14231 | 0 | 0.14231 | 0.014849 | 0.081845 | 0.068606 | 8.983% | 49.51% | 41.5% | 0%
|  |  | ECHO SUMMIT 1101507864 | 0.0088341 | 0 | 0.0088341 | 0.0031344 | 0.0076154 | 0.00075598 | 27.24% | 66.19% | 6.57% | 0%
|  |  | GRAND ISLAND 22238852 | 0.056176 | 0 | 0.056176 | 0.0096015 | 0.041157 | 0.013276 | 14.99% | 64.27% | 20.73% | 0%
|  |  | MERCED 1108900772 | 0.051974 | 0 | 0.051974 | 0.0039672 | 0.035402 | 0.01986 | 6.698% | 59.77% | 33.53% | 0%
|  |  | EIGHT MILE 210641522 | 0.092956 | 0 | 0.092956 | 0.0091773 | 0.072749 | 0.024182 | 8.649% | 68.56% | 22.79% | 0%
|  |  | STONE CORRAL 11107320 | 0.077431 | 0 | 0.077431 | 0.01001 | 0.049402 | 0.039921 | 10.08% | 49.73% | 40.19% | 0%
|  |  | RAINBOW 110694792 | 0.0050682 | 0 | 0.0050682 | 0.0011261 | 0.0029287 | 0.001731 | 19.46% | 50.62% | 29.92% | 0%
|  |  | MERIDIAN 110169484 | 0.01701 | 0 | 0.01701 | 0.0026617 | 0.011405 | 0.0051865 | 13.82% | 59.24% | 26.94% | 0%
|  |  | PANOCHE 1103724590 | 0.014599 | 0 | 0.014599 | 0.00061351 | 0.010373 | 0.0076497 | 3.292% | 55.66% | 41.05% | 0%
|  |  | SCHINDLER 1112494245 | 0.038657 | 0 | 0.038657 | 0.002078 | 0.027195 | 0.014627 | 4.734% | 61.95% | 33.32% | 0%
|  |  | GONZALES 110436982 | 0.073929 | 0 | 0.073929 | 0.0042469 | 0.059827 | 0.032541 | 4.396% | 61.92% | 33.68% | 0%
|  |  | LAMMERS 110113686 | 0.019345 | 0 | 0.019345 | 0.0012493 | 0.014862 | 0.0089747 | 4.98% | 59.24% | 35.78% | 0%
|  |  | DAIRYLAND 11025570 | 0.1801 | 0 | 0.1801 | 0.017309 | 0.12484 | 0.063515 | 8.416% | 60.7% | 30.88% | 0%
|  |  | CALFLAX 1101CB | 0.096518 | 0 | 0.096518 | 0.0051108 | 0.066835 | 0.039525 | 4.585% | 59.96% | 35.46% | 0%
|  |  | RALSTON 11022028 | 0.0091935 | 0 | 0.0091935 | 0.0031195 | 0.0083647 | 0.0031386 | 21.33% | 57.2% | 21.46% | 0%
|  |  | LE GRAND 11124510 | 0.036301 | 0 | 0.036301 | 0.0053858 | 0.024685 | 0.013266 | 12.43% | 56.96% | 30.61% | 0%
|  |  | ARVIN 110194892 | 0.035751 | 0.003764 | 0.039515 | 0.0021321 | 0.020372 | 0.01231 | 5.541% | 52.94% | 31.99% | 9.525%
|  |  | KINGSBURG 11136390 | 0.079159 | 0 | 0.079159 | 0.0071797 | 0.051197 | 0.033402 | 7.823% | 55.78% | 36.39% | 0%
|  |  | SALINAS 110678264 | 0.014082 | 0 | 0.014082 | 0.0011324 | 0.011957 | 0.0050872 | 6.23% | 65.78% | 27.99% | 0%
|  |  | ARBUCKLE 110481378 | 0.00010444 | 0 | 0.00010444 | 1.3145e-05 | 7.4998e-05 | 4.8429e-05 | 9.625% | 54.91% | 35.46% | 0%
|  |  | SCHINDLER 1112935980 | 0.00010441 | 0 | 0.00010441 | 8.2622e-06 | 6.1179e-05 | 4.8741e-05 | 6.991% | 51.77% | 41.24% | 0%
|  |  | BELLEVUE 110298544 | 0.012533 | 0 | 0.012533 | 0.0048066 | 0.0077614 | 0.0036733 | 29.59% | 47.79% | 22.62% | 0%
|  |  | EL NIDO 11024110 | 0.016125 | 0 | 0.016125 | 0.0024419 | 0.010544 | 0.0054164 | 13.27% | 57.3% | 29.43% | 0%
|  |  | CATLETT 11022506 | 0.059827 | 0 | 0.059827 | 0.0073542 | 0.041286 | 0.019491 | 10.79% | 60.6% | 28.61% | 0%
|  |  | SEMITROPIC 1110804864 | 0.0079337 | 0 | 0.0079337 | 0.00092177 | 0.0049507 | 0.0031078 | 10.26% | 55.13% | 34.61% | 0%
|  |  | SEMITROPIC 11104552 | 0.032357 | 0 | 0.032357 | 0.0027132 | 0.021009 | 0.012904 | 7.408% | 57.36% | 35.23% | 0%
|  |  | ALPAUGH 11038900 | 0.008571 | 0 | 0.008571 | 0.00047596 | 0.0061925 | 0.0034249 | 4.716% | 61.35% | 33.93% | 0%
|  |  | DIXON 1106533554 | 0.033103 | 0 | 0.033103 | 0.00563 | 0.021503 | 0.011129 | 14.71% | 56.2% | 29.09% | 0%
|  |  | ANITA 1102CB | 0.045686 | 0 | 0.045686 | 0.010956 | 0.031736 | 0.014095 | 19.29% | 55.89% | 24.82% | 0%
|  |  | OLIVEHURST 110593288 | 0.12022 | 0 | 0.12022 | 0.015193 | 0.081662 | 0.040129 | 11.09% | 59.61% | 29.29% | 0%
|  |  | HOLLISTER 210683518 | 0.021661 | 0 | 0.021661 | 0.0024779 | 0.015602 | 0.01 | 8.824% | 55.56% | 35.61% | 0%
|  |  | KINGSBURG 1111941436 | 0.092587 | 0 | 0.092587 | 0.011134 | 0.056868 | 0.038131 | 10.49% | 53.58% | 35.93% | 0%
|  |  | TUPMAN 1103CB | 0.067982 | 0 | 0.067982 | 0.0043556 | 0.044756 | 0.03009 | 5.499% | 56.51% | 37.99% | 0%
|  |  | HONCUT 110186530 | 0.029292 | 0 | 0.029292 | 0.0039785 | 0.019953 | 0.0092247 | 12% | 60.18% | 27.82% | 0%
|  |  | STROUD 1101CB | 0.033239 | 0 | 0.033239 | 0.0017335 | 0.024129 | 0.011835 | 4.598% | 64.01% | 31.4% | 0%
|  |  | GABILAN 11013034 | 0.09059 | 0 | 0.09059 | 0.017349 | 0.06376 | 0.027366 | 15.99% | 58.78% | 25.23% | 0%
|  |  | DINUBA 1105510758 | 0.11609 | 0 | 0.11609 | 0.011342 | 0.070365 | 0.049992 | 8.612% | 53.43% | 37.96% | 0%
|  |  | HORSESHOE 110151538 | 0.039471 | 0 | 0.039471 | 0.016169 | 0.024617 | 0.01082 | 31.33% | 47.7% | 20.97% | 0%
|  |  | MIDDLE RIVER 1101CB | 0.0049035 | 0 | 0.0049035 | 0.00055529 | 0.0038353 | 0.0013123 | 9.737% | 67.25% | 23.01% | 0%
|  |  | CORCORAN 110644316 | 0.054148 | 0 | 0.054148 | 0.0036321 | 0.037713 | 0.021217 | 5.806% | 60.28% | 33.91% | 0%
|  |  | AVENA 1701CUS7523 | 0.00020816 | 0 | 0.00020816 | 1.4403e-05 | 0.00011848 | 0.00010273 | 6.113% | 50.28% | 43.6% | 0%
|  |  | OCEANO 1106V32 | 0.013301 | 0 | 0.013301 | 0.0021809 | 0.01358 | 0.0043938 | 10.82% | 67.38% | 21.8% | 0%
|  |  | AVENAL 21019070 | 0.68297 | 0 | 0.68297 | 0.0049412 | 0.069889 | 0.053089 | 3.863% | 54.64% | 41.5% | 0%
|  |  | ATWATER 11082460 | 0.043907 | 0 | 0.043907 | 0.0061287 | 0.02853 | 0.01656 | 11.97% | 55.7% | 32.33% | 0%
|  |  | EAST NICOLAUS 11037613 | 0.0071738 | 0 | 0.0071738 | 0.00074787 | 0.0049628 | 0.0024095 | 9.21% | 61.12% | 29.67% | 0%
|  |  | COTTLE 17089290 | 0.06836 | 0 | 0.06836 | 0.0045453 | 0.039182 | 0.033821 | 5.861% | 50.53% | 43.61% | 0%
|  |  | TUDOR 11011234 | 0.088333 | 0 | 0.088333 | 0.01271 | 0.060885 | 0.027285 | 12.6% | 60.35% | 27.05% | 0%
|  |  | CARUTHERS 11016900 | 0.12561 | 0 | 0.12561 | 0.0085422 | 0.084013 | 0.050025 | 5.991% | 58.92% | 35.09% | 0%
|  |  | STONE CORRAL 11087310 | 0.025104 | 0 | 0.025104 | 0.0030005 | 0.016276 | 0.010559 | 10.06% | 54.55% | 35.39% | 0%
|  |  | PEACHTON 110286036 | 0.00038083 | 0 | 0.00038083 | 4.435e-05 | 0.00025332 | 0.00013339 | 10.29% | 58.77% | 30.95% | 0%
|  |  | CAMDEN 11036490 | 0.024082 | 0 | 0.024082 | 0.0020233 | 0.015887 | 0.0093491 | 7.423% | 58.28% | 34.3% | 0%
|  |  | ORO LOMA 111848328 | 0.056898 | 0 | 0.056898 | 0.0023566 | 0.039965 | 0.022429 | 3.64% | 61.72% | 34.64% | 0%
|  |  | RIO BRAVO 11034349 | 0.040341 | 0 | 0.040341 | 0.0038656 | 0.024538 | 0.018035 | 8.324% | 52.84% | 38.84% | 0%
|  |  | PARLIER 11036810 | 0.084851 | 0 | 0.084851 | 0.007427 | 0.054858 | 0.034271 | 7.692% | 56.82% | 35.49% | 0%
|  |  | KNIGHTS LANDING 11018952 | 0.031085 | 0 | 0.031085 | 0.0034125 | 0.022189 | 0.0097544 | 9.652% | 62.76% | 27.59% | 0%
|  |  | LIVE OAK 110448420 | 0.058408 | 0 | 0.058408 | 0.0094337 | 0.04037 | 0.016714 | 14.18% | 60.69% | 25.13% | 0%
|  |  | BORDEN 11016079 | 0.022689 | 0 | 0.022689 | 0.003325 | 0.013928 | 0.0085032 | 12.91% | 54.08% | 33.01% | 0%
|  |  | SCHINDLER 111488632 | 0.032094 | 0 | 0.032094 | 0.0019844 | 0.022641 | 0.013826 | 5.161% | 58.88% | 35.96% | 0%
|  |  | DIVIDE 1102M46 | 0.078662 | 0 | 0.078662 | 0.0099808 | 0.075088 | 0.017513 | 9.73% | 73.2% | 17.07% | 0%
|  |  | LIVE OAK 110439602 | 0.00031058 | 0 | 0.00031058 | 4.2337e-05 | 0.00018804 | 0.00012117 | 12.04% | 53.49% | 34.47% | 0%
|  |  | TRACY 110266306 | 0.068706 | 0 | 0.068706 | 0.005414 | 0.048778 | 0.023794 | 6.942% | 62.55% | 30.51% | 0%
|  |  | UKIAH 1114911132 | 0.010863 | 0 | 0.010863 | 0.0026862 | 0.0061894 | 0.002044 | 24.6% | 56.68% | 18.72% | 0%
|  |  | CALFLAX 1102CB | 0.069087 | 0 | 0.069087 | 0.0032745 | 0.048399 | 0.027094 | 4.157% | 61.45% | 34.4% | 0%
|  |  | COLUSA 11013529 | 0.01501 | 0 | 0.01501 | 0.0025675 | 0.010565 | 0.0038566 | 15.11% | 62.19% | 22.7% | 0%
|  |  | DAIRYLAND 110565734 | 0.062718 | 0 | 0.062718 | 0.0038571 | 0.043555 | 0.023654 | 5.427% | 61.29% | 33.28% | 0%
|  |  | MOLINO 11043281 | 0.016245 | 0 | 0.016245 | 0.010701 | 0.0080061 | 0.0025156 | 50.42% | 37.72% | 11.85% | 0%
|  |  | HOLLISTER 2105CB | 0.076161 | 0 | 0.076161 | 0.0067189 | 0.058136 | 0.034736 | 6.746% | 58.37% | 34.88% | 0%
|  |  | HONCUT 11011956 | 0.055351 | 0 | 0.055351 | 0.00927 | 0.038422 | 0.01826 | 14.06% | 58.26% | 27.69% | 0%
|  |  | BUTTE 11032422 | 0.08262 | 0 | 0.08262 | 0.020376 | 0.054992 | 0.028954 | 19.53% | 52.71% | 27.75% | 0%
|  |  | CATLETT 11052504 | 0.033998 | 0 | 0.033998 | 0.0035488 | 0.023783 | 0.011346 | 9.175% | 61.49% | 29.34% | 0%
|  |  | CARUTHERS 11029060 | 0.016581 | 0 | 0.016581 | 0.00094129 | 0.01194 | 0.0061818 | 4.938% | 62.63% | 32.43% | 0%
|  |  | STOREY 1109CB | 0.058609 | 0 | 0.058609 | 0.0053747 | 0.040534 | 0.020816 | 8.055% | 60.75% | 31.2% | 0%
|  |  | ORO LOMA 11089940 | 0.060892 | 0 | 0.060892 | 0.0037547 | 0.040919 | 0.025695 | 5.336% | 58.15% | 36.51% | 0%
|  |  | ZAMORA 110769308 | 0.087106 | 0 | 0.087106 | 0.010062 | 0.069576 | 0.029155 | 9.249% | 63.95% | 26.8% | 0%
|  |  | ATWATER 110255354 | 0.00030999 | 0 | 0.00030999 | 2.0063e-05 | 0.00020466 | 0.00012616 | 5.718% | 58.33% | 35.95% | 0%
|  |  | ORTIGA 110611190 | 0.034074 | 0 | 0.034074 | 0.0017065 | 0.024842 | 0.014088 | 4.199% | 61.13% | 34.67% | 0%
|  |  | MERCED 210247184 | 0.0013084 | 0 | 0.0013084 | 0.00014687 | 0.00078624 | 0.00054784 | 9.917% | 53.09% | 36.99% | 0%
|  |  | WEEDPATCH 11064171 | 0.066318 | 0 | 0.066318 | 0.0049012 | 0.043935 | 0.026305 | 6.523% | 58.47% | 35.01% | 0%
|  |  | ARBUCKLE 11013070 | 0.064399 | 0 | 0.064399 | 0.0075953 | 0.043791 | 0.02531 | 9.903% | 57.1% | 33% | 0%
|  |  | WAHTOKE 111033004 | 0.026188 | 0 | 0.026188 | 0.002758 | 0.016246 | 0.011378 | 9.078% | 53.47% | 37.45% | 0%
|  |  | BIG LAGOON 1101314118 | 0.00020658 | 0 | 0.00020658 | 0.00016411 | 9.3392e-05 | 1.2487e-05 | 60.78% | 34.59% | 4.625% | 0%
|  |  | LE GRAND 11045050 | 0.023197 | 0 | 0.023197 | 0.0021932 | 0.016341 | 0.0077963 | 8.329% | 62.06% | 29.61% | 0%
|  |  | DUNNIGAN 110130002 | 0.039603 | 0 | 0.039603 | 0.0067544 | 0.026522 | 0.012129 | 14.88% | 58.41% | 26.71% | 0%
|  |  | WILKINS SLOUGH 110118262 | 0.081208 | 0 | 0.081208 | 0.0068218 | 0.060943 | 0.024718 | 7.376% | 65.9% | 26.73% | 0%
|  |  | HENRIETTA 111099242 | 0.055757 | 0 | 0.055757 | 0.0044417 | 0.039639 | 0.019105 | 7.03% | 62.73% | 30.24% | 0%
|  |  | CORNING 11031628 | 0.036785 | 0 | 0.036785 | 0.0080319 | 0.025829 | 0.013404 | 16.99% | 54.65% | 28.36% | 0%
|  |  | SKAGGS ISLAND 1101CB | 0.00041287 | 0 | 0.00041287 | 2.8374e-05 | 0.00032892 | 0.00016885 | 5.393% | 62.51% | 32.09% | 0%
|  |  | NORCO 1102CB | 0.02672 | 0 | 0.02672 | 0.0015012 | 0.017073 | 0.013679 | 4.654% | 52.93% | 42.41% | 0%
|  |  | VACA DIXON 11035602 | 0.043448 | 0 | 0.043448 | 0.0037041 | 0.033495 | 0.012802 | 7.408% | 66.99% | 25.6% | 0%
|  |  | DINUBA 11057120 | 0.037924 | 0 | 0.037924 | 0.002584 | 0.02405 | 0.016367 | 6.009% | 55.93% | 38.06% | 0%
|  |  | DINUBA 11047300 | 0.10612 | 0 | 0.10612 | 0.0082932 | 0.068629 | 0.043729 | 6.874% | 56.88% | 36.24% | 0%
|  |  | LERDO 11127348 | 0.006082 | 0 | 0.006082 | 0.0004754 | 0.0039393 | 0.0024696 | 6.906% | 57.22% | 35.87% | 0%
|  |  | LOCKEFORD 21022130 | 0.014223 | 0 | 0.014223 | 0.0034743 | 0.0099544 | 0.0051284 | 18.72% | 53.64% | 27.64% | 0%
|  |  | LOGAN CREEK 210168978 | 0.033517 | 0 | 0.033517 | 0.003715 | 0.024122 | 0.010248 | 9.754% | 63.34% | 26.91% | 0%
|  |  | LIVE OAK 1101136102 | 0.073052 | 0 | 0.073052 | 0.015149 | 0.046941 | 0.022862 | 17.83% | 55.26% | 26.91% | 0%
|  |  | SISQUOC 1102CB | 0.044196 | 0 | 0.044196 | 0.0037987 | 0.039902 | 0.012946 | 6.706% | 70.44% | 22.85% | 0%
|  |  | GABILAN 1101566352 | 0.0037077 | 0 | 0.0037077 | 0.00089938 | 0.0025649 | 0.001384 | 18.55% | 52.9% | 28.55% | 0%
|  |  | PETALUMA C 110835452 | 0.038887 | 0 | 0.038887 | 0.012559 | 0.026684 | 0.0088391 | 26.12% | 55.5% | 18.38% | 0%
|  |  | WEST SACRAMENTO 11048422 | 0.029101 | 0 | 0.029101 | 0.0032513 | 0.021459 | 0.0083823 | 9.825% | 64.85% | 25.33% | 0%
|  |  | WRIGHT 1110CB | 0.10827 | 0 | 0.10827 | 0.005345 | 0.083535 | 0.041823 | 4.089% | 63.91% | 32% | 0%
|  |  | NEWMAN 11011584 | 0.12855 | 0 | 0.12855 | 0.0089442 | 0.086463 | 0.051021 | 6.108% | 59.05% | 34.84% | 0%
|  |  | BLUE LAKE 110294240 | 0.016702 | 0.053939 | 0.070641 | 0.0096281 | 0.0088938 | 0.0028301 | 10.66% | 9.848% | 3.134% | 76.36%
|  |  | WHEATLAND 11042220 | 0.054165 | 0 | 0.054165 | 0.007596 | 0.038157 | 0.015604 | 12.38% | 62.19% | 25.43% | 0%
|  |  | RAWSON 11031486 | 0.025679 | 0 | 0.025679 | 0.0069078 | 0.016494 | 0.0078899 | 22.08% | 52.71% | 25.21% | 0%
|  |  | FIREBAUGH 11013290 | 0.046197 | 0 | 0.046197 | 0.0028226 | 0.031705 | 0.018229 | 5.35% | 60.1% | 34.55% | 0%
|  |  | MIDWAY 1101CB | 0.11427 | 0 | 0.11427 | 0.0069072 | 0.078953 | 0.044401 | 5.303% | 60.61% | 34.09% | 0%
|  |  | BELMONT 11028918 | 0.0078589 | 0 | 0.0078589 | 0.0033508 | 0.0065458 | 0.0026489 | 26.71% | 52.18% | 21.11% | 0%
|  |  | GATES 1104CB | 0.047293 | 0 | 0.047293 | 0.0032801 | 0.034991 | 0.020397 | 5.591% | 59.64% | 34.77% | 0%
|  |  | RICE 110197036 | 0.023215 | 0 | 0.023215 | 0.0039277 | 0.016053 | 0.0062968 | 14.95% | 61.09% | 23.96% | 0%
|  |  | CLEAR LAKE 110237580 | 0.018391 | 0 | 0.018391 | 0.0053153 | 0.011706 | 0.0068968 | 22.22% | 48.94% | 28.84% | 0%
|  |  | WHEELER RIDGE 1103CB | 0.059057 | 0 | 0.059057 | 0.0037436 | 0.040364 | 0.025525 | 5.376% | 57.97% | 36.66% | 0%
|  |  | GREEN VALLEY 210397492 | 0.018972 | 0 | 0.018972 | 0.0017166 | 0.017355 | 0.003879 | 7.479% | 75.62% | 16.9% | 0%
|  |  | BRENTWOOD 2105219013 | 0.021798 | 0 | 0.021798 | 0.0031077 | 0.016615 | 0.0086966 | 10.94% | 58.46% | 30.6% | 0%
|  |  | EL NIDO 11015890 | 0.095972 | 0 | 0.095972 | 0.0096052 | 0.066564 | 0.032463 | 8.842% | 61.27% | 29.88% | 0%
|  |  | PEASE 11031246 | 0.061452 | 0 | 0.061452 | 0.011609 | 0.039897 | 0.018346 | 16.62% | 57.12% | 26.26% | 0%
|  |  | GUSTINE 11017014 | 0.027177 | 0 | 0.027177 | 0.0017048 | 0.018521 | 0.010907 | 5.476% | 59.49% | 35.03% | 0%
|  |  | CHOWCHILLA 110139006 | 0.045923 | 0 | 0.045923 | 0.0042211 | 0.033401 | 0.01485 | 8.044% | 63.65% | 28.3% | 0%
|  |  | HONCUT 11011038 | 0.045733 | 0 | 0.045733 | 0.0074574 | 0.030871 | 0.013632 | 14.35% | 59.41% | 26.23% | 0%
|  |  | MERCED 1114777666 | 0.017711 | 0 | 0.017711 | 0.0013396 | 0.011921 | 0.0067877 | 6.682% | 59.46% | 33.86% | 0%
|  |  | PEACHTON 110137470 | 0.056909 | 0 | 0.056909 | 0.0080978 | 0.039782 | 0.016772 | 12.53% | 61.53% | 25.94% | 0%
|  |  | CAMDEN 11025547F | 0.0034827 | 0 | 0.0034827 | 0.00049412 | 0.0030027 | 0.0010993 | 10.75% | 65.33% | 23.92% | 0%
|  |  | MENDOTA 11023810 | 0.0081004 | 0 | 0.0081004 | 0.00036741 | 0.0057295 | 0.0031456 | 3.975% | 61.99% | 34.03% | 0%
|  |  | DAIRYLAND 1111967172 | 0.042151 | 0 | 0.042151 | 0.0038829 | 0.029667 | 0.014234 | 8.126% | 62.09% | 29.79% | 0%
|  |  | HOLLISTER 21044676 | 0.040539 | 0 | 0.040539 | 0.0035283 | 0.031262 | 0.016921 | 6.823% | 60.45% | 32.72% | 0%
|  |  | LAKEVIEW 1106CB | 0.040536 | 0 | 0.040536 | 0.0023144 | 0.029246 | 0.016219 | 4.844% | 61.21% | 33.95% | 0%
|  |  | CORCORAN 11188170 | 0.049239 | 0 | 0.049239 | 0.0032106 | 0.030519 | 0.022442 | 5.716% | 54.33% | 39.95% | 0%
|  |  | CARBONA 1101CB | 0.10228 | 0 | 0.10228 | 0.0047615 | 0.06885 | 0.039116 | 4.224% | 61.08% | 34.7% | 0%
|  |  | ATWATER 11077080 | 0.033682 | 0 | 0.033682 | 0.0036554 | 0.021931 | 0.013019 | 9.469% | 56.81% | 33.72% | 0%
|  |  | SISQUOC 1101CB | 0.047122 | 0 | 0.047122 | 0.005651 | 0.046069 | 0.0096918 | 9.202% | 75.02% | 15.78% | 0%
|  |  | STOREY 11049300 | 0.097281 | 0 | 0.097281 | 0.012203 | 0.06443 | 0.035782 | 10.85% | 57.31% | 31.83% | 0%
|  |  | JACINTO 11012062 | 0.063033 | 0 | 0.063033 | 0.016201 | 0.043141 | 0.018478 | 20.82% | 55.44% | 23.74% | 0%
|  |  | MC MULLIN 11066770 | 0.093534 | 0 | 0.093534 | 0.006516 | 0.063322 | 0.036107 | 6.15% | 59.77% | 34.08% | 0%
|  |  | STROUD 11029480 | 0.047769 | 0 | 0.047769 | 0.00245 | 0.034498 | 0.018421 | 4.425% | 62.31% | 33.27% | 0%
|  |  | CORTINA 110137554 | 0.0061243 | 0 | 0.0061243 | 0.00058798 | 0.0044623 | 0.0025453 | 7.741% | 58.75% | 33.51% | 0%
|  |  | REEDLEY 11107470 | 0.040731 | 0 | 0.040731 | 0.00442 | 0.025633 | 0.016594 | 9.476% | 54.95% | 35.57% | 0%
|  |  | SONOMA 1107606 | 0.01275 | 0 | 0.01275 | 0.0011575 | 0.010232 | 0.0045075 | 7.282% | 64.36% | 28.35% | 0%
|  |  | MERCED 11089990 | 0.10237 | 0 | 0.10237 | 0.0090845 | 0.068548 | 0.038767 | 7.805% | 58.89% | 33.3% | 0%
|  |  | CLEAR LAKE 1102626634 | 0.036817 | 0 | 0.036817 | 0.0086284 | 0.025247 | 0.014018 | 18.02% | 52.72% | 29.27% | 0%
|  |  | WRIGHT 111011942 | 0.048585 | 0 | 0.048585 | 0.0028051 | 0.035522 | 0.016786 | 5.09% | 64.45% | 30.46% | 0%
|  |  | MENLO 110358562 | 0.01864 | 0.0091911 | 0.027832 | 0.0071174 | 0.013127 | 0.0044558 | 19.3% | 35.59% | 12.08% | 33.02%
|  |  | MC ARTHUR 11011488 | 0.12026 | 0.28078 | 0.40104 | 0.0089587 | 0.054987 | 0.018094 | 3.275% | 20.1% | 6.614% | 70.01%
|  |  | MAXWELL 110530456 | 0.026961 | 0 | 0.026961 | 0.0037729 | 0.018076 | 0.0086687 | 12.36% | 59.23% | 28.41% | 0%
|  |  | CORCORAN 1104149336 | 0.026652 | 0 | 0.026652 | 0.0014019 | 0.016709 | 0.012056 | 4.647% | 55.39% | 39.96% | 0%
|  |  | ORO LOMA 11163190 | 0.016709 | 0 | 0.016709 | 0.00094579 | 0.011701 | 0.0066183 | 4.909% | 60.74% | 34.35% | 0%
|  |  | COALINGA NO 2 110541882 | 0.0094585 | 0 | 0.0094585 | 0.00075426 | 0.0067413 | 0.0048925 | 6.089% | 54.42% | 39.49% | 0%
|  |  | MADISON 110323452 | 0.020786 | 0 | 0.020786 | 0.0016582 | 0.016737 | 0.0073399 | 6.443% | 65.04% | 28.52% | 0%
|  |  | LERDO 1112CB | 0.047991 | 0 | 0.047991 | 0.002545 | 0.033319 | 0.019641 | 4.585% | 60.03% | 35.39% | 0%
|  |  | MC ARTHUR 1102CB | 0.0063495 | 0.24107 | 0.24742 | 0.00077955 | 0.0056271 | 0.0018691 | 0.2417% | 1.745% | 0.5796% | 97.43%
|  |  | GREEN VALLEY 210211036 | 0.046383 | 0 | 0.046383 | 0.0067841 | 0.042897 | 0.010286 | 11.31% | 71.53% | 17.15% | 0%
|  |  | CARUTHERS 11046737 | 0.0078229 | 0 | 0.0078229 | 0.0005578 | 0.0056202 | 0.0026769 | 6.299% | 63.47% | 30.23% | 0%
|  |  | EL PECO 11055870 | 0.027439 | 0 | 0.027439 | 0.0018434 | 0.018781 | 0.010652 | 5.894% | 60.05% | 34.06% | 0%
|  |  | WINTERS 110121302 | 0.029985 | 0 | 0.029985 | 0.0081594 | 0.020248 | 0.009707 | 21.41% | 53.12% | 25.47% | 0%
|  |  | SCHINDLER 110599334 | 0.032496 | 0 | 0.032496 | 0.0017873 | 0.022963 | 0.01208 | 4.853% | 62.35% | 32.8% | 0%
|  |  | COLUMBUS 11054059 | 0.020104 | 0 | 0.020104 | 0.0041896 | 0.013228 | 0.008834 | 15.96% | 50.39% | 33.65% | 0%
|  |  | VACA DIXON 110340832 | 0.11993 | 0 | 0.11993 | 0.020978 | 0.092605 | 0.038011 | 13.84% | 61.09% | 25.07% | 0%
|  |  | BORDEN 11035210 | 0.046769 | 0 | 0.046769 | 0.0046161 | 0.031508 | 0.017032 | 8.684% | 59.27% | 32.04% | 0%
|  |  | HERDLYN 110311754 | 0.10971 | 0 | 0.10971 | 0.010146 | 0.079374 | 0.035022 | 8.147% | 63.73% | 28.12% | 0%
|  |  | MC FARLAND 1105128091 | 0.010036 | 0 | 0.010036 | 0.00054754 | 0.0066002 | 0.0042482 | 4.805% | 57.92% | 37.28% | 0%
|  |  | TEMBLOR 11043013 | 0.011568 | 0 | 0.011568 | 0.00061345 | 0.0080767 | 0.0062937 | 4.094% | 53.9% | 42% | 0%
|  |  | MENDOTA 1101CB | 0.041173 | 0 | 0.041173 | 0.0022121 | 0.028359 | 0.016252 | 4.724% | 60.57% | 34.71% | 0%
|  |  | DINUBA 11047590 | 0.089062 | 0 | 0.089062 | 0.0085592 | 0.054461 | 0.038321 | 8.446% | 53.74% | 37.81% | 0%
|  |  | MISSION (X) 1128CB | 0.0016387 | 0 | 0.0016387 | 0.00017844 | 0.0022346 | 0.00029205 | 6.596% | 82.61% | 10.8% | 0%
|  |  | SISQUOC 1103CB | 0.028316 | 0 | 0.028316 | 0.0018367 | 0.027687 | 0.0071746 | 5.005% | 75.45% | 19.55% | 0%
|  |  | GREEN VALLEY 21036661 | 0.0065855 | 0 | 0.0065855 | 0.0035914 | 0.0034302 | 0.0015898 | 41.71% | 39.83% | 18.46% | 0%
|  |  | CHOWCHILLA 11015550 | 0.07102 | 0 | 0.07102 | 0.0072048 | 0.048079 | 0.026156 | 8.847% | 59.04% | 32.12% | 0%
|  |  | EL CAPITAN 110384120 | 0.003747 | 0 | 0.003747 | 0.00068196 | 0.0025262 | 0.0010332 | 16.08% | 59.56% | 24.36% | 0%
|  |  | LE GRAND 110634924 | 0.020753 | 0 | 0.020753 | 0.0022935 | 0.01466 | 0.0065368 | 9.763% | 62.41% | 27.83% | 0%
|  |  | DOS PALOS 110190170 | 0.1273 | 0 | 0.1273 | 0.0082943 | 0.092435 | 0.043872 | 5.736% | 63.92% | 30.34% | 0%
|  |  | SANTA YNEZ 110488746 | 0.029438 | 0 | 0.029438 | 0.0042505 | 0.022912 | 0.0071105 | 12.4% | 66.85% | 20.75% | 0%
|  |  | DUNNIGAN 11013050 | 0.016482 | 0 | 0.016482 | 0.0028453 | 0.011538 | 0.005601 | 14.24% | 57.74% | 28.03% | 0%
|  |  | KINGSBURG 11116170 | 0.094722 | 0 | 0.094722 | 0.0097192 | 0.057665 | 0.040456 | 9.013% | 53.47% | 37.51% | 0%
|  |  | MORMON 110277504 | 0.10087 | 0 | 0.10087 | 0.013968 | 0.070575 | 0.031449 | 12.04% | 60.84% | 27.11% | 0%
|  |  | GANSO 1104CB | 0.051293 | 0 | 0.051293 | 0.0033294 | 0.034859 | 0.019943 | 5.727% | 59.97% | 34.31% | 0%
|  |  | NEWHALL 1111CB | 0.040782 | 0 | 0.040782 | 0.0018996 | 0.028014 | 0.016636 | 4.081% | 60.18% | 35.74% | 0%
|  |  | STOREY 11086010 | 0.037139 | 0 | 0.037139 | 0.0033811 | 0.025537 | 0.013166 | 8.034% | 60.68% | 31.28% | 0%
|  |  | SAN BERNARD 1101438074 | 0.0048915 | 0.0012605 | 0.006152 | 0.00013922 | 0.0015144 | 0.0011789 | 3.908% | 42.51% | 33.09% | 20.49%
|  |  | KINGSBURG 1116794408 | 0.028788 | 0 | 0.028788 | 0.0023282 | 0.01899 | 0.011268 | 7.145% | 58.28% | 34.58% | 0%
|  |  | RIO DELL 110192712 | 0.034956 | 0.073739 | 0.1087 | 0.013142 | 0.02473 | 0.0078921 | 9.235% | 17.38% | 5.546% | 67.84%
|  |  | HARDWICK 11025050 | 0.058966 | 0 | 0.058966 | 0.0042941 | 0.037125 | 0.025326 | 6.434% | 55.62% | 37.94% | 0%
|  |  | LE GRAND 1110CB | 0.064613 | 0 | 0.064613 | 0.0063393 | 0.043376 | 0.024003 | 8.599% | 58.84% | 32.56% | 0%
|  |  | GUERNSEY 110255746 | 0.077572 | 0 | 0.077572 | 0.0046323 | 0.047509 | 0.037278 | 5.18% | 53.13% | 41.69% | 0%
|  |  | MAXWELL 11053006 | 0.033402 | 0 | 0.033402 | 0.0039569 | 0.023483 | 0.010369 | 10.47% | 62.11% | 27.42% | 0%
|  |  | AIRWAYS 1107R1426 | 0.028946 | 0 | 0.028946 | 0.0057092 | 0.017975 | 0.0090804 | 17.42% | 54.86% | 27.71% | 0%
|  |  | NEWBURG 113190644 | 0.032517 | 0.50252 | 0.53504 | 0.010887 | 0.024433 | 0.0074437 | 1.547% | 3.472% | 1.058% | 93.92%
|  |  | SANGER 1108R544 | 0.074049 | 0 | 0.074049 | 0.012416 | 0.046795 | 0.024796 | 14.78% | 55.7% | 29.52% | 0%
|  |  | OROSI 110433456 | 0.10345 | 0 | 0.10345 | 0.010202 | 0.065891 | 0.04493 | 8.43% | 54.45% | 37.13% | 0%
|  |  | JACINTO 11022606 | 0.085891 | 0 | 0.085891 | 0.015583 | 0.059894 | 0.023782 | 15.7% | 60.34% | 23.96% | 0%
|  |  | SALINAS 11043018 | 0.034471 | 0 | 0.034471 | 0.0026382 | 0.030979 | 0.011376 | 5.864% | 68.85% | 25.28% | 0%
|  |  | BIG RIVER 11012989 | 0.0035251 | 0 | 0.0035251 | 0.0027584 | 0.0014967 | 0.00035254 | 59.87% | 32.48% | 7.651% | 0%
|  |  | TULARE LAKE 110675538 | 0.066752 | 0 | 0.066752 | 0.003914 | 0.045447 | 0.028178 | 5.048% | 58.61% | 36.34% | 0%
|  |  | MC CALL 11016779F | 0.018239 | 0 | 0.018239 | 0.0017464 | 0.011824 | 0.0072192 | 8.401% | 56.87% | 34.73% | 0%
|  |  | TUDOR 11022298 | 0.031507 | 0 | 0.031507 | 0.0049913 | 0.021343 | 0.0098118 | 13.81% | 59.05% | 27.14% | 0%
|  |  | MENDOTA 11023160 | 0.047854 | 0 | 0.047854 | 0.002055 | 0.034832 | 0.01848 | 3.712% | 62.91% | 33.38% | 0%
|  |  | MC CALL 11016790 | 0.045856 | 0 | 0.045856 | 0.0046066 | 0.028955 | 0.018344 | 8.875% | 55.78% | 35.34% | 0%
|  |  | ROB ROY 21058281 | 0.0040101 | 0 | 0.0040101 | 0.0019929 | 0.003024 | 0.0013056 | 31.52% | 47.83% | 20.65% | 0%
|  |  | EL NIDO 1101889532 | 0.017591 | 0 | 0.017591 | 0.0014894 | 0.011914 | 0.006508 | 7.48% | 59.83% | 32.69% | 0%
|  |  | ATWATER 11027180 | 0.036174 | 0 | 0.036174 | 0.0035293 | 0.023676 | 0.014124 | 8.539% | 57.29% | 34.18% | 0%
|  |  | GOOSE LAKE 2104210300 | 0.028414 | 0 | 0.028414 | 0.0014362 | 0.016354 | 0.016884 | 4.142% | 47.17% | 48.69% | 0%
|  |  | HARDWICK 11026350 | 0.037603 | 0 | 0.037603 | 0.0025742 | 0.0225 | 0.017489 | 6.048% | 52.86% | 41.09% | 0%
|  |  | CABRILLO 1104765792 | 0.0022945 | 0 | 0.0022945 | 0.00025179 | 0.0019341 | 0.0007549 | 8.562% | 65.77% | 25.67% | 0%
|  |  | BAIR 110395364 | 0.0016061 | 0 | 0.0016061 | 0.00014507 | 0.0017047 | 0.0008016 | 5.471% | 64.3% | 30.23% | 0%
|  |  | MORMON 110112446 | 0.040673 | 0 | 0.040673 | 0.0063482 | 0.027928 | 0.011833 | 13.77% | 60.57% | 25.66% | 0%
|  |  | OLD RIVER 11014577 | 0.046852 | 0 | 0.046852 | 0.0027302 | 0.027332 | 0.023883 | 5.061% | 50.67% | 44.27% | 0%
|  |  | MADISON 210120052 | 0.013867 | 0 | 0.013867 | 0.0015073 | 0.009548 | 0.0059385 | 8.87% | 56.19% | 34.95% | 0%
|  |  | BALFOUR 1101611738 | 0.0063176 | 0 | 0.0063176 | 0.00077444 | 0.0046008 | 0.0028851 | 9.375% | 55.7% | 34.93% | 0%
|  |  | CASSIDY 21076090 | 0.097116 | 0 | 0.097116 | 0.015898 | 0.068478 | 0.035707 | 13.24% | 57.03% | 29.74% | 0%
|  |  | BONITA 1103CB | 0.025249 | 0 | 0.025249 | 0.0020569 | 0.017407 | 0.0091399 | 7.191% | 60.86% | 31.95% | 0%
|  |  | HONCUT 1102CB | 0.068015 | 0 | 0.068015 | 0.013807 | 0.044969 | 0.019687 | 17.6% | 57.31% | 25.09% | 0%
|  |  | SOLEDAD 21053720 | 0.054838 | 0 | 0.054838 | 0.0026813 | 0.047953 | 0.019225 | 3.838% | 68.64% | 27.52% | 0%
|  |  | SCHINDLER 111494236 | 0.020993 | 0 | 0.020993 | 0.0011241 | 0.015199 | 0.0098494 | 4.295% | 58.07% | 37.63% | 0%
|  |  | TEMBLOR 2103642990 | 0.00034982 | 0 | 0.00034982 | 1.6304e-05 | 0.0002628 | 0.00017832 | 3.564% | 57.45% | 38.98% | 0%
|  |  | ANITA 11062496 | 0.040377 | 0 | 0.040377 | 0.013002 | 0.024828 | 0.01494 | 24.64% | 47.05% | 28.31% | 0%
|  |  | HONCUT 11015581 | 0.01756 | 0 | 0.01756 | 0.0041091 | 0.011513 | 0.0059251 | 19.07% | 53.43% | 27.5% | 0%
|  |  | PLUMAS 11017376 | 0.06997 | 0 | 0.06997 | 0.0075642 | 0.048741 | 0.023059 | 9.531% | 61.41% | 29.05% | 0%
|  |  | CORTINA 110189686 | 0.049952 | 0 | 0.049952 | 0.0045601 | 0.038951 | 0.017963 | 7.418% | 63.36% | 29.22% | 0%
|  |  | LERDO 11113610 | 0.082785 | 0 | 0.082785 | 0.0059027 | 0.054994 | 0.033378 | 6.261% | 58.33% | 35.4% | 0%
|  |  | OAKLAND C 1133CB | 0.00089778 | 0 | 0.00089778 | 0.0001473 | 0.0010244 | 0.00031031 | 9.939% | 69.12% | 20.94% | 0%
|  |  | CORCORAN 1118281454 | 0.032617 | 0 | 0.032617 | 0.0019629 | 0.02015 | 0.014829 | 5.313% | 54.55% | 40.14% | 0%
|  |  | EEL RIVER 1103CB | 0.14592 | 1.2938 | 1.4398 | 0.035671 | 0.12667 | 0.030033 | 1.879% | 6.674% | 1.582% | 89.86%
|  |  | WEEDPATCH 11014574 | 0.034242 | 0 | 0.034242 | 0.0023526 | 0.022171 | 0.014651 | 6.006% | 56.59% | 37.4% | 0%
|  |  | CANTUA 1105CB | 0.044142 | 0 | 0.044142 | 0.0022758 | 0.030034 | 0.018426 | 4.486% | 59.2% | 36.32% | 0%
|  |  | RIO BRAVO 11021578 | 0.029749 | 0 | 0.029749 | 0.0024383 | 0.020124 | 0.013938 | 6.68% | 55.13% | 38.19% | 0%
|  |  | GERBER 110185172 | 0.082161 | 0 | 0.082161 | 0.023133 | 0.057875 | 0.024009 | 22.03% | 55.11% | 22.86% | 0%
|  |  | PUTAH CREEK 11038362 | 0.018402 | 0 | 0.018402 | 0.0046183 | 0.012775 | 0.0061566 | 19.61% | 54.25% | 26.14% | 0%
|  |  | JACOBS CORNER 1101805158 | 0.010158 | 0 | 0.010158 | 0.00057525 | 0.007321 | 0.0036013 | 5.003% | 63.67% | 31.32% | 0%
|  |  | LAMMERS 110714358 | 0.014038 | 0 | 0.014038 | 0.00099032 | 0.010259 | 0.0058725 | 5.784% | 59.92% | 34.3% | 0%
|  |  | CARUTHERS 110149650 | 0.023899 | 0 | 0.023899 | 0.0022789 | 0.01462 | 0.010153 | 8.424% | 54.05% | 37.53% | 0%
|  |  | CLOVIS 1104CB | 0.0023376 | 0 | 0.0023376 | 0.00042873 | 0.0014026 | 0.00085306 | 15.97% | 52.25% | 31.78% | 0%
|  |  | STAGG 21049948 | 0.08951 | 0 | 0.08951 | 0.0090643 | 0.067321 | 0.025561 | 8.891% | 66.04% | 25.07% | 0%
|  |  | EL PECO 110290060 | 0.01602 | 0 | 0.01602 | 0.0011284 | 0.011081 | 0.0059242 | 6.223% | 61.11% | 32.67% | 0%
|  |  | CANAL 11013040 | 0.10574 | 0 | 0.10574 | 0.0064728 | 0.078033 | 0.035539 | 5.392% | 65% | 29.6% | 0%
|  |  | BRENTWOOD 210519062 | 0.0205 | 0 | 0.0205 | 0.0034874 | 0.014842 | 0.0084362 | 13.03% | 55.45% | 31.52% | 0%
|  |  | BAHIA 11026757 | 0.034038 | 0 | 0.034038 | 0.0054329 | 0.026142 | 0.010106 | 13.03% | 62.72% | 24.25% | 0%
|  |  | PRUNEDALE 11073712 | 0.050751 | 0 | 0.050751 | 0.024943 | 0.031744 | 0.0094697 | 37.7% | 47.98% | 14.31% | 0%
|  |  | RICE 110359260 | 0.054948 | 0 | 0.054948 | 0.0067939 | 0.039176 | 0.016415 | 10.89% | 62.8% | 26.31% | 0%
|  |  | GUSTINE 11029100 | 0.24651 | 0 | 0.24651 | 0.0159 | 0.17184 | 0.099774 | 5.53% | 59.77% | 34.7% | 0%
|  |  | CORNING 110485182 | 0.035437 | 0 | 0.035437 | 0.0070469 | 0.02643 | 0.012447 | 15.34% | 57.55% | 27.1% | 0%
|  |  | OLEMA 11011686 | 0.012394 | 0 | 0.012394 | 0.0055576 | 0.0079252 | 0.0026436 | 34.46% | 49.14% | 16.39% | 0%
|  |  | ALPAUGH 11048220 | 0.05382 | 0 | 0.05382 | 0.0029032 | 0.036166 | 0.021885 | 4.763% | 59.33% | 35.9% | 0%
|  |  | TUPMAN 110616222 | 0.0034768 | 0 | 0.0034768 | 0.0002022 | 0.0021579 | 0.0015754 | 5.138% | 54.83% | 40.03% | 0%
|  |  | MAGUNDEN 2108292736 | 9.9331e-05 | 0 | 9.9331e-05 | 1.2935e-05 | 4.9283e-05 | 5.0217e-05 | 11.5% | 43.83% | 44.66% | 0%
|  |  | OLD RIVER 1102CB | 0.06306 | 0 | 0.06306 | 0.0038617 | 0.037301 | 0.030517 | 5.387% | 52.04% | 42.57% | 0%
|  |  | VALLEY HOME 170413112 | 0.034186 | 0 | 0.034186 | 0.0023854 | 0.019731 | 0.016721 | 6.142% | 50.81% | 43.05% | 0%
|  |  | CALFLAX 1103CB | 0.024994 | 0 | 0.024994 | 0.0012926 | 0.017405 | 0.0097101 | 4.55% | 61.27% | 34.18% | 0%
|  |  | COPUS 11034801 | 0.074472 | 0 | 0.074472 | 0.0046611 | 0.046844 | 0.039294 | 5.133% | 51.59% | 43.28% | 0%
|  |  | HERDLYN 1103CB | 0.093825 | 0 | 0.093825 | 0.006381 | 0.073093 | 0.029197 | 5.872% | 67.26% | 26.87% | 0%
|  |  | KINGSBURG 1116377589 | 0.033222 | 0 | 0.033222 | 0.0031552 | 0.021334 | 0.013115 | 8.391% | 56.73% | 34.88% | 0%
|  |  | HOLLISTER 21064050 | 0.0035403 | 0 | 0.0035403 | 0.00040955 | 0.0026782 | 0.00164 | 8.663% | 56.65% | 34.69% | 0%
|  |  | GATES 111084206 | 0.052584 | 0 | 0.052584 | 0.002953 | 0.03719 | 0.019591 | 4.944% | 62.26% | 32.8% | 0%
|  |  | SANTA MARIA 111089336 | 0.024088 | 0 | 0.024088 | 0.0012292 | 0.023383 | 0.0068064 | 3.912% | 74.42% | 21.66% | 0%
|  |  | MC MULLIN 11045190 | 0.043749 | 0 | 0.043749 | 0.0030831 | 0.029108 | 0.01747 | 6.208% | 58.61% | 35.18% | 0%
|  |  | COTTONWOOD 110331548 | 0.0073314 | 0.18907 | 0.19641 | 0.0020725 | 0.0050746 | 0.0024356 | 0.8073% | 1.977% | 0.9488% | 96.27%
|  |  | WOODWARD 2108R867 | 0.0032693 | 0 | 0.0032693 | 0.0010351 | 0.0019724 | 0.0012675 | 24.21% | 46.14% | 29.65% | 0%
|  |  | JACOBS CORNER 11018160 | 0.11922 | 0 | 0.11922 | 0.0089543 | 0.089557 | 0.040222 | 6.454% | 64.55% | 28.99% | 0%
|  |  | DINUBA 1105752984 | 0.00069326 | 0 | 0.00069326 | 6.4227e-05 | 0.00036854 | 0.00035194 | 8.185% | 46.97% | 44.85% | 0%
|  |  | MC MULLIN 1105CB | 0.040536 | 0 | 0.040536 | 0.0019189 | 0.028089 | 0.015875 | 4.182% | 61.22% | 34.6% | 0%
|  |  | MC MULLIN 11046130 | 0.057413 | 0 | 0.057413 | 0.0033246 | 0.038077 | 0.023864 | 5.094% | 58.34% | 36.56% | 0%
|  |  | LOS OSITOS 21037468 | 0.017086 | 0 | 0.017086 | 0.00092101 | 0.015173 | 0.0058923 | 4.189% | 69.01% | 26.8% | 0%
|  |  | COVELO 11014678 | 0.017111 | 0.12693 | 0.14404 | 0.0063115 | 0.0096819 | 0.0049329 | 3.583% | 5.496% | 2.8% | 88.12%
|  |  | ORO LOMA 1118CB | 0.04236 | 0 | 0.04236 | 0.0018363 | 0.030522 | 0.019645 | 3.531% | 58.69% | 37.78% | 0%
|  |  | LEMOORE 11018010 | 0.080255 | 0 | 0.080255 | 0.0091754 | 0.0556 | 0.026067 | 10.1% | 61.2% | 28.7% | 0%
|  |  | TULARE LAKE 1108943184 | 0.0090163 | 0 | 0.0090163 | 0.00053591 | 0.0054111 | 0.0043506 | 5.204% | 52.55% | 42.25% | 0%
|  |  | REEDLEY 1110CB | 0.075792 | 0 | 0.075792 | 0.0076626 | 0.047363 | 0.031922 | 8.813% | 54.47% | 36.71% | 0%
|  |  | EAST NICOLAUS 11011372 | 0.055549 | 0 | 0.055549 | 0.0094327 | 0.03911 | 0.014663 | 14.92% | 61.88% | 23.2% | 0%
|  |  | BUTTE 11072500 | 0.047463 | 0 | 0.047463 | 0.011361 | 0.031011 | 0.014873 | 19.85% | 54.17% | 25.98% | 0%
|  |  | MAXWELL 11063036 | 0.095166 | 0 | 0.095166 | 0.012503 | 0.066978 | 0.029665 | 11.46% | 61.37% | 27.18% | 0%
|  |  | BIOLA 110397862 | 0.088295 | 0 | 0.088295 | 0.0063115 | 0.058035 | 0.035759 | 6.305% | 57.97% | 35.72% | 0%
|  |  | DAIRYLAND 1112977849 | 0.007714 | 0 | 0.007714 | 0.00059425 | 0.0050165 | 0.0031208 | 6.806% | 57.45% | 35.74% | 0%
|  |  | EAST NICOLAUS 11021290 | 0.12802 | 0 | 0.12802 | 0.017767 | 0.087842 | 0.041374 | 12.09% | 59.76% | 28.15% | 0%
|  |  | MC ARTHUR 110151398 | 0.0034653 | 0.031197 | 0.034663 | 0.00027855 | 0.0030423 | 0.0011904 | 0.6173% | 6.742% | 2.638% | 90%
|  |  | LOCKHEED NO 2 1108CB | 0.004665 | 0 | 0.004665 | 0.00037383 | 0.0038259 | 0.0022618 | 5.785% | 59.21% | 35% | 0%
|  |  | LINDEN 11042458 | 0.066094 | 0 | 0.066094 | 0.011481 | 0.044035 | 0.019297 | 15.35% | 58.86% | 25.79% | 0%
|  |  | LINCOLN 11011398 | 0.013749 | 0 | 0.013749 | 0.0039015 | 0.0093518 | 0.0046854 | 21.75% | 52.13% | 26.12% | 0%
|  |  | LOGAN CREEK 21022442 | 0.1042 | 0 | 0.1042 | 0.014343 | 0.071838 | 0.043996 | 11.02% | 55.18% | 33.8% | 0%
|  |  | CAMDEN 11036922F | 0.0048356 | 0 | 0.0048356 | 0.00055314 | 0.0031989 | 0.0017214 | 10.11% | 58.44% | 31.45% | 0%
|  |  | MISSION (X) 1125CB | 0.0019745 | 0 | 0.0019745 | 3.8447e-05 | 0.0028365 | 0.00038452 | 1.18% | 87.02% | 11.8% | 0%
|  |  | LOCKEFORD 210212466 | 0.050788 | 0 | 0.050788 | 0.0055508 | 0.032899 | 0.019552 | 9.57% | 56.72% | 33.71% | 0%
|  |  | SEMITROPIC 1112CB | 0.048581 | 0 | 0.048581 | 0.0042935 | 0.031028 | 0.019668 | 7.808% | 56.42% | 35.77% | 0%
|  |  | TEMPLETON 2108CB | 0.021298 | 0 | 0.021298 | 0.001608 | 0.016938 | 0.0089071 | 5.857% | 61.7% | 32.45% | 0%
|  |  | SCHINDLER 111081340 | 0.059889 | 0 | 0.059889 | 0.0033988 | 0.043613 | 0.021824 | 4.938% | 63.36% | 31.7% | 0%
|  |  | DAVIS 110712822 | 0.10607 | 0 | 0.10607 | 0.0096975 | 0.077945 | 0.032596 | 8.065% | 64.83% | 27.11% | 0%
|  |  | LERDO 1116CB | 0.096121 | 0 | 0.096121 | 0.0054359 | 0.0676 | 0.036248 | 4.974% | 61.86% | 33.17% | 0%
|  |  | HOLLISTER 21044068 | 0.10924 | 0 | 0.10924 | 0.016127 | 0.078028 | 0.047676 | 11.37% | 55.01% | 33.61% | 0%
|  |  | ARVIN 110153388 | 0.021067 | 0 | 0.021067 | 0.001182 | 0.017168 | 0.0077327 | 4.532% | 65.82% | 29.65% | 0%
|  |  | PANOCHE 1103735730 | 0.021734 | 0 | 0.021734 | 0.00090545 | 0.016169 | 0.010414 | 3.294% | 58.82% | 37.89% | 0%
|  |  | MORMON 1102732178 | 0.019898 | 0 | 0.019898 | 0.0038942 | 0.012519 | 0.0062513 | 17.18% | 55.24% | 27.58% | 0%
|  |  | RIVERBANK 171120911 | 0.0056388 | 0 | 0.0056388 | 0.00082593 | 0.0031412 | 0.0026449 | 12.49% | 47.51% | 40% | 0%
|  |  | PEACHTON 110135138 | 0.034774 | 0 | 0.034774 | 0.0066948 | 0.022187 | 0.010494 | 17% | 56.35% | 26.65% | 0%
|  |  | BORDEN 110190050 | 0.07913 | 0 | 0.07913 | 0.012797 | 0.05172 | 0.027646 | 13.89% | 56.12% | 30% | 0%
|  |  | WILLIAMS 110249008 | 0.036645 | 0 | 0.036645 | 0.0034757 | 0.02714 | 0.0123 | 8.099% | 63.24% | 28.66% | 0%
|  |  | TULARE LAKE 11089050 | 0.024982 | 0 | 0.024982 | 0.0014552 | 0.018015 | 0.010865 | 4.797% | 59.39% | 35.82% | 0%
|  |  | GUSTINE 11029628 | 0.032423 | 0.0049019 | 0.037325 | 0.00094633 | 0.0099962 | 0.0057702 | 4.919% | 51.96% | 29.99% | 13.13%
|  |  | COLUSA 110130252 | 0.031836 | 0 | 0.031836 | 0.004356 | 0.023168 | 0.0090076 | 11.92% | 63.42% | 24.66% | 0%
|  |  | ORO LOMA 1115CB | 0.057503 | 0 | 0.057503 | 0.0030055 | 0.04254 | 0.020498 | 4.551% | 64.41% | 31.04% | 0%
|  |  | COALINGA NO 2 1107CB | 0.05046 | 0 | 0.05046 | 0.0024389 | 0.039296 | 0.021605 | 3.85% | 62.04% | 34.11% | 0%
|  |  | LOCKEFORD 210148604 | 0.02201 | 0 | 0.02201 | 0.0039641 | 0.014646 | 0.006304 | 15.91% | 58.79% | 25.3% | 0%
|  |  | REEDLEY 1106CB | 0.13911 | 0 | 0.13911 | 0.014233 | 0.091578 | 0.057375 | 8.722% | 56.12% | 35.16% | 0%
|  |  | PRUNEDALE 11073062 | 0.03251 | 0 | 0.03251 | 0.01118 | 0.02361 | 0.0077195 | 26.3% | 55.54% | 18.16% | 0%
|  |  | ATWATER 110211810 | 0.069615 | 0 | 0.069615 | 0.0078568 | 0.04628 | 0.024802 | 9.953% | 58.63% | 31.42% | 0%
|  |  | RICE 110261906 | 0.00039265 | 0 | 0.00039265 | 3.408e-05 | 0.00028551 | 0.00012486 | 7.668% | 64.24% | 28.09% | 0%
|  |  | CORNING 110485336 | 0.055493 | 0 | 0.055493 | 0.011258 | 0.041765 | 0.019171 | 15.59% | 57.85% | 26.55% | 0%
|  |  | ALPAUGH 11048819F | 0.0061773 | 0 | 0.0061773 | 0.00044655 | 0.0037051 | 0.0028406 | 6.386% | 52.99% | 40.62% | 0%
|  |  | SANTA YNEZ 1104Y28 | 0.0056843 | 0 | 0.0056843 | 0.0010712 | 0.0046079 | 0.0017538 | 14.41% | 61.99% | 23.59% | 0%
|  |  | ORO LOMA 1106CB | 0.085895 | 0 | 0.085895 | 0.0042307 | 0.062825 | 0.030771 | 4.325% | 64.22% | 31.45% | 0%
|  |  | ORO LOMA 110876656 | 0.068329 | 0 | 0.068329 | 0.0044503 | 0.048794 | 0.024622 | 5.715% | 62.66% | 31.62% | 0%
|  |  | ARVIN 110115909 | 0.0053185 | 0 | 0.0053185 | 0.00049644 | 0.0033206 | 0.0027626 | 7.545% | 50.47% | 41.99% | 0%
|  |  | PLUMAS 210650800 | 0.041126 | 0 | 0.041126 | 0.0077528 | 0.027549 | 0.011385 | 16.61% | 59.01% | 24.39% | 0%
|  |  | KERN OIL 110646960 | 0.0033281 | 0 | 0.0033281 | 0.0001543 | 0.0028603 | 0.0010811 | 3.767% | 69.84% | 26.4% | 0%
|  |  | PARLIER 110349150 | 0.051521 | 0 | 0.051521 | 0.0047431 | 0.033214 | 0.02043 | 8.124% | 56.89% | 34.99% | 0%
|  |  | OLIVEHURST 11031240 | 0.055882 | 0 | 0.055882 | 0.0071242 | 0.037497 | 0.018633 | 11.26% | 59.28% | 29.46% | 0%
|  |  | CAMDEN 11046200 | 0.086459 | 0 | 0.086459 | 0.0058659 | 0.059221 | 0.033121 | 5.973% | 60.3% | 33.73% | 0%
|  |  | ECHO SUMMIT 1101889106 | 0.01108 | 0 | 0.01108 | 0.0031786 | 0.0083863 | 0.00088761 | 25.53% | 67.35% | 7.128% | 0%
|  |  | ATWATER 11037170 | 0.024744 | 0 | 0.024744 | 0.0034544 | 0.015726 | 0.0088651 | 12.32% | 56.07% | 31.61% | 0%
|  |  | OLD RIVER 11031647 | 0.048437 | 0 | 0.048437 | 0.0030561 | 0.030956 | 0.022564 | 5.402% | 54.72% | 39.88% | 0%
|  |  | STONE CORRAL 11107481F | 0.030973 | 0 | 0.030973 | 0.0045988 | 0.020719 | 0.014828 | 11.46% | 51.61% | 36.94% | 0%
|  |  | LEMOORE 11048650 | 0.01074 | 0 | 0.01074 | 0.0009089 | 0.007799 | 0.0034484 | 7.477% | 64.16% | 28.37% | 0%
|  |  | ARVIN 110154484 | 0.020674 | 0 | 0.020674 | 0.0013854 | 0.015548 | 0.0088392 | 5.376% | 60.33% | 34.3% | 0%
|  |  | BANTA 1103248582 | 0.028246 | 0 | 0.028246 | 0.0017121 | 0.019938 | 0.011011 | 5.242% | 61.05% | 33.71% | 0%
|  |  | LIVINGSTON 11014210 | 0.047434 | 0 | 0.047434 | 0.0056168 | 0.031319 | 0.01732 | 10.35% | 57.72% | 31.92% | 0%
|  |  | GIFFEN 11039325 | 0.024257 | 0 | 0.024257 | 0.0012302 | 0.016358 | 0.0099833 | 4.462% | 59.33% | 36.21% | 0%
|  |  | CAMDEN 11026240 | 0.15448 | 0 | 0.15448 | 0.013233 | 0.10242 | 0.05921 | 7.567% | 58.57% | 33.86% | 0%
|  |  | LOGAN CREEK 210268318 | 0.070564 | 0 | 0.070564 | 0.015043 | 0.051901 | 0.024455 | 16.46% | 56.78% | 26.76% | 0%
|  |  | BAIR 1103CB | 0.0011694 | 0 | 0.0011694 | 0.00010807 | 0.0011455 | 0.00067686 | 5.598% | 59.34% | 35.06% | 0%
|  |  | MCKITTRICK 11013092 | 0.025517 | 0 | 0.025517 | 0.001797 | 0.017964 | 0.013606 | 5.386% | 53.84% | 40.78% | 0%
|  |  | MIDDLETOWN 1101851636 | 0.0041102 | 0.010557 | 0.014667 | 0.0011022 | 0.0021237 | 0.0010534 | 7.218% | 13.91% | 6.899% | 71.98%
|  |  | GARDNER 0401CB | 9.7296e-05 | 0 | 9.7296e-05 | 6.2744e-06 | 8.8073e-05 | 3.2878e-05 | 4.932% | 69.23% | 25.84% | 0%
|  |  | LIVE OAK 11041282 | 0.14752 | 0 | 0.14752 | 0.027243 | 0.10212 | 0.044244 | 15.69% | 58.82% | 25.48% | 0%
|  |  | CAMDEN 11056740 | 0.15557 | 0 | 0.15557 | 0.012785 | 0.10039 | 0.063842 | 7.223% | 56.71% | 36.07% | 0%
|  |  | DIXON 11035932 | 0.059937 | 0 | 0.059937 | 0.005224 | 0.046178 | 0.016553 | 7.687% | 67.95% | 24.36% | 0%
|  |  | GIFFEN 11039620 | 9.7178e-05 | 0 | 9.7178e-05 | 2.9904e-06 | 7.6451e-05 | 3.0557e-05 | 2.719% | 69.5% | 27.78% | 0%
|  |  | COLUSA 110179406 | 0.076365 | 0 | 0.076365 | 0.0095237 | 0.056046 | 0.021853 | 10.89% | 64.11% | 25% | 0%
|  |  | BRENTWOOD 211221256 | 0.016095 | 0 | 0.016095 | 0.0018855 | 0.010811 | 0.0056623 | 10.27% | 58.89% | 30.84% | 0%
|  |  | SHEPHERD 2111537008 | 0.020979 | 0 | 0.020979 | 0.0037049 | 0.015004 | 0.0087234 | 13.51% | 54.69% | 31.8% | 0%
|  |  | COLUSA JUNCTION 11013010 | 0.045783 | 0 | 0.045783 | 0.0046787 | 0.03295 | 0.014263 | 9.016% | 63.5% | 27.49% | 0%
|  |  | DIVIDE 1103CB | 0.00040448 | 0 | 0.00040448 | 7.5497e-05 | 0.00035592 | 9.6344e-05 | 14.31% | 67.44% | 18.26% | 0%
|  |  | STROUD 1102CB | 0.067718 | 0 | 0.067718 | 0.0032023 | 0.049006 | 0.026736 | 4.056% | 62.08% | 33.87% | 0%
|  |  | GANSO 1104312168 | 0.0078632 | 0 | 0.0078632 | 0.00038107 | 0.0051524 | 0.0033671 | 4.281% | 57.89% | 37.83% | 0%
|  |  | SHAFTER 11121453 | 0.083224 | 0 | 0.083224 | 0.0067823 | 0.053647 | 0.033773 | 7.2% | 56.95% | 35.85% | 0%
|  |  | CALFLAX 11039560 | 0.069072 | 0 | 0.069072 | 0.0035491 | 0.049617 | 0.028439 | 4.349% | 60.8% | 34.85% | 0%
|  |  | CAYUCOS 11014701 | 0.048527 | 0.0032213 | 0.051749 | 0.0035698 | 0.013359 | 0.0044279 | 15.67% | 58.66% | 19.44% | 6.225%
|  |  | RICE 110348674 | 0.00048465 | 0 | 0.00048465 | 6.0326e-05 | 0.00034148 | 0.00014679 | 11% | 62.25% | 26.76% | 0%
|  |  | ARCATA 11056544 | 0.074365 | 0.69984 | 0.7742 | 0.021314 | 0.061356 | 0.014842 | 2.1% | 6.044% | 1.462% | 90.39%
|  |  | MENDOTA 1104681764 | 0.035975 | 0 | 0.035975 | 0.0015142 | 0.023634 | 0.015686 | 3.708% | 57.88% | 38.41% | 0%
|  |  | MADERA 1119583476 | 0.018701 | 0 | 0.018701 | 0.0032392 | 0.011733 | 0.00624 | 15.27% | 55.31% | 29.42% | 0%
|  |  | ORO LOMA 11069790 | 0.089064 | 0 | 0.089064 | 0.0040407 | 0.064465 | 0.032458 | 4.002% | 63.85% | 32.15% | 0%
|  |  | GANSO 11034885 | 0.022833 | 0 | 0.022833 | 0.001669 | 0.014595 | 0.0098309 | 6.396% | 55.93% | 37.67% | 0%
|  |  | SANGER 110892484 | 0.037352 | 0 | 0.037352 | 0.0065606 | 0.023901 | 0.011817 | 15.52% | 56.53% | 27.95% | 0%
|  |  | CAMBRIA 1101CB | 0.023885 | 0 | 0.023885 | 0.0025735 | 0.023543 | 0.0050952 | 8.245% | 75.43% | 16.32% | 0%
|  |  | WAHTOKE 11087500 | 0.091357 | 0 | 0.091357 | 0.011281 | 0.056898 | 0.035417 | 10.89% | 54.92% | 34.19% | 0%
|  |  | ANITA 11022088 | 0.074881 | 0 | 0.074881 | 0.021235 | 0.047844 | 0.019574 | 23.95% | 53.97% | 22.08% | 0%
|  |  | OLD RIVER 1105684892 | 0.032167 | 0 | 0.032167 | 0.0018921 | 0.020143 | 0.014444 | 5.187% | 55.22% | 39.6% | 0%
|  |  | CASTROVILLE 21033060 | 0.059002 | 0 | 0.059002 | 0.0075563 | 0.052543 | 0.017013 | 9.799% | 68.14% | 22.06% | 0%
|  |  | TIVY VALLEY 11067150 | 0.034476 | 0 | 0.034476 | 0.01255 | 0.020869 | 0.011398 | 28% | 46.56% | 25.43% | 0%
|  |  | CASTROVILLE 2103196060 | 0.014478 | 0 | 0.014478 | 0.0013795 | 0.014445 | 0.0030754 | 7.299% | 76.43% | 16.27% | 0%
|  |  | GOOSE LAKE 2104CB | 0.027321 | 0 | 0.027321 | 0.0014724 | 0.020192 | 0.011446 | 4.447% | 60.98% | 34.57% | 0%
|  |  | BELRIDGE 1A 1101CB | 0.00038569 | 0 | 0.00038569 | 2.4393e-05 | 0.00028709 | 0.00019286 | 4.837% | 56.92% | 38.24% | 0%
|  |  | OLD RIVER 11031653 | 0.02565 | 0 | 0.02565 | 0.0016102 | 0.015324 | 0.012168 | 5.533% | 52.66% | 41.81% | 0%
|  |  | SCHINDLER 1112609842 | 0.020662 | 0 | 0.020662 | 0.0017305 | 0.014208 | 0.0075183 | 7.378% | 60.57% | 32.05% | 0%
|  |  | MIDWAY 1104CB | 0.14425 | 0 | 0.14425 | 0.010289 | 0.10484 | 0.05588 | 6.017% | 61.31% | 32.68% | 0%
|  |  | CAL WATER 1102135060 | 0.013383 | 0 | 0.013383 | 0.0013501 | 0.010147 | 0.0059093 | 7.756% | 58.29% | 33.95% | 0%
|  |  | VACA DIXON 110365434 | 0.036677 | 0 | 0.036677 | 0.0045186 | 0.03036 | 0.012098 | 9.619% | 64.63% | 25.75% | 0%
|  |  | WOODWARD 2108D412 | 0.0084649 | 0 | 0.0084649 | 0.0017145 | 0.005094 | 0.0041828 | 15.6% | 46.35% | 38.06% | 0%
|  |  | SCHINDLER 1111541614 | 0.011677 | 0 | 0.011677 | 0.00080584 | 0.0079826 | 0.0045087 | 6.06% | 60.03% | 33.91% | 0%
|  |  | VINA 11011572 | 0.047256 | 0.068907 | 0.11616 | 0.013261 | 0.032428 | 0.014342 | 8.986% | 21.98% | 9.719% | 59.32%
|  |  | CARUTHERS 1102803408 | 0.0054897 | 0 | 0.0054897 | 0.00032165 | 0.0036598 | 0.0022325 | 5.176% | 58.9% | 35.93% | 0%
|  |  | HURON 11169300 | 0.019898 | 0 | 0.019898 | 0.00097309 | 0.01358 | 0.0082529 | 4.267% | 59.55% | 36.19% | 0%
|  |  | MIDWAY 1102CB | 0.025568 | 0 | 0.025568 | 0.0014318 | 0.017711 | 0.010123 | 4.892% | 60.52% | 34.59% | 0%
|  |  | PEASE 11041228 | 0.067526 | 0 | 0.067526 | 0.0097908 | 0.046752 | 0.024838 | 12.03% | 57.45% | 30.52% | 0%
|  |  | TEJON 110595130 | 0.041742 | 0 | 0.041742 | 0.0022814 | 0.03288 | 0.017114 | 4.364% | 62.9% | 32.74% | 0%
|  |  | BRENTWOOD 2112B542R | 0.046693 | 0 | 0.046693 | 0.0049959 | 0.032578 | 0.01694 | 9.164% | 59.76% | 31.07% | 0%
|  |  | CARUTHERS 11046550 | 0.025973 | 0 | 0.025973 | 0.0017222 | 0.017531 | 0.010147 | 5.858% | 59.63% | 34.51% | 0%
|  |  | CHOWCHILLA 11016108 | 0.0075953 | 0 | 0.0075953 | 0.00061489 | 0.0050026 | 0.0029798 | 7.152% | 58.19% | 34.66% | 0%
|  |  | HENRIETTA 1110CB | 0.099359 | 0 | 0.099359 | 0.0065883 | 0.073433 | 0.03408 | 5.774% | 64.36% | 29.87% | 0%
|  |  | WEBER 11022324 | 0.053431 | 0 | 0.053431 | 0.0068609 | 0.038437 | 0.015757 | 11.24% | 62.95% | 25.81% | 0%
|  |  | GERBER 110241572 | 0.055438 | 0 | 0.055438 | 0.012288 | 0.040148 | 0.019427 | 17.1% | 55.87% | 27.03% | 0%
|  |  | LAKEVIEW 11021009 | 0.057461 | 0 | 0.057461 | 0.0032051 | 0.032593 | 0.032452 | 4.696% | 47.76% | 47.55% | 0%
|  |  | GATES 1110264200 | 0.042079 | 0 | 0.042079 | 0.0022395 | 0.028315 | 0.017178 | 4.692% | 59.32% | 35.99% | 0%
|  |  | HOLLISTER 210157338 | 0.000288 | 0 | 0.000288 | 2.5746e-05 | 0.00021214 | 0.00013871 | 6.837% | 56.33% | 36.83% | 0%
|  |  | JACINTO 110163962 | 0.015207 | 0 | 0.015207 | 0.0023974 | 0.011671 | 0.0055456 | 12.22% | 59.5% | 28.27% | 0%
|  |  | TUPMAN 11041742 | 0.0047986 | 0 | 0.0047986 | 0.00044479 | 0.0031419 | 0.001845 | 8.189% | 57.84% | 33.97% | 0%
|  |  | SALINAS 110997654 | 0.026673 | 0 | 0.026673 | 0.0021979 | 0.022907 | 0.009293 | 6.389% | 66.59% | 27.02% | 0%
|  |  | DINUBA 1105630598 | 0.033224 | 0 | 0.033224 | 0.0025732 | 0.020998 | 0.014104 | 6.83% | 55.73% | 37.44% | 0%
|  |  | REEDLEY 11127240 | 0.1067 | 0 | 0.1067 | 0.0076926 | 0.045986 | 0.027379 | 9.49% | 56.73% | 33.78% | 0%
|  |  | TAMARACK 1102482896 | 0.026167 | 0 | 0.026167 | 0.010451 | 0.0202 | 0.0026208 | 31.41% | 60.71% | 7.877% | 0%
|  |  | CROWS LANDING 110190590 | 0.032968 | 0 | 0.032968 | 0.0024822 | 0.022604 | 0.012749 | 6.561% | 59.74% | 33.7% | 0%
|  |  | DAIRYLAND 1109735784 | 0.06551 | 0 | 0.06551 | 0.0040289 | 0.044977 | 0.025146 | 5.433% | 60.65% | 33.91% | 0%
|  |  | GLENN 110152954 | 0.0047973 | 0 | 0.0047973 | 0.00076778 | 0.0037472 | 0.0017332 | 12.29% | 59.97% | 27.74% | 0%
|  |  | CORNING 110237396 | 0.031471 | 0 | 0.031471 | 0.0057464 | 0.022741 | 0.012312 | 14.08% | 55.74% | 30.18% | 0%
|  |  | LIVINGSTON 1104783470 | 0.0061345 | 0 | 0.0061345 | 0.00095055 | 0.0041005 | 0.0019371 | 13.6% | 58.68% | 27.72% | 0%
|  |  | MESA 1104M08 | 0.11051 | 0 | 0.11051 | 0.0059889 | 0.10267 | 0.034853 | 4.173% | 71.54% | 24.29% | 0%
|  |  | PARLIER 11045180 | 0.10275 | 0 | 0.10275 | 0.010847 | 0.06531 | 0.040226 | 9.32% | 56.12% | 34.56% | 0%
|  |  | CHOLAME 2102CB | 0.022798 | 0 | 0.022798 | 0.00084876 | 0.017703 | 0.011185 | 2.854% | 59.53% | 37.61% | 0%
|  |  | GIFFEN 1103CB | 0.080003 | 0 | 0.080003 | 0.0039437 | 0.055137 | 0.031976 | 4.331% | 60.55% | 35.12% | 0%
|  |  | BOGUE 110696114 | 9.5643e-05 | 0 | 9.5643e-05 | 1.0857e-05 | 6.0717e-05 | 3.6685e-05 | 10.03% | 56.08% | 33.89% | 0%
|  |  | PEACHTON 11031010 | 0.09121 | 0 | 0.09121 | 0.018407 | 0.059127 | 0.028 | 17.44% | 56.03% | 26.53% | 0%
|  |  | LIVE OAK 110451586 | 0.031991 | 0 | 0.031991 | 0.0054263 | 0.021116 | 0.010034 | 14.84% | 57.73% | 27.43% | 0%
|  |  | SAN JOAQUIN 1106D4628 | 0.019433 | 0 | 0.019433 | 0.0011625 | 0.012524 | 0.0084919 | 5.242% | 56.47% | 38.29% | 0%
|  |  | EL NIDO 11034940 | 0.040625 | 0 | 0.040625 | 0.0026999 | 0.029808 | 0.013521 | 5.866% | 64.76% | 29.38% | 0%
|  |  | TEJON 1105CB | 0.064632 | 0 | 0.064632 | 0.0032833 | 0.046183 | 0.025822 | 4.361% | 61.34% | 34.3% | 0%
|  |  | GUERNSEY 11048380 | 0.037589 | 0 | 0.037589 | 0.0028276 | 0.023703 | 0.016086 | 6.635% | 55.62% | 37.75% | 0%
|  |  | GATES 110437824 | 0.024441 | 0 | 0.024441 | 0.0013736 | 0.01614 | 0.010517 | 4.9% | 57.58% | 37.52% | 0%
|  |  | LINDEN 11033044 | 0.050337 | 0 | 0.050337 | 0.010526 | 0.032359 | 0.015293 | 18.09% | 55.62% | 26.29% | 0%
|  |  | GUERNSEY 110147746 | 0.055048 | 0 | 0.055048 | 0.0030701 | 0.035049 | 0.024344 | 4.915% | 56.11% | 38.97% | 0%
|  |  | FREMONT 1104MR339 | 0.0094695 | 0 | 0.0094695 | 0.0034433 | 0.0062841 | 0.0024344 | 28.31% | 51.67% | 20.02% | 0%
|  |  | LOGAN CREEK 2102806 | 0.03003 | 0 | 0.03003 | 0.0037814 | 0.021758 | 0.011854 | 10.11% | 58.19% | 31.7% | 0%
|  |  | SAN ARDO 1101824808 | 0.0077169 | 0 | 0.0077169 | 0.00029522 | 0.0063548 | 0.0032877 | 2.971% | 63.95% | 33.08% | 0%
|  |  | MC ARTHUR 110137344 | 0.027342 | 0.5729 | 0.60024 | 0.0014272 | 0.019615 | 0.0066315 | 0.2349% | 3.229% | 1.092% | 95.44%
|  |  | GATES 11028040 | 0.010681 | 0 | 0.010681 | 0.00064518 | 0.0074423 | 0.0040023 | 5.337% | 61.56% | 33.1% | 0%
|  |  | MC MULLIN 1105CUS9322 | 9.5335e-05 | 0 | 9.5335e-05 | 5.7289e-06 | 5.449e-05 | 4.7692e-05 | 5.309% | 50.5% | 44.2% | 0%
|  |  | EAST NICOLAUS 11011362 | 0.066748 | 0 | 0.066748 | 0.0086107 | 0.048873 | 0.018157 | 11.38% | 64.61% | 24% | 0%
|  |  | CARUTHERS 1102188898 | 0.047709 | 0 | 0.047709 | 0.0027109 | 0.034066 | 0.017293 | 5.014% | 63% | 31.98% | 0%
|  |  | CASTROVILLE 21033014 | 0.022624 | 0 | 0.022624 | 0.0014914 | 0.022208 | 0.0056543 | 5.081% | 75.66% | 19.26% | 0%
|  |  | HAMILTON A 11022210 | 0.10721 | 0 | 0.10721 | 0.019457 | 0.077835 | 0.034603 | 14.75% | 59.01% | 26.24% | 0%
|  |  | ESQUON 11022060 | 0.10351 | 0 | 0.10351 | 0.016452 | 0.077067 | 0.0332 | 12.98% | 60.82% | 26.2% | 0%
|  |  | GUERNSEY 110668132 | 0.073943 | 0 | 0.073943 | 0.0050733 | 0.047512 | 0.031222 | 6.054% | 56.69% | 37.25% | 0%
|  |  | JACOBS CORNER 11018520 | 0.040971 | 0 | 0.040971 | 0.0028888 | 0.029071 | 0.014416 | 6.229% | 62.69% | 31.09% | 0%
|  |  | PIERCY 2111CB | 0.0055101 | 0 | 0.0055101 | 0.0012817 | 0.0039579 | 0.0020704 | 17.53% | 54.14% | 28.32% | 0%
|  |  | KINGSBURG 1113891944 | 0.049067 | 0 | 0.049067 | 0.0036814 | 0.030815 | 0.021291 | 6.599% | 55.24% | 38.16% | 0%
|  |  | BORDEN 1101CB | 0.061062 | 0 | 0.061062 | 0.0057119 | 0.041338 | 0.022237 | 8.244% | 59.66% | 32.09% | 0%
|  |  | ELK CREEK 1101CB | 0.00038053 | 0 | 0.00038053 | 5.8715e-05 | 0.00027385 | 0.00014508 | 12.29% | 57.33% | 30.37% | 0%
|  |  | WILLIAMS 110241772 | 0.084398 | 0 | 0.084398 | 0.0072056 | 0.062644 | 0.026559 | 7.474% | 64.98% | 27.55% | 0%
|  |  | FIREBAUGH 110336942 | 0.087626 | 0 | 0.087626 | 0.0057435 | 0.059064 | 0.03517 | 5.745% | 59.08% | 35.18% | 0%
|  |  | HONCUT 11021380 | 0.10353 | 0 | 0.10353 | 0.021297 | 0.065864 | 0.0314 | 17.96% | 55.55% | 26.48% | 0%
|  |  | ARBUCKLE 11023016 | 0.022494 | 0 | 0.022494 | 0.0017636 | 0.017272 | 0.0068269 | 6.819% | 66.78% | 26.4% | 0%
|  |  | SISQUOC 1104CB | 0.055226 | 0 | 0.055226 | 0.0042697 | 0.055313 | 0.011984 | 5.966% | 77.29% | 16.74% | 0%
|  |  | SAN BERNARD 1101830398 | 0.037724 | 0 | 0.037724 | 0.0021973 | 0.027872 | 0.018159 | 4.556% | 57.79% | 37.65% | 0%
|  |  | SCHINDLER 110597252 | 0.051813 | 0 | 0.051813 | 0.0034541 | 0.036512 | 0.018817 | 5.876% | 62.11% | 32.01% | 0%
|  |  | TEMPLETON 2112CB | 0.023782 | 0 | 0.023782 | 0.0020533 | 0.019141 | 0.0098972 | 6.604% | 61.56% | 31.83% | 0%
|  |  | NEWMAN 110290410 | 0.011993 | 0 | 0.011993 | 0.00084566 | 0.0083247 | 0.0047368 | 6.081% | 59.86% | 34.06% | 0%
|  |  | RICE 110175402 | 0.02747 | 0 | 0.02747 | 0.0023735 | 0.021506 | 0.0073501 | 7.6% | 68.86% | 23.54% | 0%
|  |  | CAMDEN 11038920 | 0.075533 | 0 | 0.075533 | 0.0093675 | 0.049703 | 0.028145 | 10.74% | 56.99% | 32.27% | 0%
|  |  | HENRIETTA 1106CB | 0.14067 | 0 | 0.14067 | 0.0093173 | 0.10316 | 0.049483 | 5.753% | 63.7% | 30.55% | 0%
|  |  | TEJON 11024525 | 0.050111 | 0 | 0.050111 | 0.0024573 | 0.037561 | 0.023757 | 3.853% | 58.9% | 37.25% | 0%
|  |  | ALPAUGH 110396038 | 0.012811 | 0 | 0.012811 | 0.0007641 | 0.0087571 | 0.0049945 | 5.264% | 60.33% | 34.41% | 0%
|  |  | GOOSE LAKE 21041472 | 0.0070489 | 0 | 0.0070489 | 0.00028547 | 0.0048225 | 0.0030942 | 3.48% | 58.8% | 37.72% | 0%
|  |  | MAXWELL 1105910362 | 0.046284 | 0 | 0.046284 | 0.0058866 | 0.036009 | 0.015838 | 10.2% | 62.37% | 27.43% | 0%
|  |  | TUPMAN 1104CB | 0.055312 | 0 | 0.055312 | 0.0041109 | 0.036541 | 0.022836 | 6.475% | 57.56% | 35.97% | 0%
|  |  | ZAMORA 11066992 | 0.059979 | 0 | 0.059979 | 0.010926 | 0.042225 | 0.020534 | 14.83% | 57.3% | 27.87% | 0%
|  |  | BRENTWOOD 2105B534R | 0.047956 | 0 | 0.047956 | 0.0058092 | 0.032941 | 0.020238 | 9.848% | 55.84% | 34.31% | 0%
|  |  | MADISON 110353322 | 0.091067 | 0 | 0.091067 | 0.011209 | 0.070911 | 0.033722 | 9.676% | 61.21% | 29.11% | 0%
|  |  | CRESSEY 21049880 | 0.095523 | 0 | 0.095523 | 0.011232 | 0.06141 | 0.035482 | 10.39% | 56.8% | 32.82% | 0%
|  |  | DINUBA 11047020 | 0.0522 | 0 | 0.0522 | 0.005193 | 0.033286 | 0.020806 | 8.759% | 56.15% | 35.09% | 0%
|  |  | SANTA RITA 1102177196 | 0.027093 | 0 | 0.027093 | 0.0015892 | 0.020516 | 0.0086298 | 5.171% | 66.75% | 28.08% | 0%
|  |  | CAPAY 11012256 | 0.063346 | 0 | 0.063346 | 0.012994 | 0.048901 | 0.020371 | 15.8% | 59.44% | 24.76% | 0%
|  |  | TEMBLOR 2103768638 | 0.079344 | 0 | 0.079344 | 0.0047508 | 0.049171 | 0.045035 | 4.801% | 49.69% | 45.51% | 0%
|  |  | CARUTHERS 1105CB | 0.10015 | 0 | 0.10015 | 0.0059141 | 0.069049 | 0.038532 | 5.211% | 60.84% | 33.95% | 0%
|  |  | PANORAMA 11019092 | 0.034304 | 0.67561 | 0.70991 | 0.010532 | 0.022955 | 0.011161 | 1.14% | 2.484% | 1.208% | 95.17%
|  |  | CORNING 11011440 | 0.08874 | 0 | 0.08874 | 0.015157 | 0.066621 | 0.032861 | 13.22% | 58.11% | 28.66% | 0%
|  |  | BALFOUR 1101744523 | 0.037825 | 0 | 0.037825 | 0.0049245 | 0.026403 | 0.014268 | 10.8% | 57.91% | 31.29% | 0%
|  |  | ELK HILLS 1106639540 | 0.032668 | 0 | 0.032668 | 0.0020559 | 0.02113 | 0.015738 | 5.282% | 54.28% | 40.43% | 0%
|  |  | TULARE LAKE 110876864 | 0.055125 | 0 | 0.055125 | 0.0031415 | 0.037855 | 0.026966 | 4.622% | 55.7% | 39.68% | 0%
|  |  | CANTUA 11019890 | 0.0058817 | 0 | 0.0058817 | 0.00029157 | 0.0042716 | 0.002791 | 3.965% | 58.08% | 37.95% | 0%
|  |  | CABRILLO 1104Y08 | 0.043153 | 0 | 0.043153 | 0.0043084 | 0.036531 | 0.013892 | 7.872% | 66.75% | 25.38% | 0%
|  |  | SCHINDLER 1112CB | 0.093561 | 0 | 0.093561 | 0.0061195 | 0.065119 | 0.036533 | 5.678% | 60.42% | 33.9% | 0%
|  |  | JACINTO 11012608 | 0.097944 | 0 | 0.097944 | 0.018143 | 0.06801 | 0.033312 | 15.19% | 56.93% | 27.88% | 0%
|  |  | EL NIDO 1103661820 | 0.08103 | 0 | 0.08103 | 0.0052947 | 0.057191 | 0.029233 | 5.773% | 62.35% | 31.87% | 0%
|  |  | HARDWICK 110175900 | 0.049818 | 0 | 0.049818 | 0.0043211 | 0.03197 | 0.020098 | 7.663% | 56.7% | 35.64% | 0%
|  |  | CAMDEN 11036921F | 0.018345 | 0 | 0.018345 | 0.0020997 | 0.011499 | 0.0072099 | 10.09% | 55.26% | 34.65% | 0%
|  |  | RIVER ROCK 1101CB | 0.00028157 | 0 | 0.00028157 | 4.3775e-05 | 0.00020121 | 0.0001232 | 11.89% | 54.65% | 33.46% | 0%
|  |  | LERDO 11131550 | 0.053767 | 0 | 0.053767 | 0.0033557 | 0.036066 | 0.021437 | 5.514% | 59.26% | 35.22% | 0%
|  |  | CRESSEY 210453374 | 0.041302 | 0 | 0.041302 | 0.0051038 | 0.025889 | 0.015954 | 10.87% | 55.14% | 33.98% | 0%
|  |  | HARDWICK 1102CB | 0.078314 | 0 | 0.078314 | 0.0074242 | 0.050463 | 0.030958 | 8.356% | 56.8% | 34.85% | 0%
|  |  | GERBER 110246628 | 0.066794 | 0 | 0.066794 | 0.01131 | 0.048612 | 0.024719 | 13.36% | 57.43% | 29.2% | 0%
|  |  | HARDWICK 11026050 | 0.085634 | 0 | 0.085634 | 0.0089932 | 0.054096 | 0.034758 | 9.191% | 55.29% | 35.52% | 0%
|  |  | PUTAH CREEK 110594238 | 0.015025 | 0 | 0.015025 | 0.0016126 | 0.011724 | 0.0061678 | 8.268% | 60.11% | 31.62% | 0%
|  |  | WHEATLAND 11042218 | 0.1218 | 0 | 0.1218 | 0.014696 | 0.089238 | 0.042975 | 10% | 60.74% | 29.25% | 0%
|  |  | ORLAND B 11012216 | 0.062511 | 0 | 0.062511 | 0.014117 | 0.045162 | 0.021998 | 17.37% | 55.57% | 27.07% | 0%
|  |  | BUTTE 11032104 | 0.035331 | 0 | 0.035331 | 0.0043818 | 0.027363 | 0.01338 | 9.71% | 60.64% | 29.65% | 0%
|  |  | GANSO 1104602388 | 0.00028039 | 0 | 0.00028039 | 1.6954e-05 | 0.00015742 | 0.00014301 | 5.342% | 49.6% | 45.06% | 0%
|  |  | ARBUCKLE 110134756 | 0.022539 | 0 | 0.022539 | 0.0030121 | 0.017781 | 0.0079917 | 10.46% | 61.77% | 27.76% | 0%
|  |  | STONE CORRAL 1108CB | 0.039601 | 0 | 0.039601 | 0.0044118 | 0.027006 | 0.017418 | 9.034% | 55.3% | 35.67% | 0%
|  |  | NEW HOPE 11021284 | 0.079388 | 0 | 0.079388 | 0.01515 | 0.052408 | 0.022552 | 16.81% | 58.16% | 25.03% | 0%
|  |  | COTTLE 17073290 | 0.13064 | 0 | 0.13064 | 0.0095349 | 0.070504 | 0.068805 | 6.406% | 47.37% | 46.23% | 0%
|  |  | LOCKEFORD 21012488 | 0.052162 | 0 | 0.052162 | 0.0081013 | 0.036358 | 0.014583 | 13.72% | 61.58% | 24.7% | 0%
|  |  | LEMOORE 11048310 | 0.086466 | 0 | 0.086466 | 0.0087284 | 0.054925 | 0.034462 | 8.896% | 55.98% | 35.12% | 0%
|  |  | TUPMAN 1106CB | 0.048893 | 0 | 0.048893 | 0.0028137 | 0.030627 | 0.022079 | 5.068% | 55.16% | 39.77% | 0%
|  |  | BIOLA 1102CB | 0.036229 | 0 | 0.036229 | 0.0029226 | 0.025254 | 0.012899 | 7.115% | 61.48% | 31.4% | 0%
|  |  | SISQUOC 1104M58 | 0.031423 | 0 | 0.031423 | 0.0021711 | 0.031667 | 0.0072511 | 5.284% | 77.07% | 17.65% | 0%
|  |  | BORDEN 110110560 | 0.016989 | 0 | 0.016989 | 0.003131 | 0.011226 | 0.006538 | 14.98% | 53.73% | 31.29% | 0%
|  |  | VALLEY HOME 1703CB | 0.11699 | 0 | 0.11699 | 0.0083405 | 0.067718 | 0.057713 | 6.235% | 50.62% | 43.14% | 0%
|  |  | LOS MOLINOS 11011308 | 0.040361 | 0.12195 | 0.16231 | 0.011628 | 0.027647 | 0.013499 | 5.479% | 13.03% | 6.361% | 75.13%
|  |  | GREEN VALLEY 2101128618 | 0.015721 | 0 | 0.015721 | 0.0023142 | 0.006081 | 0.003015 | 20.28% | 53.29% | 26.42% | 0%
|  |  | LINDEN 11032359 | 0.003818 | 0 | 0.003818 | 0.0016558 | 0.0019127 | 0.00075316 | 38.31% | 44.26% | 17.43% | 0%
|  |  | DINUBA 11047876F | 0.015736 | 0 | 0.015736 | 0.0012864 | 0.0098839 | 0.006641 | 7.223% | 55.49% | 37.29% | 0%
|  |  | ARVIN 110235412 | 0.024333 | 0 | 0.024333 | 0.0021358 | 0.014783 | 0.011341 | 7.557% | 52.31% | 40.13% | 0%
|  |  | PANOCHE 1102892696 | 0.01489 | 0 | 0.01489 | 0.00068319 | 0.011447 | 0.0066187 | 3.644% | 61.05% | 35.3% | 0%
|  |  | DAVIS 11079382 | 0.1289 | 0 | 0.1289 | 0.020326 | 0.086397 | 0.039605 | 13.89% | 59.04% | 27.07% | 0%
|  |  | SANTA YNEZ 1101CB | 0.061008 | 0 | 0.061008 | 0.017242 | 0.047465 | 0.015157 | 21.59% | 59.43% | 18.98% | 0%
|  |  | WESTLEY 110111734 | 0.05758 | 0 | 0.05758 | 0.0037449 | 0.044177 | 0.023828 | 5.219% | 61.57% | 33.21% | 0%
|  |  | ATWATER 110255392 | 9.2878e-05 | 0 | 9.2878e-05 | 6.5956e-06 | 6.2763e-05 | 3.5772e-05 | 6.274% | 59.7% | 34.03% | 0%
|  |  | WOODLAND 11068712 | 0.064961 | 0 | 0.064961 | 0.0089738 | 0.046306 | 0.018901 | 12.1% | 62.42% | 25.48% | 0%
|  |  | LIVINGSTON 1105187702 | 0.043122 | 0 | 0.043122 | 0.0037742 | 0.02832 | 0.01689 | 7.705% | 57.81% | 34.48% | 0%
|  |  | EEL RIVER 1102680 | 0.058033 | 0.18844 | 0.24648 | 0.024711 | 0.042626 | 0.0083987 | 7.682% | 13.25% | 2.611% | 76.46%
|  |  | CHARCA 1102826046 | 0.012863 | 0 | 0.012863 | 0.0010972 | 0.0078873 | 0.0058418 | 7.4% | 53.2% | 39.4% | 0%
|  |  | CASSIDY 2107CB | 0.077387 | 0 | 0.077387 | 0.013036 | 0.050709 | 0.025841 | 14.55% | 56.6% | 28.85% | 0%
|  |  | LOS OSITOS 210366936 | 0.038489 | 0 | 0.038489 | 0.0015852 | 0.036395 | 0.01216 | 3.162% | 72.59% | 24.25% | 0%
|  |  | CAPAY 11022086 | 0.045306 | 0 | 0.045306 | 0.0082714 | 0.034346 | 0.014856 | 14.39% | 59.76% | 25.85% | 0%
|  |  | FIGARDEN 21126200 | 0.060625 | 0 | 0.060625 | 0.0095647 | 0.036936 | 0.022231 | 13.92% | 53.74% | 32.34% | 0%
|  |  | GRAND ISLAND 22279452 | 0.066477 | 0 | 0.066477 | 0.0057534 | 0.051126 | 0.018743 | 7.608% | 67.61% | 24.78% | 0%
|  |  | SANGER 110896048 | 0.080042 | 0 | 0.080042 | 0.01212 | 0.051345 | 0.027377 | 13.34% | 56.52% | 30.14% | 0%
|  |  | CAMDEN 1104548526 | 0.011481 | 0 | 0.011481 | 0.00068654 | 0.0079088 | 0.0044 | 5.283% | 60.86% | 33.86% | 0%
|  |  | STROUD 11019520 | 0.070795 | 0 | 0.070795 | 0.0042226 | 0.049112 | 0.027479 | 5.225% | 60.77% | 34% | 0%
|  |  | HARDWICK 11026100 | 0.015179 | 0 | 0.015179 | 0.0011169 | 0.010103 | 0.0059608 | 6.501% | 58.81% | 34.69% | 0%
|  |  | PUTAH CREEK 11058812 | 0.1964 | 0 | 0.1964 | 0.024687 | 0.14996 | 0.06582 | 10.27% | 62.36% | 27.37% | 0%
|  |  | OROSI 1101939642 | 0.010998 | 0 | 0.010998 | 0.00098498 | 0.0074893 | 0.0050633 | 7.276% | 55.32% | 37.4% | 0%
|  |  | OLIVEHURST 11051242 | 0.020338 | 0 | 0.020338 | 0.0022866 | 0.013603 | 0.0071315 | 9.932% | 59.09% | 30.98% | 0%
|  |  | CAMDEN 1104744839 | 0.028186 | 0 | 0.028186 | 0.0017277 | 0.018785 | 0.011391 | 5.415% | 58.88% | 35.7% | 0%
|  |  | RIO BRAVO 1106CB | 0.041774 | 0 | 0.041774 | 0.0026816 | 0.027965 | 0.016747 | 5.658% | 59.01% | 35.34% | 0%
|  |  | KINGSBURG 1113312897 | 0.0044629 | 0 | 0.0044629 | 0.00045774 | 0.0027508 | 0.0021666 | 8.516% | 51.18% | 40.31% | 0%
|  |  | LIVINGSTON 110553156 | 0.03703 | 0 | 0.03703 | 0.0036242 | 0.023636 | 0.014697 | 8.638% | 56.33% | 35.03% | 0%
|  |  | OROSI 1103CB | 0.10916 | 0 | 0.10916 | 0.01293 | 0.077565 | 0.047745 | 9.353% | 56.11% | 34.54% | 0%
|  |  | MADISON 11057712 | 0.067837 | 0 | 0.067837 | 0.0085922 | 0.049779 | 0.02681 | 10.09% | 58.44% | 31.47% | 0%
|  |  | CANTUA 11019880 | 0.039322 | 0 | 0.039322 | 0.0017189 | 0.026363 | 0.016743 | 3.835% | 58.81% | 37.35% | 0%
|  |  | KINGSBURG 11116380 | 0.091636 | 0 | 0.091636 | 0.0086019 | 0.058446 | 0.036958 | 8.271% | 56.19% | 35.53% | 0%
|  |  | CAPAY 110289646 | 0.024176 | 0 | 0.024176 | 0.0032933 | 0.019177 | 0.0087513 | 10.55% | 61.42% | 28.03% | 0%
|  |  | KERMAN 110649702 | 0.096286 | 0 | 0.096286 | 0.0050704 | 0.063702 | 0.040852 | 4.625% | 58.11% | 37.27% | 0%
|  |  | RANDOLPH 0401CB | 0.00018437 | 0 | 0.00018437 | 5.6256e-05 | 0.00021754 | 3.0554e-05 | 18.48% | 71.48% | 10.04% | 0%
|  |  | OROSI 1102CB | 0.08387 | 0 | 0.08387 | 0.0076846 | 0.058527 | 0.039871 | 7.244% | 55.17% | 37.58% | 0%
|  |  | LOCKEFORD 210257876 | 0.030769 | 0 | 0.030769 | 0.0048439 | 0.020236 | 0.0097481 | 13.91% | 58.1% | 27.99% | 0%
|  |  | MC CALL 1107622818 | 0.038022 | 0 | 0.038022 | 0.0056287 | 0.023201 | 0.01434 | 13.04% | 53.74% | 33.22% | 0%
|  |  | CASTROVILLE 21033693 | 0.003407 | 0 | 0.003407 | 0.00032916 | 0.0029881 | 0.0011378 | 7.389% | 67.07% | 25.54% | 0%
|  |  | SANTA RITA 11029930 | 0.024493 | 0 | 0.024493 | 0.0015485 | 0.0178 | 0.0084414 | 5.572% | 64.05% | 30.38% | 0%
|  |  | GATES 110699914 | 0.05872 | 0 | 0.05872 | 0.0025314 | 0.041817 | 0.027928 | 3.502% | 57.86% | 38.64% | 0%
|  |  | GATES 1102754356 | 0.071319 | 0 | 0.071319 | 0.004391 | 0.047056 | 0.029759 | 5.407% | 57.95% | 36.65% | 0%
|  |  | SF H 1104CB | 0.0068543 | 0 | 0.0068543 | 0.00098079 | 0.0095097 | 0.00082424 | 8.668% | 84.05% | 7.285% | 0%
|  |  | JACOBS CORNER 11018230 | 0.12048 | 0 | 0.12048 | 0.011839 | 0.076946 | 0.048331 | 8.634% | 56.12% | 35.25% | 0%
|  |  | CAMDEN 11036570 | 0.1922 | 0 | 0.1922 | 0.021766 | 0.12298 | 0.073545 | 9.971% | 56.34% | 33.69% | 0%
|  |  | GIFFEN 1102CB | 0.062951 | 0 | 0.062951 | 0.0027532 | 0.043684 | 0.025974 | 3.802% | 60.33% | 35.87% | 0%
|  |  | HARDWICK 11016840 | 0.076789 | 0 | 0.076789 | 0.010156 | 0.049507 | 0.028671 | 11.5% | 56.04% | 32.46% | 0%
|  |  | GUSTINE 110179806 | 0.099203 | 0 | 0.099203 | 0.006891 | 0.068722 | 0.037324 | 6.102% | 60.85% | 33.05% | 0%
|  |  | WILKINS SLOUGH 11026272 | 0.035868 | 0 | 0.035868 | 0.0043976 | 0.025175 | 0.011159 | 10.8% | 61.81% | 27.4% | 0%
|  |  | KERMAN 1106CB | 0.047496 | 0 | 0.047496 | 0.0024408 | 0.032902 | 0.019412 | 4.458% | 60.09% | 35.45% | 0%
|  |  | MERCED 111490220 | 0.027459 | 0 | 0.027459 | 0.0019677 | 0.019302 | 0.0098121 | 6.331% | 62.1% | 31.57% | 0%
|  |  | GLENN 11012550 | 0.04864 | 0 | 0.04864 | 0.01035 | 0.035889 | 0.016897 | 16.39% | 56.84% | 26.76% | 0%
|  |  | KINGSBURG 11116960 | 0.016729 | 0 | 0.016729 | 0.0016071 | 0.010347 | 0.0070144 | 8.473% | 54.55% | 36.98% | 0%
|  |  | REEDLEY 11127013 | 0.017898 | 0 | 0.017898 | 0.0019498 | 0.011956 | 0.0087678 | 8.599% | 52.73% | 38.67% | 0%
|  |  | EL NIDO 11034490 | 0.034047 | 0 | 0.034047 | 0.0019549 | 0.02485 | 0.011734 | 5.073% | 64.48% | 30.45% | 0%
|  |  | LOGAN CREEK 21012430 | 0.031803 | 0 | 0.031803 | 0.0034599 | 0.023678 | 0.011667 | 8.916% | 61.02% | 30.07% | 0%
|  |  | BRENTWOOD 210577560 | 9.1718e-05 | 0 | 9.1718e-05 | 9.7686e-06 | 6.8234e-05 | 4.1929e-05 | 8.145% | 56.89% | 34.96% | 0%
|  |  | ANITA 110648098 | 0.034584 | 0 | 0.034584 | 0.0065079 | 0.025443 | 0.010512 | 15.33% | 59.92% | 24.76% | 0%
|  |  | COPPERMINE 110496648 | 0.016607 | 0 | 0.016607 | 0.0016306 | 0.01242 | 0.0066179 | 7.889% | 60.09% | 32.02% | 0%
|  |  | HARDWICK 11026360 | 0.047028 | 0 | 0.047028 | 0.0034447 | 0.029505 | 0.020282 | 6.471% | 55.43% | 38.1% | 0%
|  |  | CLEAR LAKE 1101444 | 0.052869 | 0 | 0.052869 | 0.015752 | 0.034864 | 0.01832 | 22.85% | 50.57% | 26.58% | 0%
|  |  | RICE 11023104 | 0.054577 | 0 | 0.054577 | 0.006481 | 0.039532 | 0.016134 | 10.43% | 63.61% | 25.96% | 0%
|  |  | BORDEN 110381648 | 0.074595 | 0 | 0.074595 | 0.0091722 | 0.048727 | 0.026903 | 10.82% | 57.46% | 31.72% | 0%
|  |  | TEJON 11062436 | 0.068564 | 0 | 0.068564 | 0.0039525 | 0.051194 | 0.028875 | 4.704% | 60.93% | 34.37% | 0%
|  |  | TERMINOUS 110285346 | 0.034158 | 0 | 0.034158 | 0.0027496 | 0.027277 | 0.008637 | 7.112% | 70.55% | 22.34% | 0%
|  |  | LINCOLN 110451756 | 0.046495 | 0 | 0.046495 | 0.0080108 | 0.023327 | 0.012458 | 18.29% | 53.26% | 28.45% | 0%
|  |  | DIVIDE 1101M78 | 0.039495 | 0 | 0.039495 | 0.0081572 | 0.03611 | 0.0071454 | 15.87% | 70.24% | 13.9% | 0%
|  |  | CORCORAN 1104996334 | 0.004209 | 0 | 0.004209 | 0.00029022 | 0.0024919 | 0.0019821 | 6.092% | 52.3% | 41.6% | 0%
|  |  | OCEANO 1106V26 | 0.025137 | 0 | 0.025137 | 0.0029345 | 0.028008 | 0.008182 | 7.5% | 71.59% | 20.91% | 0%
|  |  | COTTLE 17026318 | 0.048839 | 0 | 0.048839 | 0.0072007 | 0.027876 | 0.021793 | 12.66% | 49.02% | 38.32% | 0%
|  |  | GATES 1106879496 | 0.014458 | 0 | 0.014458 | 0.00089801 | 0.0090744 | 0.0085682 | 4.843% | 48.94% | 46.21% | 0%
|  |  | COTATI 11058459 | 0.012373 | 0 | 0.012373 | 0.0047143 | 0.0074299 | 0.0024462 | 32.31% | 50.92% | 16.77% | 0%
|  |  | EAST MARYSVILLE 11051704 | 0.03989 | 0 | 0.03989 | 0.0065806 | 0.026036 | 0.013174 | 14.37% | 56.86% | 28.77% | 0%
|  |  | VALLEY HOME 1702CB | 0.082869 | 0 | 0.082869 | 0.0077247 | 0.048865 | 0.038023 | 8.165% | 51.65% | 40.19% | 0%
|  |  | ORO LOMA 11163370 | 0.02027 | 0 | 0.02027 | 0.00097201 | 0.013247 | 0.0087256 | 4.236% | 57.73% | 38.03% | 0%
|  |  | WHEATLAND 1104CB | 0.054593 | 0 | 0.054593 | 0.010158 | 0.03959 | 0.017342 | 15.14% | 59.01% | 25.85% | 0%
|  |  | CORRAL 110112304 | 0.02477 | 0 | 0.02477 | 0.0075675 | 0.016113 | 0.0075604 | 24.22% | 51.58% | 24.2% | 0%
|  |  | SCHINDLER 11119420 | 0.075721 | 0 | 0.075721 | 0.0038628 | 0.051314 | 0.030663 | 4.5% | 59.78% | 35.72% | 0%
|  |  | JACINTO 110285076 | 0.096066 | 0 | 0.096066 | 0.011029 | 0.072353 | 0.030135 | 9.716% | 63.74% | 26.55% | 0%
|  |  | TULARE LAKE 11089910 | 0.051605 | 0 | 0.051605 | 0.0027982 | 0.035181 | 0.025747 | 4.391% | 55.21% | 40.4% | 0%
|  |  | HAMMONDS 110212140 | 0.026166 | 0 | 0.026166 | 0.0013817 | 0.018361 | 0.010867 | 4.514% | 59.98% | 35.5% | 0%
|  |  | HOLLISTER 21014792 | 0.034791 | 0 | 0.034791 | 0.0050357 | 0.024869 | 0.015502 | 11.09% | 54.77% | 34.14% | 0%
|  |  | GOOSE LAKE 11033244 | 0.05609 | 0 | 0.05609 | 0.002633 | 0.039158 | 0.026856 | 3.836% | 57.04% | 39.12% | 0%
|  |  | CANTUA 1103CB | 0.050587 | 0 | 0.050587 | 0.0022599 | 0.035718 | 0.024176 | 3.636% | 57.47% | 38.9% | 0%
|  |  | GABILAN 11013722 | 0.050918 | 0 | 0.050918 | 0.0067166 | 0.041931 | 0.017458 | 10.16% | 63.43% | 26.41% | 0%
|  |  | CLOVIS 110285140 | 0.040139 | 0 | 0.040139 | 0.008611 | 0.023868 | 0.012956 | 18.95% | 52.53% | 28.52% | 0%
|  |  | DIXON 11039732 | 0.077199 | 0 | 0.077199 | 0.0069766 | 0.057266 | 0.023205 | 7.978% | 65.49% | 26.54% | 0%
|  |  | TWISSELMAN 2105CB | 0.085925 | 0 | 0.085925 | 0.0041518 | 0.058855 | 0.039697 | 4.042% | 57.31% | 38.65% | 0%
|  |  | TIVY VALLEY 1106R1450 | 9.1004e-05 | 0 | 9.1004e-05 | 9.9066e-06 | 7.3259e-05 | 3.5832e-05 | 8.325% | 61.56% | 30.11% | 0%
|  |  | CAL WATER 11023802 | 0.00028834 | 0 | 0.00028834 | 1.9222e-05 | 0.000216 | 0.00010586 | 5.635% | 63.33% | 31.04% | 0%
|  |  | RIO BRAVO 11022676 | 0.034842 | 0 | 0.034842 | 0.0038699 | 0.023323 | 0.012417 | 9.77% | 58.88% | 31.35% | 0%
|  |  | PALMER 1101CUSTREC | 0.00081866 | 0 | 0.00081866 | 8.9422e-05 | 0.00076688 | 0.00021307 | 8.362% | 71.71% | 19.93% | 0%
|  |  | HONCUT 110275350 | 0.067957 | 0 | 0.067957 | 0.011485 | 0.048518 | 0.023537 | 13.75% | 58.08% | 28.17% | 0%
|  |  | PENRYN 110550548 | 0.015273 | 0 | 0.015273 | 0.0070128 | 0.0091378 | 0.0038082 | 35.14% | 45.78% | 19.08% | 0%
|  |  | BRENTWOOD 2105502672 | 0.044853 | 0 | 0.044853 | 0.0034614 | 0.036047 | 0.017674 | 6.053% | 63.04% | 30.91% | 0%
|  |  | CASSIDY 2108186620 | 0.020294 | 0 | 0.020294 | 0.0016206 | 0.015177 | 0.0090908 | 6.26% | 58.62% | 35.12% | 0%
|  |  | WATERLOO 110112970 | 0.068322 | 0 | 0.068322 | 0.013469 | 0.045845 | 0.019429 | 17.11% | 58.22% | 24.67% | 0%
|  |  | LEMOORE 110369392 | 0.020681 | 0 | 0.020681 | 0.0020278 | 0.013901 | 0.0076539 | 8.599% | 58.95% | 32.46% | 0%
|  |  | MADISON 11057552 | 0.0756 | 0 | 0.0756 | 0.0076818 | 0.057906 | 0.02699 | 8.298% | 62.55% | 29.15% | 0%
|  |  | CAPAY 1101CB | 0.030249 | 0 | 0.030249 | 0.0040055 | 0.024728 | 0.010115 | 10.31% | 63.65% | 26.04% | 0%
|  |  | CORNING 110283910 | 0.083866 | 0 | 0.083866 | 0.02079 | 0.059249 | 0.028672 | 19.12% | 54.5% | 26.37% | 0%
|  |  | CAL WATER 1102329532 | 0.0094595 | 0 | 0.0094595 | 0.00079473 | 0.006637 | 0.005048 | 6.368% | 53.18% | 40.45% | 0%
|  |  | BURNEY 1102CB | 0.0045726 | 0.33615 | 0.34072 | 0.0012001 | 0.003488 | 0.0013348 | 0.2674% | 0.7772% | 0.2974% | 98.66%
|  |  | SISQUOC 1102M26 | 0.063213 | 0 | 0.063213 | 0.003851 | 0.060303 | 0.017303 | 4.728% | 74.03% | 21.24% | 0%
|  |  | ORLAND B 11032092 | 0.066063 | 0 | 0.066063 | 0.0089099 | 0.051376 | 0.023019 | 10.7% | 61.67% | 27.63% | 0%
|  |  | GABILAN 11013090 | 0.062933 | 0 | 0.062933 | 0.0087779 | 0.050921 | 0.022141 | 10.73% | 62.22% | 27.05% | 0%
|  |  | SANTA RITA 11053520 | 0.08728 | 0 | 0.08728 | 0.0057824 | 0.060579 | 0.032497 | 5.849% | 61.28% | 32.87% | 0%
|  |  | ESQUON 1101CB | 0.021686 | 0 | 0.021686 | 0.0031466 | 0.015758 | 0.00612 | 12.57% | 62.97% | 24.46% | 0%
|  |  | PASO ROBLES 1108P28 | 0.016866 | 0 | 0.016866 | 0.0013271 | 0.014334 | 0.0061922 | 6.073% | 65.59% | 28.33% | 0%
|  |  | LOS OSITOS 21037082 | 0.066561 | 0 | 0.066561 | 0.0031317 | 0.060642 | 0.021915 | 3.655% | 70.77% | 25.58% | 0%
|  |  | WESTLEY 11037150 | 0.045172 | 0 | 0.045172 | 0.0026848 | 0.033519 | 0.019477 | 4.822% | 60.2% | 34.98% | 0%
|  |  | CORNING 1102861542 | 0.0015395 | 0 | 0.0015395 | 0.0002025 | 0.0011364 | 0.00067276 | 10.07% | 56.49% | 33.44% | 0%
|  |  | REEDLEY 11067913F | 0.03264 | 0 | 0.03264 | 0.0049325 | 0.022104 | 0.012538 | 12.46% | 55.85% | 31.68% | 0%
|  |  | DAIRYLAND 110595970 | 0.020637 | 0 | 0.020637 | 0.001059 | 0.014408 | 0.0079337 | 4.526% | 61.57% | 33.9% | 0%
|  |  | BLACKWELL 11023241 | 0.037301 | 0 | 0.037301 | 0.0018504 | 0.02729 | 0.016888 | 4.02% | 59.29% | 36.69% | 0%
|  |  | DUNNIGAN 110136956 | 0.016114 | 0 | 0.016114 | 0.0020577 | 0.010647 | 0.0055347 | 11.28% | 58.37% | 30.34% | 0%
|  |  | LAMONT 110217566 | 0.0040736 | 0 | 0.0040736 | 0.00028077 | 0.0029023 | 0.0020594 | 5.356% | 55.36% | 39.28% | 0%
|  |  | PUTAH CREEK 110258340 | 9.0493e-05 | 0 | 9.0493e-05 | 8.0944e-06 | 7.5123e-05 | 3.4927e-05 | 6.851% | 63.59% | 29.56% | 0%
|  |  | HORSESHOE 11012714 | 0.012718 | 0 | 0.012718 | 0.0065962 | 0.0066388 | 0.0033585 | 39.75% | 40.01% | 20.24% | 0%
|  |  | LIVE OAK 110464196 | 0.0081882 | 0 | 0.0081882 | 0.0014708 | 0.0054037 | 0.0024262 | 15.81% | 58.1% | 26.09% | 0%
|  |  | FIGARDEN 2113R1967 | 0.012587 | 0 | 0.012587 | 0.0011417 | 0.0085374 | 0.0046326 | 7.977% | 59.65% | 32.37% | 0%
|  |  | MIDWAY 11011470 | 0.042195 | 0 | 0.042195 | 0.0025295 | 0.027683 | 0.017549 | 5.296% | 57.96% | 36.74% | 0%
|  |  | LINCOLN 110289506 | 0.0066848 | 0 | 0.0066848 | 0.00085366 | 0.0049991 | 0.0028884 | 9.766% | 57.19% | 33.04% | 0%
|  |  | CASSIDY 21089510 | 0.072454 | 0 | 0.072454 | 0.013794 | 0.045644 | 0.025661 | 16.21% | 53.64% | 30.15% | 0%
|  |  | CHOWCHILLA 110311490 | 0.033651 | 0 | 0.033651 | 0.0044085 | 0.022359 | 0.011906 | 11.4% | 57.81% | 30.79% | 0%
|  |  | ATWATER 11029650 | 0.040393 | 0 | 0.040393 | 0.0027252 | 0.027473 | 0.015821 | 5.922% | 59.7% | 34.38% | 0%
|  |  | HONCUT 110137324 | 0.039356 | 0 | 0.039356 | 0.0066237 | 0.025929 | 0.011995 | 14.87% | 58.2% | 26.93% | 0%
|  |  | NEW HOPE 11019796 | 0.056432 | 0 | 0.056432 | 0.006001 | 0.044011 | 0.013949 | 9.382% | 68.81% | 21.81% | 0%
|  |  | TEMBLOR 11049126 | 0.037584 | 0 | 0.037584 | 0.001976 | 0.027223 | 0.019937 | 4.022% | 55.4% | 40.57% | 0%
|  |  | ELK HILLS 1106CB | 0.024233 | 0 | 0.024233 | 0.0016217 | 0.018884 | 0.010996 | 5.148% | 59.95% | 34.91% | 0%
|  |  | RAINBOW 1106D4879 | 0.021519 | 0 | 0.021519 | 0.0020955 | 0.014514 | 0.0077477 | 8.603% | 59.59% | 31.81% | 0%
|  |  | WILLIAMS 110230332 | 0.029241 | 0 | 0.029241 | 0.002958 | 0.021114 | 0.0093269 | 8.857% | 63.22% | 27.93% | 0%
|  |  | STROUD 1104342914 | 0.033786 | 0 | 0.033786 | 0.0017619 | 0.022905 | 0.014351 | 4.516% | 58.7% | 36.78% | 0%
|  |  | PANORAMA 11021526 | 0.0084673 | 0 | 0.0084673 | 0.0029722 | 0.0054079 | 0.0026192 | 27.02% | 49.17% | 23.81% | 0%
|  |  | MIDDLE RIVER 1103CB | 0.070823 | 0 | 0.070823 | 0.0055292 | 0.054882 | 0.020772 | 6.811% | 67.6% | 25.59% | 0%
|  |  | RIVERBANK 171338800 | 0.0074396 | 0 | 0.0074396 | 0.00076132 | 0.0043074 | 0.0034503 | 8.937% | 50.56% | 40.5% | 0%
|  |  | RICE 110146616 | 0.027268 | 0 | 0.027268 | 0.0036698 | 0.019338 | 0.0078575 | 11.89% | 62.65% | 25.46% | 0%
|  |  | ORICK 1102CB | 0.023468 | 0.1584 | 0.18187 | 0.0089748 | 0.019172 | 0.0030876 | 3.708% | 7.92% | 1.276% | 87.1%
|  |  | MC CALL 11076150 | 0.035021 | 0 | 0.035021 | 0.0041626 | 0.023065 | 0.012487 | 10.48% | 58.08% | 31.44% | 0%
|  |  | LOCKEFORD 2102D6873 | 0.011423 | 0 | 0.011423 | 0.0020309 | 0.0075035 | 0.0033955 | 15.71% | 58.03% | 26.26% | 0%
|  |  | MARICOPA 1101931236 | 0.084046 | 0 | 0.084046 | 0.0043949 | 0.063157 | 0.041528 | 4.029% | 57.9% | 38.07% | 0%
|  |  | TUPMAN 11031190 | 0.023218 | 0 | 0.023218 | 0.0019459 | 0.014245 | 0.010132 | 7.392% | 54.12% | 38.49% | 0%
|  |  | CORNING 11031368 | 0.062032 | 0 | 0.062032 | 0.012683 | 0.045154 | 0.022703 | 15.75% | 56.06% | 28.19% | 0%
|  |  | KETTLEMAN HILLS 1101CB | 0.041198 | 0 | 0.041198 | 0.0023575 | 0.033028 | 0.017622 | 4.448% | 62.31% | 33.24% | 0%
|  |  | HONCUT 11015013 | 0.0044032 | 0 | 0.0044032 | 0.00058799 | 0.0031436 | 0.0012525 | 11.8% | 63.07% | 25.13% | 0%
|  |  | PLAINFIELD 1101603390 | 0.013116 | 0 | 0.013116 | 0.00198 | 0.009603 | 0.0032631 | 13.34% | 64.68% | 21.98% | 0%
|  |  | VACA DIXON 110339500 | 0.047005 | 0 | 0.047005 | 0.0055267 | 0.034019 | 0.014387 | 10.25% | 63.08% | 26.68% | 0%
|  |  | HENRIETTA 11108210 | 0.071666 | 0 | 0.071666 | 0.0041851 | 0.051145 | 0.025789 | 5.159% | 63.05% | 31.79% | 0%
|  |  | SMYRNA 11061200 | 0.091107 | 0 | 0.091107 | 0.0064148 | 0.059616 | 0.038086 | 6.161% | 57.26% | 36.58% | 0%
|  |  | TERMINOUS 110311906 | 0.037161 | 0 | 0.037161 | 0.0035181 | 0.027886 | 0.010724 | 8.351% | 66.19% | 25.46% | 0%
|  |  | COPPERMINE 1106CB | 0.025674 | 0 | 0.025674 | 0.0062067 | 0.019093 | 0.0081276 | 18.57% | 57.12% | 24.31% | 0%
|  |  | KINGSBURG 1116605430 | 0.054495 | 0 | 0.054495 | 0.004464 | 0.035207 | 0.022096 | 7.227% | 57% | 35.77% | 0%
|  |  | WYANDOTTE 11095575 | 0.022318 | 0 | 0.022318 | 0.0085469 | 0.013125 | 0.0072563 | 29.55% | 45.37% | 25.08% | 0%
|  |  | GONZALES 110422420 | 0.027899 | 0 | 0.027899 | 0.0013341 | 0.026295 | 0.0085985 | 3.683% | 72.58% | 23.73% | 0%
|  |  | SANGER 1114R2960 | 0.039614 | 0 | 0.039614 | 0.0068902 | 0.024501 | 0.013489 | 15.35% | 54.59% | 30.06% | 0%
|  |  | ELK HILLS 110489376 | 0.00026897 | 0 | 0.00026897 | 1.7248e-05 | 0.0001597 | 0.00012751 | 5.665% | 52.45% | 41.88% | 0%
|  |  | RICE 110430010 | 0.052876 | 0 | 0.052876 | 0.0070104 | 0.03764 | 0.015264 | 11.7% | 62.82% | 25.48% | 0%
|  |  | KING CITY 1106202402 | 0.0041218 | 0 | 0.0041218 | 0.00011203 | 0.0038942 | 0.0013835 | 2.079% | 72.25% | 25.67% | 0%
|  |  | SISQUOC 1104301229 | 0.00062685 | 0 | 0.00062685 | 4.5507e-05 | 0.00058495 | 0.00018923 | 5.552% | 71.36% | 23.09% | 0%
|  |  | SEMITROPIC 1108CB | 0.035902 | 0 | 0.035902 | 0.0021061 | 0.02348 | 0.015093 | 5.177% | 57.72% | 37.1% | 0%
|  |  | TEMPLETON 2112R28 | 0.0046535 | 0 | 0.0046535 | 0.00036361 | 0.0038776 | 0.0018438 | 5.976% | 63.72% | 30.3% | 0%
|  |  | CASTROVILLE 210375558 | 0.043964 | 0 | 0.043964 | 0.0030355 | 0.041753 | 0.01259 | 5.29% | 72.77% | 21.94% | 0%
|  |  | CHARCA 1102CB | 0.091307 | 0 | 0.091307 | 0.0084363 | 0.058491 | 0.037878 | 8.05% | 55.81% | 36.14% | 0%
|  |  | HENRIETTA 1104CB | 0.0276 | 0 | 0.0276 | 0.0019285 | 0.020107 | 0.0095141 | 6.113% | 63.73% | 30.16% | 0%
|  |  | PANOCHE 11023490 | 0.053285 | 0 | 0.053285 | 0.002584 | 0.036221 | 0.021509 | 4.284% | 60.05% | 35.66% | 0%
|  |  | DEEPWATER 110720212 | 0.01661 | 0 | 0.01661 | 0.0017735 | 0.012461 | 0.0053213 | 9.069% | 63.72% | 27.21% | 0%
|  |  | ALPAUGH 110398006 | 0.025836 | 0 | 0.025836 | 0.0018941 | 0.015531 | 0.011819 | 6.477% | 53.11% | 40.41% | 0%
|  |  | EEL RIVER 1102530 | 0.076538 | 0.25126 | 0.3278 | 0.016874 | 0.057105 | 0.014164 | 4.47% | 15.13% | 3.752% | 76.65%
|  |  | PEABODY 210765584 | 8.9302e-05 | 0 | 8.9302e-05 | 5.5411e-06 | 8.0745e-05 | 2.9941e-05 | 4.768% | 69.47% | 25.76% | 0%
|  |  | CARUTHERS 1102389798 | 0.034198 | 0 | 0.034198 | 0.0019242 | 0.024343 | 0.012441 | 4.971% | 62.89% | 32.14% | 0%
|  |  | GUERNSEY 110192702 | 0.022968 | 0 | 0.022968 | 0.001484 | 0.016519 | 0.0089121 | 5.514% | 61.37% | 33.11% | 0%
|  |  | SAN ARDO 1102CB | 0.0037966 | 0 | 0.0037966 | 0.00014708 | 0.0032017 | 0.0014731 | 3.05% | 66.4% | 30.55% | 0%
|  |  | GANSO 11043655 | 0.033672 | 0 | 0.033672 | 0.0023343 | 0.022462 | 0.013876 | 6.036% | 58.08% | 35.88% | 0%
|  |  | MENDOTA 11043630 | 0.058982 | 0 | 0.058982 | 0.003013 | 0.039838 | 0.02458 | 4.468% | 59.08% | 36.45% | 0%
|  |  | COPUS 11043551 | 0.084686 | 0 | 0.084686 | 0.0042992 | 0.066135 | 0.037633 | 3.978% | 61.2% | 34.82% | 0%
|  |  | RIO BRAVO 11062635 | 0.12451 | 0 | 0.12451 | 0.0096693 | 0.083203 | 0.048299 | 6.849% | 58.94% | 34.21% | 0%
|  |  | SHAFTER 1112795622 | 0.041528 | 0 | 0.041528 | 0.0025349 | 0.027547 | 0.01713 | 5.369% | 58.35% | 36.28% | 0%
|  |  | TULARE LAKE 1106CB | 0.017174 | 0 | 0.017174 | 0.0011179 | 0.012379 | 0.0068864 | 5.484% | 60.73% | 33.79% | 0%
|  |  | RED BLUFF 11011334 | 0.069184 | 0.093487 | 0.16267 | 0.0061635 | 0.024935 | 0.011597 | 6.14% | 24.84% | 11.55% | 57.47%
|  |  | GATES 1105661396 | 0.036197 | 0 | 0.036197 | 0.001781 | 0.025192 | 0.015766 | 4.167% | 58.94% | 36.89% | 0%
|  |  | PANOCHE 11023450 | 0.0063634 | 0 | 0.0063634 | 0.00026837 | 0.0046057 | 0.0027023 | 3.542% | 60.79% | 35.67% | 0%
|  |  | WAHTOKE 1111267760 | 5.9364e-05 | 0 | 5.9364e-05 | 8.1486e-06 | 3.3054e-05 | 2.5992e-05 | 12.13% | 49.19% | 38.68% | 0%
|  |  | DUNNIGAN 110192472 | 0.027086 | 0 | 0.027086 | 0.0054767 | 0.018512 | 0.010084 | 16.07% | 54.33% | 29.6% | 0%
|  |  | BALFOUR 1101547810 | 0.073271 | 0 | 0.073271 | 0.0068679 | 0.053126 | 0.02358 | 8.218% | 63.57% | 28.21% | 0%
|  |  | SANTA YNEZ 1101673618 | 0.0009785 | 0 | 0.0009785 | 0.00028474 | 0.00077028 | 0.00022448 | 22.25% | 60.2% | 17.54% | 0%
|  |  | RICE 110284580 | 0.040987 | 0 | 0.040987 | 0.0052515 | 0.029858 | 0.011636 | 11.23% | 63.87% | 24.89% | 0%
|  |  | LOS MOLINOS 11023302 | 0.017243 | 0.021078 | 0.038322 | 0.0042745 | 0.012171 | 0.0055678 | 8.737% | 24.88% | 11.38% | 55%
|  |  | EL PECO 11025590 | 0.034288 | 0 | 0.034288 | 0.0024533 | 0.023501 | 0.013177 | 6.269% | 60.06% | 33.67% | 0%
|  |  | ARBUCKLE 11023014 | 0.098096 | 0 | 0.098096 | 0.011271 | 0.069557 | 0.030864 | 10.09% | 62.28% | 27.63% | 0%
|  |  | LIVINGSTON 11053900 | 0.040585 | 0 | 0.040585 | 0.0032211 | 0.02798 | 0.014915 | 6.985% | 60.67% | 32.34% | 0%
|  |  | GANSO 11041120 | 0.039764 | 0 | 0.039764 | 0.0025596 | 0.026697 | 0.015795 | 5.682% | 59.26% | 35.06% | 0%
|  |  | SEMITROPIC 11044549 | 0.023359 | 0 | 0.023359 | 0.0013741 | 0.015524 | 0.0095833 | 5.189% | 58.62% | 36.19% | 0%
|  |  | CORNING 11021460 | 0.063533 | 0 | 0.063533 | 0.01409 | 0.046672 | 0.022063 | 17.01% | 56.35% | 26.64% | 0%
|  |  | PASO ROBLES 110789148 | 0.0065668 | 0 | 0.0065668 | 0.00050892 | 0.0053375 | 0.0026194 | 6.011% | 63.05% | 30.94% | 0%
|  |  | RIVERBANK 171439736 | 0.0018592 | 0 | 0.0018592 | 0.00013611 | 0.001001 | 0.00096726 | 6.468% | 47.57% | 45.96% | 0%
|  |  | OCEANO 1108478286 | 0.0030691 | 0 | 0.0030691 | 0.0002458 | 0.0028937 | 0.0012542 | 5.594% | 65.86% | 28.55% | 0%
|  |  | NEWMAN 11069140 | 0.058461 | 0 | 0.058461 | 0.0047203 | 0.039151 | 0.02266 | 7.095% | 58.85% | 34.06% | 0%
|  |  | MC FARLAND 1102CB | 0.06669 | 0 | 0.06669 | 0.0066983 | 0.041697 | 0.028048 | 8.762% | 54.55% | 36.69% | 0%
|  |  | SAN LUIS OBISPO 1103486690 | 8.8337e-05 | 0 | 8.8337e-05 | 1.3068e-05 | 9.4921e-05 | 3.7834e-05 | 8.962% | 65.09% | 25.94% | 0%
|  |  | HERDLYN 11038048 | 0.05487 | 0 | 0.05487 | 0.0040013 | 0.040658 | 0.017638 | 6.423% | 65.26% | 28.31% | 0%
|  |  | HURON 111637370 | 0.023195 | 0 | 0.023195 | 0.0011688 | 0.015734 | 0.0093514 | 4.452% | 59.93% | 35.62% | 0%
|  |  | CRESSEY 21034350 | 0.077613 | 0 | 0.077613 | 0.010265 | 0.051859 | 0.027292 | 11.48% | 58% | 30.52% | 0%
|  |  | KERN OIL 11062794 | 0.00488 | 0 | 0.00488 | 0.00029878 | 0.0032905 | 0.0019984 | 5.347% | 58.89% | 35.76% | 0%
|  |  | MC MULLIN 11065402F | 0.012338 | 0 | 0.012338 | 0.00080641 | 0.0085609 | 0.0045979 | 5.774% | 61.3% | 32.92% | 0%
|  |  | BANTA 1103406410 | 0.058145 | 0 | 0.058145 | 0.0041031 | 0.041341 | 0.020847 | 6.19% | 62.36% | 31.45% | 0%
|  |  | PEASE 11037274 | 0.026729 | 0 | 0.026729 | 0.0047317 | 0.019306 | 0.0081027 | 14.72% | 60.07% | 25.21% | 0%
|  |  | LINDEN 110144878 | 0.0014972 | 0 | 0.0014972 | 0.00016954 | 0.0010344 | 0.0004908 | 10% | 61.03% | 28.96% | 0%
|  |  | WRIGHT 11103800 | 0.026574 | 0 | 0.026574 | 0.0015304 | 0.018999 | 0.011086 | 4.841% | 60.09% | 35.07% | 0%
|  |  | TUPMAN 11031188 | 0.028266 | 0 | 0.028266 | 0.0016401 | 0.017976 | 0.012501 | 5.106% | 55.97% | 38.92% | 0%
|  |  | RIVERBANK 1712CB | 0.033089 | 0 | 0.033089 | 0.0031003 | 0.020794 | 0.013832 | 8.218% | 55.12% | 36.66% | 0%
|  |  | RIO BRAVO 1106CUS7788 | 0.00017602 | 0 | 0.00017602 | 1.1252e-05 | 0.00010332 | 8.4667e-05 | 5.647% | 51.86% | 42.49% | 0%
|  |  | PASO ROBLES 1103CB | 0.02029 | 0 | 0.02029 | 0.0033346 | 0.017186 | 0.006504 | 12.34% | 63.59% | 24.07% | 0%
|  |  | DEVILS DEN 1101CB | 0.038573 | 0 | 0.038573 | 0.0016282 | 0.025982 | 0.021381 | 3.324% | 53.03% | 43.64% | 0%
|  |  | PLUMAS 210750638 | 0.04635 | 0 | 0.04635 | 0.0080873 | 0.029521 | 0.015022 | 15.37% | 56.09% | 28.54% | 0%
|  |  | EL NIDO 11024760 | 0.040971 | 0 | 0.040971 | 0.0026797 | 0.029344 | 0.014352 | 5.778% | 63.27% | 30.95% | 0%
|  |  | HUMBOLDT BAY 11024724 | 0.0097279 | 0.060766 | 0.070494 | 0.0030803 | 0.0077172 | 0.0019229 | 3.342% | 8.372% | 2.086% | 86.2%
|  |  | HAMILTON A 11012036 | 0.062871 | 0 | 0.062871 | 0.018729 | 0.039841 | 0.017498 | 24.62% | 52.38% | 23% | 0%
|  |  | ELK HILLS 1104CB | 0.0032223 | 0 | 0.0032223 | 0.00023654 | 0.0024426 | 0.0015343 | 5.614% | 57.97% | 36.41% | 0%
|  |  | EAST NICOLAUS 11031252 | 0.06142 | 0 | 0.06142 | 0.0088626 | 0.046571 | 0.021383 | 11.54% | 60.63% | 27.84% | 0%
|  |  | DAIRYLAND 11055170 | 0.042378 | 0 | 0.042378 | 0.0019624 | 0.031055 | 0.015203 | 4.07% | 64.4% | 31.53% | 0%
|  |  | TRES PINOS 1111203126 | 0.055084 | 0 | 0.055084 | 0.002139 | 0.009665 | 0.0051278 | 12.63% | 57.08% | 30.29% | 0%
|  |  | TUPMAN 11041527 | 0.088855 | 0 | 0.088855 | 0.0052729 | 0.057822 | 0.038043 | 5.214% | 57.17% | 37.62% | 0%
|  |  | MAXWELL 11053302 | 0.032795 | 0 | 0.032795 | 0.0046818 | 0.023098 | 0.013632 | 11.31% | 55.78% | 32.92% | 0%
|  |  | GANSO 1104579706 | 0.00096541 | 0 | 0.00096541 | 6.1369e-05 | 0.00065408 | 0.00037732 | 5.616% | 59.86% | 34.53% | 0%
|  |  | CUYAMA 2102CB | 0.042464 | 0 | 0.042464 | 0.0013183 | 0.03043 | 0.023141 | 2.402% | 55.44% | 42.16% | 0%
|  |  | LOS OSITOS 2102624200 | 0.008681 | 0 | 0.008681 | 0.00037109 | 0.0069581 | 0.0034771 | 3.434% | 64.39% | 32.18% | 0%
|  |  | OROSI 1101CB | 0.078904 | 0 | 0.078904 | 0.0075853 | 0.056428 | 0.029889 | 8.078% | 60.09% | 31.83% | 0%
|  |  | ANITA 11062074 | 0.066806 | 0 | 0.066806 | 0.013839 | 0.047062 | 0.023634 | 16.37% | 55.67% | 27.96% | 0%
|  |  | SANTA RITA 11023560 | 0.048682 | 0 | 0.048682 | 0.0030959 | 0.035305 | 0.017305 | 5.558% | 63.38% | 31.06% | 0%
|  |  | DOLAN ROAD 110169466 | 0.045186 | 0 | 0.045186 | 0.022718 | 0.027791 | 0.0085503 | 38.47% | 47.06% | 14.48% | 0%
|  |  | RAINBOW 1106D7399 | 0.020914 | 0 | 0.020914 | 0.0028508 | 0.013503 | 0.0074002 | 12% | 56.84% | 31.15% | 0%
|  |  | ARBUCKLE 110494886 | 0.012698 | 0 | 0.012698 | 0.0010963 | 0.0092672 | 0.0045905 | 7.331% | 61.97% | 30.7% | 0%
|  |  | RICE 1101247272 | 0.054412 | 0 | 0.054412 | 0.0093359 | 0.038635 | 0.015265 | 14.76% | 61.1% | 24.14% | 0%
|  |  | LINCOLN 11051278 | 0.057478 | 0 | 0.057478 | 0.012637 | 0.039312 | 0.021337 | 17.24% | 53.64% | 29.12% | 0%
|  |  | HOLLISTER 21024908 | 0.16736 | 0 | 0.16736 | 0.014131 | 0.13063 | 0.066586 | 6.686% | 61.81% | 31.51% | 0%
|  |  | REEDLEY 11047892F | 0.0068042 | 0 | 0.0068042 | 0.0008872 | 0.0046784 | 0.0029869 | 10.37% | 54.7% | 34.92% | 0%
|  |  | WINTERS 1102CB | 0.0090975 | 0 | 0.0090975 | 0.0020753 | 0.0068528 | 0.0025194 | 18.13% | 59.86% | 22.01% | 0%
|  |  | CARRIZO PLAINS 1101384116 | 0.25403 | 0 | 0.25403 | 0.0042005 | 0.046161 | 0.03072 | 5.181% | 56.93% | 37.89% | 0%
|  |  | ORLAND B 11032252 | 0.048708 | 0 | 0.048708 | 0.0065331 | 0.036829 | 0.016354 | 10.94% | 61.67% | 27.39% | 0%
|  |  | TEMPLETON 2110CB | 0.020569 | 0 | 0.020569 | 0.0023252 | 0.015509 | 0.009074 | 8.641% | 57.64% | 33.72% | 0%
|  |  | SAN JOAQUIN 110669621 | 0.046568 | 0 | 0.046568 | 0.0024132 | 0.030946 | 0.019415 | 4.573% | 58.64% | 36.79% | 0%
|  |  | SCHINDLER 110590342 | 0.02348 | 0 | 0.02348 | 0.0015389 | 0.016203 | 0.0088985 | 5.776% | 60.82% | 33.4% | 0%
|  |  | LAKEVILLE 1102272 | 0.030095 | 0 | 0.030095 | 0.0066749 | 0.023632 | 0.0089159 | 17.02% | 60.25% | 22.73% | 0%
|  |  | SAN JOAQUIN 1112R487 | 0.043642 | 0 | 0.043642 | 0.0026317 | 0.029645 | 0.01758 | 5.279% | 59.46% | 35.26% | 0%
|  |  | MERCED 1116705950 | 0.049438 | 0 | 0.049438 | 0.0086842 | 0.030684 | 0.016788 | 15.46% | 54.64% | 29.9% | 0%
|  |  | WYANDOTTE 110613046 | 0.10597 | 0 | 0.10597 | 0.021012 | 0.075002 | 0.038007 | 15.68% | 55.96% | 28.36% | 0%
|  |  | SALMON CREEK 1101571972 | 0.0067248 | 0.014303 | 0.021028 | 0.0026419 | 0.0050649 | 0.0010042 | 9.699% | 18.59% | 3.687% | 68.02%
|  |  | CORNING 11041498 | 0.082049 | 0 | 0.082049 | 0.016742 | 0.060725 | 0.026127 | 16.16% | 58.62% | 25.22% | 0%
|  |  | LOCKEFORD 21024045 | 0.0062201 | 0 | 0.0062201 | 0.0013747 | 0.0039877 | 0.0018003 | 19.19% | 55.67% | 25.13% | 0%
|  |  | KETTLEMAN HILLS 110149656 | 0.043607 | 0 | 0.043607 | 0.0028984 | 0.030095 | 0.020411 | 5.427% | 56.35% | 38.22% | 0%
|  |  | SCHINDLER 111638456 | 0.056798 | 0 | 0.056798 | 0.0027379 | 0.039237 | 0.023155 | 4.204% | 60.24% | 35.55% | 0%
|  |  | SANGER 110864662 | 0.043013 | 0 | 0.043013 | 0.0076889 | 0.026998 | 0.014441 | 15.65% | 54.95% | 29.4% | 0%
|  |  | MC ARTHUR 1102LR-RC-B | 8.6834e-05 | 0.0028361 | 0.002923 | 4.3659e-06 | 6.1287e-05 | 3.2636e-05 | 0.132% | 1.852% | 0.9864% | 97.03%
|  |  | GIFFEN 11029590 | 8.6777e-05 | 0 | 8.6777e-05 | 2.775e-06 | 7.1953e-05 | 2.3496e-05 | 2.825% | 73.25% | 23.92% | 0%
|  |  | SANGER 1114R2940 | 0.029303 | 0 | 0.029303 | 0.0039578 | 0.019002 | 0.010713 | 11.75% | 56.43% | 31.82% | 0%
|  |  | KERMAN 1106R421 | 0.076392 | 0 | 0.076392 | 0.0041352 | 0.051437 | 0.032349 | 4.703% | 58.5% | 36.79% | 0%
|  |  | COLONY 110214022 | 0.033225 | 0 | 0.033225 | 0.0044248 | 0.023316 | 0.0098983 | 11.76% | 61.95% | 26.3% | 0%
|  |  | ESQUON 1103CB | 0.07042 | 0 | 0.07042 | 0.014877 | 0.047916 | 0.023132 | 17.31% | 55.77% | 26.92% | 0%
|  |  | ALPAUGH 110437392 | 0.033026 | 0 | 0.033026 | 0.0023282 | 0.024424 | 0.011365 | 6.108% | 64.08% | 29.82% | 0%
|  |  | TWISSELMAN 2105CUS4824 | 8.6693e-05 | 0 | 8.6693e-05 | 4.1765e-06 | 5.0109e-05 | 4.3844e-05 | 4.256% | 51.06% | 44.68% | 0%
|  |  | VACA DIXON 11035187 | 0.019332 | 0 | 0.019332 | 0.0022329 | 0.014445 | 0.0052044 | 10.2% | 66.01% | 23.78% | 0%
|  |  | LINCOLN 11042306 | 0.039958 | 0 | 0.039958 | 0.0077557 | 0.028657 | 0.015767 | 14.86% | 54.92% | 30.22% | 0%
|  |  | SHAFTER 11023621 | 0.031261 | 0 | 0.031261 | 0.0030667 | 0.019666 | 0.01326 | 8.52% | 54.64% | 36.84% | 0%
|  |  | GOOSE LAKE 110356686 | 0.066845 | 0 | 0.066845 | 0.0039137 | 0.044039 | 0.027986 | 5.154% | 57.99% | 36.85% | 0%
|  |  | LINDEN 1104CB | 0.024931 | 0 | 0.024931 | 0.0043601 | 0.016991 | 0.0068678 | 15.45% | 60.21% | 24.34% | 0%
|  |  | CANAL 11033640 | 0.072763 | 0 | 0.072763 | 0.0041397 | 0.053722 | 0.024703 | 5.014% | 65.07% | 29.92% | 0%
|  |  | ESQUON 11012054 | 0.14126 | 0 | 0.14126 | 0.028129 | 0.098051 | 0.047885 | 16.16% | 56.33% | 27.51% | 0%
|  |  | HOLLISTER 21024780 | 0.022428 | 0 | 0.022428 | 0.0027244 | 0.018125 | 0.0083037 | 9.345% | 62.17% | 28.48% | 0%
|  |  | ALPAUGH 11068470 | 0.080247 | 0 | 0.080247 | 0.0048757 | 0.05501 | 0.031585 | 5.33% | 60.14% | 34.53% | 0%
|  |  | LOGAN CREEK 21012432 | 0.035977 | 0 | 0.035977 | 0.0042821 | 0.027789 | 0.011908 | 9.737% | 63.19% | 27.08% | 0%
|  |  | CUYAMA 11033539 | 0.010025 | 0 | 0.010025 | 0.00070905 | 0.0084429 | 0.0039568 | 5.409% | 64.41% | 30.18% | 0%
|  |  | CORTINA 11013056 | 0.010954 | 0 | 0.010954 | 0.0010951 | 0.0089121 | 0.004142 | 7.739% | 62.99% | 29.27% | 0%
|  |  | CATLETT 11022502 | 0.070986 | 0 | 0.070986 | 0.0093528 | 0.052237 | 0.024159 | 10.91% | 60.92% | 28.17% | 0%
|  |  | CAMDEN 1103453786 | 0.0050977 | 0 | 0.0050977 | 0.00040695 | 0.0032218 | 0.0021414 | 7.053% | 55.84% | 37.11% | 0%
|  |  | GONZALES 1101522356 | 8.6386e-05 | 0 | 8.6386e-05 | 1.3736e-05 | 6.7281e-05 | 3.1943e-05 | 12.16% | 59.56% | 28.28% | 0%
|  |  | CANAL 11032990 | 0.043598 | 0 | 0.043598 | 0.0026826 | 0.031775 | 0.015831 | 5.334% | 63.19% | 31.48% | 0%
|  |  | CORRAL 110175204 | 0.055967 | 0 | 0.055967 | 0.0081202 | 0.02985 | 0.01401 | 15.62% | 57.43% | 26.95% | 0%
|  |  | COALINGA NO 2 1106CB | 0.038637 | 0 | 0.038637 | 0.0020898 | 0.031002 | 0.017097 | 4.164% | 61.77% | 34.07% | 0%
|  |  | KERMAN 110456116 | 0.052664 | 0 | 0.052664 | 0.0033823 | 0.035251 | 0.022106 | 5.568% | 58.04% | 36.39% | 0%
|  |  | EL NIDO 11014480 | 0.021072 | 0 | 0.021072 | 0.0015036 | 0.015527 | 0.0068214 | 6.304% | 65.1% | 28.6% | 0%
|  |  | LIVINGSTON 11017010 | 0.03215 | 0 | 0.03215 | 0.0030669 | 0.021279 | 0.012046 | 8.428% | 58.47% | 33.1% | 0%
|  |  | LOCKEFORD 210212686 | 0.11358 | 0 | 0.11358 | 0.017038 | 0.075314 | 0.036437 | 13.23% | 58.48% | 28.29% | 0%
|  |  | FIREBAUGH 11033830 | 0.12105 | 0 | 0.12105 | 0.0077218 | 0.08566 | 0.045127 | 5.575% | 61.84% | 32.58% | 0%
|  |  | CRESSEY 2104551990 | 0.035465 | 0 | 0.035465 | 0.0052764 | 0.022649 | 0.012218 | 13.14% | 56.42% | 30.44% | 0%
|  |  | WELLFIELD 1104CB | 0.014491 | 0 | 0.014491 | 0.0010596 | 0.011151 | 0.0062219 | 5.749% | 60.5% | 33.75% | 0%
|  |  | RIO BRAVO 1103CB | 0.042226 | 0 | 0.042226 | 0.0028556 | 0.026501 | 0.018798 | 5.93% | 55.03% | 39.04% | 0%
|  |  | CAYUCOS 1102CB | 0.017392 | 0 | 0.017392 | 0.0027976 | 0.015634 | 0.0043424 | 12.28% | 68.65% | 19.07% | 0%
|  |  | ARBUCKLE 11043042 | 0.015954 | 0 | 0.015954 | 0.0014311 | 0.012377 | 0.0061397 | 7.174% | 62.05% | 30.78% | 0%
|  |  | HIGHWAY 1101738 | 0.021947 | 0 | 0.021947 | 0.0035341 | 0.018468 | 0.0065328 | 12.39% | 64.72% | 22.89% | 0%
|  |  | TAFT 11033068 | 0.033993 | 0 | 0.033993 | 0.0021093 | 0.027382 | 0.014958 | 4.745% | 61.6% | 33.65% | 0%
|  |  | SAN JOAQUIN 1112R1160 | 0.030386 | 0 | 0.030386 | 0.001624 | 0.019772 | 0.012998 | 4.722% | 57.49% | 37.79% | 0%
|  |  | LAKEVIEW 11023548 | 0.0085495 | 0 | 0.0085495 | 0.00055641 | 0.0064892 | 0.0040649 | 5.008% | 58.41% | 36.59% | 0%
|  |  | CAPAY 11012254 | 0.061147 | 0 | 0.061147 | 0.0094787 | 0.047709 | 0.02126 | 12.08% | 60.82% | 27.1% | 0%
|  |  | LAKEVIEW 11034488 | 0.049389 | 0 | 0.049389 | 0.0030653 | 0.036956 | 0.022624 | 4.893% | 58.99% | 36.11% | 0%
|  |  | EEL RIVER 11028416 | 0.055377 | 0.11266 | 0.16803 | 0.033658 | 0.031806 | 0.0068959 | 15.33% | 14.49% | 3.141% | 67.04%
|  |  | MC MULLIN 11056450 | 0.043054 | 0 | 0.043054 | 0.0024242 | 0.027884 | 0.018507 | 4.966% | 57.12% | 37.91% | 0%
|  |  | COLUSA 11013537 | 0.01709 | 0 | 0.01709 | 0.00377 | 0.01094 | 0.0046354 | 19.49% | 56.55% | 23.96% | 0%
|  |  | REEDLEY 1104274990 | 0.1099 | 0 | 0.1099 | 0.011511 | 0.075444 | 0.050144 | 8.396% | 55.03% | 36.57% | 0%
|  |  | GERBER 11011444 | 0.047465 | 0 | 0.047465 | 0.010685 | 0.034432 | 0.016563 | 17.32% | 55.82% | 26.85% | 0%
|  |  | BONITA 11015940 | 0.020285 | 0 | 0.020285 | 0.0015779 | 0.013846 | 0.0075984 | 6.854% | 60.14% | 33.01% | 0%
|  |  | DALY CITY 11045437 | 0.0015075 | 0 | 0.0015075 | 0.0001791 | 0.0014262 | 0.00029168 | 9.441% | 75.18% | 15.38% | 0%
|  |  | PANOCHE 1101752874 | 0.026263 | 0 | 0.026263 | 0.0010094 | 0.019844 | 0.011605 | 3.11% | 61.14% | 35.75% | 0%
|  |  | LAKEVIEW 11074490 | 0.075478 | 0 | 0.075478 | 0.0047136 | 0.058168 | 0.034168 | 4.857% | 59.94% | 35.21% | 0%
|  |  | MCKITTRICK 11013043 | 0.031395 | 0 | 0.031395 | 0.0018398 | 0.025338 | 0.013698 | 4.501% | 61.99% | 33.51% | 0%
|  |  | CORCORAN 111285080 | 0.046799 | 0 | 0.046799 | 0.0032646 | 0.034818 | 0.01629 | 6.004% | 64.04% | 29.96% | 0%
|  |  | PUTAH CREEK 110385768 | 0.021079 | 0 | 0.021079 | 0.0044415 | 0.014532 | 0.0075886 | 16.72% | 54.71% | 28.57% | 0%
|  |  | CAMDEN 110356058 | 8.5244e-05 | 0 | 8.5244e-05 | 1.4148e-05 | 4.8267e-05 | 3.4074e-05 | 14.66% | 50.02% | 35.31% | 0%
|  |  | CARNERAS 1102CB | 0.021718 | 0 | 0.021718 | 0.0010053 | 0.016302 | 0.010016 | 3.679% | 59.66% | 36.66% | 0%
|  |  | EEL RIVER 11024396 | 0.05095 | 0.44858 | 0.49953 | 0.014712 | 0.042649 | 0.0090871 | 2.258% | 6.546% | 1.395% | 89.8%
|  |  | KINGSBURG 1114828488 | 0.073549 | 0 | 0.073549 | 0.0077143 | 0.045623 | 0.029914 | 9.266% | 54.8% | 35.93% | 0%
|  |  | MAXWELL 1105429752 | 0.027434 | 0 | 0.027434 | 0.0031908 | 0.020806 | 0.011458 | 9% | 58.68% | 32.32% | 0%
|  |  | OILFIELDS 11037006 | 0.021287 | 0 | 0.021287 | 0.0012178 | 0.012565 | 0.0077701 | 5.65% | 58.3% | 36.05% | 0%
|  |  | MORMON 1102773114 | 0.00051029 | 0 | 0.00051029 | 6.3167e-05 | 0.00036411 | 0.00015032 | 10.94% | 63.04% | 26.03% | 0%
|  |  | CARUTHERS 1102426884 | 0.013005 | 0 | 0.013005 | 0.00098331 | 0.0085386 | 0.0051984 | 6.68% | 58.01% | 35.31% | 0%
|  |  | COTTLE 17086229 | 0.029065 | 0 | 0.029065 | 0.0020564 | 0.016184 | 0.014659 | 6.251% | 49.19% | 44.56% | 0%
|  |  | BUTTE 11042440 | 0.085685 | 0 | 0.085685 | 0.01901 | 0.056559 | 0.029202 | 18.14% | 53.98% | 27.87% | 0%
|  |  | EL PECO 110590066 | 0.075059 | 0 | 0.075059 | 0.0047825 | 0.052396 | 0.028003 | 5.615% | 61.51% | 32.87% | 0%
|  |  | STOREY 11096250 | 0.099143 | 0 | 0.099143 | 0.012636 | 0.062699 | 0.040028 | 10.95% | 54.35% | 34.7% | 0%
|  |  | WESTLEY 11018660 | 0.060701 | 0 | 0.060701 | 0.0034756 | 0.045343 | 0.025489 | 4.677% | 61.02% | 34.3% | 0%
|  |  | LLAGAS 2101XR264 | 0.067667 | 0 | 0.067667 | 0.016614 | 0.044946 | 0.026745 | 18.81% | 50.9% | 30.29% | 0%
|  |  | WATERLOO 11014437 | 0.0087914 | 0 | 0.0087914 | 0.0016806 | 0.0059233 | 0.0026435 | 16.4% | 57.8% | 25.8% | 0%
|  |  | NORCO 11013965 | 0.038823 | 0 | 0.038823 | 0.0022594 | 0.025123 | 0.016563 | 5.141% | 57.17% | 37.69% | 0%
|  |  | DAVIS 110611072 | 0.046524 | 0 | 0.046524 | 0.0056153 | 0.033411 | 0.01399 | 10.59% | 63.02% | 26.39% | 0%
|  |  | KERMAN 1104R1173 | 0.031038 | 0 | 0.031038 | 0.0018311 | 0.020774 | 0.012527 | 5.212% | 59.13% | 35.66% | 0%
|  |  | SAN LUIS OBISPO 1104798282 | 8.4758e-05 | 0 | 8.4758e-05 | 1.2446e-05 | 7.2705e-05 | 2.5047e-05 | 11.29% | 65.98% | 22.73% | 0%
|  |  | BELLEVUE 1102839 | 0.020746 | 0 | 0.020746 | 0.0058239 | 0.01355 | 0.0073464 | 21.8% | 50.71% | 27.49% | 0%
|  |  | TECUYA 1101CB | 0.00016937 | 0 | 0.00016937 | 1.3038e-05 | 0.00014433 | 5.8142e-05 | 6.05% | 66.97% | 26.98% | 0%
|  |  | SMYRNA 11064550 | 0.036328 | 0 | 0.036328 | 0.0031329 | 0.024152 | 0.013835 | 7.619% | 58.74% | 33.65% | 0%
|  |  | SOLEDAD 2105125484 | 0.0046454 | 0 | 0.0046454 | 0.00020506 | 0.0038309 | 0.0017583 | 3.539% | 66.12% | 30.35% | 0%
|  |  | STONE CORRAL 11107778F | 0.020055 | 0 | 0.020055 | 0.0025043 | 0.012981 | 0.009413 | 10.06% | 52.14% | 37.81% | 0%
|  |  | ALPAUGH 110636528 | 0.034347 | 0 | 0.034347 | 0.0024392 | 0.025058 | 0.012143 | 6.153% | 63.21% | 30.63% | 0%
|  |  | MC MULLIN 11055200 | 0.05185 | 0 | 0.05185 | 0.0035357 | 0.035297 | 0.019936 | 6.016% | 60.06% | 33.92% | 0%
|  |  | ORLAND B 11032204 | 0.087025 | 0 | 0.087025 | 0.012715 | 0.065743 | 0.030089 | 11.71% | 60.57% | 27.72% | 0%
|  |  | LOCKEFORD 210212472 | 0.064124 | 0 | 0.064124 | 0.015464 | 0.041119 | 0.021527 | 19.8% | 52.64% | 27.56% | 0%
|  |  | SANTA MARIA 1110M76 | 0.031056 | 0 | 0.031056 | 0.0023254 | 0.028846 | 0.0093034 | 5.745% | 71.27% | 22.99% | 0%
|  |  | MC FARLAND 11021418 | 0.05315 | 0 | 0.05315 | 0.0032747 | 0.035515 | 0.021371 | 5.443% | 59.03% | 35.52% | 0%
|  |  | NORCO 1101CB | 0.041627 | 0 | 0.041627 | 0.0022569 | 0.026736 | 0.01853 | 4.749% | 56.26% | 38.99% | 0%
|  |  | PARLIER 1105740598 | 0.053061 | 0 | 0.053061 | 0.0051789 | 0.035485 | 0.019396 | 8.623% | 59.08% | 32.29% | 0%
|  |  | GUSTINE 11026926 | 0.058463 | 0 | 0.058463 | 0.0040138 | 0.043345 | 0.024382 | 5.595% | 60.42% | 33.99% | 0%
|  |  | PEABODY 210515812 | 0.10467 | 0 | 0.10467 | 0.01078 | 0.081873 | 0.029673 | 8.812% | 66.93% | 24.26% | 0%
|  |  | SCHINDLER 111449248 | 0.019435 | 0 | 0.019435 | 0.001119 | 0.014487 | 0.0081275 | 4.715% | 61.04% | 34.24% | 0%
|  |  | TIVY VALLEY 11067210 | 0.02449 | 0 | 0.02449 | 0.0076756 | 0.015855 | 0.0081664 | 24.22% | 50.02% | 25.76% | 0%
|  |  | MC FARLAND 1104521389 | 0.0046433 | 0 | 0.0046433 | 0.00027504 | 0.0033086 | 0.0016722 | 5.233% | 62.95% | 31.82% | 0%
|  |  | KERMAN 1101R2875 | 0.063697 | 0 | 0.063697 | 0.004542 | 0.043447 | 0.024292 | 6.284% | 60.11% | 33.61% | 0%
|  |  | CHARCA 11021192 | 0.031714 | 0 | 0.031714 | 0.0030873 | 0.02051 | 0.0123 | 8.6% | 57.14% | 34.26% | 0%
|  |  | LIVINGSTON 110190480 | 0.04393 | 0 | 0.04393 | 0.0044934 | 0.028977 | 0.01701 | 8.901% | 57.4% | 33.7% | 0%
|  |  | SAN JOAQUIN 1112D3025 | 0.0052174 | 0 | 0.0052174 | 0.00037521 | 0.0034613 | 0.0021914 | 6.224% | 57.42% | 36.35% | 0%
|  |  | SCHINDLER 111059862 | 0.010187 | 0 | 0.010187 | 0.00058134 | 0.0074032 | 0.0035466 | 5.041% | 64.2% | 30.76% | 0%
|  |  | AVENAL 2101602496 | 0.010627 | 0 | 0.010627 | 0.00057526 | 0.0059424 | 0.006385 | 4.458% | 46.06% | 49.49% | 0%
|  |  | CAMPHORA 110177978 | 0.069221 | 0 | 0.069221 | 0.0055482 | 0.060816 | 0.022691 | 6.23% | 68.29% | 25.48% | 0%
|  |  | WILKINS SLOUGH 1102799542 | 0.010974 | 0 | 0.010974 | 0.001517 | 0.0071625 | 0.0038022 | 12.15% | 57.38% | 30.46% | 0%
|  |  | WESTLEY 1103CB | 0.043914 | 0 | 0.043914 | 0.0030957 | 0.031402 | 0.016741 | 6.042% | 61.29% | 32.67% | 0%
|  |  | RICE 110230422 | 0.031649 | 0 | 0.031649 | 0.0087228 | 0.018933 | 0.0082066 | 24.32% | 52.79% | 22.88% | 0%
|  |  | HARDWICK 11016510 | 0.087995 | 0 | 0.087995 | 0.008151 | 0.056818 | 0.035012 | 8.153% | 56.83% | 35.02% | 0%
|  |  | WOODLAND 110120252 | 0.0097593 | 0 | 0.0097593 | 0.00089686 | 0.007285 | 0.0032814 | 7.824% | 63.55% | 28.63% | 0%
|  |  | RAINBOW 110556456 | 0.043375 | 0 | 0.043375 | 0.010095 | 0.025156 | 0.013904 | 20.54% | 51.18% | 28.29% | 0%
|  |  | HENRIETTA 11048240 | 0.025141 | 0 | 0.025141 | 0.0015053 | 0.018713 | 0.008713 | 5.203% | 64.68% | 30.12% | 0%
|  |  | ELK HILLS 11043522 | 0.097861 | 0 | 0.097861 | 0.0057312 | 0.071333 | 0.044116 | 4.729% | 58.87% | 36.41% | 0%
|  |  | CORNING 11011620 | 0.03945 | 0 | 0.03945 | 0.008287 | 0.028719 | 0.013233 | 16.5% | 57.17% | 26.34% | 0%
|  |  | MADERA 11196552 | 0.009476 | 0 | 0.009476 | 0.00088201 | 0.0066056 | 0.0032384 | 8.223% | 61.59% | 30.19% | 0%
|  |  | BLACKWELL 1102CB | 0.030964 | 0 | 0.030964 | 0.0017169 | 0.022844 | 0.013581 | 4.501% | 59.89% | 35.61% | 0%
|  |  | CRESSEY 2103596130 | 0.020657 | 0 | 0.020657 | 0.0026053 | 0.013989 | 0.0080898 | 10.55% | 56.67% | 32.77% | 0%
|  |  | SMYRNA 11021183 | 0.035531 | 0 | 0.035531 | 0.0022032 | 0.023727 | 0.014288 | 5.478% | 59% | 35.53% | 0%
|  |  | PASO ROBLES 1102R64 | 0.0030068 | 0 | 0.0030068 | 0.00027201 | 0.0023829 | 0.0011993 | 7.057% | 61.83% | 31.12% | 0%
|  |  | AIRWAYS 1107671922 | 0.036844 | 0 | 0.036844 | 0.0092971 | 0.021723 | 0.010685 | 22.29% | 52.09% | 25.62% | 0%
|  |  | GLENN 11012552 | 0.049223 | 0 | 0.049223 | 0.0083137 | 0.0372 | 0.017611 | 13.17% | 58.93% | 27.9% | 0%
|  |  | OCEANO 1106Q02 | 0.01098 | 0 | 0.01098 | 0.0010047 | 0.013222 | 0.0036478 | 5.621% | 73.97% | 20.41% | 0%
|  |  | GOOSE LAKE 11061162 | 0.12841 | 0 | 0.12841 | 0.0078337 | 0.084357 | 0.053714 | 5.369% | 57.82% | 36.81% | 0%
|  |  | EL NIDO 11044470 | 0.064444 | 0 | 0.064444 | 0.0043127 | 0.046459 | 0.022529 | 5.884% | 63.38% | 30.74% | 0%
|  |  | GEYSERVILLE 1101975350 | 0.0010003 | 0 | 0.0010003 | 0.00032562 | 0.00066538 | 0.00027641 | 25.69% | 52.5% | 21.81% | 0%
|  |  | MORMON 1101922274 | 0.0087744 | 0 | 0.0087744 | 0.001994 | 0.0057282 | 0.0022096 | 20.08% | 57.68% | 22.25% | 0%
|  |  | TRES VIAS 11011982 | 0.034717 | 0 | 0.034717 | 0.0053365 | 0.023847 | 0.013259 | 12.57% | 56.19% | 31.24% | 0%
|  |  | LIVINGSTON 110529612 | 0.084871 | 0 | 0.084871 | 0.0072076 | 0.05861 | 0.03182 | 7.382% | 60.03% | 32.59% | 0%
|  |  | OROSI 110495092 | 0.019544 | 0 | 0.019544 | 0.0025046 | 0.01388 | 0.0079914 | 10.27% | 56.94% | 32.78% | 0%
|  |  | LOCKEFORD 2102206884 | 0.13653 | 0 | 0.13653 | 0.017894 | 0.097905 | 0.053994 | 10.54% | 57.66% | 31.8% | 0%
|  |  | DAIRYLAND 11122060 | 0.0085104 | 0 | 0.0085104 | 0.00040048 | 0.0061048 | 0.0031278 | 4.157% | 63.37% | 32.47% | 0%
|  |  | TRES PINOS 11114032 | 0.028006 | 0 | 0.028006 | 0.0033129 | 0.021133 | 0.011472 | 9.224% | 58.84% | 31.94% | 0%
|  |  | SANTA YNEZ 1104685160 | 0.0054179 | 0 | 0.0054179 | 0.00099228 | 0.0041729 | 0.0019193 | 14.01% | 58.9% | 27.09% | 0%
|  |  | CORCORAN 11188180 | 0.052135 | 0 | 0.052135 | 0.0032895 | 0.031571 | 0.024191 | 5.571% | 53.46% | 40.97% | 0%
|  |  | FAMOSO 110797800 | 0.040746 | 0 | 0.040746 | 0.0034809 | 0.026726 | 0.015914 | 7.547% | 57.95% | 34.5% | 0%
|  |  | STONE CORRAL 11087100 | 0.013973 | 0 | 0.013973 | 0.0013342 | 0.01009 | 0.0063833 | 7.492% | 56.66% | 35.85% | 0%
|  |  | COPUS 1102CB | 0.020429 | 0 | 0.020429 | 0.0011831 | 0.01677 | 0.0086252 | 4.451% | 63.1% | 32.45% | 0%
|  |  | OILFIELDS 1103441010 | 0.0024074 | 0 | 0.0024074 | 0.00014167 | 0.0012236 | 0.00088375 | 6.299% | 54.41% | 39.3% | 0%
|  |  | GANSO 11033276 | 0.028776 | 0 | 0.028776 | 0.0016116 | 0.01959 | 0.011488 | 4.93% | 59.93% | 35.14% | 0%
|  |  | OCEANO 1104337754 | 0.00074662 | 0 | 0.00074662 | 9.4245e-05 | 0.00059617 | 0.00028587 | 9.653% | 61.07% | 29.28% | 0%
|  |  | GUSTINE 110264140 | 0.038093 | 0 | 0.038093 | 0.0026328 | 0.027801 | 0.015084 | 5.784% | 61.08% | 33.14% | 0%
|  |  | NEWHALL 11096000 | 0.10032 | 0 | 0.10032 | 0.0047507 | 0.069562 | 0.039441 | 4.176% | 61.15% | 34.67% | 0%
|  |  | IGNACIO 1104469764 | 0.12635 | 0 | 0.12635 | 0.016872 | 0.09889 | 0.043052 | 10.62% | 62.27% | 27.11% | 0%
|  |  | CARUTHERS 1105749586 | 0.02312 | 0 | 0.02312 | 0.0012011 | 0.016154 | 0.008815 | 4.59% | 61.73% | 33.68% | 0%
|  |  | ALPAUGH 11038030 | 0.021794 | 0 | 0.021794 | 0.0012978 | 0.015162 | 0.0082094 | 5.261% | 61.46% | 33.28% | 0%
|  |  | WAHTOKE 11087460 | 0.044218 | 0 | 0.044218 | 0.00634 | 0.027514 | 0.016313 | 12.64% | 54.84% | 32.52% | 0%
|  |  | WAHTOKE 11087570 | 0.056917 | 0 | 0.056917 | 0.0073253 | 0.039389 | 0.024618 | 10.27% | 55.22% | 34.51% | 0%
|  |  | MC MULLIN 11066780 | 0.018608 | 0 | 0.018608 | 0.0010215 | 0.012494 | 0.0076442 | 4.827% | 59.05% | 36.13% | 0%
|  |  | GOOSE LAKE 2104573054 | 0.012482 | 0 | 0.012482 | 0.00057281 | 0.0086092 | 0.006434 | 3.668% | 55.13% | 41.2% | 0%
|  |  | MARYSVILLE 1108150116 | 0.02895 | 0 | 0.02895 | 0.0041202 | 0.020466 | 0.0087593 | 12.36% | 61.38% | 26.27% | 0%
|  |  | AVENA 170212876 | 0.0077611 | 0 | 0.0077611 | 0.0012291 | 0.0056788 | 0.0018769 | 13.99% | 64.64% | 21.37% | 0%
|  |  | SAN BENITO 210275262 | 0.0097388 | 0 | 0.0097388 | 0.0010577 | 0.007312 | 0.0043649 | 8.306% | 57.42% | 34.28% | 0%
|  |  | KINGSBURG 11136070 | 0.064098 | 0 | 0.064098 | 0.005393 | 0.040726 | 0.026493 | 7.427% | 56.09% | 36.49% | 0%
|  |  | CHOWCHILLA 110652144 | 0.062503 | 0 | 0.062503 | 0.010332 | 0.039721 | 0.021304 | 14.48% | 55.67% | 29.86% | 0%
|  |  | FIREBAUGH 1101738194 | 0.050075 | 0 | 0.050075 | 0.0026832 | 0.034784 | 0.01931 | 4.726% | 61.26% | 34.01% | 0%
|  |  | SEMITROPIC 111037810 | 0.040829 | 0 | 0.040829 | 0.0031195 | 0.026249 | 0.016846 | 6.75% | 56.8% | 36.45% | 0%
|  |  | WAHTOKE 11087180 | 0.040863 | 0 | 0.040863 | 0.0049605 | 0.028277 | 0.016875 | 9.899% | 56.43% | 33.67% | 0%
|  |  | STONE CORRAL 111075288 | 0.018535 | 0 | 0.018535 | 0.0022667 | 0.013749 | 0.0081183 | 9.392% | 56.97% | 33.64% | 0%
|  |  | MADISON 11038822 | 0.058654 | 0 | 0.058654 | 0.0061018 | 0.045515 | 0.020941 | 8.41% | 62.73% | 28.86% | 0%
|  |  | EL CAPITAN 110311670 | 0.046955 | 0 | 0.046955 | 0.0061712 | 0.035418 | 0.018677 | 10.24% | 58.77% | 30.99% | 0%
|  |  | HARDWICK 11026020 | 0.009875 | 0 | 0.009875 | 0.00076589 | 0.0064986 | 0.0039131 | 6.852% | 58.14% | 35.01% | 0%
|  |  | GIFFEN 1103301980 | 0.03851 | 0 | 0.03851 | 0.0022791 | 0.026351 | 0.015077 | 5.214% | 60.29% | 34.49% | 0%
|  |  | LAKEVILLE 1101266 | 0.047449 | 0 | 0.047449 | 0.010433 | 0.036798 | 0.014589 | 16.88% | 59.52% | 23.6% | 0%
|  |  | DALY CITY 110442434 | 0.0043113 | 0 | 0.0043113 | 0.00066295 | 0.0041258 | 0.00065903 | 12.17% | 75.73% | 12.1% | 0%
|  |  | ROUGH AND READY ISLA 110211559 | 0.0056711 | 0 | 0.0056711 | 0.00050283 | 0.003974 | 0.0019423 | 7.833% | 61.91% | 30.26% | 0%
|  |  | ANGIOLA 11038123F | 0.0034635 | 0 | 0.0034635 | 0.00017366 | 0.0021539 | 0.0016767 | 4.337% | 53.79% | 41.87% | 0%
|  |  | CAMDEN 11046030 | 0.0087432 | 0 | 0.0087432 | 0.00060779 | 0.0059219 | 0.0034857 | 6.069% | 59.13% | 34.8% | 0%
|  |  | MIDWAY 11021482 | 0.057659 | 0 | 0.057659 | 0.0034962 | 0.039515 | 0.024659 | 5.167% | 58.39% | 36.44% | 0%
|  |  | PANOCHE 11013690 | 0.00040968 | 0 | 0.00040968 | 1.8295e-05 | 0.00026446 | 0.00018096 | 3.945% | 57.03% | 39.02% | 0%
|  |  | CHOLAME 2102X22 | 0.054982 | 0 | 0.054982 | 0.0018788 | 0.041074 | 0.02627 | 2.714% | 59.34% | 37.95% | 0%
|  |  | CORNING 11043304 | 0.027079 | 0 | 0.027079 | 0.0047662 | 0.020339 | 0.010148 | 13.52% | 57.69% | 28.79% | 0%
|  |  | MENDOTA 1102514238 | 0.12963 | 0 | 0.12963 | 0.0079633 | 0.089104 | 0.052148 | 5.337% | 59.71% | 34.95% | 0%
|  |  | REEDLEY 1104882458 | 0.039738 | 0 | 0.039738 | 0.0039552 | 0.025697 | 0.016178 | 8.63% | 56.07% | 35.3% | 0%
|  |  | CAPAY 11022264 | 0.031749 | 0 | 0.031749 | 0.0066068 | 0.022297 | 0.0099236 | 17.02% | 57.43% | 25.56% | 0%
|  |  | GANSO 1103635704 | 0.00057129 | 0 | 0.00057129 | 4.8798e-05 | 0.00036669 | 0.00023116 | 7.546% | 56.71% | 35.75% | 0%
|  |  | LLAGAS 2106XR146 | 0.054 | 0 | 0.054 | 0.0056673 | 0.040019 | 0.02317 | 8.23% | 58.12% | 33.65% | 0%
|  |  | CHARCA 11024769 | 0.0096744 | 0 | 0.0096744 | 0.00079755 | 0.0062001 | 0.0045241 | 6.922% | 53.81% | 39.27% | 0%
|  |  | SMYRNA 1102122328 | 0.10301 | 0 | 0.10301 | 0.006671 | 0.074111 | 0.041384 | 5.461% | 60.66% | 33.88% | 0%
|  |  | HAMMONDS 1104CB | 0.012973 | 0 | 0.012973 | 0.00047308 | 0.0094041 | 0.0048444 | 3.214% | 63.88% | 32.91% | 0%
|  |  | GANSO 110454276 | 0.018172 | 0 | 0.018172 | 0.0025658 | 0.011566 | 0.0064755 | 12.45% | 56.12% | 31.42% | 0%
|  |  | DELEVAN 1101CB | 0.00027156 | 0 | 0.00027156 | 2.6494e-05 | 0.00021757 | 0.00011054 | 7.472% | 61.36% | 31.17% | 0%
|  |  | CAL WATER 1103CB | 0.012053 | 0 | 0.012053 | 0.00080708 | 0.0091074 | 0.0057598 | 5.149% | 58.1% | 36.75% | 0%
|  |  | MIDDLE RIVER 110292188 | 0.024744 | 0 | 0.024744 | 0.0031286 | 0.018623 | 0.006665 | 11.01% | 65.54% | 23.45% | 0%
|  |  | COALINGA NO 1 11099210 | 0.0072871 | 0 | 0.0072871 | 0.00043564 | 0.0045913 | 0.0040879 | 4.779% | 50.37% | 44.85% | 0%
|  |  | SMYRNA 1102CB | 0.033721 | 0 | 0.033721 | 0.0018335 | 0.024231 | 0.012192 | 4.793% | 63.34% | 31.87% | 0%
|  |  | LINDEN 110111944 | 0.065683 | 0 | 0.065683 | 0.010048 | 0.044534 | 0.019766 | 13.51% | 59.9% | 26.59% | 0%
|  |  | PLAINFIELD 110512792 | 0.050126 | 0 | 0.050126 | 0.0056195 | 0.035536 | 0.015601 | 9.901% | 62.61% | 27.49% | 0%
|  |  | SCHINDLER 1110190384 | 0.0035142 | 0 | 0.0035142 | 0.0002822 | 0.0023499 | 0.0014655 | 6.887% | 57.35% | 35.76% | 0%
|  |  | COTTLE 17089860 | 0.065109 | 0 | 0.065109 | 0.0059122 | 0.036187 | 0.033945 | 7.775% | 47.59% | 44.64% | 0%
|  |  | SANTA MARIA 1112M148 | 0.0038087 | 0 | 0.0038087 | 0.00031181 | 0.0033363 | 0.0012995 | 6.302% | 67.43% | 26.27% | 0%
|  |  | EIGHT MILE 210614839 | 0.010454 | 0 | 0.010454 | 0.0010126 | 0.0077157 | 0.0031335 | 8.537% | 65.05% | 26.42% | 0%
|  |  | GRAND ISLAND 222418332 | 0.049934 | 0 | 0.049934 | 0.0053627 | 0.03933 | 0.012388 | 9.395% | 68.9% | 21.7% | 0%
|  |  | CHOLAME 210249414 | 0.0157 | 0 | 0.0157 | 0.00062397 | 0.0099463 | 0.0082346 | 3.318% | 52.89% | 43.79% | 0%
|  |  | MORGAN HILL 2105XR312 | 0.012998 | 0 | 0.012998 | 0.0022151 | 0.006885 | 0.0044084 | 16.4% | 50.97% | 32.63% | 0%
|  |  | DIVIDE 1101CB | 0.0067984 | 0 | 0.0067984 | 0.0012874 | 0.0061827 | 0.0013914 | 14.53% | 69.77% | 15.7% | 0%
|  |  | WATERLOO 11011375 | 0.018776 | 0 | 0.018776 | 0.0047477 | 0.011244 | 0.0052609 | 22.34% | 52.91% | 24.75% | 0%
|  |  | CHOLAME 2102X24 | 0.035968 | 0 | 0.035968 | 0.0014187 | 0.027086 | 0.018138 | 3.042% | 58.07% | 38.89% | 0%
|  |  | STONE CORRAL 1110CB | 0.019658 | 0 | 0.019658 | 0.0020787 | 0.013951 | 0.0088455 | 8.356% | 56.08% | 35.56% | 0%
|  |  | COLUMBUS 11054055 | 0.0060395 | 0 | 0.0060395 | 0.00053016 | 0.004428 | 0.002936 | 6.716% | 56.09% | 37.19% | 0%
|  |  | LOS OSITOS 21027592 | 0.078463 | 0 | 0.078463 | 0.0037674 | 0.068657 | 0.029623 | 3.692% | 67.28% | 29.03% | 0%
|  |  | WILSON 110348236 | 0.10506 | 0 | 0.10506 | 0.012201 | 0.076491 | 0.040551 | 9.441% | 59.18% | 31.38% | 0%
|  |  | BUTTE 1107551918 | 0.039911 | 0 | 0.039911 | 0.0097744 | 0.026538 | 0.013149 | 19.76% | 53.65% | 26.58% | 0%
|  |  | TUPMAN 11064890 | 0.0084519 | 0 | 0.0084519 | 0.00041788 | 0.0055439 | 0.003605 | 4.368% | 57.95% | 37.68% | 0%
|  |  | STONE CORRAL 11087592F | 0.019897 | 0 | 0.019897 | 0.0026538 | 0.014313 | 0.0083604 | 10.48% | 56.51% | 33.01% | 0%
|  |  | TUPMAN 110375380 | 0.021872 | 0 | 0.021872 | 0.001558 | 0.014121 | 0.009135 | 6.278% | 56.91% | 36.81% | 0%
|  |  | HOLLISTER 21044782 | 0.087719 | 0 | 0.087719 | 0.015806 | 0.061715 | 0.037004 | 13.8% | 53.89% | 32.31% | 0%
|  |  | BERRENDA C 0401CB | 8.0362e-05 | 0 | 8.0362e-05 | 4.644e-06 | 7.1492e-05 | 2.8946e-05 | 4.419% | 68.03% | 27.55% | 0%
|  |  | CHARCA 11034333 | 0.015995 | 0 | 0.015995 | 0.0016773 | 0.0099672 | 0.0066727 | 9.157% | 54.41% | 36.43% | 0%
|  |  | TUPMAN 11064981 | 0.04502 | 0 | 0.04502 | 0.0023809 | 0.028699 | 0.020107 | 4.651% | 56.07% | 39.28% | 0%
|  |  | EL CAPITAN 110354922 | 0.00032112 | 0 | 0.00032112 | 2.3332e-05 | 0.00023198 | 0.00010817 | 6.419% | 63.82% | 29.76% | 0%
|  |  | EDENVALE 210589634 | 0.0075461 | 0 | 0.0075461 | 0.0011904 | 0.0054004 | 0.0032766 | 12.06% | 54.73% | 33.21% | 0%
|  |  | LINDEN 11042456 | 0.080416 | 0 | 0.080416 | 0.013455 | 0.055715 | 0.026143 | 14.12% | 58.45% | 27.43% | 0%
|  |  | CORNING 11041706 | 0.088887 | 0 | 0.088887 | 0.019339 | 0.067467 | 0.028286 | 16.8% | 58.62% | 24.58% | 0%
|  |  | EL NIDO 1102840410 | 0.034434 | 0 | 0.034434 | 0.0020701 | 0.024769 | 0.012137 | 5.311% | 63.55% | 31.14% | 0%
|  |  | HOLLISTER 210228421 | 0.0042888 | 0 | 0.0042888 | 0.00077162 | 0.0032006 | 0.0015076 | 14.08% | 58.41% | 27.51% | 0%
|  |  | LOGAN CREEK 21022428 | 0.11676 | 0 | 0.11676 | 0.012539 | 0.076269 | 0.057686 | 8.56% | 52.06% | 39.38% | 0%
|  |  | PRUNEDALE 110725695 | 0.0077564 | 0 | 0.0077564 | 0.0014758 | 0.0063261 | 0.0023405 | 14.55% | 62.37% | 23.08% | 0%
|  |  | SANTA MARIA 1112M74 | 0.00071845 | 0 | 0.00071845 | 6.8041e-05 | 0.00060634 | 0.00026507 | 7.243% | 64.54% | 28.22% | 0%
|  |  | MC ARTHUR 110138998 | 0.01815 | 0.10494 | 0.12309 | 0.0013599 | 0.010745 | 0.0051254 | 1.164% | 9.196% | 4.386% | 85.25%
|  |  | TEMPLETON 2109R74 | 0.013088 | 0 | 0.013088 | 0.00074924 | 0.01105 | 0.0053146 | 4.378% | 64.57% | 31.05% | 0%
|  |  | ANGIOLA 11038680 | 0.026185 | 0 | 0.026185 | 0.0012172 | 0.016467 | 0.012397 | 4.046% | 54.74% | 41.21% | 0%
|  |  | EL CAPITAN 1103182416 | 0.010448 | 0 | 0.010448 | 0.00086349 | 0.0072457 | 0.0037175 | 7.301% | 61.27% | 31.43% | 0%
|  |  | STONE CORRAL 111048350 | 0.017647 | 0 | 0.017647 | 0.0014687 | 0.011825 | 0.0079102 | 6.927% | 55.77% | 37.31% | 0%
|  |  | PLEASANT GROVE 21106128 | 0.033781 | 0 | 0.033781 | 0.0060677 | 0.024344 | 0.013439 | 13.84% | 55.52% | 30.65% | 0%
|  |  | STOREY 1108191286 | 0.018403 | 0 | 0.018403 | 0.0022252 | 0.012162 | 0.0064428 | 10.68% | 58.39% | 30.93% | 0%
|  |  | ARBUCKLE 11044508 | 0.13781 | 0 | 0.13781 | 0.019689 | 0.10467 | 0.050295 | 11.27% | 59.93% | 28.8% | 0%
|  |  | EL CAPITAN 110311820 | 0.023743 | 0 | 0.023743 | 0.00309 | 0.016836 | 0.0087932 | 10.76% | 58.62% | 30.62% | 0%
|  |  | SAN ARDO 11027066 | 0.019183 | 0 | 0.019183 | 0.0011705 | 0.016393 | 0.0075206 | 4.666% | 65.35% | 29.98% | 0%
|  |  | MADISON 21019512 | 0.032777 | 0 | 0.032777 | 0.0036805 | 0.023869 | 0.013836 | 8.893% | 57.67% | 33.43% | 0%
|  |  | FAMOSO 1102CB | 0.070297 | 0 | 0.070297 | 0.0055923 | 0.04688 | 0.027277 | 7.012% | 58.78% | 34.2% | 0%
|  |  | DUNNIGAN 11014706 | 0.027379 | 0 | 0.027379 | 0.0029484 | 0.020388 | 0.011427 | 8.481% | 58.65% | 32.87% | 0%
|  |  | ZAMORA 110723472 | 0.049882 | 0 | 0.049882 | 0.0060187 | 0.039139 | 0.017848 | 9.553% | 62.12% | 28.33% | 0%
|  |  | KERMAN 110447386 | 0.049256 | 0 | 0.049256 | 0.0026715 | 0.032666 | 0.02091 | 4.75% | 58.08% | 37.17% | 0%
|  |  | LOCKEFORD 21024484 | 5.2893e-05 | 0 | 5.2893e-05 | 5.972e-06 | 3.154e-05 | 2.2358e-05 | 9.975% | 52.68% | 37.34% | 0%
|  |  | ORO LOMA 11089770 | 0.05201 | 0 | 0.05201 | 0.0031351 | 0.035512 | 0.020615 | 5.29% | 59.92% | 34.79% | 0%
|  |  | ELK HILLS 11044306 | 0.066939 | 0 | 0.066939 | 0.0048597 | 0.051466 | 0.030769 | 5.58% | 59.09% | 35.33% | 0%
|  |  | PANOCHE 11023460 | 0.015275 | 0 | 0.015275 | 0.00074946 | 0.010518 | 0.007131 | 4.073% | 57.17% | 38.76% | 0%
|  |  | DAIRYLAND 111254694 | 0.06316 | 0 | 0.06316 | 0.0038342 | 0.043916 | 0.023816 | 5.357% | 61.36% | 33.28% | 0%
|  |  | STOREY 1108239026 | 0.00071211 | 0 | 0.00071211 | 0.00021614 | 0.00037499 | 0.00021493 | 26.81% | 46.52% | 26.66% | 0%
|  |  | SAN MIGUEL 1104R58 | 0.040426 | 0 | 0.040426 | 0.0026849 | 0.019614 | 0.0093701 | 8.478% | 61.93% | 29.59% | 0%
|  |  | PANOCHE 1101CB | 0.022164 | 0 | 0.022164 | 0.00080354 | 0.015465 | 0.0094027 | 3.13% | 60.24% | 36.63% | 0%
|  |  | WILSON 1102332156 | 0.040179 | 0 | 0.040179 | 0.0047019 | 0.027363 | 0.015461 | 9.893% | 57.58% | 32.53% | 0%
|  |  | ATWATER 11027160 | 0.063179 | 0 | 0.063179 | 0.0047918 | 0.044438 | 0.022376 | 6.692% | 62.06% | 31.25% | 0%
|  |  | COTTLE 17033292 | 0.065542 | 0 | 0.065542 | 0.0055478 | 0.035823 | 0.033276 | 7.432% | 47.99% | 44.58% | 0%
|  |  | PANOCHE 11023700 | 0.021006 | 0 | 0.021006 | 0.00073218 | 0.015614 | 0.0083031 | 2.97% | 63.34% | 33.69% | 0%
|  |  | LOGAN CREEK 210237316 | 0.035678 | 0 | 0.035678 | 0.0032718 | 0.024676 | 0.017348 | 7.223% | 54.48% | 38.3% | 0%
|  |  | CORCORAN 11048150 | 0.019531 | 0 | 0.019531 | 0.0012136 | 0.012351 | 0.0085425 | 5.489% | 55.87% | 38.64% | 0%
|  |  | TUDOR 11011236 | 0.0241 | 0 | 0.0241 | 0.0034813 | 0.017316 | 0.0064816 | 12.76% | 63.48% | 23.76% | 0%
|  |  | GANSO 1103CB | 0.051215 | 0 | 0.051215 | 0.0032151 | 0.03408 | 0.020823 | 5.532% | 58.64% | 35.83% | 0%
|  |  | NORCO 1101309854 | 0.014239 | 0 | 0.014239 | 0.00096558 | 0.008416 | 0.007131 | 5.848% | 50.97% | 43.19% | 0%
|  |  | REEDLEY 11127919F | 0.017209 | 0 | 0.017209 | 0.0021287 | 0.012252 | 0.0074971 | 9.73% | 56% | 34.27% | 0%
|  |  | PASO ROBLES 1103P08 | 0.0073968 | 0 | 0.0073968 | 0.0014197 | 0.0057199 | 0.0025326 | 14.68% | 59.14% | 26.18% | 0%
|  |  | STOREY 11095140 | 0.062602 | 0 | 0.062602 | 0.0083611 | 0.040834 | 0.022577 | 11.65% | 56.89% | 31.46% | 0%
|  |  | TYLER 11041522 | 0.029868 | 0 | 0.029868 | 0.0059495 | 0.022243 | 0.010629 | 15.33% | 57.3% | 27.38% | 0%
|  |  | ARBUCKLE 110195678 | 0.020808 | 0 | 0.020808 | 0.0029133 | 0.015392 | 0.0079693 | 11.09% | 58.58% | 30.33% | 0%
|  |  | DELEVAN 1102CB | 0.00033986 | 0 | 0.00033986 | 3.3267e-05 | 0.00025963 | 0.00015092 | 7.496% | 58.5% | 34.01% | 0%
|  |  | WHEELER RIDGE 110170228 | 0.016742 | 0 | 0.016742 | 0.00090831 | 0.011744 | 0.0075124 | 4.504% | 58.24% | 37.25% | 0%
|  |  | ARBUCKLE 1104499738 | 0.016299 | 0 | 0.016299 | 0.0016888 | 0.010726 | 0.0062468 | 9.05% | 57.48% | 33.47% | 0%
|  |  | COTATI 1103310 | 0.035341 | 0 | 0.035341 | 0.009312 | 0.020238 | 0.0058597 | 26.3% | 57.15% | 16.55% | 0%
|  |  | KINGSBURG 1110CB | 0.010926 | 0 | 0.010926 | 0.00084219 | 0.0074776 | 0.0040479 | 6.81% | 60.46% | 32.73% | 0%
|  |  | BUENA VISTA 1102555392 | 0.0082174 | 0 | 0.0082174 | 0.00068874 | 0.0069613 | 0.0030942 | 6.41% | 64.79% | 28.8% | 0%
|  |  | CHARCA 11034618 | 0.045325 | 0 | 0.045325 | 0.0041455 | 0.029488 | 0.017923 | 8.041% | 57.2% | 34.76% | 0%
|  |  | PIPER BANK 0401CB | 0.0034274 | 0 | 0.0034274 | 0.00062559 | 0.0026817 | 0.00060039 | 16.01% | 68.63% | 15.36% | 0%
|  |  | GERBER 11023771 | 0.03232 | 0 | 0.03232 | 0.0047263 | 0.024688 | 0.012418 | 11.3% | 59.02% | 29.69% | 0%
|  |  | HAMMONDS 1101CB | 0.0072248 | 0 | 0.0072248 | 0.00028164 | 0.0051851 | 0.0028819 | 3.373% | 62.11% | 34.52% | 0%
|  |  | SANTA YNEZ 1104564710 | 0.0014839 | 0 | 0.0014839 | 0.00050679 | 0.0010485 | 0.00038506 | 26.12% | 54.04% | 19.84% | 0%
|  |  | COTTLE 170194082 | 0.044293 | 0 | 0.044293 | 0.0071304 | 0.02463 | 0.021552 | 13.37% | 46.2% | 40.43% | 0%
|  |  | WEEDPATCH 110613390 | 0.014287 | 0 | 0.014287 | 0.0012691 | 0.0088743 | 0.006028 | 7.848% | 54.88% | 37.28% | 0%
|  |  | SMYRNA 1101CB | 0.065821 | 0 | 0.065821 | 0.0041387 | 0.050429 | 0.023938 | 5.272% | 64.24% | 30.49% | 0%
|  |  | WESTLEY 11038640 | 0.062868 | 0 | 0.062868 | 0.005723 | 0.042168 | 0.023549 | 8.011% | 59.03% | 32.96% | 0%
|  |  | GOOSE LAKE 11063290 | 0.043682 | 0 | 0.043682 | 0.0031934 | 0.028347 | 0.019094 | 6.307% | 55.98% | 37.71% | 0%
|  |  | DEVILS DEN 1102460850 | 0.035975 | 0 | 0.035975 | 0.0017271 | 0.024448 | 0.017348 | 3.968% | 56.17% | 39.86% | 0%
|  |  | CORCORAN 111677788 | 0.045125 | 0 | 0.045125 | 0.0027287 | 0.032965 | 0.015911 | 5.288% | 63.88% | 30.83% | 0%
|  |  | RIVERBANK 171499660 | 0.011572 | 0 | 0.011572 | 0.00086592 | 0.0066574 | 0.0056594 | 6.569% | 50.5% | 42.93% | 0%
|  |  | ANTELOPE 1101CB | 0.016788 | 0 | 0.016788 | 0.00068889 | 0.010482 | 0.0086563 | 3.475% | 52.87% | 43.66% | 0%
|  |  | EL PECO 110511700 | 0.08301 | 0 | 0.08301 | 0.0043199 | 0.057576 | 0.032964 | 4.554% | 60.7% | 34.75% | 0%
|  |  | ORO LOMA 1116CB | 0.022614 | 0 | 0.022614 | 0.0011877 | 0.015806 | 0.0087914 | 4.606% | 61.3% | 34.09% | 0%
|  |  | PANOCHE 110110480 | 0.00023277 | 0 | 0.00023277 | 9.3323e-06 | 0.00019168 | 0.00010336 | 3.066% | 62.98% | 33.96% | 0%
|  |  | ORO LOMA 111711020 | 0.04573 | 0 | 0.04573 | 0.0022005 | 0.032592 | 0.017991 | 4.169% | 61.75% | 34.08% | 0%
|  |  | REEDLEY 11127917F | 0.011961 | 0 | 0.011961 | 0.0015628 | 0.0081417 | 0.0055938 | 10.22% | 53.22% | 36.56% | 0%
|  |  | PLAINFIELD 11019323 | 0.0049014 | 0 | 0.0049014 | 0.00082249 | 0.0032988 | 0.0015772 | 14.43% | 57.89% | 27.68% | 0%
|  |  | MC MULLIN 11056720 | 0.024946 | 0 | 0.024946 | 0.0014193 | 0.016107 | 0.010711 | 5.027% | 57.04% | 37.93% | 0%
|  |  | TULARE LAKE 1104884818 | 0.010159 | 0 | 0.010159 | 0.0005623 | 0.0080671 | 0.0046468 | 4.235% | 60.76% | 35% | 0%
|  |  | LINDEN 11033042 | 0.039856 | 0 | 0.039856 | 0.010216 | 0.025008 | 0.0098908 | 22.64% | 55.43% | 21.92% | 0%
|  |  | CORCORAN 1116472331 | 0.05334 | 0 | 0.05334 | 0.0031529 | 0.03309 | 0.024467 | 5.193% | 54.51% | 40.3% | 0%
|  |  | LINCOLN 11042308 | 0.044693 | 0 | 0.044693 | 0.017193 | 0.028506 | 0.012743 | 29.42% | 48.78% | 21.8% | 0%
|  |  | KINGSBURG 11117090 | 0.035561 | 0 | 0.035561 | 0.003456 | 0.021946 | 0.014942 | 8.566% | 54.4% | 37.04% | 0%
|  |  | LOS COCHES 110275272 | 0.040279 | 0 | 0.040279 | 0.0014541 | 0.039023 | 0.011207 | 2.814% | 75.5% | 21.68% | 0%
|  |  | RUSSELL (SMUD) 2101CB | 0.00036259 | 0 | 0.00036259 | 2.4288e-05 | 0.0002952 | 9.8973e-05 | 5.804% | 70.54% | 23.65% | 0%
|  |  | PASO ROBLES 1106CB | 0.016375 | 0 | 0.016375 | 0.002486 | 0.012933 | 0.006111 | 11.55% | 60.07% | 28.38% | 0%
|  |  | GOOSE LAKE 1103CB | 0.07998 | 0 | 0.07998 | 0.0053141 | 0.055638 | 0.031202 | 5.767% | 60.37% | 33.86% | 0%
|  |  | COLUSA 11013557 | 0.0082756 | 0 | 0.0082756 | 0.0014144 | 0.0057365 | 0.0022164 | 15.1% | 61.24% | 23.66% | 0%
|  |  | SAN ARDO 110294020 | 0.019381 | 0 | 0.019381 | 0.001006 | 0.017369 | 0.0069672 | 3.97% | 68.54% | 27.49% | 0%
|  |  | WOODLAND 11139422 | 0.031418 | 0 | 0.031418 | 0.0031681 | 0.021917 | 0.010477 | 8.909% | 61.63% | 29.46% | 0%
|  |  | SAN ARDO 110291894 | 0.037214 | 0 | 0.037214 | 0.0037702 | 0.030241 | 0.014084 | 7.839% | 62.88% | 29.28% | 0%
|  |  | LINCOLN 11051276 | 0.019925 | 0 | 0.019925 | 0.0038142 | 0.013862 | 0.0079764 | 14.87% | 54.04% | 31.09% | 0%
|  |  | CARUTHERS 11056300 | 0.014965 | 0 | 0.014965 | 0.00084346 | 0.010388 | 0.0057067 | 4.98% | 61.33% | 33.69% | 0%
|  |  | HOLLISTER 210542224 | 0.017939 | 0 | 0.017939 | 0.0024877 | 0.012385 | 0.0067538 | 11.5% | 57.27% | 31.23% | 0%
|  |  | NEWHALL 1111408296 | 0.091125 | 0 | 0.091125 | 0.0042199 | 0.064031 | 0.03504 | 4.085% | 61.99% | 33.92% | 0%
|  |  | BUTTE 11072434 | 0.029005 | 0 | 0.029005 | 0.0049196 | 0.020985 | 0.0094364 | 13.92% | 59.38% | 26.7% | 0%
|  |  | TUPMAN 1105CB | 0.020501 | 0 | 0.020501 | 0.001056 | 0.013784 | 0.008365 | 4.551% | 59.4% | 36.05% | 0%
|  |  | VALLEY HOME 17031558 | 0.10074 | 0 | 0.10074 | 0.011718 | 0.058979 | 0.054704 | 9.344% | 47.03% | 43.62% | 0%
|  |  | ANGIOLA 11038530 | 0.022198 | 0 | 0.022198 | 0.0012758 | 0.015925 | 0.0080159 | 5.059% | 63.15% | 31.79% | 0%
|  |  | DIXON 11038202 | 0.066314 | 0 | 0.066314 | 0.0068878 | 0.049752 | 0.018677 | 9.145% | 66.06% | 24.8% | 0%
|  |  | FOOTHILL 1101645910 | 0.0074644 | 0 | 0.0074644 | 0.00089288 | 0.0053819 | 0.0034858 | 9.148% | 55.14% | 35.71% | 0%
|  |  | CORTINA 110130262 | 0.053831 | 0 | 0.053831 | 0.0056685 | 0.037982 | 0.020712 | 8.807% | 59.01% | 32.18% | 0%
|  |  | VINA 11011570 | 0.061588 | 0.068189 | 0.12978 | 0.012204 | 0.046147 | 0.021276 | 7.274% | 27.5% | 12.68% | 52.54%
|  |  | COLUMBUS 11093953 | 0.00074193 | 0 | 0.00074193 | 0.00015457 | 0.00069437 | 0.00016853 | 15.19% | 68.24% | 16.56% | 0%
|  |  | DAIRYLAND 111168650 | 0.012326 | 0 | 0.012326 | 0.0009619 | 0.0090018 | 0.0039888 | 6.894% | 64.52% | 28.59% | 0%
|  |  | WYANDOTTE 11021502 | 0.044411 | 0 | 0.044411 | 0.0088603 | 0.030698 | 0.018138 | 15.36% | 53.21% | 31.44% | 0%
|  |  | STOREY 11086460 | 0.050696 | 0 | 0.050696 | 0.010162 | 0.036615 | 0.019158 | 15.41% | 55.53% | 29.06% | 0%
|  |  | CATLETT 110237358 | 0.056462 | 0 | 0.056462 | 0.010441 | 0.042703 | 0.019727 | 14.33% | 58.6% | 27.07% | 0%
|  |  | NEW HOPE 11021286 | 0.023372 | 0 | 0.023372 | 0.0024748 | 0.017135 | 0.0069547 | 9.316% | 64.5% | 26.18% | 0%
|  |  | KERN OIL 11043843 | 0.02006 | 0 | 0.02006 | 0.0011686 | 0.015665 | 0.008128 | 4.682% | 62.76% | 32.56% | 0%
|  |  | MADISON 1105961978 | 0.0198 | 0 | 0.0198 | 0.0019469 | 0.014826 | 0.0086098 | 7.67% | 58.41% | 33.92% | 0%
|  |  | SEMITROPIC 11064553 | 0.054645 | 0 | 0.054645 | 0.0032359 | 0.03665 | 0.021967 | 5.232% | 59.25% | 35.52% | 0%
|  |  | MC ARTHUR 110153120 | 0.022163 | 0.26376 | 0.28592 | 0.0028826 | 0.016648 | 0.0063774 | 0.8624% | 4.981% | 1.908% | 92.25%
|  |  | HAMMONDS 11043660 | 0.062087 | 0 | 0.062087 | 0.0028052 | 0.04224 | 0.025341 | 3.985% | 60.01% | 36% | 0%
|  |  | KING CITY 110699446 | 0.014953 | 0 | 0.014953 | 0.00083382 | 0.012983 | 0.0057362 | 4.264% | 66.4% | 29.34% | 0%
|  |  | GIFFEN 11029140 | 0.044659 | 0 | 0.044659 | 0.0022338 | 0.03147 | 0.020369 | 4.131% | 58.2% | 37.67% | 0%
|  |  | GANSO 11033217 | 0.033016 | 0 | 0.033016 | 0.0021461 | 0.021879 | 0.013347 | 5.743% | 58.54% | 35.71% | 0%
|  |  | EAST MARYSVILLE 1108900690 | 0.092126 | 0 | 0.092126 | 0.016694 | 0.066896 | 0.034148 | 14.18% | 56.82% | 29% | 0%
|  |  | WHEATLAND 11041348 | 0.025927 | 0 | 0.025927 | 0.0069151 | 0.017873 | 0.0088689 | 20.55% | 53.1% | 26.35% | 0%
|  |  | RICE 11033106 | 0.092426 | 0 | 0.092426 | 0.012734 | 0.067276 | 0.024874 | 12.14% | 64.14% | 23.72% | 0%
|  |  | VINA 11012681 | 0.010274 | 0.021533 | 0.031808 | 0.0032591 | 0.0070264 | 0.003145 | 7.838% | 16.9% | 7.564% | 67.7%
|  |  | NEWBURG 11313446 | 0.022472 | 0.14065 | 0.16312 | 0.0078244 | 0.016613 | 0.0049879 | 3.663% | 7.778% | 2.335% | 86.22%
|  |  | RUSSELL (SMUD) 210141212 | 0.010633 | 0 | 0.010633 | 0.00093755 | 0.0094607 | 0.0033277 | 6.83% | 68.93% | 24.24% | 0%
|  |  | KETTLEMAN HILLS 11019180 | 0.025695 | 0 | 0.025695 | 0.0012391 | 0.019971 | 0.011788 | 3.755% | 60.52% | 35.72% | 0%
|  |  | HAMMONDS 11043670 | 0.089033 | 0 | 0.089033 | 0.003879 | 0.061745 | 0.036008 | 3.817% | 60.75% | 35.43% | 0%
|  |  | KING CITY 11047092 | 0.041407 | 0 | 0.041407 | 0.0021118 | 0.037459 | 0.014146 | 3.931% | 69.73% | 26.33% | 0%
|  |  | BLACKWELL 11024745 | 0.022305 | 0 | 0.022305 | 0.00086328 | 0.015763 | 0.010112 | 3.229% | 58.95% | 37.82% | 0%
|  |  | RAINBOW 1106R1500 | 0.043115 | 0 | 0.043115 | 0.008172 | 0.029384 | 0.015181 | 15.5% | 55.72% | 28.79% | 0%
|  |  | SANTA NELLA 11013680 | 0.021612 | 0 | 0.021612 | 0.00094765 | 0.017244 | 0.0095973 | 3.41% | 62.05% | 34.54% | 0%
|  |  | PLAINFIELD 1105907648 | 0.024461 | 0 | 0.024461 | 0.0029212 | 0.016898 | 0.0080656 | 10.48% | 60.6% | 28.92% | 0%
|  |  | GUERNSEY 1106184691 | 0.027341 | 0 | 0.027341 | 0.0018344 | 0.017664 | 0.011449 | 5.927% | 57.08% | 37% | 0%
|  |  | COTTLE 1701246168 | 0.052721 | 0 | 0.052721 | 0.014119 | 0.029962 | 0.02443 | 20.61% | 43.73% | 35.66% | 0%
|  |  | KING CITY 11067032 | 0.081708 | 0 | 0.081708 | 0.0036273 | 0.070927 | 0.032229 | 3.397% | 66.42% | 30.18% | 0%
|  |  | COPPERMINE 110438474 | 0.036171 | 0 | 0.036171 | 0.0043225 | 0.024637 | 0.014994 | 9.834% | 56.05% | 34.11% | 0%
|  |  | CHOLAME 2102X20 | 0.032788 | 0 | 0.032788 | 0.0011246 | 0.021429 | 0.018719 | 2.725% | 51.92% | 45.35% | 0%
|  |  | WYANDOTTE 1106304014 | 0.010483 | 0 | 0.010483 | 0.0026087 | 0.0069214 | 0.0039961 | 19.29% | 51.17% | 29.54% | 0%
|  |  | LE GRAND 1106761734 | 0.0066447 | 0 | 0.0066447 | 0.0004582 | 0.0049972 | 0.0020659 | 6.092% | 66.44% | 27.47% | 0%
|  |  | SAN ARDO 11027000 | 0.033258 | 0 | 0.033258 | 0.0017952 | 0.030469 | 0.010981 | 4.151% | 70.46% | 25.39% | 0%
|  |  | NEWHALL 11119800 | 0.046353 | 0 | 0.046353 | 0.003043 | 0.031899 | 0.01758 | 5.794% | 60.73% | 33.47% | 0%
|  |  | SMYRNA 110578536 | 0.016684 | 0 | 0.016684 | 0.0010204 | 0.010964 | 0.006901 | 5.403% | 58.05% | 36.54% | 0%
|  |  | GRAND ISLAND 222418122 | 0.027303 | 0 | 0.027303 | 0.002772 | 0.022242 | 0.0058916 | 8.969% | 71.97% | 19.06% | 0%
|  |  | MOLINO 110313219 | 0.0045865 | 0 | 0.0045865 | 0.0013031 | 0.0032768 | 0.0013871 | 21.84% | 54.92% | 23.25% | 0%
|  |  | COALINGA NO 2 11069150 | 0.020781 | 0 | 0.020781 | 0.0011585 | 0.015318 | 0.010685 | 4.265% | 56.4% | 39.34% | 0%
|  |  | TULARE LAKE 110693686 | 0.0032494 | 0 | 0.0032494 | 0.00023103 | 0.0021672 | 0.0016244 | 5.743% | 53.88% | 40.38% | 0%
|  |  | GUERNSEY 1101491366 | 0.0021028 | 0 | 0.0021028 | 0.00011564 | 0.0014434 | 0.00082122 | 4.858% | 60.64% | 34.5% | 0%
|  |  | DAIRYLAND 11129830 | 0.023796 | 0 | 0.023796 | 0.0012153 | 0.016847 | 0.0088726 | 4.512% | 62.55% | 32.94% | 0%
|  |  | DEVILS DEN 1102CB | 0.04313 | 0 | 0.04313 | 0.0021218 | 0.03031 | 0.022588 | 3.856% | 55.09% | 41.05% | 0%
|  |  | BIOLA 1103R2666 | 0.078277 | 0 | 0.078277 | 0.005081 | 0.052939 | 0.032131 | 5.636% | 58.72% | 35.64% | 0%
|  |  | CROWS LANDING 110164846 | 0.025267 | 0 | 0.025267 | 0.0016988 | 0.019292 | 0.010378 | 5.415% | 61.5% | 33.08% | 0%
|  |  | CARBONA 110446431 | 0.031911 | 0 | 0.031911 | 0.0021914 | 0.024281 | 0.012713 | 5.592% | 61.97% | 32.44% | 0%
|  |  | WESTLEY 11039010 | 0.048965 | 0 | 0.048965 | 0.0034602 | 0.038506 | 0.019986 | 5.585% | 62.15% | 32.26% | 0%
|  |  | GUSTINE 11011524 | 0.046509 | 0 | 0.046509 | 0.003683 | 0.032068 | 0.01821 | 6.825% | 59.43% | 33.75% | 0%
|  |  | GLENN 1101546764 | 0.038763 | 0 | 0.038763 | 0.0067426 | 0.030181 | 0.013649 | 13.33% | 59.68% | 26.99% | 0%
|  |  | DUNNIGAN 110130004 | 0.033962 | 0 | 0.033962 | 0.0034705 | 0.023606 | 0.011365 | 9.028% | 61.41% | 29.56% | 0%
|  |  | CAPAY 1102575698 | 0.008339 | 0 | 0.008339 | 0.0010088 | 0.0066235 | 0.0028563 | 9.618% | 63.15% | 27.23% | 0%
|  |  | MC FARLAND 1104956589 | 0.0040962 | 0 | 0.0040962 | 0.00024527 | 0.002872 | 0.0015193 | 5.29% | 61.94% | 32.77% | 0%
|  |  | CANTUA 1102CB | 0.039332 | 0 | 0.039332 | 0.0022942 | 0.029205 | 0.018477 | 4.591% | 58.44% | 36.97% | 0%
|  |  | MARINA (F) 1101CB | 0.0025786 | 0 | 0.0025786 | 0.00039994 | 0.0035858 | 0.00027095 | 9.395% | 84.24% | 6.365% | 0%
|  |  | HONCUT 110137322 | 0.04935 | 0 | 0.04935 | 0.011422 | 0.035295 | 0.016455 | 18.08% | 55.87% | 26.05% | 0%
|  |  | ORO LOMA 11163983 | 0.012112 | 0 | 0.012112 | 0.00075806 | 0.0079913 | 0.0049865 | 5.519% | 58.18% | 36.3% | 0%
|  |  | MC FARLAND 1104950506 | 0.012639 | 0 | 0.012639 | 0.00080822 | 0.0087052 | 0.0052084 | 5.49% | 59.13% | 35.38% | 0%
|  |  | PASO ROBLES 110355374 | 0.0043068 | 0 | 0.0043068 | 0.00086875 | 0.0036547 | 0.0013241 | 14.86% | 62.5% | 22.64% | 0%
|  |  | PANOCHE 110211830 | 0.01814 | 0 | 0.01814 | 0.00059753 | 0.014401 | 0.0078627 | 2.614% | 62.99% | 34.39% | 0%
|  |  | REEDLEY 11067260 | 0.046034 | 0 | 0.046034 | 0.0058949 | 0.034768 | 0.018537 | 9.958% | 58.73% | 31.31% | 0%
|  |  | LIVINGSTON 110190010 | 0.01069 | 0 | 0.01069 | 0.00070129 | 0.0078288 | 0.0036235 | 5.77% | 64.42% | 29.81% | 0%
|  |  | WYANDOTTE 11061512 | 0.060451 | 0 | 0.060451 | 0.012932 | 0.039269 | 0.025574 | 16.63% | 50.49% | 32.88% | 0%
|  |  | MC MULLIN 1106498152 | 0.00022206 | 0 | 0.00022206 | 1.6067e-05 | 0.00013853 | 9.6751e-05 | 6.392% | 55.12% | 38.49% | 0%
|  |  | RIO BRAVO 11067273 | 0.021211 | 0 | 0.021211 | 0.0022267 | 0.013388 | 0.0084624 | 9.248% | 55.6% | 35.15% | 0%
|  |  | WILLIAMS 110230232 | 0.056707 | 0 | 0.056707 | 0.0058333 | 0.041195 | 0.021579 | 8.503% | 60.04% | 31.45% | 0%
|  |  | CORDELIA 110448536 | 0.06929 | 0 | 0.06929 | 0.0075231 | 0.058106 | 0.024453 | 8.351% | 64.5% | 27.15% | 0%
|  |  | KERN OIL 11063301 | 0.073076 | 0 | 0.073076 | 0.0081054 | 0.053008 | 0.033547 | 8.563% | 56% | 35.44% | 0%
|  |  | SMYRNA 1105488088 | 0.0053216 | 0 | 0.0053216 | 0.00042438 | 0.0033245 | 0.0024172 | 6.882% | 53.92% | 39.2% | 0%
|  |  | LIVE OAK 11041300 | 0.093001 | 0 | 0.093001 | 0.017136 | 0.064334 | 0.031313 | 15.19% | 57.04% | 27.76% | 0%
|  |  | COTATI 1103252 | 0.015992 | 0 | 0.015992 | 0.0034917 | 0.014667 | 0.0027114 | 16.73% | 70.28% | 12.99% | 0%
|  |  | FELLOWS 2104274456 | 0.04698 | 0 | 0.04698 | 0.0020345 | 0.035955 | 0.019704 | 3.526% | 62.32% | 34.15% | 0%
|  |  | ANGIOLA 11038140 | 0.041955 | 0 | 0.041955 | 0.0022622 | 0.031259 | 0.015512 | 4.614% | 63.75% | 31.64% | 0%
|  |  | LIVINGSTON 110155936 | 0.0087179 | 0 | 0.0087179 | 0.0008827 | 0.0056984 | 0.0032869 | 8.945% | 57.75% | 33.31% | 0%
|  |  | HONCUT 11026130 | 0.047786 | 0 | 0.047786 | 0.014584 | 0.034203 | 0.01364 | 23.36% | 54.79% | 21.85% | 0%
|  |  | GLENN 110137496 | 0.05485 | 0 | 0.05485 | 0.010069 | 0.041025 | 0.019859 | 14.19% | 57.82% | 27.99% | 0%
|  |  | COTTLE 17028100 | 0.029479 | 0 | 0.029479 | 0.0045778 | 0.015792 | 0.014013 | 13.31% | 45.93% | 40.75% | 0%
|  |  | SF J 0407CB | 0.00021947 | 0 | 0.00021947 | 9.9527e-06 | 0.00029652 | 5.5812e-05 | 2.747% | 81.85% | 15.41% | 0%
|  |  | CORDELIA 11048772 | 0.077791 | 0 | 0.077791 | 0.0083477 | 0.06769 | 0.025012 | 8.261% | 66.99% | 24.75% | 0%
|  |  | JACINTO 11012460 | 0.026531 | 0 | 0.026531 | 0.0066464 | 0.017837 | 0.0082972 | 20.28% | 54.41% | 25.31% | 0%
|  |  | CHOWCHILLA 110483552 | 0.030187 | 0 | 0.030187 | 0.0030847 | 0.020351 | 0.010734 | 9.028% | 59.56% | 31.41% | 0%
|  |  | CARNERAS 11031584 | 0.025261 | 0 | 0.025261 | 0.0010607 | 0.020108 | 0.011627 | 3.234% | 61.31% | 35.45% | 0%
|  |  | KINGSBURG 111629517 | 0.056098 | 0 | 0.056098 | 0.0040667 | 0.037272 | 0.022561 | 6.364% | 58.33% | 35.31% | 0%
|  |  | CHOWCHILLA 110286280 | 0.035895 | 0 | 0.035895 | 0.0029676 | 0.024694 | 0.01302 | 7.295% | 60.7% | 32.01% | 0%
|  |  | TWISSELMAN 21051139 | 0.079685 | 0 | 0.079685 | 0.005051 | 0.056338 | 0.034788 | 5.252% | 58.58% | 36.17% | 0%
|  |  | DAIRYLAND 1113406044 | 0.010845 | 0 | 0.010845 | 0.00102 | 0.0073777 | 0.0038778 | 8.309% | 60.1% | 31.59% | 0%
|  |  | TEVIS 21011007 | 0.013386 | 0 | 0.013386 | 0.00079321 | 0.008923 | 0.0054362 | 5.235% | 58.89% | 35.88% | 0%
|  |  | TULARE LAKE 1106565102 | 0.010705 | 0 | 0.010705 | 0.00076037 | 0.0079127 | 0.0047706 | 5.656% | 58.86% | 35.49% | 0%
|  |  | EL NIDO 110441394 | 0.053987 | 0 | 0.053987 | 0.0037128 | 0.039799 | 0.017768 | 6.059% | 64.95% | 28.99% | 0%
|  |  | OAKLAND J 1112CR274 | 0.0013485 | 0 | 0.0013485 | 3.3883e-05 | 0.0016341 | 0.00040389 | 1.635% | 78.87% | 19.49% | 0%
|  |  | CHOLAME 1101CB | 0.031661 | 0 | 0.031661 | 0.0018071 | 0.026518 | 0.012834 | 4.39% | 64.43% | 31.18% | 0%
|  |  | MORMON 110296462 | 0.028548 | 0 | 0.028548 | 0.0060487 | 0.017955 | 0.0083436 | 18.7% | 55.51% | 25.79% | 0%
|  |  | TEMPLETON 2109313404 | 0.016313 | 0 | 0.016313 | 0.00093862 | 0.014528 | 0.0058353 | 4.406% | 68.2% | 27.39% | 0%
|  |  | SAN MIGUEL 1104CB | 0.062493 | 0 | 0.062493 | 0.0034873 | 0.052236 | 0.024602 | 4.341% | 65.03% | 30.63% | 0%
|  |  | STONE CORRAL 1109CB | 0.014414 | 0 | 0.014414 | 0.0014651 | 0.01039 | 0.0061406 | 8.141% | 57.74% | 34.12% | 0%
|  |  | WINTERS 110223202 | 0.031179 | 0 | 0.031179 | 0.0059421 | 0.023231 | 0.010731 | 14.89% | 58.22% | 26.89% | 0%
|  |  | EL NIDO 110196140 | 0.016394 | 0 | 0.016394 | 0.0011846 | 0.011673 | 0.0056986 | 6.384% | 62.91% | 30.71% | 0%
|  |  | BUTTE 11072222 | 0.027722 | 0 | 0.027722 | 0.0049086 | 0.019496 | 0.0094593 | 14.49% | 57.57% | 27.93% | 0%
|  |  | LINDEN 1103385228 | 0.011874 | 0 | 0.011874 | 0.0022904 | 0.0078272 | 0.0034917 | 16.83% | 57.51% | 25.66% | 0%
|  |  | PEABODY 21079784 | 0.041675 | 0 | 0.041675 | 0.003471 | 0.036838 | 0.013776 | 6.418% | 68.11% | 25.47% | 0%
|  |  | COALINGA NO 2 110770250 | 0.051831 | 0 | 0.051831 | 0.0031976 | 0.040444 | 0.022658 | 4.823% | 61% | 34.18% | 0%
|  |  | CRESSEY 21049410 | 0.030204 | 0 | 0.030204 | 0.0032992 | 0.019241 | 0.011648 | 9.65% | 56.28% | 34.07% | 0%
|  |  | LINDEN 11033046 | 0.023527 | 0 | 0.023527 | 0.0042231 | 0.015513 | 0.0076248 | 15.43% | 56.7% | 27.87% | 0%
|  |  | STOREY 110890070 | 0.054249 | 0 | 0.054249 | 0.011235 | 0.038614 | 0.020384 | 16% | 54.98% | 29.02% | 0%
|  |  | SAN ARDO 11017945 | 0.0062133 | 0 | 0.0062133 | 0.00033813 | 0.0051523 | 0.0019007 | 4.575% | 69.71% | 25.72% | 0%
|  |  | LOCKEFORD 21026414 | 0.032731 | 0 | 0.032731 | 0.0046862 | 0.021048 | 0.011315 | 12.65% | 56.81% | 30.54% | 0%
|  |  | FAMOSO 11033652 | 0.061443 | 0 | 0.061443 | 0.003829 | 0.0423 | 0.02408 | 5.454% | 60.25% | 34.3% | 0%
|  |  | CRESSEY 21039390 | 0.052865 | 0 | 0.052865 | 0.0098179 | 0.035927 | 0.017932 | 15.42% | 56.42% | 28.16% | 0%
|  |  | BUTTE 11072498 | 0.012849 | 0 | 0.012849 | 0.0025502 | 0.0087333 | 0.0044737 | 16.18% | 55.42% | 28.39% | 0%
|  |  | SMYRNA 1102793576 | 0.0093266 | 0 | 0.0093266 | 0.00058383 | 0.0061718 | 0.0038013 | 5.53% | 58.46% | 36.01% | 0%
|  |  | OROSI 11017839F | 0.012912 | 0 | 0.012912 | 0.0012781 | 0.0094375 | 0.0054206 | 7.921% | 58.49% | 33.59% | 0%
|  |  | OAKLAND J 1112CR364 | 0.0017414 | 0 | 0.0017414 | 5.2422e-05 | 0.002224 | 0.00059815 | 1.824% | 77.37% | 20.81% | 0%
|  |  | MIDWAY 11021401 | 0.036182 | 0 | 0.036182 | 0.0024692 | 0.024968 | 0.013568 | 6.022% | 60.89% | 33.09% | 0%
|  |  | TWISSELMAN 1102CB | 0.092629 | 0 | 0.092629 | 0.0057748 | 0.063616 | 0.040984 | 5.232% | 57.64% | 37.13% | 0%
|  |  | SEMITROPIC 11122673 | 0.027702 | 0 | 0.027702 | 0.0020149 | 0.018642 | 0.0107 | 6.426% | 59.45% | 34.12% | 0%
|  |  | MENDOTA 110196158 | 0.053617 | 0 | 0.053617 | 0.0029163 | 0.036274 | 0.022492 | 4.728% | 58.81% | 36.46% | 0%
|  |  | RIO BRAVO 1106702014 | 0.00071336 | 0 | 0.00071336 | 4.4417e-05 | 0.00050625 | 0.0002568 | 5.501% | 62.7% | 31.8% | 0%
|  |  | DEVILS DEN 11029340 | 0.0091712 | 0 | 0.0091712 | 0.0004266 | 0.005915 | 0.0054206 | 3.627% | 50.29% | 46.08% | 0%
|  |  | DUNNIGAN 110199650 | 0.023121 | 0 | 0.023121 | 0.0035597 | 0.017813 | 0.0085158 | 11.91% | 59.6% | 28.49% | 0%
|  |  | ELK HILLS 1106556750 | 0.010315 | 0 | 0.010315 | 0.00072852 | 0.0072338 | 0.0052484 | 5.515% | 54.76% | 39.73% | 0%
|  |  | CAMDEN 11036500 | 0.028414 | 0 | 0.028414 | 0.0022613 | 0.018176 | 0.011725 | 7.031% | 56.51% | 36.46% | 0%
|  |  | MAXWELL 11023306 | 0.092653 | 0 | 0.092653 | 0.010291 | 0.067608 | 0.036296 | 9.012% | 59.2% | 31.78% | 0%
|  |  | ANTELOPE 11013609 | 0.022441 | 0 | 0.022441 | 0.0010098 | 0.014866 | 0.011125 | 3.74% | 55.06% | 41.2% | 0%
|  |  | REEDLEY 1104218022 | 0.027017 | 0 | 0.027017 | 0.003602 | 0.019888 | 0.010595 | 10.57% | 58.35% | 31.08% | 0%
|  |  | REEDLEY 11067270 | 0.10828 | 0 | 0.10828 | 0.012427 | 0.078508 | 0.044411 | 9.181% | 58.01% | 32.81% | 0%
|  |  | BLACKWELL 21013258 | 0.026005 | 0 | 0.026005 | 0.0012261 | 0.018505 | 0.01227 | 3.831% | 57.83% | 38.34% | 0%
|  |  | ALPAUGH 1104R8190 | 0.014663 | 0 | 0.014663 | 0.00091296 | 0.0099516 | 0.0057332 | 5.5% | 59.96% | 34.54% | 0%
|  |  | ARBUCKLE 110194064 | 0.015881 | 0 | 0.015881 | 0.0024128 | 0.010655 | 0.0058244 | 12.77% | 56.4% | 30.83% | 0%
|  |  | NORCO 11011963 | 0.0018315 | 0 | 0.0018315 | 0.00010134 | 0.0012582 | 0.00071364 | 4.888% | 60.69% | 34.42% | 0%
|  |  | WEBER 110288470 | 7.0331e-05 | 0 | 7.0331e-05 | 4.6282e-06 | 5.5715e-05 | 1.9266e-05 | 5.814% | 69.99% | 24.2% | 0%
|  |  | CLEAR LAKE 1101699062 | 0.01167 | 0.071131 | 0.0828 | 0.0010638 | 0.0019343 | 0.00090228 | 3.844% | 6.989% | 3.26% | 85.91%
|  |  | HOLLISTER 21044046 | 0.026485 | 0 | 0.026485 | 0.0044147 | 0.019852 | 0.010349 | 12.75% | 57.35% | 29.9% | 0%
|  |  | MC FARLAND 1102499013 | 0.004276 | 0 | 0.004276 | 0.00041467 | 0.0027873 | 0.0016381 | 8.567% | 57.59% | 33.84% | 0%
|  |  | CUYAMA 21013039 | 0.019741 | 0 | 0.019741 | 0.0054192 | 0.0083076 | 0.0062175 | 27.17% | 41.65% | 31.17% | 0%
|  |  | KERN OIL 110476778 | 0.026637 | 0 | 0.026637 | 0.0015001 | 0.02144 | 0.011872 | 4.309% | 61.59% | 34.1% | 0%
|  |  | HOLLISTER 2105480430 | 0.013579 | 0 | 0.013579 | 0.0019393 | 0.0080143 | 0.0041126 | 13.79% | 56.98% | 29.24% | 0%
|  |  | BRENTWOOD 21122782 | 0.059612 | 0 | 0.059612 | 0.0077056 | 0.046975 | 0.013746 | 11.26% | 68.65% | 20.09% | 0%
|  |  | WOODWARD 2108703608 | 0.00020958 | 0 | 0.00020958 | 2.9739e-05 | 0.00015593 | 8.8239e-05 | 10.86% | 56.93% | 32.22% | 0%
|  |  | WHEATLAND 11051344 | 0.050734 | 0 | 0.050734 | 0.0073024 | 0.035545 | 0.018274 | 11.95% | 58.15% | 29.9% | 0%
|  |  | WESTLEY 110111730 | 0.042214 | 0 | 0.042214 | 0.0026792 | 0.032482 | 0.018253 | 5.016% | 60.81% | 34.17% | 0%
|  |  | TOKAY 1101CB | 0.023797 | 0 | 0.023797 | 0.0061905 | 0.013384 | 0.0080985 | 22.37% | 48.37% | 29.26% | 0%
|  |  | SALMON CREEK 110137368 | 0.019216 | 0.13475 | 0.15397 | 0.0055223 | 0.016018 | 0.0035408 | 2.748% | 7.971% | 1.762% | 87.52%
|  |  | CHARCA 11033213 | 0.021556 | 0 | 0.021556 | 0.002282 | 0.013895 | 0.0082222 | 9.353% | 56.95% | 33.7% | 0%
|  |  | TRES VIAS 11011968 | 0.034839 | 0 | 0.034839 | 0.0053438 | 0.025685 | 0.013054 | 12.12% | 58.27% | 29.61% | 0%
|  |  | WHEELER RIDGE 1101234580 | 0.02524 | 0 | 0.02524 | 0.001864 | 0.017599 | 0.012788 | 5.78% | 54.57% | 39.65% | 0%
|  |  | ANITA 11062418 | 0.023133 | 0 | 0.023133 | 0.0041126 | 0.017336 | 0.0085737 | 13.7% | 57.74% | 28.56% | 0%
|  |  | MERCED FALLS 11024000 | 0.086534 | 0 | 0.086534 | 0.013704 | 0.058873 | 0.037215 | 12.48% | 53.62% | 33.9% | 0%
|  |  | HONCUT 11027380 | 0.027914 | 0 | 0.027914 | 0.0046648 | 0.018186 | 0.0088194 | 14.73% | 57.42% | 27.85% | 0%
|  |  | SO. CAL. EDISON 1001CB | 0.0044379 | 0 | 0.0044379 | 0.00031071 | 0.0027171 | 0.0019955 | 6.185% | 54.09% | 39.72% | 0%
|  |  | SAN ARDO 110193072 | 0.015122 | 0 | 0.015122 | 0.00067058 | 0.012699 | 0.0063473 | 3.401% | 64.41% | 32.19% | 0%
|  |  | FAMOSO 11012686 | 0.059224 | 0 | 0.059224 | 0.004594 | 0.042004 | 0.022364 | 6.662% | 60.91% | 32.43% | 0%
|  |  | COALINGA NO 1 11099270 | 0.017079 | 0 | 0.017079 | 0.00082926 | 0.011918 | 0.0086853 | 3.869% | 55.61% | 40.52% | 0%
|  |  | WYANDOTTE 110641650 | 0.044577 | 0 | 0.044577 | 0.0072329 | 0.018308 | 0.0092963 | 20.76% | 52.55% | 26.69% | 0%
|  |  | GERBER 11021560 | 0.030815 | 0 | 0.030815 | 0.0052914 | 0.023113 | 0.011732 | 13.18% | 57.59% | 29.23% | 0%
|  |  | PEABODY 21078502 | 0.13742 | 0 | 0.13742 | 0.015506 | 0.11689 | 0.041389 | 8.922% | 67.26% | 23.82% | 0%
|  |  | PEABODY 210718252 | 0.12607 | 0 | 0.12607 | 0.012296 | 0.10101 | 0.036345 | 8.217% | 67.5% | 24.29% | 0%
|  |  | TUPMAN 11042705 | 0.020446 | 0 | 0.020446 | 0.0012921 | 0.01251 | 0.009341 | 5.583% | 54.06% | 40.36% | 0%
|  |  | SMYRNA 110484708 | 0.044836 | 0 | 0.044836 | 0.0023815 | 0.036659 | 0.014203 | 4.473% | 68.85% | 26.68% | 0%
|  |  | GARBERVILLE 1102343364 | 6.9045e-05 | 0 | 6.9045e-05 | 2.8279e-05 | 4.7935e-05 | 1.4069e-05 | 31.32% | 53.09% | 15.58% | 0%
|  |  | CANTUA 11029310 | 0.065734 | 0 | 0.065734 | 0.0042244 | 0.046699 | 0.029496 | 5.253% | 58.07% | 36.68% | 0%
|  |  | CAL WATER 11023428 | 0.013934 | 0 | 0.013934 | 0.0012879 | 0.0092873 | 0.0073761 | 7.175% | 51.74% | 41.09% | 0%
|  |  | CLAY 110314674 | 0.037182 | 0 | 0.037182 | 0.0066442 | 0.024691 | 0.017158 | 13.7% | 50.92% | 35.38% | 0%
|  |  | COPUS 11022399 | 0.055117 | 0 | 0.055117 | 0.0044514 | 0.038148 | 0.02704 | 6.392% | 54.78% | 38.83% | 0%
|  |  | NEWMAN 110590430 | 0.075945 | 0 | 0.075945 | 0.0053148 | 0.055808 | 0.030355 | 5.81% | 61.01% | 33.18% | 0%
|  |  | MERIDIAN 11023502 | 0.058527 | 0 | 0.058527 | 0.010049 | 0.042462 | 0.019869 | 13.88% | 58.67% | 27.45% | 0%
|  |  | ARBUCKLE 110447282 | 0.016323 | 0 | 0.016323 | 0.0027997 | 0.012632 | 0.0058032 | 13.18% | 59.49% | 27.33% | 0%
|  |  | HAMMONDS 11017250 | 0.011307 | 0 | 0.011307 | 0.0004792 | 0.0091229 | 0.004949 | 3.293% | 62.7% | 34.01% | 0%
|  |  | CARNERAS 1103CB | 0.036574 | 0 | 0.036574 | 0.0018672 | 0.025334 | 0.0174 | 4.186% | 56.8% | 39.01% | 0%
|  |  | CHOWCHILLA 1106275318 | 0.032541 | 0 | 0.032541 | 0.0040362 | 0.021285 | 0.013094 | 10.51% | 55.41% | 34.09% | 0%
|  |  | BORDEN 110121130 | 0.0090358 | 0 | 0.0090358 | 0.00089609 | 0.0060143 | 0.0033174 | 8.761% | 58.8% | 32.44% | 0%
|  |  | CARBONA 110145186 | 0.029535 | 0 | 0.029535 | 0.0014965 | 0.023522 | 0.013339 | 3.901% | 61.32% | 34.78% | 0%
|  |  | LAKEVIEW 11064796 | 0.056861 | 0 | 0.056861 | 0.0039018 | 0.041262 | 0.027421 | 5.376% | 56.85% | 37.78% | 0%
|  |  | CORNING 110137546 | 0.023941 | 0 | 0.023941 | 0.0043964 | 0.017633 | 0.009023 | 14.16% | 56.78% | 29.06% | 0%
|  |  | ANITA 11062462 | 0.03117 | 0 | 0.03117 | 0.0063433 | 0.02054 | 0.008928 | 17.71% | 57.36% | 24.93% | 0%
|  |  | CUYAMA 1103CB | 0.031758 | 0 | 0.031758 | 0.0010036 | 0.024857 | 0.015663 | 2.417% | 59.86% | 37.72% | 0%
|  |  | GONZALES 110165704 | 0.01872 | 0 | 0.01872 | 0.001003 | 0.017134 | 0.0060674 | 4.144% | 70.79% | 25.07% | 0%
|  |  | VACA DIXON 110376158 | 0.016299 | 0 | 0.016299 | 0.004043 | 0.010944 | 0.0060829 | 19.19% | 51.94% | 28.87% | 0%
|  |  | DAIRYLAND 1105410364 | 6.8032e-05 | 0 | 6.8032e-05 | 3.5387e-06 | 4.1588e-05 | 3.1879e-05 | 4.595% | 54.01% | 41.4% | 0%
|  |  | ARBUCKLE 1104969486 | 0.02447 | 0 | 0.02447 | 0.0036038 | 0.017952 | 0.0085253 | 11.98% | 59.68% | 28.34% | 0%
|  |  | LE GRAND 1104CB | 0.025196 | 0 | 0.025196 | 0.0033316 | 0.017402 | 0.0077856 | 11.68% | 61.02% | 27.3% | 0%
|  |  | SAN ARDO 110283166 | 0.011011 | 0 | 0.011011 | 0.00055198 | 0.0098072 | 0.0040385 | 3.834% | 68.12% | 28.05% | 0%
|  |  | CORRAL 11012128 | 0.040301 | 0 | 0.040301 | 0.0072534 | 0.031323 | 0.013762 | 13.86% | 59.85% | 26.29% | 0%
|  |  | RAINBOW 1106R104 | 0.036617 | 0 | 0.036617 | 0.0061671 | 0.025135 | 0.013154 | 13.87% | 56.54% | 29.59% | 0%
|  |  | MADISON 210112321 | 0.0029071 | 0.012552 | 0.01546 | 0.00035062 | 0.0013357 | 0.00090063 | 2.549% | 9.709% | 6.547% | 81.2%
|  |  | CUYAMA 21013533 | 0.044608 | 0 | 0.044608 | 0.0039585 | 0.035823 | 0.018463 | 6.796% | 61.5% | 31.7% | 0%
|  |  | OCEANO 1105CB | 0.01521 | 0 | 0.01521 | 0.0015722 | 0.015594 | 0.0043506 | 7.307% | 72.47% | 20.22% | 0%
|  |  | MIDDLE RIVER 11015240 | 0.039093 | 0 | 0.039093 | 0.0048596 | 0.029702 | 0.0096884 | 10.98% | 67.12% | 21.89% | 0%
|  |  | TULARE LAKE 110854074 | 0.036245 | 0 | 0.036245 | 0.0021761 | 0.026986 | 0.01498 | 4.93% | 61.13% | 33.94% | 0%
|  |  | NEWHALL 110912150 | 0.043105 | 0 | 0.043105 | 0.0021331 | 0.030788 | 0.015869 | 4.372% | 63.1% | 32.53% | 0%
|  |  | LINCOLN 2109924404 | 0.00054401 | 0 | 0.00054401 | 7.9718e-05 | 0.00033604 | 0.00024436 | 12.08% | 50.91% | 37.02% | 0%
|  |  | DIXON 11038782 | 0.088171 | 0 | 0.088171 | 0.008937 | 0.067818 | 0.023368 | 8.926% | 67.73% | 23.34% | 0%
|  |  | SAN ARDO 11017054 | 0.02618 | 0 | 0.02618 | 0.0014055 | 0.022717 | 0.009462 | 4.185% | 67.64% | 28.17% | 0%
|  |  | VINA 110135730 | 0.014367 | 0.15648 | 0.17084 | 0.0020015 | 0.011241 | 0.0054151 | 0.9021% | 5.067% | 2.441% | 91.59%
|  |  | WOODCHUCK 2101R2640 | 0.0032882 | 0 | 0.0032882 | 0.001829 | 0.002024 | 0.00042267 | 42.78% | 47.34% | 9.885% | 0%
|  |  | PLEASANT GROVE 21101296 | 0.013311 | 0 | 0.013311 | 0.0020299 | 0.0088338 | 0.0050216 | 12.78% | 55.61% | 31.61% | 0%
|  |  | VALLEY HOME 17023214 | 0.044866 | 0 | 0.044866 | 0.0044004 | 0.025366 | 0.022757 | 8.378% | 48.29% | 43.33% | 0%
|  |  | COALINGA NO 2 110677252 | 0.054867 | 0 | 0.054867 | 0.0034651 | 0.040338 | 0.026995 | 4.894% | 56.98% | 38.13% | 0%
|  |  | CARNERAS 1102372456 | 0.010528 | 0 | 0.010528 | 0.00053809 | 0.0071143 | 0.0049178 | 4.281% | 56.6% | 39.12% | 0%
|  |  | CALFLAX 1103CUS303 | 0.00013416 | 0 | 0.00013416 | 8.8203e-06 | 0.000102 | 6.4607e-05 | 5.028% | 58.14% | 36.83% | 0%
|  |  | SCHINDLER 111256574 | 0.0031507 | 0 | 0.0031507 | 0.00024198 | 0.0019425 | 0.0013818 | 6.785% | 54.47% | 38.75% | 0%
|  |  | SISQUOC 1103M14 | 0.027448 | 0 | 0.027448 | 0.0027429 | 0.024315 | 0.0082309 | 7.773% | 68.9% | 23.32% | 0%
|  |  | LE GRAND 11107130 | 0.069885 | 0 | 0.069885 | 0.0096273 | 0.048194 | 0.028047 | 11.21% | 56.13% | 32.66% | 0%
|  |  | ALPAUGH 110499506 | 0.010642 | 0 | 0.010642 | 0.00086456 | 0.0069778 | 0.0042999 | 7.12% | 57.47% | 35.41% | 0%
|  |  | STONE CORRAL 11097580 | 0.02593 | 0 | 0.02593 | 0.0031964 | 0.018846 | 0.010048 | 9.961% | 58.73% | 31.31% | 0%
|  |  | SANTA RITA 11029920 | 0.065604 | 0 | 0.065604 | 0.0041648 | 0.048563 | 0.021573 | 5.605% | 65.36% | 29.04% | 0%
|  |  | RENFRO 21014889 | 0.0079994 | 0 | 0.0079994 | 0.00048875 | 0.0047893 | 0.0037766 | 5.398% | 52.89% | 41.71% | 0%
|  |  | SISQUOC 1101M96 | 0.033406 | 0 | 0.033406 | 0.0057114 | 0.029754 | 0.0079837 | 13.14% | 68.48% | 18.37% | 0%
|  |  | WOODCHUCK 2101R1790 | 0.0031599 | 0 | 0.0031599 | 0.00067529 | 0.0028863 | 0.00047652 | 16.72% | 71.48% | 11.8% | 0%
|  |  | HENRIETTA 110849938 | 0.023713 | 0 | 0.023713 | 0.001982 | 0.017651 | 0.0073824 | 7.337% | 65.34% | 27.33% | 0%
|  |  | CORNING 110238162 | 0.069589 | 0 | 0.069589 | 0.010333 | 0.050937 | 0.027582 | 11.63% | 57.33% | 31.04% | 0%
|  |  | ELK HILLS 1104334524 | 4.4148e-05 | 0 | 4.4148e-05 | 3.3574e-06 | 3.1286e-05 | 2.3085e-05 | 5.816% | 54.19% | 39.99% | 0%
|  |  | ELK HILLS 1104CUS8676 | 4.4148e-05 | 0 | 4.4148e-05 | 3.3574e-06 | 3.1286e-05 | 2.3085e-05 | 5.816% | 54.19% | 39.99% | 0%
|  |  | SANTA NELLA 11043130 | 0.018569 | 0 | 0.018569 | 0.00091898 | 0.012844 | 0.007954 | 4.232% | 59.14% | 36.63% | 0%
|  |  | ORO LOMA 11173740 | 0.055476 | 0 | 0.055476 | 0.0025729 | 0.041846 | 0.022518 | 3.844% | 62.52% | 33.64% | 0%
|  |  | KERN OIL 1104CB | 0.029038 | 0 | 0.029038 | 0.0020141 | 0.022587 | 0.013254 | 5.321% | 59.67% | 35.01% | 0%
|  |  | GUERNSEY 11018260 | 0.015341 | 0 | 0.015341 | 0.00079253 | 0.011831 | 0.0050163 | 4.493% | 67.07% | 28.44% | 0%
|  |  | SANTA MARIA 1110M44 | 0.045192 | 0 | 0.045192 | 0.0035117 | 0.042177 | 0.013392 | 5.944% | 71.39% | 22.67% | 0%
|  |  | CANTUA 11039250 | 0.011334 | 0 | 0.011334 | 0.00078106 | 0.0074852 | 0.0050377 | 5.871% | 56.26% | 37.87% | 0%
|  |  | HOLLISTER 21054040 | 0.020804 | 0 | 0.020804 | 0.0022033 | 0.016061 | 0.0085655 | 8.212% | 59.86% | 31.92% | 0%
|  |  | GATES 11049110 | 0.0077471 | 0 | 0.0077471 | 0.00051037 | 0.0055428 | 0.0041311 | 5.011% | 54.43% | 40.56% | 0%
|  |  | TEMPLETON 2109R78 | 0.010087 | 0 | 0.010087 | 0.00064344 | 0.00845 | 0.0040696 | 4.888% | 64.19% | 30.92% | 0%
|  |  | MIDDLE RIVER 110157494 | 0.023893 | 0 | 0.023893 | 0.0022563 | 0.018394 | 0.0064402 | 8.329% | 67.9% | 23.77% | 0%
|  |  | LINDEN 110112182 | 0.0098807 | 0 | 0.0098807 | 0.0016461 | 0.0065763 | 0.0029617 | 14.72% | 58.8% | 26.48% | 0%
|  |  | MC MULLIN 1105840744 | 0.006013 | 0 | 0.006013 | 0.00039176 | 0.0038204 | 0.002594 | 5.756% | 56.13% | 38.11% | 0%
|  |  | KETTLEMAN HILLS 21049020 | 0.047236 | 0 | 0.047236 | 0.0026084 | 0.031881 | 0.025858 | 4.322% | 52.83% | 42.85% | 0%
|  |  | ESQUON 1101717130 | 0.00019581 | 0 | 0.00019581 | 3.3294e-05 | 0.00014005 | 8.2696e-05 | 13% | 54.7% | 32.3% | 0%
|  |  | TIVY VALLEY 1106CB | 0.018815 | 0 | 0.018815 | 0.0051173 | 0.013264 | 0.0061337 | 20.87% | 54.11% | 25.02% | 0%
|  |  | PEASE 11031226 | 0.029121 | 0 | 0.029121 | 0.0062454 | 0.018385 | 0.0090117 | 18.56% | 54.65% | 26.79% | 0%
|  |  | CANAL 1101459434 | 0.016342 | 0 | 0.016342 | 0.0012091 | 0.011514 | 0.0058049 | 6.526% | 62.14% | 31.33% | 0%
|  |  | CANTUA 11039900 | 0.026205 | 0 | 0.026205 | 0.0017978 | 0.016717 | 0.014206 | 5.494% | 51.09% | 43.42% | 0%
|  |  | SAN MIGUEL 1107CB | 0.012996 | 0 | 0.012996 | 0.0010504 | 0.011115 | 0.0047553 | 6.208% | 65.69% | 28.1% | 0%
|  |  | WINTERS 110248002 | 0.056661 | 0 | 0.056661 | 0.008468 | 0.040174 | 0.017036 | 12.89% | 61.17% | 25.94% | 0%
|  |  | COPPERMINE 1112CB | 0.032351 | 0 | 0.032351 | 0.0056291 | 0.024996 | 0.011678 | 13.31% | 59.09% | 27.6% | 0%
|  |  | WILSON 11034140 | 0.048843 | 0 | 0.048843 | 0.0049111 | 0.037224 | 0.020753 | 7.809% | 59.19% | 33% | 0%
|  |  | CHOLAME 2102X10 | 0.045634 | 0 | 0.045634 | 0.00233 | 0.032844 | 0.022654 | 4.029% | 56.8% | 39.18% | 0%
|  |  | WRIGHT 111084280 | 0.01462 | 0 | 0.01462 | 0.00074813 | 0.012032 | 0.0061095 | 3.96% | 63.7% | 32.34% | 0%
|  |  | JACINTO 110194868 | 0.026634 | 0 | 0.026634 | 0.0066852 | 0.017181 | 0.0075362 | 21.29% | 54.71% | 24% | 0%
|  |  | TEMPLETON 2109P32 | 0.026202 | 0 | 0.026202 | 0.0023396 | 0.021188 | 0.010425 | 6.891% | 62.41% | 30.7% | 0%
|  |  | FIREBAUGH 110212190 | 0.041351 | 0 | 0.041351 | 0.0023103 | 0.02978 | 0.014745 | 4.933% | 63.59% | 31.48% | 0%
|  |  | TEMBLOR 110414233 | 0.016595 | 0 | 0.016595 | 0.00097692 | 0.0116 | 0.0075467 | 4.855% | 57.64% | 37.5% | 0%
|  |  | LOCKEFORD 210212468 | 0.089215 | 0 | 0.089215 | 0.018781 | 0.063729 | 0.03376 | 16.15% | 54.81% | 29.04% | 0%
|  |  | ANTELOPE 1102CB | 0.055806 | 0 | 0.055806 | 0.0031913 | 0.037784 | 0.024621 | 4.865% | 57.6% | 37.53% | 0%
|  |  | MORRO BAY 1102W22 | 0.016727 | 0 | 0.016727 | 0 | 0.0031728 | 0 | 0% | 100% | 0% | 0%
|  |  | WOODWARD 2108R2860 | 0.02443 | 0 | 0.02443 | 0.0031907 | 0.01768 | 0.011029 | 10% | 55.42% | 34.57% | 0%
|  |  | HERDLYN 1102609338 | 0.018404 | 0 | 0.018404 | 0.0013299 | 0.014969 | 0.0073081 | 5.633% | 63.41% | 30.96% | 0%
|  |  | SMYRNA 110496526 | 0.011009 | 0 | 0.011009 | 0.00066619 | 0.0098663 | 0.0035369 | 4.735% | 70.13% | 25.14% | 0%
|  |  | COPPERMINE 1104R3200 | 0.038169 | 0 | 0.038169 | 0.0068694 | 0.026138 | 0.014235 | 14.54% | 55.33% | 30.13% | 0%
|  |  | CRESSEY 2103335764 | 0.010427 | 0 | 0.010427 | 0.0018223 | 0.0064182 | 0.0035615 | 15.44% | 54.38% | 30.18% | 0%
|  |  | MADISON 2101845694 | 0.0011451 | 0 | 0.0011451 | 0.00022526 | 0.00077531 | 0.00049599 | 15.05% | 51.81% | 33.14% | 0%
|  |  | CROWS LANDING 110190600 | 0.050814 | 0 | 0.050814 | 0.0042477 | 0.036396 | 0.021825 | 6.8% | 58.26% | 34.94% | 0%
|  |  | WESTLEY 110111736 | 0.030386 | 0 | 0.030386 | 0.0020412 | 0.024071 | 0.012733 | 5.255% | 61.97% | 32.78% | 0%
|  |  | LIVINGSTON 110190490 | 0.05705 | 0 | 0.05705 | 0.0042612 | 0.039422 | 0.020983 | 6.589% | 60.96% | 32.45% | 0%
|  |  | ATASCADERO 1103A80 | 0.026827 | 0 | 0.026827 | 0.0095915 | 0.016094 | 0.0067684 | 29.55% | 49.59% | 20.86% | 0%
|  |  | LE GRAND 11107120 | 0.05944 | 0 | 0.05944 | 0.010043 | 0.042606 | 0.023225 | 13.24% | 56.15% | 30.61% | 0%
|  |  | LERDO 11124323 | 0.011928 | 0 | 0.011928 | 0.00081667 | 0.0089547 | 0.0052315 | 5.443% | 59.69% | 34.87% | 0%
|  |  | CARNERAS 11023266 | 0.012545 | 0 | 0.012545 | 0.00063377 | 0.0097306 | 0.0060392 | 3.864% | 59.32% | 36.82% | 0%
|  |  | ORTIGA 11063770 | 0.015665 | 0 | 0.015665 | 0.0008127 | 0.012181 | 0.0073566 | 3.994% | 59.86% | 36.15% | 0%
|  |  | DAVIS 11128722 | 0.032321 | 0 | 0.032321 | 0.0038311 | 0.023072 | 0.0096815 | 10.47% | 63.06% | 26.46% | 0%
|  |  | WESTLEY 1101463982 | 0.029979 | 0 | 0.029979 | 0.0020218 | 0.023904 | 0.01184 | 5.354% | 63.3% | 31.35% | 0%
|  |  | DAIRYVILLE 11014679 | 0.010762 | 0.012798 | 0.02356 | 0.002837 | 0.0075054 | 0.003595 | 9.298% | 24.6% | 11.78% | 54.32%
|  |  | FITCH MOUNTAIN 1111555644 | 0.0072522 | 0 | 0.0072522 | 0.0036606 | 0.0041113 | 0.0015219 | 39.39% | 44.24% | 16.38% | 0%
|  |  | SAN MIGUEL 1106CB | 0.036576 | 0 | 0.036576 | 0.0022156 | 0.028334 | 0.01633 | 4.726% | 60.44% | 34.83% | 0%
|  |  | SCHINDLER 1110176099 | 0.0096717 | 0 | 0.0096717 | 0.00078209 | 0.0065068 | 0.0036587 | 7.144% | 59.44% | 33.42% | 0%
|  |  | BERRENDA A 1101CB | 0.00012472 | 0 | 0.00012472 | 6.3011e-06 | 0.0001033 | 5.348e-05 | 3.864% | 63.34% | 32.79% | 0%
|  |  | CORDELIA 110440922 | 0.022555 | 0 | 0.022555 | 0.0016854 | 0.020269 | 0.0074396 | 5.734% | 68.96% | 25.31% | 0%
|  |  | BIOLA 11026170 | 0.033733 | 0 | 0.033733 | 0.0033888 | 0.022761 | 0.012034 | 8.875% | 59.61% | 31.52% | 0%
|  |  | KERN OIL 11044479 | 0.013061 | 0 | 0.013061 | 0.000875 | 0.010338 | 0.0058236 | 5.136% | 60.68% | 34.18% | 0%
|  |  | SMYRNA 110538778 | 0.052366 | 0 | 0.052366 | 0.0037196 | 0.036709 | 0.019148 | 6.243% | 61.62% | 32.14% | 0%
|  |  | TYLER 11051704 | 0.0059645 | 0 | 0.0059645 | 0.00087356 | 0.004804 | 0.0020966 | 11.24% | 61.79% | 26.97% | 0%
|  |  | CHOWCHILLA 11045980 | 0.033842 | 0 | 0.033842 | 0.0045505 | 0.021978 | 0.011873 | 11.85% | 57.23% | 30.92% | 0%
|  |  | OAKLAND J 1112CR360 | 0.0013695 | 0 | 0.0013695 | 7.8236e-05 | 0.0017599 | 0.00037569 | 3.534% | 79.5% | 16.97% | 0%
|  |  | STOREY 11095580 | 0.066594 | 0 | 0.066594 | 0.0094534 | 0.044207 | 0.024711 | 12.06% | 56.41% | 31.53% | 0%
|  |  | GANSO 1104339578 | 0.0032747 | 0 | 0.0032747 | 0.00018811 | 0.0021793 | 0.0013393 | 5.075% | 58.79% | 36.13% | 0%
|  |  | HENRIETTA 11048550 | 0.028366 | 0 | 0.028366 | 0.0019632 | 0.0209 | 0.0098762 | 5.996% | 63.84% | 30.17% | 0%
|  |  | ORO LOMA 1118848136 | 0.027163 | 0 | 0.027163 | 0.0013106 | 0.018636 | 0.011159 | 4.213% | 59.91% | 35.87% | 0%
|  |  | KING CITY 11027024 | 0.033667 | 0 | 0.033667 | 0.0016655 | 0.02864 | 0.013163 | 3.831% | 65.89% | 30.28% | 0%
|  |  | NORCO 11013938 | 0.014508 | 0 | 0.014508 | 0.0010854 | 0.0093396 | 0.0063542 | 6.469% | 55.66% | 37.87% | 0%
|  |  | STROUD 1104809407 | 0.01021 | 0 | 0.01021 | 0.00054874 | 0.006713 | 0.0042949 | 4.748% | 58.09% | 37.16% | 0%
|  |  | LERDO 111689580 | 0.025507 | 0 | 0.025507 | 0.0016721 | 0.018982 | 0.010841 | 5.309% | 60.27% | 34.42% | 0%
|  |  | LAKEVILLE 1101108774 | 0.00018337 | 0 | 0.00018337 | 3.9269e-05 | 0.00013481 | 6.5454e-05 | 16.39% | 56.28% | 27.33% | 0%
|  |  | TEJON 11032280 | 0.046651 | 0 | 0.046651 | 0.0032858 | 0.033752 | 0.021271 | 5.635% | 57.88% | 36.48% | 0%
|  |  | BAHIA 110493908 | 0.0092079 | 0 | 0.0092079 | 0.0013988 | 0.008084 | 0.0025155 | 11.66% | 67.38% | 20.97% | 0%
|  |  | MORRO BAY 1101V68 | 0.0030542 | 0 | 0.0030542 | 0.00051002 | 0.0030468 | 0.00065155 | 12.12% | 72.4% | 15.48% | 0%
|  |  | BIOLA 1102622058 | 0.012958 | 0 | 0.012958 | 0.00070587 | 0.0092152 | 0.0047467 | 4.812% | 62.83% | 32.36% | 0%
|  |  | MADISON 1105489630 | 0.031247 | 0 | 0.031247 | 0.0039973 | 0.022958 | 0.011218 | 10.47% | 60.14% | 29.39% | 0%
|  |  | ORLAND B 110396988 | 0.00018212 | 0 | 0.00018212 | 2.588e-05 | 0.00013416 | 7.7724e-05 | 10.88% | 56.43% | 32.69% | 0%
|  |  | CATLETT 110285762 | 0.028049 | 0 | 0.028049 | 0.0042371 | 0.020462 | 0.0093988 | 12.43% | 60.01% | 27.56% | 0%
|  |  | MENDOTA 110237442 | 0.039839 | 0 | 0.039839 | 0.0026004 | 0.026876 | 0.015835 | 5.739% | 59.31% | 34.95% | 0%
|  |  | VALLEY HOME 170356266 | 0.0013889 | 0 | 0.0013889 | 0.00024934 | 0.00074019 | 0.00058263 | 15.86% | 47.08% | 37.06% | 0%
|  |  | SAN MIGUEL 1105765824 | 0.02311 | 0 | 0.02311 | 0.0015881 | 0.017949 | 0.010658 | 5.259% | 59.44% | 35.3% | 0%
|  |  | TEMPLETON 2109CB | 0.036068 | 0 | 0.036068 | 0.0030338 | 0.030772 | 0.013136 | 6.463% | 65.55% | 27.98% | 0%
|  |  | PASO ROBLES 1107P22 | 0.013111 | 0 | 0.013111 | 0.00097864 | 0.010789 | 0.0049716 | 5.846% | 64.45% | 29.7% | 0%
|  |  | CORRAL 1101CUS9215 | 4.0104e-05 | 0 | 4.0104e-05 | 2.6219e-06 | 3.6693e-05 | 1.3126e-05 | 5% | 69.97% | 25.03% | 0%
|  |  | CORRAL 1101173174 | 4.0104e-05 | 0 | 4.0104e-05 | 2.6219e-06 | 3.6693e-05 | 1.3126e-05 | 5% | 69.97% | 25.03% | 0%
|  |  | LIVERMORE 1104MR192 | 0.0017435 | 0 | 0.0017435 | 0.00023526 | 0.0013501 | 0.00069448 | 10.32% | 59.22% | 30.46% | 0%
|  |  | TUPMAN 11054107 | 0.018501 | 0 | 0.018501 | 0.0011126 | 0.011992 | 0.0078655 | 5.306% | 57.19% | 37.51% | 0%
|  |  | TEVIS 21011515 | 0.018114 | 0 | 0.018114 | 0.001211 | 0.01177 | 0.0077085 | 5.853% | 56.89% | 37.26% | 0%
|  |  | SMYRNA 1101317866 | 0.040193 | 0 | 0.040193 | 0.0027123 | 0.030074 | 0.014065 | 5.789% | 64.19% | 30.02% | 0%
|  |  | PEABODY 21059641 | 0.02104 | 0 | 0.02104 | 0.0036675 | 0.017189 | 0.0060195 | 13.65% | 63.96% | 22.4% | 0%
|  |  | CAL WATER 1102920714 | 0.010471 | 0 | 0.010471 | 0.0011438 | 0.007002 | 0.0052027 | 8.569% | 52.46% | 38.98% | 0%
|  |  | CORTINA 110149858 | 0.016467 | 0 | 0.016467 | 0.0019616 | 0.011961 | 0.0069462 | 9.4% | 57.31% | 33.29% | 0%
|  |  | POSO MOUNTAIN 2103388671 | 0.0041804 | 0 | 0.0041804 | 0.00027422 | 0.0033461 | 0.0017281 | 5.127% | 62.56% | 32.31% | 0%
|  |  | LUCERNE 1103721 | 0.003174 | 0.64744 | 0.65061 | 0.00093929 | 0.0025161 | 0.00087513 | 0.1058% | 0.2835% | 0.09859% | 99.51%
|  |  | DAVIS 11016032 | 0.033653 | 0 | 0.033653 | 0.0045269 | 0.024214 | 0.0094211 | 11.86% | 63.45% | 24.69% | 0%
|  |  | LOCKEFORD 210220355 | 0.00053432 | 0 | 0.00053432 | 7.3518e-05 | 0.00052533 | 9.9847e-05 | 10.52% | 75.19% | 14.29% | 0%
|  |  | MADISON 21016617 | 0.0092391 | 0 | 0.0092391 | 0.0016521 | 0.0069437 | 0.0034549 | 13.71% | 57.62% | 28.67% | 0%
|  |  | MC ARTHUR 11011492 | 0.023452 | 0.24816 | 0.27161 | 0.0015929 | 0.020427 | 0.0080798 | 0.4569% | 5.86% | 2.318% | 91.37%
|  |  | ANTELOPE 11011631 | 0.021228 | 0 | 0.021228 | 0.0013121 | 0.014027 | 0.011244 | 4.936% | 52.77% | 42.3% | 0%
|  |  | WILLITS 1102CUS8736 | 5.8582e-05 | 0 | 5.8582e-05 | 1.8373e-05 | 3.9575e-05 | 1.8655e-05 | 23.98% | 51.66% | 24.35% | 0%
|  |  | PANOCHE 11013530 | 0.011828 | 0 | 0.011828 | 0.00071142 | 0.0083558 | 0.0056421 | 4.837% | 56.81% | 38.36% | 0%
|  |  | WHEATLAND 11042700 | 0.046088 | 0 | 0.046088 | 0.013574 | 0.031541 | 0.015056 | 22.56% | 52.42% | 25.02% | 0%
|  |  | TIVY VALLEY 1106D8492 | 0.0040734 | 0 | 0.0040734 | 0.00046984 | 0.0031226 | 0.0015848 | 9.075% | 60.31% | 30.61% | 0%
|  |  | DIXON 110315137 | 0.008894 | 0 | 0.008894 | 0.0009974 | 0.0065142 | 0.0025556 | 9.907% | 64.71% | 25.39% | 0%
|  |  | HAMMONDS 110212100 | 0.032111 | 0 | 0.032111 | 0.0015465 | 0.024746 | 0.013979 | 3.84% | 61.45% | 34.71% | 0%
|  |  | LOCKEFORD 21022136 | 0.0053441 | 0 | 0.0053441 | 0.00092893 | 0.0035616 | 0.0015585 | 15.36% | 58.88% | 25.76% | 0%
|  |  | JERSEY ISLAND 0401CB | 0.0069497 | 0 | 0.0069497 | 0.00072847 | 0.0056883 | 0.0014498 | 9.26% | 72.31% | 18.43% | 0%
|  |  | SANTA NELLA 11017200 | 0.032316 | 0 | 0.032316 | 0.0016468 | 0.027177 | 0.013105 | 3.928% | 64.82% | 31.25% | 0%
|  |  | STOREY 11096230 | 0.01361 | 0 | 0.01361 | 0.0014395 | 0.0091422 | 0.0048235 | 9.344% | 59.35% | 31.31% | 0%
|  |  | ZAMORA 110655084 | 0.018497 | 0 | 0.018497 | 0.0026981 | 0.014205 | 0.0064196 | 11.57% | 60.91% | 27.53% | 0%
|  |  | HERDLYN 110299602 | 0.016181 | 0 | 0.016181 | 0.0012537 | 0.013425 | 0.0058557 | 6.105% | 65.38% | 28.52% | 0%
|  |  | EDENVALE 2105696340 | 0.00028887 | 0 | 0.00028887 | 2.5137e-05 | 0.0002305 | 0.00012209 | 6.655% | 61.02% | 32.32% | 0%
|  |  | LINDEN 1103542460 | 0.017547 | 0 | 0.017547 | 0.0024813 | 0.012803 | 0.0070551 | 11.11% | 57.31% | 31.58% | 0%
|  |  | GERBER 1102190339 | 0.0030594 | 0 | 0.0030594 | 0.00047969 | 0.0023373 | 0.0011815 | 12% | 58.45% | 29.55% | 0%
|  |  | PEABODY 21074902 | 0.12034 | 0 | 0.12034 | 0.016612 | 0.10069 | 0.0372 | 10.75% | 65.17% | 24.08% | 0%
|  |  | HONCUT 1101424030 | 0.026286 | 0 | 0.026286 | 0.0046945 | 0.018791 | 0.0097917 | 14.11% | 56.47% | 29.42% | 0%
|  |  | NEWHALL 11115960 | 0.015283 | 0 | 0.015283 | 0.00090944 | 0.01065 | 0.0057399 | 5.257% | 61.56% | 33.18% | 0%
|  |  | DEVILS DEN 11019470 | 0.011411 | 0 | 0.011411 | 0.0006244 | 0.0084654 | 0.0055047 | 4.278% | 58% | 37.72% | 0%
|  |  | GIFFEN 11029320 | 0.0053324 | 0 | 0.0053324 | 0.00024539 | 0.0035809 | 0.0022096 | 4.066% | 59.33% | 36.61% | 0%
|  |  | MIDDLE RIVER 110212902 | 0.033637 | 0 | 0.033637 | 0.0046551 | 0.024794 | 0.008748 | 12.19% | 64.91% | 22.9% | 0%
|  |  | WESTLEY 11039900 | 0.025438 | 0 | 0.025438 | 0.0020385 | 0.019591 | 0.01048 | 6.349% | 61.01% | 32.64% | 0%
|  |  | CARUTHERS 110595148 | 0.017405 | 0 | 0.017405 | 0.0011604 | 0.011955 | 0.0065856 | 5.89% | 60.68% | 33.43% | 0%
|  |  | RAINBOW 1106367670 | 0.011143 | 0 | 0.011143 | 0.0023802 | 0.0080992 | 0.003886 | 16.57% | 56.38% | 27.05% | 0%
|  |  | TULARE LAKE 11069800 | 0.040944 | 0 | 0.040944 | 0.0021572 | 0.032204 | 0.013091 | 4.546% | 67.87% | 27.59% | 0%
|  |  | CORCORAN 1116630954 | 0.00017034 | 0 | 0.00017034 | 8.2277e-06 | 9.1794e-05 | 9.2791e-05 | 4.267% | 47.61% | 48.12% | 0%
|  |  | TEMPLETON 2109R92 | 0.070399 | 0 | 0.070399 | 0.0074562 | 0.053134 | 0.029671 | 8.261% | 58.87% | 32.87% | 0%
|  |  | GATES 110692202 | 0.0084234 | 0 | 0.0084234 | 0.00049667 | 0.0054326 | 0.0046344 | 4.702% | 51.43% | 43.87% | 0%
|  |  | HAMMONDS 1102CB | 0.038128 | 0 | 0.038128 | 0.0018254 | 0.02838 | 0.015564 | 3.988% | 62.01% | 34.01% | 0%
|  |  | OLEMA 1101334 | 0.031562 | 0 | 0.031562 | 0.0043821 | 0.030684 | 0.0060871 | 10.65% | 74.56% | 14.79% | 0%
|  |  | GONZALES 1104415382 | 0.0030665 | 0 | 0.0030665 | 0.0001883 | 0.0028006 | 0.0009102 | 4.829% | 71.83% | 23.34% | 0%
|  |  | STOREY 11095680 | 0.056424 | 0 | 0.056424 | 0.0060572 | 0.041329 | 0.022172 | 8.708% | 59.42% | 31.87% | 0%
|  |  | CAYUCOS 1101W58 | 0.043368 | 0 | 0.043368 | 0.0073788 | 0.037125 | 0.011882 | 13.09% | 65.84% | 21.07% | 0%
|  |  | TEMPLETON 2109P14 | 0.056699 | 0 | 0.056699 | 0.0055282 | 0.043831 | 0.024743 | 7.46% | 59.15% | 33.39% | 0%
|  |  | SAN ARDO 110265604 | 0.018047 | 0 | 0.018047 | 0.00097651 | 0.014398 | 0.0081323 | 4.154% | 61.25% | 34.6% | 0%
|  |  | KERMAN 1104928231 | 0.0032091 | 0 | 0.0032091 | 0.00021926 | 0.0019367 | 0.0014765 | 6.036% | 53.32% | 40.65% | 0%
|  |  | CHOLAME 1101X14 | 0.058101 | 0 | 0.058101 | 0.0036266 | 0.046132 | 0.025204 | 4.838% | 61.54% | 33.62% | 0%
|  |  | OCEANO 1102749231 | 0.02597 | 0 | 0.02597 | 0 | 0.0037777 | 0 | 0% | 100% | 0% | 0%
|  |  | CUYAMA 1104CB | 0.035348 | 0 | 0.035348 | 0.0015785 | 0.027249 | 0.012774 | 3.794% | 65.5% | 30.71% | 0%
|  |  | CHOLAME 1101R96 | 0.028268 | 0 | 0.028268 | 0.0023164 | 0.02257 | 0.011926 | 6.292% | 61.31% | 32.4% | 0%
|  |  | TWISSELMAN 2105623146 | 0.027494 | 0 | 0.027494 | 0.0021472 | 0.018141 | 0.011931 | 6.664% | 56.31% | 37.03% | 0%
|  |  | OROSI 11037901F | 0.014927 | 0 | 0.014927 | 0.0018644 | 0.011265 | 0.0056039 | 9.952% | 60.13% | 29.91% | 0%
|  |  | CORNING 110185122 | 0.0017762 | 0 | 0.0017762 | 0.00024652 | 0.0013439 | 0.00072425 | 10.65% | 58.06% | 31.29% | 0%
|  |  | LAS POSITAS 2110MR195 | 0.030585 | 0 | 0.030585 | 0.0033725 | 0.02455 | 0.010696 | 8.733% | 63.57% | 27.7% | 0%
|  |  | MORRO BAY 1101424198 | 0.0014879 | 0 | 0.0014879 | 0.00030051 | 0.0016467 | 0.00037821 | 12.92% | 70.81% | 16.26% | 0%
|  |  | CORTINA 11013058 | 0.0082012 | 0 | 0.0082012 | 0.00089312 | 0.0062201 | 0.003217 | 8.646% | 60.21% | 31.14% | 0%
|  |  | CORTINA 110130014 | 0.007408 | 0 | 0.007408 | 0.00056687 | 0.0054237 | 0.0034324 | 6.016% | 57.56% | 36.43% | 0%
|  |  | SMYRNA 110496808 | 0.014415 | 0 | 0.014415 | 0.00092532 | 0.010615 | 0.0047767 | 5.671% | 65.05% | 29.28% | 0%
|  |  | OLD RIVER 1103596200 | 5.5177e-05 | 0 | 5.5177e-05 | 5.5268e-06 | 2.9129e-05 | 2.7799e-05 | 8.849% | 46.64% | 44.51% | 0%
|  |  | HAMMONDS 110448426 | 5.4993e-05 | 0 | 5.4993e-05 | 3.1088e-06 | 3.3712e-05 | 2.5427e-05 | 4.994% | 54.16% | 40.85% | 0%
|  |  | SMYRNA 1105238156 | 0.0001646 | 0 | 0.0001646 | 1.5346e-05 | 9.2446e-05 | 7.8525e-05 | 8.236% | 49.62% | 42.15% | 0%
|  |  | CRESSEY 2104947844 | 0.012993 | 0 | 0.012993 | 0.0019997 | 0.0074309 | 0.0052932 | 13.58% | 50.47% | 35.95% | 0%
|  |  | WOODWARD 210892960 | 0.0019049 | 0 | 0.0019049 | 0.00025597 | 0.0014172 | 0.00079587 | 10.37% | 57.4% | 32.23% | 0%
|  |  | NEWHALL 110911510 | 0.013845 | 0 | 0.013845 | 0.00070316 | 0.0095979 | 0.0053831 | 4.483% | 61.19% | 34.32% | 0%
|  |  | CARNERAS 1103430670 | 0.030634 | 0 | 0.030634 | 0.0016809 | 0.020494 | 0.017506 | 4.236% | 51.65% | 44.12% | 0%
|  |  | WHEELER RIDGE 11012878 | 0.010907 | 0 | 0.010907 | 0.00069361 | 0.0082358 | 0.0046975 | 5.09% | 60.44% | 34.47% | 0%
|  |  | PASO ROBLES 1107826368 | 0.025864 | 0 | 0.025864 | 0.0028099 | 0.02054 | 0.010166 | 8.384% | 61.28% | 30.33% | 0%
|  |  | MCKITTRICK 11011639 | 0.035164 | 0 | 0.035164 | 0.0020866 | 0.025063 | 0.017096 | 4.716% | 56.65% | 38.64% | 0%
|  |  | SAN ARDO 11017094 | 0.01065 | 0 | 0.01065 | 0.00046757 | 0.0094909 | 0.0034406 | 3.49% | 70.83% | 25.68% | 0%
|  |  | HOLLISTER 21054724 | 0.030313 | 0 | 0.030313 | 0.0025697 | 0.025132 | 0.011697 | 6.522% | 63.79% | 29.69% | 0%
|  |  | HAMMONDS 110449120 | 0.0028964 | 0 | 0.0028964 | 0.00013138 | 0.0019509 | 0.0011962 | 4.007% | 59.51% | 36.49% | 0%
|  |  | PASO ROBLES 1108R10 | 0.0069839 | 0 | 0.0069839 | 0.00088096 | 0.0054277 | 0.0028236 | 9.647% | 59.43% | 30.92% | 0%
|  |  | COTTLE 170178452 | 0.037233 | 0 | 0.037233 | 0.0068492 | 0.022316 | 0.019292 | 14.13% | 46.05% | 39.81% | 0%
|  |  | CORRAL 110314716 | 0.035727 | 0 | 0.035727 | 0.0059441 | 0.02548 | 0.015097 | 12.78% | 54.77% | 32.45% | 0%
|  |  | DAIRYLAND 1105845552 | 5.2377e-05 | 0 | 5.2377e-05 | 2.9509e-06 | 3.3913e-05 | 2.2423e-05 | 4.977% | 57.2% | 37.82% | 0%
|  |  | CAYUCOS 1101W14 | 0.029538 | 0 | 0.029538 | 0.0042791 | 0.027591 | 0.006729 | 11.09% | 71.48% | 17.43% | 0%
|  |  | PEABODY 210718342 | 0.018685 | 0 | 0.018685 | 0.001643 | 0.015427 | 0.0051828 | 7.383% | 69.33% | 23.29% | 0%
|  |  | LIVINGSTON 11014080 | 0.037957 | 0 | 0.037957 | 0.0025307 | 0.026608 | 0.013863 | 5.885% | 61.88% | 32.24% | 0%
|  |  | MC ARTHUR 110290546 | 0.0059868 | 0.062395 | 0.068381 | 0.00045931 | 0.0053505 | 0.0018836 | 0.5227% | 6.089% | 2.143% | 91.25%
|  |  | LOGAN CREEK 21022226 | 0.02103 | 0 | 0.02103 | 0.0023349 | 0.014739 | 0.0087008 | 9.059% | 57.18% | 33.76% | 0%
|  |  | CORNING 11021900 | 0.027948 | 0 | 0.027948 | 0.0034405 | 0.022565 | 0.010278 | 9.482% | 62.19% | 28.33% | 0%
|  |  | TEMPLETON 2112R98 | 0.028032 | 0 | 0.028032 | 0.0053775 | 0.021621 | 0.0096124 | 14.69% | 59.06% | 26.26% | 0%
|  |  | COPPERMINE 1104R3170 | 0.0062454 | 0 | 0.0062454 | 0.0012816 | 0.0044216 | 0.0024633 | 15.69% | 54.14% | 30.16% | 0%
|  |  | BORDEN 1101349432 | 0.0051402 | 0 | 0.0051402 | 0.00096222 | 0.0030254 | 0.0018307 | 16.54% | 52% | 31.46% | 0%
|  |  | DAIRYLAND 1105422500 | 0.007728 | 0 | 0.007728 | 0.00042217 | 0.0051485 | 0.0031768 | 4.826% | 58.86% | 36.32% | 0%
|  |  | CARUTHERS 1101646366 | 0.00036145 | 0 | 0.00036145 | 3.6994e-05 | 0.00022371 | 0.00014842 | 9.042% | 54.68% | 36.28% | 0%
|  |  | MADISON 210163762 | 0.012933 | 0 | 0.012933 | 0.0022666 | 0.009112 | 0.0044011 | 14.36% | 57.75% | 27.89% | 0%
|  |  | PANOCHE 11034010 | 0.011705 | 0 | 0.011705 | 0.00060652 | 0.0092685 | 0.0054292 | 3.963% | 60.56% | 35.48% | 0%
|  |  | MERCED FALLS 1102889524 | 0.022827 | 0 | 0.022827 | 0.0043192 | 0.017225 | 0.0082664 | 14.49% | 57.78% | 27.73% | 0%
|  |  | HOLLISTER 21054042 | 0.034011 | 0 | 0.034011 | 0.0042242 | 0.026381 | 0.013484 | 9.581% | 59.84% | 30.58% | 0%
|  |  | CHOLAME 2102X18 | 0.0098616 | 0 | 0.0098616 | 0.00045739 | 0.0081637 | 0.0041594 | 3.579% | 63.88% | 32.54% | 0%
|  |  | SAN MIGUEL 1104R54 | 0.027433 | 0 | 0.027433 | 0.0020428 | 0.019987 | 0.013413 | 5.764% | 56.39% | 37.84% | 0%
|  |  | CUYAMA 2101952122 | 0.037061 | 0 | 0.037061 | 0.0015292 | 0.026888 | 0.018203 | 3.28% | 57.67% | 39.05% | 0%
|  |  | MISSION (X) 1111CB | 0.00043893 | 0 | 0.00043893 | 5.8059e-05 | 0.00061821 | 4.8301e-05 | 8.013% | 85.32% | 6.666% | 0%
|  |  | GOOSE LAKE 1103559711 | 0.00744 | 0 | 0.00744 | 0.00047172 | 0.0050854 | 0.0028644 | 5.601% | 60.39% | 34.01% | 0%
|  |  | COTTLE 1708728510 | 0.031863 | 0 | 0.031863 | 0.0030651 | 0.018344 | 0.017829 | 7.812% | 46.75% | 45.44% | 0%
|  |  | NEWHALL 111111941 | 0.010031 | 0 | 0.010031 | 0.00065421 | 0.0067659 | 0.0039345 | 5.762% | 59.59% | 34.65% | 0%
|  |  | PENTLAND 1101CB | 0.0001007 | 0 | 0.0001007 | 5.5285e-06 | 8.1929e-05 | 4.4214e-05 | 4.199% | 62.22% | 33.58% | 0%
|  |  | CUYAMA 11031635 | 0.032665 | 0 | 0.032665 | 0.0015066 | 0.025061 | 0.015179 | 3.609% | 60.03% | 36.36% | 0%
|  |  | HAMMONDS 11019760 | 0.046427 | 0 | 0.046427 | 0.0022142 | 0.034634 | 0.020709 | 3.847% | 60.17% | 35.98% | 0%
|  |  | HONCUT 1102478754 | 0.033167 | 0 | 0.033167 | 0.012915 | 0.020917 | 0.0094513 | 29.84% | 48.33% | 21.84% | 0%
|  |  | DIVIDE 110398166 | 0.0081709 | 0 | 0.0081709 | 0.0012702 | 0.0071939 | 0.0021882 | 11.92% | 67.53% | 20.54% | 0%
|  |  | SMYRNA 110598496 | 0.010715 | 0 | 0.010715 | 0.0008558 | 0.0069787 | 0.0043403 | 7.029% | 57.32% | 35.65% | 0%
|  |  | COTTLE 1708968888 | 0.035215 | 0 | 0.035215 | 0.0037707 | 0.020424 | 0.021547 | 8.243% | 44.65% | 47.11% | 0%
|  |  | COTTLE 170139546 | 0.014544 | 0 | 0.014544 | 0.0020184 | 0.0088258 | 0.007681 | 10.9% | 47.64% | 41.46% | 0%
|  |  | COTATI 1105893 | 0.019626 | 0.036239 | 0.055866 | 0.011384 | 0.010395 | 0.0038709 | 15.59% | 14.24% | 5.302% | 64.87%
|  |  | DAIRYLAND 1111CUS8188 | 4.9137e-05 | 0 | 4.9137e-05 | 4.5279e-06 | 3.3109e-05 | 1.7983e-05 | 8.141% | 59.53% | 32.33% | 0%
|  |  | ANTELOPE 11012656 | 0.022467 | 0 | 0.022467 | 0.0011496 | 0.016331 | 0.0097545 | 4.221% | 59.96% | 35.82% | 0%
|  |  | TIVY VALLEY 1107599142 | 0.0039914 | 0 | 0.0039914 | 0.00043953 | 0.0029137 | 0.0016752 | 8.741% | 57.94% | 33.32% | 0%
|  |  | SAN ARDO 1101CB | 0.016696 | 0 | 0.016696 | 0.00067811 | 0.014011 | 0.0067748 | 3.159% | 65.28% | 31.56% | 0%
|  |  | CORRAL 110133616 | 0.0017031 | 0 | 0.0017031 | 0.00011907 | 0.0015108 | 0.00059717 | 5.347% | 67.84% | 26.81% | 0%
|  |  | SMYRNA 11013685 | 0.0040489 | 0 | 0.0040489 | 0.00029764 | 0.002833 | 0.0014523 | 6.495% | 61.82% | 31.69% | 0%
|  |  | OILFIELDS 110293788 | 0.034946 | 0 | 0.034946 | 0.0026428 | 0.029049 | 0.013597 | 5.835% | 64.14% | 30.02% | 0%
|  |  | CHOWCHILLA 110466907 | 0.0064881 | 0 | 0.0064881 | 0.0018324 | 0.0036482 | 0.0019823 | 24.55% | 48.89% | 26.56% | 0%
|  |  | PUTAH CREEK 1105665952 | 0.0016872 | 0.13949 | 0.14118 | 0.00024097 | 0.0014175 | 0.0005344 | 0.1313% | 0.7725% | 0.2912% | 98.8%
|  |  | PUTAH CREEK 110546162 | 0.002955 | 0 | 0.002955 | 0.00044123 | 0.0022746 | 0.0010366 | 11.76% | 60.62% | 27.63% | 0%
|  |  | TEMPLETON 2109R50 | 0.043123 | 0 | 0.043123 | 0.0045392 | 0.034452 | 0.017125 | 8.089% | 61.39% | 30.52% | 0%
|  |  | WHEATLAND 110591170 | 0.051894 | 0 | 0.051894 | 0.010298 | 0.036082 | 0.020596 | 15.38% | 53.87% | 30.75% | 0%
|  |  | LE GRAND 1104257152 | 0.019898 | 0 | 0.019898 | 0.0025943 | 0.014481 | 0.0082424 | 10.25% | 57.2% | 32.56% | 0%
|  |  | MADISON 21011943 | 0.0049119 | 0 | 0.0049119 | 0.00089516 | 0.0032514 | 0.0021244 | 14.27% | 51.85% | 33.88% | 0%
|  |  | PANOCHE 110390540 | 0.023856 | 0 | 0.023856 | 0.0010964 | 0.017334 | 0.010363 | 3.808% | 60.2% | 35.99% | 0%
|  |  | CLEAR LAKE 1101881362 | 0.0017345 | 0 | 0.0017345 | 0.00049021 | 0.0011579 | 0.00058382 | 21.96% | 51.88% | 26.16% | 0%
|  |  | MC ARTHUR 11021324 | 0.039783 | 0.19569 | 0.23547 | 0.0029111 | 0.034362 | 0.01384 | 0.9622% | 11.36% | 4.575% | 83.11%
|  |  | CHOWCHILLA 110359800 | 0.0055687 | 0 | 0.0055687 | 0.00064672 | 0.0039956 | 0.001661 | 10.26% | 63.39% | 26.35% | 0%
|  |  | OLEMA 1101512 | 0.012317 | 0 | 0.012317 | 0.0054052 | 0.0086379 | 0.0020354 | 33.62% | 53.72% | 12.66% | 0%
|  |  | GUERNSEY 1101700790 | 0.00018583 | 0 | 0.00018583 | 1.2382e-05 | 0.00012051 | 7.7454e-05 | 5.886% | 57.29% | 36.82% | 0%
|  |  | STOREY 11095270 | 0.058064 | 0 | 0.058064 | 0.0093658 | 0.04049 | 0.025962 | 12.35% | 53.4% | 34.24% | 0%
|  |  | CORRAL 1101D1495 | 0.0075274 | 0 | 0.0075274 | 0.001552 | 0.0056452 | 0.0024789 | 16.04% | 58.34% | 25.62% | 0%
|  |  | GLENN 11012012 | 0.058374 | 0.017857 | 0.076231 | 0.0082039 | 0.025896 | 0.011523 | 13.77% | 43.46% | 19.34% | 23.43%
|  |  | MESA 1104CB | 0.0073317 | 0 | 0.0073317 | 0.00037699 | 0.0070674 | 0.0021442 | 3.932% | 73.71% | 22.36% | 0%
|  |  | DAIRYLAND 1112163950 | 0.03372 | 0 | 0.03372 | 0.0024513 | 0.024167 | 0.011583 | 6.417% | 63.26% | 30.32% | 0%
|  |  | MISSION (X) 1104CB | 0.00027546 | 0 | 0.00027546 | 3.3576e-05 | 0.00042114 | 0 | 7.384% | 92.62% | 0% | 0%
|  |  | CORNING 110154906 | 0.037943 | 0 | 0.037943 | 0.0059096 | 0.028641 | 0.01357 | 12.28% | 59.52% | 28.2% | 0%
|  |  | WOODWARD 2108935396 | 0.00036335 | 0 | 0.00036335 | 3.0981e-05 | 0.00029492 | 0.0001474 | 6.546% | 62.31% | 31.14% | 0%
|  |  | SAN ARDO 1102502 | 0.1083 | 0 | 0.1083 | 0.0017375 | 0.027114 | 0.014414 | 4.016% | 62.67% | 33.32% | 0%
|  |  | BRENTWOOD 2105B569R | 0.0059091 | 0 | 0.0059091 | 0.00053021 | 0.0052332 | 0.0019631 | 6.862% | 67.73% | 25.41% | 0%
|  |  | GUERNSEY 110178276 | 0.00072066 | 0 | 0.00072066 | 5.8655e-05 | 0.00045762 | 0.00029945 | 7.191% | 56.1% | 36.71% | 0%
|  |  | ANITA 1106552724 | 0.023038 | 0 | 0.023038 | 0.004963 | 0.0158 | 0.0072693 | 17.7% | 56.36% | 25.93% | 0%
|  |  | RAINBOW 1106D2116 | 0.0038254 | 0 | 0.0038254 | 0.00054738 | 0.0029448 | 0.0012832 | 11.46% | 61.67% | 26.87% | 0%
|  |  | SALMON CREEK 1101660 | 0.0029188 | 0.48857 | 0.49148 | 0.00073623 | 0.0024776 | 0.00060521 | 0.1145% | 0.3853% | 0.09412% | 99.41%
|  |  | TEMPLETON 2110R90 | 0.0052968 | 0 | 0.0052968 | 0.00127 | 0.0042849 | 0.0013673 | 18.35% | 61.9% | 19.75% | 0%
|  |  | VASCO 1103964102 | 0.012699 | 0 | 0.012699 | 0.0012813 | 0.010104 | 0.0044412 | 8.096% | 63.84% | 28.06% | 0%
|  |  | TIVY VALLEY 1107CB | 0.034667 | 0 | 0.034667 | 0.0043561 | 0.026581 | 0.014087 | 9.675% | 59.04% | 31.29% | 0%
|  |  | STOREY 110921859 | 0.0041184 | 0 | 0.0041184 | 0.00060504 | 0.0027943 | 0.0012624 | 12.98% | 59.94% | 27.08% | 0%
|  |  | REEDLEY 1112477952 | 0.0023831 | 0 | 0.0023831 | 0.00030749 | 0.0018213 | 0.00094402 | 10.01% | 59.27% | 30.72% | 0%
|  |  | DIVIDE 110323614 | 0.0049262 | 0 | 0.0049262 | 0.00079686 | 0.0043813 | 0.0012551 | 12.39% | 68.1% | 19.51% | 0%
|  |  | RUSS RANCH 1101CB | 0.00012973 | 0 | 0.00012973 | 2.1568e-05 | 0.00012835 | 1.8758e-05 | 12.79% | 76.09% | 11.12% | 0%
|  |  | VALLEY HOME 17031532 | 0.053723 | 0 | 0.053723 | 0.0060051 | 0.03352 | 0.029998 | 8.638% | 48.21% | 43.15% | 0%
|  |  | PASO ROBLES 110764703 | 0.0022351 | 0 | 0.0022351 | 0.00019173 | 0.0019116 | 0.00081928 | 6.56% | 65.41% | 28.03% | 0%
|  |  | CUYAMA 1103934590 | 0.014053 | 0 | 0.014053 | 0.00079574 | 0.010426 | 0.004615 | 5.024% | 65.84% | 29.14% | 0%
|  |  | DIVIDE 110348160 | 0.017198 | 0 | 0.017198 | 0.0034342 | 0.01494 | 0.0040212 | 15.33% | 66.71% | 17.96% | 0%
|  |  | LE GRAND 11045010 | 0.029901 | 0 | 0.029901 | 0.0037533 | 0.023505 | 0.010863 | 9.846% | 61.66% | 28.5% | 0%
|  |  | COTTLE 170144183 | 8.4554e-05 | 0 | 8.4554e-05 | 8.3914e-06 | 5.3699e-05 | 4.3566e-05 | 7.942% | 50.82% | 41.23% | 0%
|  |  | VALLEY HOME 1703768534 | 0.0015739 | 0 | 0.0015739 | 0.00017523 | 0.00080951 | 0.00079673 | 9.836% | 45.44% | 44.72% | 0%
|  |  | CARRIZO PLAINS 11013527 | 0.078689 | 0 | 0.078689 | 0.0061932 | 0.059534 | 0.0365 | 6.058% | 58.24% | 35.71% | 0%
|  |  | GANSO 1104685998 | 4.1813e-05 | 0 | 4.1813e-05 | 3.3198e-06 | 2.8949e-05 | 1.506e-05 | 7.014% | 61.16% | 31.82% | 0%
|  |  | HARDWICK 1102249398 | 4.1662e-05 | 0 | 4.1662e-05 | 4.1933e-06 | 2.2931e-05 | 2.0034e-05 | 8.892% | 48.63% | 42.48% | 0%
|  |  | EL CERRITO G 1114BR190 | 0.00011524 | 0 | 0.00011524 | 7.5061e-06 | 0.00014809 | 3.4634e-05 | 3.946% | 77.85% | 18.21% | 0%
|  |  | RUSS RANCH 110196276 | 0.00028805 | 0 | 0.00028805 | 8.1616e-05 | 0.00025651 | 3.6543e-05 | 21.78% | 68.46% | 9.753% | 0%
|  |  | REEDLEY 1104243924 | 0.00098084 | 0 | 0.00098084 | 0.00023437 | 0.00074874 | 0.00028308 | 18.51% | 59.13% | 22.36% | 0%
|  |  | COARSEGOLD 210310300 | 0.013666 | 0.053711 | 0.067377 | 0.0034316 | 0.0087987 | 0.0055971 | 3.904% | 10.01% | 6.368% | 79.72%
|  |  | LE GRAND 1104RUSE | 0.00032084 | 0 | 0.00032084 | 3.3868e-05 | 0.00027824 | 0.00010742 | 8.073% | 66.32% | 25.61% | 0%
|  |  | POTRERO PP (A) 1112CB | 0.00038485 | 0 | 0.00038485 | 0 | 0.00063529 | 0 | 0% | 100% | 0% | 0%
|  |  | TEMPLETON 2109P68 | 0.031704 | 0 | 0.031704 | 0.003867 | 0.026641 | 0.010948 | 9.328% | 64.26% | 26.41% | 0%
|  |  | TEMPLETON 2109R34 | 0.043044 | 0 | 0.043044 | 0.0036717 | 0.033622 | 0.01858 | 6.571% | 60.18% | 33.25% | 0%
|  |  | OCEANO 1104Q04 | 0.0039043 | 0 | 0.0039043 | 0.00045327 | 0.0046462 | 0.00087034 | 7.593% | 77.83% | 14.58% | 0%
|  |  | PURISIMA 1101Y40 | 0.014985 | 0 | 0.014985 | 0.002777 | 0.013235 | 0.0034468 | 14.27% | 68.02% | 17.71% | 0%
|  |  | CHOLAME 1101X12 | 0.030335 | 0 | 0.030335 | 0.0016625 | 0.02384 | 0.013624 | 4.249% | 60.93% | 34.82% | 0%
|  |  | DAIRYLAND 110577794 | 0.013836 | 0 | 0.013836 | 0.0009228 | 0.0095225 | 0.0052161 | 5.892% | 60.8% | 33.31% | 0%
|  |  | VALLEY HOME 170339660 | 0.024826 | 0 | 0.024826 | 0.0026945 | 0.015573 | 0.013813 | 8.399% | 48.54% | 43.06% | 0%
|  |  | COPPERMINE 1104R755 | 0.053321 | 0 | 0.053321 | 0.010113 | 0.038431 | 0.021117 | 14.52% | 55.17% | 30.31% | 0%
|  |  | CHOLAME 1101R22 | 0.029584 | 0 | 0.029584 | 0.0024097 | 0.022556 | 0.013409 | 6.279% | 58.78% | 34.94% | 0%
|  |  | KING CITY 1106500 | 0.040297 | 0 | 0.040297 | 0.0022891 | 0.031021 | 0.017891 | 4.471% | 60.59% | 34.94% | 0%
|  |  | PIT NO 1 1101LR-RC-A | 3.7457e-05 | 0.0031863 | 0.0032237 | 4.615e-06 | 3.1972e-05 | 1.2392e-05 | 0.1095% | 0.7585% | 0.294% | 98.84%
|  |  | CORTINA 1101107710 | 7.4091e-05 | 0 | 7.4091e-05 | 8.2353e-06 | 4.0702e-05 | 3.4927e-05 | 9.82% | 48.53% | 41.65% | 0%
|  |  | PEORIA 17041837 | 0.013303 | 0 | 0.013303 | 0.0016483 | 0.007607 | 0.0078233 | 9.651% | 44.54% | 45.81% | 0%
|  |  | EL CAPITAN 1103975920 | 0.0041522 | 0 | 0.0041522 | 0.00068222 | 0.0029296 | 0.0017995 | 12.61% | 54.14% | 33.25% | 0%
|  |  | SAN MIGUEL 1104R88 | 0.034124 | 0 | 0.034124 | 0.0026645 | 0.026626 | 0.015169 | 5.993% | 59.89% | 34.12% | 0%
|  |  | LOS OSITOS 21031132 | 0.042309 | 0.019293 | 0.061602 | 0.0026723 | 0.03073 | 0.01917 | 3.491% | 40.15% | 25.04% | 31.32%
|  |  | OCEANO 1103597140 | 0.0018624 | 0 | 0.0018624 | 0.00032927 | 0.0017435 | 0.0004252 | 13.18% | 69.8% | 17.02% | 0%
|  |  | TIVY VALLEY 1107248306 | 0.01071 | 0 | 0.01071 | 0.001464 | 0.0079827 | 0.003976 | 10.91% | 59.47% | 29.62% | 0%
|  |  | ANGIOLA 11028280 | 0.021936 | 0 | 0.021936 | 0.0010545 | 0.016736 | 0.0072355 | 4.213% | 66.87% | 28.91% | 0%
|  |  | CORCORAN 1112714124 | 0.015345 | 0 | 0.015345 | 0.0010136 | 0.011673 | 0.0048912 | 5.766% | 66.41% | 27.83% | 0%
|  |  | MISSION (X) 1107CB | 6.9398e-05 | 0 | 6.9398e-05 | 1.0222e-05 | 0.00010434 | 0 | 8.923% | 91.08% | 0% | 0%
|  |  | MAINE PRAIRIE 0401CB | 0.00013735 | 0 | 0.00013735 | 1.9284e-05 | 0.00010352 | 3.2667e-05 | 12.4% | 66.58% | 21.01% | 0%
|  |  | COTTLE 170889662 | 0.051104 | 0 | 0.051104 | 0.0074873 | 0.030445 | 0.028217 | 11.32% | 46.02% | 42.66% | 0%
|  |  | MORRO BAY 110187487 | 0.006675 | 0 | 0.006675 | 0.0014826 | 0.0053871 | 0.0018568 | 16.99% | 61.73% | 21.28% | 0%
|  |  | CHOLAME 2102X08 | 0.05258 | 0 | 0.05258 | 0.0032695 | 0.040363 | 0.023299 | 4.885% | 60.31% | 34.81% | 0%
|  |  | TRES PINOS 11114064 | 0.017566 | 0 | 0.017566 | 0.0024727 | 0.014217 | 0.0060239 | 10.89% | 62.59% | 26.52% | 0%
|  |  | WOODWARD 2108979850 | 0.02821 | 0 | 0.02821 | 0.0042448 | 0.022612 | 0.0096361 | 11.63% | 61.96% | 26.41% | 0%
|  |  | CHOLAME 11015939 | 0.0038105 | 0 | 0.0038105 | 0.0002496 | 0.0027294 | 0.0019432 | 5.071% | 55.45% | 39.48% | 0%
|  |  | TEMPLETON 2109R52 | 0.027771 | 0 | 0.027771 | 0.0030071 | 0.023037 | 0.010239 | 8.288% | 63.49% | 28.22% | 0%
|  |  | HIGHWAY 1101200662 | 2.9509e-05 | 0 | 2.9509e-05 | 1.553e-05 | 1.7123e-05 | 5.8321e-06 | 40.35% | 44.49% | 15.15% | 0%
|  |  | MISSION (X) 1120CB | 5.7734e-05 | 0 | 5.7734e-05 | 3.7979e-06 | 9.1507e-05 | 0 | 3.985% | 96.01% | 0% | 0%
|  |  | MORRO BAY 1101W02 | 0.0028931 | 0 | 0.0028931 | 0.00024714 | 0.0041409 | 0.00038786 | 5.175% | 86.7% | 8.121% | 0%
|  |  | FULTON 110257686 | 2.8209e-05 | 0.0030112 | 0.0030394 | 7.0443e-06 | 2.0799e-05 | 8.0512e-06 | 0.1821% | 0.5378% | 0.2082% | 99.07%
|  |  | COPPERMINE 1104CB | 0.00081998 | 0 | 0.00081998 | 0.00011324 | 0.00060695 | 0.00035202 | 10.56% | 56.61% | 32.83% | 0%
|  |  | MESA 1103M70 | 0.0063319 | 0 | 0.0063319 | 0.00089992 | 0.0064237 | 0.0010908 | 10.69% | 76.34% | 12.96% | 0%
|  |  | ALPINE 1102CB | 0.00018244 | 1.8076 | 1.8077 | 5.4223e-05 | 0.00024695 | 0 | 0.001817% | 0.008275% | 0% | 99.99%
|  |  | PURISIMA 1101CUSTREC | 2.2189e-05 | 0 | 2.2189e-05 | 6.5371e-06 | 1.6195e-05 | 6.283e-06 | 22.53% | 55.82% | 21.65% | 0%
|  |  | OCEANO 1108CB | 0.0034441 | 0 | 0.0034441 | 0.00018764 | 0.0049114 | 0.00055419 | 3.319% | 86.88% | 9.803% | 0%
|  |  | MORRO BAY 110247584 | 2.0649e-05 | 0 | 2.0649e-05 | 0 | 2.7001e-05 | 0 | 0% | 100% | 0% | 0%
|  |  | OCEANO 110356012 | 0.0018825 | 0 | 0.0018825 | 0.00026351 | 0.0022571 | 0.000115 | 9.998% | 85.64% | 4.363% | 0%
|  |  | MESA 1103M72 | 0.0047514 | 0 | 0.0047514 | 0 | 0.001656 | 0 | 0% | 100% | 0% | 0%
|  |  | MESA 1102CB | 0.0020494 | 0 | 0.0020494 | 7.7276e-05 | 0.0020881 | 0.00048072 | 2.92% | 78.91% | 18.17% | 0%
|  |  | MORRO BAY 1102W24 | 0.0029352 | 0 | 0.0029352 | 0 | 0.0040313 | 0 | 0% | 100% | 0% | 0%
|  |  | WOODCHUCK 2101R2770 | 0.00081092 | 0 | 0.00081092 | 0.00036171 | 0.00062242 | 6.6372e-05 | 34.43% | 59.25% | 6.318% | 0%
|  |  | MORRO BAY 1101W06 | 0.00070311 | 0 | 0.00070311 | 0 | 0.0010312 | 0 | 0% | 100% | 0% | 0%
|  |  | MORRO BAY 1102V84 | 0.0046166 | 0 | 0.0046166 | 0 | 0.0068492 | 0 | 0% | 100% | 0% | 0%
|  |  | MORRO BAY 1101W04 | 0.0011718 | 0 | 0.0011718 | 0 | 0.0019095 | 0 | 0% | 100% | 0% | 0%
|  |  | MESA 1103M68 | 0.0010157 | 0 | 0.0010157 | 0 | 0.00076002 | 0 | 0% | 100% | 0% | 0%
|  |  | MORRO BAY 1102V80 | 0.00083358 | 0 | 0.00083358 | 0 | 0.0011251 | 0 | 0% | 100% | 0% | 0%
|  |  | MESA 1103236053 | 0.0018832 | 0 | 0.0018832 | 0.00030731 | 0.0018871 | 0.00026318 | 12.5% | 76.79% | 10.71% | 0%
|  |  | OCEANO 110856014 | 0.00064168 | 0 | 0.00064168 | 0 | 0.0010422 | 0 | 0% | 100% | 0% | 0%
|  |  | MORRO BAY 1102V86 | 0.003783 | 0 | 0.003783 | 0 | 0.0060204 | 0 | 0% | 100% | 0% | 0%
|  |  | MESA 1103M92 | 0.0026229 | 0 | 0.0026229 | 0 | 0.0034548 | 0 | 0% | 100% | 0% | 0%
|  |  | MESA 1103CB | 0.0017585 | 0 | 0.0017585 | 4.4302e-05 | 0.002276 | 4.9263e-05 | 1.87% | 96.05% | 2.079% | 0%
|  |  | OCEANO 1108597614 | 0.0016682 | 0 | 0.0016682 | 0 | 0.002621 | 0 | 0% | 100% | 0% | 0%
|  |  | OCEANO 1102M60 | 0.0019483 | 0 | 0.0019483 | 0 | 0.0025788 | 0 | 0% | 100% | 0% | 0%
|  |  | MORRO BAY 11013487 | 0.00059433 | 0 | 0.00059433 | 0 | 0.00089048 | 0 | 0% | 100% | 0% | 0%
|  |  | MESA 1103M90 | 0.0027211 | 0 | 0.0027211 | 0 | 0.0035778 | 0 | 0% | 100% | 0% | 0%
|  |  | MESA 110346149 | 0.0015853 | 0 | 0.0015853 | 2.404e-05 | 0.0019645 | 9.1465e-05 | 1.156% | 94.45% | 4.397% | 0%
|  |  | CLARKSVILLE 210951796 | 5.192e-05 | 0 | 5.192e-05 | 0 | 6.7892e-05 | 0 | 0% | 100% | 0% | 0%
|  |  | MESA 1103Q18 | 0.0020952 | 0 | 0.0020952 | 0 | 0.0027341 | 0 | 0% | 100% | 0% | 0%
|  |  | CORCORAN 1116436137 | 0.00046211 | 0 | 0.00046211 | 0 | 0.00052743 | 0 | 0% | 100% | 0% | 0%
|  |  | MESA 11038647 | 0.00020736 | 0 | 0.00020736 | 0 | 0.00028179 | 0 | 0% | 100% | 0% | 0%
|  |  | MESA 1103M64 | 0.00066164 | 0 | 0.00066164 | 0 | 0.00086495 | 0 | 0% | 100% | 0% | 0%
|  |  | MESA 1103M62 | 0.0002099 | 0 | 0.0002099 | 0 | 0.00026721 | 0 | 0% | 100% | 0% | 0%
|  |  | CORCORAN 1116174691 | 0.00026076 | 0 | 0.00026076 | 0 | 0.00029699 | 0 | 0% | 100% | 0% | 0%
|  |  | WOODWARD 2108CUS1164 | 1.4476e-05 | 0 | 1.4476e-05 | 0 | 1.8929e-05 | 0 | 0% | 100% | 0% | 0%
|  |  | WOODCHUCK 2101R9223 | 1.6694e-06 | 0 | 1.6694e-06 | 0 | 2.1738e-06 | 0 | 0% | 100% | 0% | 0%
|  |  | CALPINE 1144276-G | 0.23818 | 0 | 0.23818 | 3.593e-05 | 0.00018812 | 3.3713e-05 | 13.94% | 72.98% | 13.08% | 0%
|  |  | CALPINE 1146200-G | 0.081552 | 0 | 0.081552 | 8.2117e-06 | 9.0709e-05 | 1.6313e-05 | 7.126% | 78.72% | 14.16% | 0%
|  |  | CALPINE 1146394G | 0.081552 | 0 | 0.081552 | 8.2117e-06 | 9.0709e-05 | 1.6313e-05 | 7.126% | 78.72% | 14.16% | 0%
|  |  | SMUD 15805CB | 0 | 0 | 0 | 0 | 0 | 0 | 0% | 0% | 0% | 0%
|  |  | GUERNSEY 1104695204 | 0 | 0 | 0 | 0 | 0 | 0 | 0% | 0% | 0% | 0%
|  |  | GRASS VALLEY 1103CB | 0 | 0.011905 | 0.011905 | 0.00021508 | 0.00042174 | 0.00010129 | 0% | 0% | 0% | 100%

## Data_RR
EORM Wildfire Risk Multiplier: |  |  | 11.4142
[9 empty] | 1. Undergrounding | [11 empty] | 2. Covered Conductor | [11 empty] | PSPS | 3. Expulsion Fuses | [8 empty] | 3. Surge Arrestors | [8 empty] | 4. Aerial Inspections | [8 empty] | 4. Ground Inspections | [8 empty] | 5. Non-Pole Backlog | [8 empty] | 8. Tree Removal | [8 empty] | 10. Down Conductor Detection (DCD) | [11 empty] | 10. Line Sensors | [8 empty] | 1. Line Removal | [11 empty] | 5. Pole Backlog | [8 empty] | EPSS | [11 empty] | PSPS
Circuit Segment | weighted_composite_for_system_hardening_wildfire_risk_mean | HFTD Mileage | Baseline Wildfire Risk | PSPS Risk Score | Total Utility Risk Score | Vegetation Probability | Equipment Failure Probability | All Other Probability | Percentage of Segment in Plan (2022) | Mitigation Effectiveness (2022) | 1 Year Mitigated Risk (2022) | Percentage of Segment in Plan (2023) | Mitigation Effectiveness (2023) | 1 Year Mitigated Risk (2023) | Percentage of Segment in Plan (2024) | Mitigation Effectiveness (2024) | 1 Year Mitigated Risk (2024) | Percentage of Segment in Plan (2025) | Mitigation Effectiveness (2025) | 1 Year Mitigated Risk (2025) | Percentage of Segment in Plan (2022) | Mitigation Effectiveness (2022) | 1 Year Mitigated Risk (2022) | Percentage of Segment in Plan (2023) | Mitigation Effectiveness (2023) | 1 Year Mitigated Risk (2023) | Percentage of Segment in Plan (2024) | Mitigation Effectiveness (2024) | 1 Year Mitigated Risk (2024) | Percentage of Segment in Plan (2025) | Mitigation Effectiveness (2025) | 1 Year Mitigated Risk (2025) | PSPS Risk | Percentage of Segment in Plan (2023) | Mitigation Effectiveness (2023) | 1 Year Mitigated Risk (2023) | Percentage of Segment in Plan (2024) | Mitigation Effectiveness (2024) | 1 Year Mitigated Risk (2024) | Percentage of Segment in Plan (2025) | Mitigation Effectiveness (2025) | 1 Year Mitigated Risk (2025) | Percentage of Segment in Plan (2023) | Mitigation Effectiveness (2023) | 1 Year Mitigated Risk (2023) | Percentage of Segment in Plan (2024) | Mitigation Effectiveness (2024) | 1 Year Mitigated Risk (2024) | Percentage of Segment in Plan (2025) | Mitigation Effectiveness (2025) | 1 Year Mitigated Risk (2025) | Percentage of Segment in Plan (2023) | Mitigation Effectiveness (2023) | 1 Year Mitigated Risk (2023) | Percentage of Segment in Plan (2024) | Mitigation Effectiveness (2024) | 1 Year Mitigated Risk (2024) | Percentage of Segment in Plan (2025) | Mitigation Effectiveness (2025) | 1 Year Mitigated Risk (2025) | Percentage of Segment in Plan (2023) | Mitigation Effectiveness (2023) | 1 Year Mitigated Risk (2023) | Percentage of Segment in Plan (2024) | Mitigation Effectiveness (2024) | 1 Year Mitigated Risk (2024) | Percentage of Segment in Plan (2025) | Mitigation Effectiveness (2025) | 1 Year Mitigated Risk (2025) | Percentage of Segment in Plan (2023) | Mitigation Effectiveness (2023) | 1 Year Mitigated Risk (2023) | Percentage of Segment in Plan (2024) | Mitigation Effectiveness (2024) | 1 Year Mitigated Risk (2024) | Percentage of Segment in Plan (2025) | Mitigation Effectiveness (2025) | 1 Year Mitigated Risk (2025) | Percentage of Segment in Plan (2023) | Mitigation Effectiveness (2023) | 1 Year Mitigated Risk (2023) | Percentage of Segment in Plan (2024) | Mitigation Effectiveness (2024) | 1 Year Mitigated Risk (2024) | Percentage of Segment in Plan (2025) | Mitigation Effectiveness (2025) | 1 Year Mitigated Risk (2025) | Percentage of Segment in Plan (2022) | Mitigation Effectiveness (2022) | 1 Year Mitigated Risk (2022) | Percentage of Segment in Plan (2023) | Mitigation Effectiveness (2023) | 1 Year Mitigated Risk (2023) | Percentage of Segment in Plan (2024) | Mitigation Effectiveness (2024) | 1 Year Mitigated Risk (2024) | Percentage of Segment in Plan (2025) | Mitigation Effectiveness (2025) | 1 Year Mitigated Risk (2025) | Percentage of Segment in Plan (2023) | Mitigation Effectiveness (2023) | 1 Year Mitigated Risk (2023) | Percentage of Segment in Plan (2024) | Mitigation Effectiveness (2024) | 1 Year Mitigated Risk (2024) | Percentage of Segment in Plan (2025) | Mitigation Effectiveness (2025) | 1 Year Mitigated Risk (2025) | Percentage of Segment in Plan (2022) | Mitigation Effectiveness (2022) | 1 Year Mitigated Risk (2022) | Percentage of Segment in Plan (2023) | Mitigation Effectiveness (2023) | 1 Year Mitigated Risk (2023) | Percentage of Segment in Plan (2024) | Mitigation Effectiveness (2024) | 1 Year Mitigated Risk (2024) | Percentage of Segment in Plan (2025) | Mitigation Effectiveness (2025) | 1 Year Mitigated Risk (2025) | Percentage of Segment in Plan (2023) | Mitigation Effectiveness (2023) | 1 Year Mitigated Risk (2023) | Percentage of Segment in Plan (2024) | Mitigation Effectiveness (2024) | 1 Year Mitigated Risk (2024) | Percentage of Segment in Plan (2025) | Mitigation Effectiveness (2025) | 1 Year Mitigated Risk (2025) | Percentage of Segment in Plan (2022) | Mitigation Effectiveness (2022) | 1 Year Mitigated Risk (2022) | Percentage of Segment in Plan (2023) | Mitigation Effectiveness (2023) | 1 Year Mitigated Risk (2023) | Percentage of Segment in Plan (2024) | Mitigation Effectiveness (2024) | 1 Year Mitigated Risk (2024) | Percentage of Segment in Plan (2025) | Mitigation Effectiveness (2025) | 1 Year Mitigated Risk (2025) | Percentage of Segment in Plan (2023) | Mitigation Effectiveness (2023) | 1 Year Mitigated Risk (2023) | Percentage of Segment in Plan (2024) | Mitigation Effectiveness (2024) | 1 Year Mitigated Risk (2024) | Percentage of Segment in Plan (2025) | Mitigation Effectiveness (2025) | 1 Year Mitigated Risk (2025)
MARIPOSA REMOTE 0001CB | 0.02071 | 0.15519 | 0.8531 | 0 | 0.8531 | 9.0295e-05 | 0.00034921 | 5.9102e-05 | 0% | 99% | 0 | 0% | 99% | 0 | 0% | 99% | 0 | 0% | 99% | 0 | 0% | 61.83% | 0 | 0% | 61.83% | 0 | 0% | 61.83% | 0 | 0% | 61.83% | 0 | 0 | 0% | 2.524% | 0 | 0% | 2.524% | 0 | 0% | 2.524% | 0 | 0% | 0.3341% | 0 | 0% | 0.3341% | 0 | 0% | 0.3341% | 0 | 0% | 1.045% | 0 | 0% | 1.045% | 0 | 0% | 1.045% | 0 | 0% | 1.127% | 0 | 0% | 1.127% | 0 | 0% | 1.127% | 0 | 0% | 8.023% | 0 | 0% | 8.023% | 0 | 0% | 8.023% | 0 | 0% | 1.105% | 0 | 0% | 1.105% | 0 | 0% | 1.105% | 0 |  |  |  | 0% | 11.8% | 0 | 0% | 11.8% | 0 | 0% | 11.8% | 0 | 0% | 0.3626% | 0 | 0% | 0.3626% | 0 | 0% | 0.3626% | 0 | 0% | 100% | 0 | 0% | 100% | 0 | 0% | 100% | 0 | 0% | 100% | 0 |  |  | 0 |  |  | 0 |  |  | 0 | 100% | 65% |  | 100% | 65% |  | 100% | 65% |  | 100% | 65% |  | 100% | 90% |  | 100% | 90% |  | 100% | 90%
BALCH NO 1 1101CB | 0.053317 | 0.0137 | 0.81633 | 0 | 0.81633 | 0.00016333 | 0.00023641 | 9.4717e-05 | 0% | 99% | 0 | 0% | 99% | 0 | 0% | 99% | 0 | 0% | 99% | 0 | 0% | 62.02% | 0 | 0% | 62.02% | 0 | 0% | 62.02% | 0 | 0% | 62.02% | 0 | 0 | 0% | 2.519% | 0 | 0% | 2.519% | 0 | 0% | 2.519% | 0 | 0% | 0.3019% | 0 | 0% | 0.3019% | 0 | 0% | 0.3019% | 0 | 100% | 0.6824% | 0.0055709 | 100% | 0.6824% | 0.0055709 | 100% | 0.6824% | 0.0055709 | 100% | 0.7127% | 0.0058177 | 100% | 0.7127% | 0.0058177 | 100% | 0.7127% | 0.0058177 | 0% | 5.117% | 0 | 0% | 5.117% | 0 | 0% | 5.117% | 0 | 0% | 2.236% | 0 | 0% | 2.236% | 0 | 0% | 2.236% | 0 |  |  |  | 0% | 11.8% | 0 | 0% | 11.8% | 0 | 0% | 11.8% | 0 | 0% | 0.3658% | 0 | 0% | 0.3658% | 0 | 0% | 0.3658% | 0 | 0% | 100% | 0 | 0% | 100% | 0 | 0% | 100% | 0 | 0% | 100% | 0 |  |  | 0 |  |  | 0 |  |  | 0 | 100% | 65% |  | 100% | 65% |  | 100% | 65% |  | 100% | 65% |  | 100% | 90% |  | 100% | 90% |  | 100% | 90%
BALCH NO 1 1101105414 | 0.031265 | 7.471 | 42.179 | 0.013865 | 42.1929 | 0.0047943 | 0.014398 | 0.0074682 | 0% | 99% | 0 | 0% | 99% | 0 | 0% | 99% | 0 | 0% | 99% | 0 | 0% | 62.42% | 0 | 0% | 62.42% | 0 | 0% | 62.42% | 0 | 0% | 62.42% | 0 | 0.013865 | 0% | 2.724% | 0 | 0% | 2.724% | 0 | 0% | 2.724% | 0 | 0% | 0.3188% | 0 | 0% | 0.3188% | 0 | 0% | 0.3188% | 0 | 98.48% | 0.7859% | 0.32642 | 98.48% | 0.7859% | 0.32642 | 98.48% | 0.7859% | 0.32642 | 98.48% | 0.8155% | 0.33873 | 98.48% | 0.8155% | 0.33873 | 98.48% | 0.8155% | 0.33873 | 100% | 5.896% | 2.4869 | 0% | 5.896% | 0 | 0% | 5.896% | 0 | 0% | 1.18% | 0 | 0% | 1.18% | 0 | 0% | 1.18% | 0 |  |  |  | 34.89% | 11.8% | 1.7363 | 0% | 11.8% | 0 | 0% | 11.8% | 0 | 0% | 0.363% | 0 | 0% | 0.363% | 0 | 0% | 0.363% | 0 | 0% | 100% | 0 | 0% | 100% | 0 | 0% | 100% | 0 | 0% | 100% | 0 |  |  | 0.0047082 |  |  | 0.020802 |  |  | 0.0095679 | 100% | 65% |  | 100% | 65% |  | 100% | 65% |  | 100% | 65% |  | 100% | 90% |  | 100% | 90% |  | 100% | 90%
HIGHLANDS 1102628 | 0.026126 | 15.7833 | 75.4228 | 0.15693 | 75.5797 | 0.0096317 | 0.031724 | 0.012919 | 0% | 99% | 0 | 19.85% | 99% | 14.8188 | 0% | 99% | 0 | 0% | 99% | 0 | 10.22% | 60.67% | 4.6772 | 35.52% | 60.67% | 16.2551 | 0% | 60.67% | 0 | 0% | 60.67% | 0 | 0.15693 | 0% | 2.716% | 0 | 0% | 2.716% | 0 | 0% | 2.716% | 0 | 0% | 0.3015% | 0 | 18.2% | 0.3015% | 0.041397 | 0% | 0.3015% | 0 | 85.28% | 0.8634% | 0.55538 | 97.08% | 0.8634% | 0.6322 | 85.28% | 0.8634% | 0.55538 | 97.08% | 0.852% | 0.62379 | 85.28% | 0.852% | 0.54798 | 97.08% | 0.852% | 0.62379 | 66.94% | 6.383% | 3.2229 | 33.06% | 6.383% | 1.5916 | 0% | 6.383% | 0 | 0% | 1.051% | 0 | 0% | 1.051% | 0 | 0% | 1.051% | 0 |  |  |  | 30.15% | 11.8% | 2.6836 | 0% | 11.8% | 0 | 0% | 11.8% | 0 | 0% | 0.353% | 0 | 0% | 0.353% | 0 | 0% | 0.353% | 0 | 4.106% | 100% | 3.097 | 0.3089% | 100% | 0.233 | 51.18% | 100% | 38.5989 | 6.049% | 100% | 4.562 |  |  | 0.16772 |  |  | 0.19274 |  |  | 0 | 100% | 65% |  | 100% | 65% |  | 100% | 65% |  | 100% | 65% |  | 100% | 90% |  | 100% | 90% |  | 100% | 90%
BEAR VALLEY 2105CB | 0.022066 | 16.2295 | 74.1675 | 0 | 74.1675 | 0.010979 | 0.02901 | 0.015928 | 0% | 99% | 0 | 0% | 99% | 0 | 0% | 99% | 0 | 0% | 99% | 0 | 0% | 62.99% | 0 | 0% | 62.99% | 0 | 0% | 62.99% | 0 | 0% | 62.99% | 0 | 0 | 0% | 2.53% | 0 | 0% | 2.53% | 0 | 0% | 2.53% | 0 | 0% | 0.2962% | 0 | 0% | 0.2962% | 0 | 0% | 0.2962% | 0 | 79.02% | 0.7541% | 0.44195 | 100% | 0.7541% | 0.55927 | 79.02% | 0.7541% | 0.44195 | 82.41% | 0.778% | 0.47556 | 79.02% | 0.778% | 0.456 | 100% | 0.778% | 0.57705 | 0% | 5.652% | 0 | 92.76% | 5.652% | 3.8882 | 7.24% | 5.652% | 0.30349 | 0% | 1.216% | 0 | 0% | 1.216% | 0 | 0% | 1.216% | 0 |  |  |  | 0% | 11.8% | 0 | 0% | 11.8% | 0 | 0% | 11.8% | 0 | 0% | 0.3631% | 0 | 0% | 0.3631% | 0 | 0% | 0.3631% | 0 | 0% | 100% | 0 | 0% | 100% | 0 | 0% | 100% | 0 | 0% | 100% | 0 |  |  | 0 |  |  | 0 |  |  | 0 | 100% | 65% |  | 100% | 65% |  | 100% | 65% |  | 100% | 65% |  | 100% | 90% |  | 100% | 90% |  | 100% | 90%
INDIAN FLAT 1104CB | 0.039297 | 13.7984 | 118.4654 | 0 | 118.4654 | 0.023498 | 0.052375 | 0.016991 | 0% | 99% | 0 | 0% | 99% | 0 | 0% | 99% | 0 | 0% | 99% | 0 | 0% | 62.33% | 0 | 0% | 62.33% | 0 | 0% | 62.33% | 0 | 0% | 62.33% | 0 | 0 | 0% | 3.142% | 0 | 0% | 3.142% | 0 | 0% | 3.142% | 0 | 0% | 0.3553% | 0 | 0% | 0.3553% | 0 | 0% | 0.3553% | 0 | 99.04% | 0.8395% | 0.98496 | 99.04% | 0.8395% | 0.98496 | 99.04% | 0.8395% | 0.98496 | 99.04% | 0.8819% | 1.0347 | 99.04% | 0.8819% | 1.0347 | 99.04% | 0.8819% | 1.0347 | 3.101% | 6.319% | 0.23215 | 89.44% | 6.319% | 6.6951 | 7.312% | 6.319% | 0.54733 | 0% | 1.488% | 0 | 0% | 1.488% | 0 | 0% | 1.488% | 0 |  |  |  | 0% | 11.8% | 0 | 0% | 11.8% | 0 | 0% | 11.8% | 0 | 0% | 0.367% | 0 | 0% | 0.367% | 0 | 0% | 0.367% | 0 | 0% | 100% | 0 | 0% | 100% | 0 | 0% | 100% | 0 | 0% | 100% | 0 |  |  | 0 |  |  | 0.7291 |  |  | 0.048322 | 100% | 65% |  | 100% | 65% |  | 100% | 65% |  | 100% | 65% |  | 100% | 90% |  | 100% | 90% |  | 100% | 90%
CURTIS 170356972 | 0.02502 | 8.4156 | 40.9418 | 0.15684 | 41.0987 | 0.0053831 | 0.016023 | 0.010838 | 0% | 99% | 0 | 0% | 99% | 0 | 0% | 99% | 0 | 0% | 99% | 0 | 0% | 62.28% | 0 | 0% | 62.28% | 0 | 0% | 62.28% | 0 | 0% | 62.28% | 0 | 0.15684 | 0% | 2.014% | 0 | 0% | 2.014% | 0 | 0% | 2.014% | 0 | 0% | 0.2357% | 0 | 0% | 0.2357% | 0 | 0% | 0.2357% | 0 | 100% | 0.7269% | 0.29762 | 100% | 0.7269% | 0.29762 | 100% | 0.7269% | 0.29762 | 100% | 0.7309% | 0.29925 | 100% | 0.7309% | 0.29925 | 100% | 0.7309% | 0.29925 | 100% | 5.427% | 2.2218 | 0% | 5.427% | 0 | 0% | 5.427% | 0 | 0% | 1.032% | 0 | 0% | 1.032% | 0 | 0% | 1.032% | 0 |  |  |  | 0% | 11.8% | 0 | 0% | 11.8% | 0 | 0% | 11.8% | 0 | 0% | 0.3611% | 0 | 0% | 0.3611% | 0 | 0% | 0.3611% | 0 | 0% | 100% | 0 | 0% | 100% | 0 | 0% | 100% | 0 | 0% | 100% | 0 |  |  | 0 |  |  | 0 |  |  | 0 | 100% | 65% |  | 100% | 65% |  | 100% | 65% |  | 100% | 65% |  | 100% | 90% |  | 100% | 90% |  | 100% | 90%
CUYAMA 1103684566 | 0.0075212 | 2.5774 | 5.262 | 0 | 5.262 | 0.00055108 | 0.0031968 | 0.00078206 | 0% | 99% | 0 | 0% | 99% | 0 | 0% | 99% | 0 | 0% | 99% | 0 | 0% | 57.82% | 0 | 0% | 57.82% | 0 | 0% | 57.82% | 0 | 0% | 57.82% | 0 | 0 | 0% | 3.847% | 0 | 0% | 3.847% | 0 | 0% | 3.847% | 0 | 0% | 0.3798% | 0 | 0% | 0.3798% | 0 | 0% | 0.3798% | 0 | 99.38% | 1.072% | 0.056074 | 100% | 1.072% | 0.056421 | 99.38% | 1.072% | 0.056074 | 100% | 0.9876% | 0.05197 | 99.38% | 0.9876% | 0.051649 | 100% | 0.9876% | 0.05197 | 93.9% | 7.706% | 0.38076 | 6.102% | 7.706% | 0.024743 | 0% | 7.706% | 0 | 0% | 0.8034% | 0 | 0% | 0.8034% | 0 | 0% | 0.8034% | 0 |  |  |  | 18.37% | 11.8% | 0.11409 | 0% | 11.8% | 0 | 0% | 11.8% | 0 | 0% | 0.3338% | 0 | 0% | 0.3338% | 0 | 0% | 0.3338% | 0 | 0% | 100% | 0 | 0% | 100% | 0 | 0% | 100% | 0 | 0% | 100% | 0 |  |  | 0 |  |  | 0.049983 |  |  | 0 | 100% | 65% |  | 100% | 65% |  | 100% | 65% |  | 100% | 65% |  | 100% | 90% |  | 100% | 90% |  | 100% | 90%
WILDWOOD 11011454 | 0.018983 | 7.9395 | 29.8954 | 0.0085084 | 29.9039 | 0.004774 | 0.015489 | 0.0067149 | 0% | 99% | 0 | 0% | 99% | 0 | 0% | 99% | 0 | 0% | 99% | 0 | 43.35% | 60.58% | 7.8524 | 52.83% | 60.58% | 9.569 | 0% | 60.58% | 0 | 0% | 60.58% | 0 | 0.0085084 | 100% | 3.189% | 0.95342 | 0% | 3.189% | 0 | 0% | 3.189% | 0 | 0% | 0.3411% | 0 | 0% | 0.3411% | 0 | 0% | 0.3411% | 0 | 100% | 0.8545% | 0.25546 | 100% | 0.8545% | 0.25546 | 100% | 0.8545% | 0.25546 | 100% | 0.8371% | 0.25025 | 100% | 0.8371% | 0.25025 | 100% | 0.8371% | 0.25025 | 100% | 6.265% | 1.8729 | 0% | 6.265% | 0 | 0% | 6.265% | 0 | 0% | 1.072% | 0 | 0% | 1.072% | 0 | 0% | 1.072% | 0 |  |  |  | 35% | 11.8% | 1.2347 | 0% | 11.8% | 0 | 0% | 11.8% | 0 | 0% | 0.3532% | 0 | 0% | 0.3532% | 0 | 0% | 0.3532% | 0 | 0% | 100% | 0 | 1.863% | 100% | 0.55694 | 0% | 100% | 0 | 0% | 100% | 0 |  |  | 0.048592 |  |  | 0.019105 |  |  | 0 | 100% | 65% |  | 100% | 65% |  | 100% | 65% |  | 100% | 65% |  | 100% | 90% |  | 100% | 90% |  | 100% | 90%
REDBUD 1101454 | 0.023647 | 5.8104 | 25.2752 | 0.55961 | 25.8348 | 0.0063547 | 0.011614 | 0.0050208 | 0% | 99% | 0 | 52.21% | 99% | 13.0635 | 47.79% | 99% | 11.959 | 0% | 99% | 0 | 0% | 63.13% | 0 | 0% | 63.13% | 0 | 0% | 63.13% | 0 | 0% | 63.13% | 0 | 0.55961 | 0% | 2.949% | 0 | 0% | 2.949% | 0 | 0% | 2.949% | 0 | 0% | 0.3221% | 0 | 0% | 0.3221% | 0 | 0% | 0.3221% | 0 | 100% | 0.7527% | 0.19024 | 100% | 0.7527% | 0.19024 | 100% | 0.7527% | 0.19024 | 100% | 0.7668% | 0.19381 | 100% | 0.7668% | 0.19381 | 100% | 0.7668% | 0.19381 | 85.56% | 5.589% | 1.2087 | 13.88% | 5.589% | 0.19615 | 0% | 5.589% | 0 | 0% | 1.658% | 0 | 0% | 1.658% | 0 | 0% | 1.658% | 0 |  |  |  | 4.122% | 11.8% | 0.12293 | 0% | 11.8% | 0 | 0% | 11.8% | 0 | 0% | 0.3655% | 0 | 0% | 0.3655% | 0 | 0% | 0.3655% | 0 | 0% | 100% | 0 | 0% | 100% | 0 | 0% | 100% | 0 | 0% | 100% | 0 |  |  | 0.0085909 |  |  | 0.059678 |  |  | 0 | 100% | 65% |  | 100% | 65% |  | 100% | 65% |  | 100% | 65% |  | 100% | 90% |  | 100% | 90% |  | 100% | 90%
LOS OSITOS 21037014 | 0.012994 | 0 | 106.2161 | 0.071183 | 106.2873 | 0.01609 | 0.05219 | 0.029541 | 0% | 99% | 0 | 0% | 99% | 0 | 19.58% | 99% | 20.5929 | 28.38% | 99% | 29.8474 | 0% | 63.03% | 0 | 0% | 63.03% | 0 | 0% | 63.03% | 0 | 0% | 63.03% | 0 | 0.071183 | 0% | 2.696% | 0 | 0% | 2.696% | 0 | 0% | 2.696% | 0 | 100% | 0.3112% | 0.33052 | 0% | 0.3112% | 0 | 0% | 0.3112% | 0 | 86.28% | 0.772% | 0.70756 | 98.26% | 0.772% | 0.80574 | 88.03% | 0.772% | 0.72185 | 98.26% | 0.7813% | 0.81545 | 88.03% | 0.7813% | 0.73055 | 98.26% | 0.7813% | 0.81545 | 93.92% | 5.732% | 5.7178 | 3.956% | 5.732% | 0.24082 | 0.6277% | 5.732% | 0.038215 | 0% | 0.9327% | 0 | 0% | 0.9327% | 0 | 0% | 0.9327% | 0 |  |  |  | 0% | 11.8% | 0 | 19.46% | 11.8% | 2.4387 | 0% | 11.8% | 0 | 55.56% | 0.358% | 0.21123 | 0% | 0.358% | 0 | 0% | 0.358% | 0 | 0% | 100% | 0 | 0% | 100% | 0 | 0% | 100% | 0 | 0% | 100% | 0 |  |  | 0.0086881 |  |  | 0.10105 |  |  | 0.030976 |  |  |  |  | 65% |  |  | 65% |  | 100% | 65%
BALCH NO 1 1101406582 | 0.019009 | 3.7849 | 13.5534 | 0 | 13.5534 | 0.001979 | 0.0078688 | 0.0026798 | 0% | 99% | 0 | 0% | 99% | 0 | 0% | 99% | 0 | 0% | 99% | 0 | 0% | 59.86% | 0 | 0% | 59.86% | 0 | 0% | 59.86% | 0 | 0% | 59.86% | 0 | 0 | 0% | 3.093% | 0 | 0% | 3.093% | 0 | 0% | 3.093% | 0 | 0% | 0.3412% | 0 | 0% | 0.3412% | 0 | 0% | 0.3412% | 0 | 100% | 0.9253% | 0.12541 | 60.7% | 0.9253% | 0.076127 | 100% | 0.9253% | 0.12541 | 60.7% | 0.9044% | 0.074405 | 100% | 0.9044% | 0.12258 | 60.7% | 0.9044% | 0.074405 | 98.31% | 6.799% | 0.90592 | 1.69% | 6.799% | 0.015575 | 0% | 6.799% | 0 | 0% | 0.9629% | 0 | 0% | 0.9629% | 0 | 0% | 0.9629% | 0 |  |  |  | 34.89% | 11.8% | 0.55792 | 0% | 11.8% | 0 | 0% | 11.8% | 0 | 0% | 0.3472% | 0 | 0% | 0.3472% | 0 | 0% | 0.3472% | 0 | 0% | 100% | 0 | 0% | 100% | 0 | 0% | 100% | 0 | 0% | 100% | 0 |  |  | 0.012588 |  |  | 0.054687 |  |  | 0 | 100% | 65% |  | 100% | 65% |  | 100% | 65% |  | 100% | 65% |  | 100% | 90% |  | 100% | 90% |  | 100% | 90%
MARIPOSA 2101752630 | 0.012689 | 19.3198 | 46.2421 | 0 | 46.2421 | 0.014628 | 0.021528 | 0.0066767 | 0% | 99% | 0 | 0% | 99% | 0 | 0% | 99% | 0 | 46.31% | 99% | 21.2001 | 0% | 60.91% | 0 | 0% | 60.91% | 0 | 0% | 60.91% | 0 | 0% | 60.91% | 0 | 0 | 0% | 2.358% | 0 | 0% | 2.358% | 0 | 0% | 2.358% | 0 | 0% | 0.2509% | 0 | 0% | 0.2509% | 0 | 0% | 0.2509% | 0 | 100% | 0.7639% | 0.35322 | 66.13% | 0.7639% | 0.23358 | 100% | 0.7639% | 0.35322 | 66.13% | 0.7717% | 0.23597 | 100% | 0.7717% | 0.35683 | 66.13% | 0.7717% | 0.23597 | 93.01% | 5.705% | 2.4539 | 5.232% | 5.705% | 0.13804 | 0.8953% | 5.705% | 0.023621 | 0% | 2.116% | 0 | 0% | 2.116% | 0 | 45.22% | 2.116% | 0.44243 |  |  |  | 0% | 11.8% | 0 | 0% | 11.8% | 0 | 0% | 11.8% | 0 | 0% | 0.3666% | 0 | 0% | 0.3666% | 0 | 0% | 0.3666% | 0 | 0% | 100% | 0 | 0% | 100% | 0 | 0% | 100% | 0 | 0% | 100% | 0 |  |  | 0.00088031 |  |  | 0.059379 |  |  | 0.013527 | 100% | 65% |  | 100% | 65% |  | 100% | 65% |  | 100% | 65% |  | 100% | 90% |  | 100% | 90% |  | 100% | 90%
BEAR VALLEY 21059570 | 0.016409 | 8.3351 | 24.6815 | 0 | 24.6815 | 0.0060796 | 0.011389 | 0.0058079 | 0% | 99% | 0 | 0% | 99% | 0 | 0% | 99% | 0 | 0% | 99% | 0 | 0% | 62.94% | 0 | 0% | 62.94% | 0 | 0% | 62.94% | 0 | 0% | 62.94% | 0 | 0 | 0% | 2.465% | 0 | 0% | 2.465% | 0 | 0% | 2.465% | 0 | 0% | 0.281% | 0 | 0% | 0.281% | 0 | 0% | 0.281% | 0 | 86.99% | 0.7166% | 0.15387 | 90.28% | 0.7166% | 0.15968 | 94.9% | 0.7166% | 0.16786 | 98.19% | 0.732% | 0.1774 | 86.99% | 0.732% | 0.15717 | 90.28% | 0.732% | 0.16311 | 69.84% | 5.345% | 0.92131 | 0% | 5.345% | 0 | 0% | 5.345% | 0 | 0% | 1.63% | 0 | 0% | 1.63% | 0 | 0% | 1.63% | 0 |  |  |  | 35% | 11.8% | 1.0193 | 0% | 11.8% | 0 | 0% | 11.8% | 0 | 0% | 0.3645% | 0 | 0% | 0.3645% | 0 | 0% | 0.3645% | 0 | 0% | 100% | 0 | 0% | 100% | 0 | 0% | 100% | 0 | 0% | 100% | 0 |  |  | 0 |  |  | 0 |  |  | 0 | 100% | 65% |  | 100% | 65% |  | 100% | 65% |  | 100% | 65% |  | 100% | 90% |  | 100% | 90% |  | 100% | 90%
BEAR VALLEY 210576694 | 0.019903 | 4.7938 | 16.5858 | 0 | 16.5858 | 0.0053349 | 0.0077192 | 0.0027244 | 0% | 99% | 0 | 0% | 99% | 0 | 0% | 99% | 0 | 0% | 99% | 0 | 0% | 61.37% | 0 | 0% | 61.37% | 0 | 0% | 61.37% | 0 | 0% | 61.37% | 0 | 0 | 0% | 2.427% | 0 | 0% | 2.427% | 0 | 0% | 2.427% | 0 | 0% | 0.2639% | 0 | 0% | 0.2639% | 0 | 0% | 0.2639% | 0 | 38.37% | 0.7323% | 0.046602 | 79.82% | 0.7323% | 0.096948 | 38.37% | 0.7323% | 0.046602 | 79.82% | 0.738% | 0.097697 | 38.37% | 0.738% | 0.046962 | 98.91% | 0.738% | 0.12107 | 89.01% | 5.448% | 0.80437 | 0% | 5.448% | 0 | 6.458% | 5.448% | 0.058361 | 0% | 1.941% | 0 | 0% | 1.941% | 0 | 0% | 1.941% | 0 |  |  |  | 4.886% | 11.8% | 0.095632 | 0% | 11.8% | 0 | 0% | 11.8% | 0 | 0% | 0.3654% | 0 | 0% | 0.3654% | 0 | 0% | 0.3654% | 0 | 0% | 100% | 0 | 0% | 100% | 0 | 0% | 100% | 0 | 0% | 100% | 0 |  |  | 0.0014097 |  |  | 0.0068881 |  |  | 0.028673 | 100% | 65% |  | 100% | 65% |  | 100% | 65% |  | 100% | 65% |  | 100% | 90% |  | 100% | 90% |  | 100% | 90%
WILDWOOD 1101384582 | 0.017225 | 4.5387 | 15.2797 | 0.0012605 | 15.281 | 0.0042579 | 0.007001 | 0.0036267 | 0% | 99% | 0 | 0% | 99% | 0 | 0% | 99% | 0 | 0% | 99% | 0 | 0% | 61.86% | 0 | 0% | 61.86% | 0 | 0% | 61.86% | 0 | 0% | 61.86% | 0 | 0.0012605 | 0% | 3.335% | 0 | 0% | 3.335% | 0 | 0% | 3.335% | 0 | 0% | 0.3647% | 0 | 0% | 0.3647% | 0 | 0% | 0.3647% | 0 | 100% | 0.7116% | 0.10873 | 100% | 0.7116% | 0.10873 | 100% | 0.7116% | 0.10873 | 100% | 0.7696% | 0.11759 | 100% | 0.7696% | 0.11759 | 100% | 0.7696% | 0.11759 | 0% | 5.38% | 0 | 0% | 5.38% | 0 | 0% | 5.38% | 0 | 0% | 1.941% | 0 | 0% | 1.941% | 0 | 0% | 1.941% | 0 |  |  |  | 35% | 11.8% | 0.63105 | 0% | 11.8% | 0 | 0% | 11.8% | 0 | 0% | 0.3782% | 0 | 0% | 0.3782% | 0 | 0% | 0.3782% | 0 | 0% | 100% | 0 | 0% | 100% | 0 | 0% | 100% | 0 | 0% | 100% | 0 |  |  | 0 |  |  | 0 |  |  | 0 | 100% | 65% |  | 100% | 65% |  | 100% | 65% |  | 100% | 65% |  | 100% | 90% |  | 100% | 90% |  | 100% | 90%
SO. CAL. EDISON #3 1101CB | 0.017011 | 8.1344 | 27.1247 | 0.043137 | 27.1679 | 0.0041477 | 0.016096 | 0.0063621 | 0% | 99% | 0 | 0% | 99% | 0 | 0% | 99% | 0 | 0% | 99% | 0 | 0% | 62.71% | 0 | 0% | 62.71% | 0 | 0% | 62.71% | 0 | 0% | 62.71% | 0 | 0.043137 | 0% | 3.134% | 0 | 0% | 3.134% | 0 | 0% | 3.134% | 0 | 0% | 0.3695% | 0 | 0% | 0.3695% | 0 | 0% | 0.3695% | 0 | 79.66% | 0.8803% | 0.19021 | 71.05% | 0.8803% | 0.16966 | 79.66% | 0.8803% | 0.19021 | 66.35% | 0.9314% | 0.16763 | 79.66% | 0.9314% | 0.20125 | 71.05% | 0.9314% | 0.17951 | 86.16% | 6.652% | 1.5547 | 0% | 6.652% | 0 | 5.814% | 6.652% | 0.10491 | 0% | 0.8806% | 0 | 0% | 0.8806% | 0 | 0% | 0.8806% | 0 |  |  |  | 0% | 11.8% | 0 | 0% | 11.8% | 0 | 0% | 11.8% | 0 | 0% | 0.3628% | 0 | 0% | 0.3628% | 0 | 0% | 0.3628% | 0 | 0% | 100% | 0 | 0% | 100% | 0 | 0% | 100% | 0 | 0% | 100% | 0 |  |  | 0 |  |  | 0.0069657 |  |  | 0 | 100% | 65% |  | 100% | 65% |  | 100% | 65% |  | 100% | 65% |  | 100% | 90% |  | 100% | 90% |  | 100% | 90%
PLACERVILLE 2106935216 | 0.021398 | 21.9401 | 86.8123 | 2.3775 | 89.1898 | 0.038545 | 0.037976 | 0.0099596 | 0% | 99% | 0 | 0% | 99% | 0 | 0% | 99% | 0 | 42.08% | 99% | 36.1622 | 0% | 61.33% | 0 | 0% | 61.33% | 0 | 0% | 61.33% | 0 | 0% | 61.33% | 0 | 2.3775 | 25% | 2.35% | 0.50993 | 0% | 2.35% | 0 | 0% | 2.35% | 0 | 0% | 0.2527% | 0 | 0% | 0.2527% | 0 | 0% | 0.2527% | 0 | 90.48% | 0.6631% | 0.52083 | 47.24% | 0.6631% | 0.27191 | 90.48% | 0.6631% | 0.52083 | 38.52% | 0.6723% | 0.22483 | 90.48% | 0.6723% | 0.52806 | 47.22% | 0.6723% | 0.27557 | 91.96% | 4.935% | 3.9396 | 3.703% | 4.935% | 0.15865 | 3.448% | 4.935% | 0.14772 | 0% | 2.911% | 0 | 40.07% | 2.911% | 1.0125 | 0% | 2.911% | 0 |  |  |  | 35% | 11.8% | 3.5853 | 0% | 11.8% | 0 | 0% | 11.8% | 0 | 0% | 0.3707% | 0 | 0% | 0.3707% | 0 | 0% | 0.3707% | 0 | 0.7495% | 100% | 0.65065 | 0% | 100% | 0 | 0% | 100% | 0 | 0% | 100% | 0 |  |  | 0.098975 |  |  | 0.048409 |  |  | 0.089459 | 100% | 65% |  | 100% | 65% |  | 100% | 65% |  | 100% | 65% |  | 100% | 90% |  | 100% | 90% |  | 100% | 90%
STANISLAUS 1702CB | 0.022026 | 8.695 | 42.2637 | 0.37388 | 42.6376 | 0.014468 | 0.019505 | 0.0085347 | 0% | 99% | 0 | 38.41% | 99% | 16.0715 | 0% | 99% | 0 | 0% | 99% | 0 | 0% | 61.9% | 0 | 44.64% | 61.9% | 11.6799 | 0% | 61.9% | 0 | 0% | 61.9% | 0 | 0.37388 | 100% | 2.231% | 0.94288 | 0% | 2.231% | 0 | 0% | 2.231% | 0 | 0% | 0.2491% | 0 | 56.08% | 0.2491% | 0.059048 | 0% | 0.2491% | 0 | 83.58% | 0.6772% | 0.23923 | 93% | 0.6772% | 0.26619 | 83.58% | 0.6772% | 0.23923 | 93% | 0.6795% | 0.26708 | 83.58% | 0.6795% | 0.24003 | 97.56% | 0.6795% | 0.28016 | 78.17% | 5.025% | 1.6599 | 6.204% | 5.025% | 0.13174 | 15.08% | 5.025% | 0.32025 | 0% | 2.09% | 0 | 0% | 2.09% | 0 | 0% | 2.09% | 0 |  |  |  | 0% | 11.8% | 0 | 0% | 11.8% | 0 | 0% | 11.8% | 0 | 0% | 0.365% | 0 | 0% | 0.365% | 0 | 0% | 0.365% | 0 | 0% | 100% | 0 | 7.513% | 100% | 3.1754 | 0% | 100% | 0 | 0% | 100% | 0 |  |  | 0.14761 |  |  | 0.089752 |  |  | 0.024636 | 100% | 65% |  | 100% | 65% |  | 100% | 65% |  | 100% | 65% |  | 100% | 90% |  | 100% | 90% |  | 100% | 90%
CALAVERAS CEMENT 11011419 | 0.012702 | 15.4772 | 38.0162 | 0.29117 | 38.3074 | 0.015643 | 0.017093 | 0.0059333 | 0% | 99% | 0 | 0% | 99% | 0 | 0% | 99% | 0 | 0% | 99% | 0 | 0% | 61.41% | 0 | 0% | 61.41% | 0 | 0% | 61.41% | 0 | 0% | 61.41% | 0 | 0.29117 | 0% | 2.484% | 0 | 0% | 2.484% | 0 | 0% | 2.484% | 0 | 0% | 0.26% | 0 | 0% | 0.26% | 0 | 0% | 0.26% | 0 | 74.1% | 0.6751% | 0.1902 | 98.93% | 0.6751% | 0.25391 | 74.76% | 0.6751% | 0.19187 | 99.58% | 0.684% | 0.25892 | 74.1% | 0.684% | 0.19269 | 98.93% | 0.684% | 0.25723 | 81.98% | 5.019% | 1.5642 | 12.35% | 5.019% | 0.23559 | 0.8605% | 5.019% | 0.016419 | 0% | 2.847% | 0 | 0% | 2.847% | 0 | 0% | 2.847% | 0 |  |  |  | 34.03% | 11.8% | 1.5267 | 0% | 11.8% | 0 | 0% | 11.8% | 0 | 0% | 0.3716% | 0 | 0% | 0.3716% | 0 | 0% | 0.3716% | 0 | 0% | 100% | 0 | 0% | 100% | 0 | 0% | 100% | 0 | 0% | 100% | 0 |  |  | 0 |  |  | 0.13934 |  |  | 0.010546 | 100% | 65% |  | 100% | 65% |  | 100% | 65% |  | 100% | 65% |  | 100% | 90% |  | 100% | 90% |  | 100% | 90%
MARIPOSA 210110240 | 0.016323 | 21.0767 | 65.9564 | 0 | 65.9564 | 0.024713 | 0.032251 | 0.010251 | 0% | 99% | 0 | 2.532% | 99% | 1.653 | 41.67% | 99% | 27.2075 | 41.24% | 99% | 26.9262 | 0% | 61.97% | 0 | 0% | 61.97% | 0 | 0% | 61.97% | 0 | 0% | 61.97% | 0 | 0 | 0% | 2.466% | 0 | 0% | 2.466% | 0 | 0% | 2.466% | 0 | 100% | 0.2723% | 0.17957 | 0% | 0.2723% | 0 | 0% | 0.2723% | 0 | 99.45% | 0.7183% | 0.47119 | 31.33% | 0.7183% | 0.14843 | 99.45% | 0.7183% | 0.47119 | 31.33% | 0.7378% | 0.15246 | 99.45% | 0.7378% | 0.48397 | 31.33% | 0.7378% | 0.15246 | 84.52% | 5.375% | 2.9964 | 11.66% | 5.375% | 0.4132 | 3.688% | 5.375% | 0.13076 | 0% | 2.214% | 0 | 40.07% | 2.214% | 0.58512 | 0% | 2.214% | 0 |  |  |  | 0% | 11.8% | 0 | 0% | 11.8% | 0 | 0% | 11.8% | 0 | 0% | 0.3687% | 0 | 0% | 0.3687% | 0 | 0% | 0.3687% | 0 | 0% | 100% | 0 | 0% | 100% | 0 | 0% | 100% | 0 | 0% | 100% | 0 |  |  | 0.036666 |  |  | 0.018319 |  |  | 0.068656 | 100% | 65% |  | 100% | 65% |  | 100% | 65% |  | 100% | 65% |  | 100% | 90% |  | 100% | 90% |  | 100% | 90%
MONTICELLO 1101CB | 0.030464 | 0.53696 | 3.063 | 0 | 3.063 | 0.00066244 | 0.0018583 | 0.00060162 | 0% | 99% | 0 | 0% | 99% | 0 | 0% | 99% | 0 | 0% | 99% | 0 | 0% | 61.11% | 0 | 0% | 61.11% | 0 | 0% | 61.11% | 0 | 0% | 61.11% | 0 | 0 | 0% | 2.362% | 0 | 0% | 2.362% | 0 | 0% | 2.362% | 0 | 0% | 0.2916% | 0 | 0% | 0.2916% | 0 | 0% | 0.2916% | 0 | 100% | 0.8398% | 0.025722 | 0% | 0.8398% | 0 | 100% | 0.8398% | 0.025722 | 0% | 0.8303% | 0 | 100% | 0.8303% | 0.025433 | 0% | 0.8303% | 0 | 64.93% | 6.214% | 0.12358 | 35.07% | 6.214% | 0.066755 | 0% | 6.214% | 0 | 0% | 1.126% | 0 | 0% | 1.126% | 0 | 0% | 1.126% | 0 |  |  |  | 0% | 11.8% | 0 | 0% | 11.8% | 0 | 0% | 11.8% | 0 | 0% | 0.3464% | 0 | 0% | 0.3464% | 0 | 0% | 0.3464% | 0 | 0% | 100% | 0 | 0% | 100% | 0 | 0% | 100% | 0 | 0% | 100% | 0 |  |  | 0 |  |  | 0.022393 |  |  | 0 | 100% | 65% |  | 100% | 65% |  | 100% | 65% |  | 100% | 65% |  | 100% | 90% |  | 100% | 90% |  | 100% | 90%
INDIAN FLAT 11044440 | 0.038638 | 0.23656 | 1.7414 | 0 | 1.7414 | 0.00037872 | 0.0010988 | 0.00031702 | 0% | 99% | 0 | 0% | 99% | 0 | 0% | 99% | 0 | 0% | 99% | 0 | 0% | 61.98% | 0 | 0% | 61.98% | 0 | 0% | 61.98% | 0 | 0% | 61.98% | 0 | 0 | 0% | 3.379% | 0 | 0% | 3.379% | 0 | 0% | 3.379% | 0 | 0% | 0.3875% | 0 | 0% | 0.3875% | 0 | 0% | 0.3875% | 0 | 0% | 0.901% | 0 | 0% | 0.901% | 0 | 0% | 0.901% | 0 | 0% | 0.9443% | 0 | 0% | 0.9443% | 0 | 0% | 0.9443% | 0 | 0% | 6.772% | 0 | 0% | 6.772% | 0 | 0% | 6.772% | 0 | 0% | 1.094% | 0 | 0% | 1.094% | 0 | 0% | 1.094% | 0 |  |  |  | 0% | 11.8% | 0 | 0% | 11.8% | 0 | 0% | 11.8% | 0 | 0% | 0.3622% | 0 | 0% | 0.3622% | 0 | 0% | 0.3622% | 0 | 0% | 100% | 0 | 0% | 100% | 0 | 0% | 100% | 0 | 0% | 100% | 0 |  |  | 0 |  |  | 0 |  |  | 0 | 100% | 65% |  | 100% | 65% |  | 100% | 65% |  | 100% | 65% |  | 100% | 90% |  | 100% | 90% |  | 100% | 90%
HIGHLANDS 1103726580 | 0.015697 | 8.0477 | 25.1461 | 0.24207 | 25.3882 | 0.012859 | 0.0092502 | 0.0038966 | 0% | 99% | 0 | 0% | 99% | 0 | 0% | 99% | 0 | 0% | 99% | 0 | 0% | 62.23% | 0 | 0% | 62.23% | 0 | 0% | 62.23% | 0 | 0% | 62.23% | 0 | 0.24207 | 50% | 1.956% | 0.24597 | 0% | 1.956% | 0 | 0% | 1.956% | 0 | 0% | 0.2036% | 0 | 0% | 0.2036% | 0 | 0% | 0.2036% | 0 | 0% | 0.5356% | 0 | 98.67% | 0.5356% | 0.1329 | 0% | 0.5356% | 0 | 98.67% | 0.5218% | 0.12947 | 0% | 0.5218% | 0 | 98.67% | 0.5218% | 0.12947 | 15.92% | 3.921% | 0.15694 | 74.5% | 3.921% | 0.73453 | 0% | 3.921% | 0 | 0% | 3.162% | 0 | 0% | 3.162% | 0 | 45.22% | 3.162% | 0.3596 |  |  |  | 32.86% | 11.8% | 0.97491 | 0% | 11.8% | 0 | 0% | 11.8% | 0 | 0% | 0.3714% | 0 | 0% | 0.3714% | 0 | 0% | 0.3714% | 0 | 0% | 100% | 0 | 0% | 100% | 0 | 0% | 100% | 0 | 0% | 100% | 0 |  |  | 0.075212 |  |  | 0.088358 |  |  | 0 | 100% | 65% |  | 100% | 65% |  | 100% | 65% |  | 100% | 65% |  | 100% | 90% |  | 100% | 90% |  | 100% | 90%
HIGHLANDS 1103287766 | 0.015099 | 16.9784 | 51.6199 | 1.1056 | 52.7254 | 0.013617 | 0.028941 | 0.01123 | 0% | 99% | 0 | 0% | 99% | 0 | 0% | 99% | 0 | 0% | 99% | 0 | 0% | 62.03% | 0 | 0% | 62.03% | 0 | 0% | 62.03% | 0 | 0% | 62.03% | 0 | 1.1056 | 0% | 2.742% | 0 | 0% | 2.742% | 0 | 0% | 2.742% | 0 | 0% | 0.3082% | 0 | 0% | 0.3082% | 0 | 0% | 0.3082% | 0 | 44.34% | 0.7958% | 0.18215 | 98.05% | 0.7958% | 0.40275 | 45.96% | 0.7958% | 0.1888 | 99.66% | 0.8141% | 0.41881 | 44.34% | 0.8141% | 0.18634 | 98.05% | 0.8141% | 0.41201 | 50.46% | 5.947% | 1.549 | 31.09% | 5.947% | 0.95443 | 18.46% | 5.947% | 0.56661 | 0% | 1.528% | 0 | 0% | 1.528% | 0 | 45.22% | 1.528% | 0.35666 |  |  |  | 0% | 11.8% | 0 | 0% | 11.8% | 0 | 0% | 11.8% | 0 | 0% | 0.3633% | 0 | 0% | 0.3633% | 0 | 0% | 0.3633% | 0 | 0% | 100% | 0 | 0% | 100% | 0 | 0% | 100% | 0 | 0% | 100% | 0 |  |  | 0 |  |  | 0.0019576 |  |  | 0.010227 | 100% | 65% |  | 100% | 65% |  | 100% | 65% |  | 100% | 65% |  | 100% | 90% |  | 100% | 90% |  | 100% | 90%
MONTICELLO 1101630 | 0.039591 | 4.9383 | 40.1799 | 0.89859 | 41.0785 | 0.013381 | 0.020098 | 0.0084256 | 0% | 99% | 0 | 0% | 99% | 0 | 0% | 99% | 0 | 0% | 99% | 0 | 0% | 63.75% | 0 | 0% | 63.75% | 0 | 0% | 63.75% | 0 | 0% | 63.75% | 0 | 0.89859 | 100% | 2.803% | 1.1263 | 0% | 2.803% | 0 | 0% | 2.803% | 0 | 0% | 0.3108% | 0 | 0% | 0.3108% | 0 | 0% | 0.3108% | 0 | 51.31% | 0.7149% | 0.1474 | 60.95% | 0.7149% | 0.17508 | 51.31% | 0.7149% | 0.1474 | 60.95% | 0.7404% | 0.18131 | 51.31% | 0.7404% | 0.15266 | 60.95% | 0.7404% | 0.18131 | 27.81% | 5.344% | 0.59705 | 72.19% | 5.344% | 1.5502 | 0% | 5.344% | 0 | 0% | 1.421% | 0 | 0% | 1.421% | 0 | 0% | 1.421% | 0 |  |  |  | 0% | 11.8% | 0 | 10.6% | 11.8% | 0.50259 | 0% | 11.8% | 0 | 0% | 0.3699% | 0 | 0% | 0.3699% | 0 | 0% | 0.3699% | 0 | 0% | 100% | 0 | 0% | 100% | 0 | 0% | 100% | 0 | 0% | 100% | 0 |  |  | 0 |  |  | 0.039827 |  |  | 0 | 100% | 65% |  | 100% | 65% |  | 100% | 65% |  | 100% | 65% |  | 100% | 90% |  | 100% | 90% |  | 100% | 90%
MONTICELLO 1101654 | 0.026786 | 8.302 | 42.0937 | 0.96729 | 43.061 | 0.013379 | 0.021006 | 0.0095464 | 0% | 99% | 0 | 0% | 99% | 0 | 0% | 99% | 0 | 0% | 99% | 0 | 0% | 63.46% | 0 | 0% | 63.46% | 0 | 0% | 63.46% | 0 | 0% | 63.46% | 0 | 0.96729 | 0% | 2.621% | 0 | 0% | 2.621% | 0 | 0% | 2.621% | 0 | 0% | 0.2971% | 0 | 0% | 0.2971% | 0 | 0% | 0.2971% | 0 | 100% | 0.7019% | 0.29545 | 66.06% | 0.7019% | 0.19517 | 100% | 0.7019% | 0.29545 | 66.06% | 0.7236% | 0.2012 | 100% | 0.7236% | 0.30457 | 66.06% | 0.7236% | 0.2012 | 0% | 5.242% | 0 | 21.15% | 5.242% | 0.46671 | 78.85% | 5.242% | 1.7399 | 0% | 1.636% | 0 | 0% | 1.636% | 0 | 0% | 1.636% | 0 |  |  |  | 0% | 11.8% | 0 | 10.6% | 11.8% | 0.52653 | 0% | 11.8% | 0 | 0% | 0.3674% | 0 | 0% | 0.3674% | 0 | 0% | 0.3674% | 0 | 0% | 100% | 0 | 0% | 100% | 0 | 0% | 100% | 0 | 0% | 100% | 0 |  |  | 0 |  |  | 0 |  |  | 0.00415 | 100% | 65% |  | 100% | 65% |  | 100% | 65% |  | 100% | 65% |  | 100% | 90% |  | 100% | 90% |  | 100% | 90%
ELK CREEK 11012032 | 0.018987 | 8.8944 | 34.3844 | 0.35348 | 34.7378 | 0.0088309 | 0.017491 | 0.0095799 | 0% | 99% | 0 | 0% | 99% | 0 | 0% | 99% | 0 | 0% | 99% | 0 | 0% | 62.35% | 0 | 0% | 62.35% | 0 | 0% | 62.35% | 0 | 0% | 62.35% | 0 | 0.35348 | 0% | 2.579% | 0 | 0% | 2.579% | 0 | 0% | 2.579% | 0 | 0% | 0.2801% | 0 | 0% | 0.2801% | 0 | 0% | 0.2801% | 0 | 54.31% | 0.722% | 0.13482 | 94.64% | 0.722% | 0.23496 | 54.31% | 0.722% | 0.13482 | 94.64% | 0.713% | 0.23202 | 59.63% | 0.713% | 0.14619 | 94.64% | 0.713% | 0.23202 | 95.17% | 5.314% | 1.7387 | 0% | 5.314% | 0 | 4.835% | 5.314% | 0.088334 | 0% | 1.402% | 0 | 0% | 1.402% | 0 | 0% | 1.402% | 0 |  |  |  | 27.1% | 11.8% | 1.0994 | 0% | 11.8% | 0 | 0% | 11.8% | 0 | 0% | 0.361% | 0 | 0% | 0.361% | 0 | 0% | 0.361% | 0 | 0% | 100% | 0 | 0% | 100% | 0 | 0% | 100% | 0 | 0% | 100% | 0 |  |  | 0 |  |  | 0 |  |  | 0.029712 | 100% | 65% |  | 100% | 65% |  | 100% | 65% |  | 100% | 65% |  | 100% | 90% |  | 100% | 90% |  | 100% | 90%
MIDDLETOWN 110148212 | 0.035184 | 9.8342 | 58.3023 | 0.51635 | 58.8187 | 0.03152 | 0.022972 | 0.0065178 | 0% | 99% | 0 | 17.38% | 99% | 10.0294 | 24.89% | 99% | 14.3686 | 0% | 99% | 0 | 44.87% | 62.87% | 16.4487 | 0.04292% | 62.87% | 0.015733 | 6.311% | 62.87% | 2.3135 | 40.25% | 62.87% | 14.7558 | 0.51635 | 0% | 2.032% | 0 | 0% | 2.032% | 0 | 0% | 2.032% | 0 | 0% | 0.2261% | 0 | 40.68% | 0.2261% | 0.053615 | 0% | 0.2261% | 0 | 0% | 0.5612% | 0 | 0% | 0.5612% | 0 | 0% | 0.5612% | 0 | 0% | 0.5777% | 0 | 0% | 0.5777% | 0 | 0% | 0.5777% | 0 | 0% | 4.194% | 0 | 0% | 4.194% | 0 | 0% | 4.194% | 0 | 0% | 3.061% | 0 | 40.07% | 3.061% | 0.71511 | 0% | 3.061% | 0 |  |  |  | 0% | 11.8% | 0 | 0% | 11.8% | 0 | 0% | 11.8% | 0 | 0% | 0.3755% | 0 | 0% | 0.3755% | 0 | 0% | 0.3755% | 0 | 0% | 100% | 0 | 0% | 100% | 0 | 0% | 100% | 0 | 0% | 100% | 0 |  |  | 0 |  |  | 0 |  |  | 0 | 100% | 65% |  | 100% | 65% |  | 100% | 65% |  | 100% | 65% |  | 100% | 90% |  | 100% | 90% |  | 100% | 90%
CALAVERAS CEMENT 1101544800 | 0.0085783 | 23.5583 | 39.5473 | 0.22206 | 39.7694 | 0.014874 | 0.019736 | 0.0069348 | 0% | 99% | 0 | 0% | 99% | 0 | 0% | 99% | 0 | 0% | 99% | 0 | 0% | 60.74% | 0 | 0% | 60.74% | 0 | 0% | 60.74% | 0 | 0% | 60.74% | 0 | 0.22206 | 25% | 2.66% | 0.26295 | 0% | 2.66% | 0 | 0% | 2.66% | 0 | 0% | 0.2749% | 0 | 0% | 0.2749% | 0 | 0% | 0.2749% | 0 | 0% | 0.7231% | 0 | 98.78% | 0.7231% | 0.28248 | 0% | 0.7231% | 0 | 98.78% | 0.7151% | 0.27933 | 0% | 0.7151% | 0 | 98.78% | 0.7151% | 0.27933 | 59.6% | 5.327% | 1.2554 | 20.61% | 5.327% | 0.43417 | 8.186% | 5.327% | 0.17245 | 0% | 2.438% | 0 | 0% | 2.438% | 0 | 0% | 2.438% | 0 |  |  |  | 34.03% | 11.8% | 1.5882 | 0% | 11.8% | 0 | 0% | 11.8% | 0 | 0% | 0.3654% | 0 | 0% | 0.3654% | 0 | 0% | 0.3654% | 0 | 0% | 100% | 0 | 0% | 100% | 0 | 0% | 100% | 0 | 0% | 100% | 0 |  |  | 0 |  |  | 0.056211 |  |  | 0.10705 | 100% | 65% |  | 100% | 65% |  | 100% | 65% |  | 100% | 65% |  | 100% | 90% |  | 100% | 90% |  | 100% | 90%
BUCKS CREEK 1101CB | 0.029234 | 4.8133 | 28.5059 | 0 | 28.5059 | 0.006401 | 0.020746 | 0.0029323 | 0% | 99% | 0 | 45.53% | 99% | 12.8496 | 0% | 99% | 0 | 0% | 99% | 0 | 0% | 61.76% | 0 | 1.039% | 61.76% | 0.18289 | 0% | 61.76% | 0 | 0% | 61.76% | 0 | 0 | 0% | 4.613% | 0 | 0% | 4.613% | 0 | 0% | 4.613% | 0 | 0% | 0.4984% | 0 | 0% | 0.4984% | 0 | 0% | 0.4984% | 0 | 0% | 1.04% | 0 | 0% | 1.04% | 0 | 0% | 1.04% | 0 | 0% | 1.086% | 0 | 0% | 1.086% | 0 | 0% | 1.086% | 0 | 0% | 7.769% | 0 | 0% | 7.769% | 0 | 0% | 7.769% | 0 | 0% | 1.364% | 0 | 0% | 1.364% | 0 | 0% | 1.364% | 0 |  |  |  | 0% | 11.8% | 0 | 0% | 11.8% | 0 | 0% | 11.8% | 0 | 0% | 0.3621% | 0 | 0% | 0.3621% | 0 | 0% | 0.3621% | 0 | 0% | 100% | 0 | 0% | 100% | 0 | 0% | 100% | 0 | 0% | 100% | 0 |  |  | 0 |  |  | 0 |  |  | 0 | 100% | 65% |  | 100% | 65% |  | 100% | 65% |  | 100% | 65% |  | 100% | 90% |  | 100% | 90% |  | 100% | 90%
ELECTRA 1101L1697 | 0.016781 | 7.01 | 19.6111 | 1.3515 | 20.9626 | 0.0087131 | 0.0097654 | 0.0022531 | 0% | 99% | 0 | 0% | 99% | 0 | 0% | 99% | 0 | 63.35% | 99% | 12.2986 | 0% | 60.45% | 0 | 0% | 60.45% | 0 | 0% | 60.45% | 0 | 0% | 60.45% | 0 | 1.3515 | 0% | 2.065% | 0 | 0% | 2.065% | 0 | 0% | 2.065% | 0 | 0% | 0.2127% | 0 | 0% | 0.2127% | 0 | 0% | 0.2127% | 0 | 61.66% | 0.7254% | 0.08772 | 44.65% | 0.7254% | 0.063512 | 61.66% | 0.7254% | 0.08772 | 44.59% | 0.7206% | 0.063022 | 61.66% | 0.7206% | 0.087146 | 44.65% | 0.7206% | 0.063096 | 37.18% | 5.388% | 0.39285 | 62.82% | 5.388% | 0.66372 | 0% | 5.388% | 0 | 0% | 3.05% | 0 | 0% | 3.05% | 0 | 0% | 3.05% | 0 |  |  |  | 34.99% | 11.8% | 0.80981 | 0% | 11.8% | 0 | 0% | 11.8% | 0 | 0% | 0.3671% | 0 | 0% | 0.3671% | 0 | 0% | 0.3671% | 0 | 0% | 100% | 0 | 0% | 100% | 0 | 0% | 100% | 0 | 15.26% | 100% | 2.9925 |  |  | 0.29245 |  |  | 0.039244 |  |  | 0.013769 | 100% | 65% |  | 100% | 65% |  | 100% | 65% |  | 100% | 65% |  | 100% | 90% |  | 100% | 90% |  | 100% | 90%
SWIFT 2110853720 | 0.0066237 | 30.7884 | 42.972 | 0.26654 | 43.2385 | 0.011994 | 0.023943 | 0.0098043 | 0% | 99% | 0 | 0% | 99% | 0 | 0% | 99% | 0 | 0% | 99% | 0 | 0% | 62.03% | 0 | 0% | 62.03% | 0 | 0% | 62.03% | 0 | 0% | 62.03% | 0 | 0.26654 | 0% | 2.947% | 0 | 0% | 2.947% | 0 | 0% | 2.947% | 0 | 0% | 0.315% | 0 | 0% | 0.315% | 0 | 0% | 0.315% | 0 | 19.47% | 0.7827% | 0.065487 | 97.2% | 0.7827% | 0.32696 | 19.47% | 0.7827% | 0.065487 | 97.2% | 0.7776% | 0.32481 | 19.47% | 0.7776% | 0.065058 | 97.2% | 0.7776% | 0.32481 | 75.39% | 5.766% | 1.868 | 14.44% | 5.766% | 0.35792 | 10.17% | 5.766% | 0.25201 | 0% | 1.711% | 0 | 0% | 1.711% | 0 | 0% | 1.711% | 0 |  |  |  | 0% | 11.8% | 0 | 3.452% | 11.8% | 0.17504 | 0% | 11.8% | 0 | 0% | 0.3606% | 0 | 0% | 0.3606% | 0 | 0% | 0.3606% | 0 | 0% | 100% | 0 | 0% | 100% | 0 | 0% | 100% | 0 | 0% | 100% | 0 |  |  | 0 |  |  | 0.027037 |  |  | 0.021554 | 100% | 65% |  | 100% | 65% |  | 100% | 65% |  | 100% | 65% |  | 100% | 90% |  | 100% | 90% |  | 100% | 90%
CLAYTON 221296224 | 0.034099 | 10.1751 | 46.8169 | 0.4671 | 47.284 | 0.016527 | 0.02571 | 0.008049 | 0% | 99% | 0 | 9.138% | 99% | 4.2355 | 0% | 99% | 0 | 0% | 99% | 0 | 0% | 63.49% | 0 | 0% | 63.49% | 0 | 0% | 63.49% | 0 | 15.3% | 63.49% | 4.5474 | 0.4671 | 33.33% | 3.019% | 0.47109 | 0% | 3.019% | 0 | 0% | 3.019% | 0 | 0% | 0.3369% | 0 | 0% | 0.3369% | 0 | 0% | 0.3369% | 0 | 100% | 0.7606% | 0.3561 | 47.04% | 0.7606% | 0.1675 | 100% | 0.7606% | 0.3561 | 47.04% | 0.793% | 0.17463 | 100% | 0.793% | 0.37127 | 47.04% | 0.793% | 0.17463 | 68.72% | 5.694% | 1.8319 | 31.28% | 5.694% | 0.83381 | 0% | 5.694% | 0 | 0% | 1.715% | 0 | 0% | 1.715% | 0 | 45.22% | 1.715% | 0.3631 |  |  |  | 0% | 11.8% | 0 | 0% | 11.8% | 0 | 0% | 11.8% | 0 | 55.56% | 0.3685% | 0.095849 | 0% | 0.3685% | 0 | 0% | 0.3685% | 0 | 0% | 100% | 0 | 0% | 100% | 0 | 0% | 100% | 0 | 0% | 100% | 0 |  |  | 0.092191 |  |  | 0.058125 |  |  | 0.0029958 | 100% | 65% |  | 100% | 65% |  | 100% | 65% |  | 100% | 65% |  | 100% | 90% |  | 100% | 90% |  | 100% | 90%
BEAR VALLEY 21054170 | 0.010248 | 9.4327 | 17.2114 | 0 | 17.2114 | 0.004448 | 0.0086307 | 0.0054501 | 0% | 99% | 0 | 0% | 99% | 0 | 0% | 99% | 0 | 0% | 99% | 0 | 0% | 62.33% | 0 | 0% | 62.33% | 0 | 0% | 62.33% | 0 | 0% | 62.33% | 0 | 0 | 0% | 2.288% | 0 | 0% | 2.288% | 0 | 0% | 2.288% | 0 | 0% | 0.2488% | 0 | 0% | 0.2488% | 0 | 0% | 0.2488% | 0 | 36.69% | 0.6884% | 0.043473 | 100% | 0.6884% | 0.11849 | 36.69% | 0.6884% | 0.043473 | 100% | 0.6669% | 0.11478 | 36.69% | 0.6669% | 0.042115 | 100% | 0.6669% | 0.11478 | 0% | 5.042% | 0 | 0% | 5.042% | 0 | 58.74% | 5.042% | 0.50973 | 0% | 1.458% | 0 | 0% | 1.458% | 0 | 0% | 1.458% | 0 |  |  |  | 4.886% | 11.8% | 0.099239 | 0% | 11.8% | 0 | 0% | 11.8% | 0 | 0% | 0.359% | 0 | 0% | 0.359% | 0 | 0% | 0.359% | 0 | 0% | 100% | 0 | 0% | 100% | 0 | 0% | 100% | 0 | 0% | 100% | 0 |  |  | 0 |  |  | 0.0093869 |  |  | 0.034355 | 100% | 65% |  | 100% | 65% |  | 100% | 65% |  | 100% | 65% |  | 100% | 90% |  | 100% | 90% |  | 100% | 90%
CALPINE 1144276-G | 0 | 0.026285 | 0.23818 | 0 | 0.23818 | 3.593e-05 | 0.00018812 | 3.3713e-05 | 0% | 99% | 0 | 0% | 99% | 0 | 0% | 99% | 0 | 0% | 99% | 0 | 0% | 63.26% | 0 | 0% | 63.26% | 0 | 0% | 63.26% | 0 | 0% | 63.26% | 0 | 0 | 0% | 4.115% | 0 | 0% | 4.115% | 0 | 0% | 4.115% | 0 | 0% | 0.4878% | 0 | 0% | 0.4878% | 0 | 0% | 0.4878% | 0 | 0% | 1.065% | 0 | 0% | 1.065% | 0 | 0% | 1.065% | 0 | 0% | 1.15% | 0 | 0% | 1.15% | 0 | 0% | 1.15% | 0 | 0% | 8.085% | 0 | 0% | 8.085% | 0 | 0% | 8.085% | 0 | 0% | 0.7895% | 0 | 0% | 0.7895% | 0 | 0% | 0.7895% | 0 |  |  |  | 0% | 11.8% | 0 | 0% | 11.8% | 0 | 0% | 11.8% | 0 | 0% | 0.3608% | 0 | 0% | 0.3608% | 0 | 0% | 0.3608% | 0 | 0% | 100% | 0 | 0% | 100% | 0 | 0% | 100% | 0 | 0% | 100% | 0 |  |  | 0 |  |  | 0 |  |  | 0 | 100% | 65% |  | 100% | 65% |  | 100% | 65% |  | 100% | 65% |  | 100% | 90% |  | 100% | 90% |  | 100% | 90%
WEST POINT 11021341 | 0.019265 | 10.1115 | 33.3388 | 0.47269 | 33.8115 | 0.019382 | 0.012713 | 0.0041637 | 0% | 99% | 0 | 0% | 99% | 0 | 0% | 99% | 0 | 71.06% | 99% | 23.455 | 0% | 61.28% | 0 | 0% | 61.28% | 0 | 0% | 61.28% | 0 | 0% | 61.28% | 0 | 0.47269 | 0% | 2.17% | 0 | 0% | 2.17% | 0 | 0% | 2.17% | 0 | 0% | 0.2254% | 0 | 0% | 0.2254% | 0 | 0% | 0.2254% | 0 | 93.19% | 0.5377% | 0.16704 | 0% | 0.5377% | 0 | 93.19% | 0.5377% | 0.16704 | 0% | 0.5444% | 0 | 100% | 0.5444% | 0.18148 | 0% | 0.5444% | 0 | 60.7% | 3.984% | 0.80616 | 38.8% | 3.984% | 0.5154 | 0.4989% | 3.984% | 0.0066265 | 0% | 3.849% | 0 | 40.07% | 3.849% | 0.51416 | 0% | 3.849% | 0 |  |  |  | 0% | 11.8% | 0 | 0% | 11.8% | 0 | 0% | 11.8% | 0 | 0% | 0.3776% | 0 | 0% | 0.3776% | 0 | 0% | 0.3776% | 0 | 0% | 100% | 0 | 0% | 100% | 0 | 0% | 100% | 0 | 0% | 100% | 0 |  |  | 0.053586 |  |  | 0.073458 |  |  | 0.026475 | 100% | 65% |  | 100% | 65% |  | 100% | 65% |  | 100% | 65% |  | 100% | 90% |  | 100% | 90% |  | 100% | 90%
REDBUD 1101323962 | 0.016255 | 21.228 | 92.796 | 9.8539 | 102.6499 | 0.027406 | 0.053123 | 0.021273 | 0% | 99% | 0 | 29.19% | 99% | 26.814 | 11.26% | 99% | 10.3439 | 0% | 99% | 0 | 0% | 61.75% | 0 | 0% | 61.75% | 0 | 0% | 61.75% | 0 | 2.417% | 61.75% | 1.3848 | 9.8539 | 0% | 2.587% | 0 | 0% | 2.587% | 0 | 0% | 2.587% | 0 | 0% | 0.2781% | 0 | 0% | 0.2781% | 0 | 0% | 0.2781% | 0 | 96.7% | 0.7792% | 0.69919 | 63.22% | 0.7792% | 0.4571 | 96.7% | 0.7792% | 0.69919 | 63.22% | 0.7666% | 0.44974 | 96.7% | 0.7666% | 0.68793 | 63.22% | 0.7666% | 0.44974 | 65.45% | 5.74% | 3.486 | 15.34% | 5.74% | 0.81715 | 17.16% | 5.74% | 0.91403 | 0% | 1.609% | 0 | 0% | 1.609% | 0 | 45.22% | 1.609% | 0.67519 |  |  |  | 4.122% | 11.8% | 0.45134 | 0% | 11.8% | 0 | 0% | 11.8% | 0 | 0% | 0.3586% | 0 | 0% | 0.3586% | 0 | 0% | 0.3586% | 0 | 0.09009% | 100% | 0.083603 | 0% | 100% | 0 | 14.51% | 100% | 13.4632 | 0% | 100% | 0 |  |  | 0.06748 |  |  | 0.030622 |  |  | 0.070104 | 100% | 65% |  | 100% | 65% |  | 100% | 65% |  | 100% | 65% |  | 100% | 90% |  | 100% | 90% |  | 100% | 90%
STANISLAUS 1701CB | 0.018647 | 38.2338 | 125.9733 | 1.4336 | 127.4069 | 0.033917 | 0.060916 | 0.044236 | 0% | 99% | 0 | 5.674% | 99% | 7.0762 | 0% | 99% | 0 | 31.71% | 99% | 39.5453 | 0% | 63.23% | 0 | 11.24% | 63.23% | 8.9528 | 0% | 63.23% | 0 | 0% | 63.23% | 0 | 1.4336 | 66.67% | 2.126% | 1.7856 | 0% | 2.126% | 0 | 0% | 2.126% | 0 | 0% | 0.2405% | 0 | 10.83% | 0.2405% | 0.032805 | 0% | 0.2405% | 0 | 60.18% | 0.6428% | 0.48733 | 95.36% | 0.6428% | 0.77211 | 63.2% | 0.6428% | 0.51171 | 92.23% | 0.647% | 0.75177 | 60.18% | 0.647% | 0.49056 | 95.36% | 0.647% | 0.77723 | 72.13% | 4.773% | 4.3365 | 19.79% | 4.773% | 1.1897 | 6.004% | 4.773% | 0.36096 | 0% | 1.599% | 0 | 40.07% | 1.599% | 0.80689 | 0% | 1.599% | 0 |  |  |  | 0% | 11.8% | 0 | 0% | 11.8% | 0 | 0% | 11.8% | 0 | 55.56% | 0.3659% | 0.25608 | 0% | 0.3659% | 0 | 0% | 0.3659% | 0 | 0% | 100% | 0 | 0% | 100% | 0 | 0% | 100% | 0 | 0% | 100% | 0 |  |  | 0.10335 |  |  | 0.10668 |  |  | 0.20543 | 100% | 65% |  | 100% | 65% |  | 100% | 65% |  | 100% | 65% |  | 100% | 90% |  | 100% | 90% |  | 100% | 90%
TIGER CREEK 0201CB | 0.040941 | 0.39611 | 2.2984 | 0.0036239 | 2.3021 | 0.001006 | 0.0013444 | 0.00020108 | 0% | 99% | 0 | 0% | 99% | 0 | 100% | 99% | 2.2755 | 0% | 99% | 0 | 0% | 61.02% | 0 | 0% | 61.02% | 0 | 0% | 61.02% | 0 | 0% | 61.02% | 0 | 0.0036239 | 0% | 2.553% | 0 | 0% | 2.553% | 0 | 0% | 2.553% | 0 | 0% | 0.2839% | 0 | 0% | 0.2839% | 0 | 0% | 0.2839% | 0 | 100% | 0.7959% | 0.018293 | 0% | 0.7959% | 0 | 100% | 0.7959% | 0.018293 | 0% | 0.8275% | 0 | 100% | 0.8275% | 0.019019 | 0% | 0.8275% | 0 | 0% | 5.99% | 0 | 0% | 5.99% | 0 | 0% | 5.99% | 0 | 0% | 2.749% | 0 | 0% | 2.749% | 0 | 0% | 2.749% | 0 |  |  |  | 0% | 11.8% | 0 | 0% | 11.8% | 0 | 0% | 11.8% | 0 | 0% | 0.3687% | 0 | 0% | 0.3687% | 0 | 0% | 0.3687% | 0 | 0% | 100% | 0 | 0% | 100% | 0 | 0% | 100% | 0 | 0% | 100% | 0 |  |  | 0 |  |  | 0.019228 |  |  | 0 | 100% | 65% |  | 100% | 65% |  | 100% | 65% |  | 100% | 65% |  | 100% | 90% |  | 100% | 90% |  | 100% | 90%
WILDWOOD 110198896 | 0.017355 | 5.2514 | 17.6599 | 0.0091386 | 17.6691 | 0.0060912 | 0.0098306 | 0.0037487 | 0% | 99% | 0 | 0% | 99% | 0 | 0% | 99% | 0 | 0% | 99% | 0 | 0% | 60.33% | 0 | 0% | 60.33% | 0 | 0% | 60.33% | 0 | 0% | 60.33% | 0 | 0.0091386 | 0% | 3.107% | 0 | 0% | 3.107% | 0 | 0% | 3.107% | 0 | 0% | 0.3262% | 0 | 0% | 0.3262% | 0 | 0% | 0.3262% | 0 | 45.15% | 0.7592% | 0.060538 | 100% | 0.7592% | 0.13408 | 45.15% | 0.7592% | 0.060538 | 100% | 0.7634% | 0.13482 | 45.15% | 0.7634% | 0.060872 | 100% | 0.7634% | 0.13482 | 34.71% | 5.609% | 0.34387 | 0% | 5.609% | 0 | 65.29% | 5.609% | 0.64671 | 0% | 2.066% | 0 | 0% | 2.066% | 0 | 0% | 2.066% | 0 |  |  |  | 35% | 11.8% | 0.72935 | 0% | 11.8% | 0 | 0% | 11.8% | 0 | 0% | 0.3656% | 0 | 0% | 0.3656% | 0 | 0% | 0.3656% | 0 | 0% | 100% | 0 | 0% | 100% | 0 | 0% | 100% | 0 | 0% | 100% | 0 |  |  | 0 |  |  | 0 |  |  | 0.047328 | 100% | 65% |  | 100% | 65% |  | 100% | 65% |  | 100% | 65% |  | 100% | 90% |  | 100% | 90% |  | 100% | 90%
NOTRE DAME 11042028 | 0.024521 | 11.3904 | 49.5273 | 0.56938 | 50.0967 | 0.030871 | 0.018694 | 0.0059816 | 0% | 99% | 0 | 0% | 99% | 0 | 0% | 99% | 0 | 0% | 99% | 0 | 0% | 61.99% | 0 | 0% | 61.99% | 0 | 0% | 61.99% | 0 | 0% | 61.99% | 0 | 0.56938 | 0% | 1.812% | 0 | 0% | 1.812% | 0 | 0% | 1.812% | 0 | 0% | 0.1998% | 0 | 0% | 0.1998% | 0 | 0% | 0.1998% | 0 | 100% | 0.5035% | 0.24935 | 17.67% | 0.5035% | 0.044059 | 100% | 0.5035% | 0.24935 | 17.67% | 0.5169% | 0.045234 | 100% | 0.5169% | 0.25601 | 17.67% | 0.5169% | 0.045234 | 52.46% | 3.762% | 0.97739 | 42.26% | 3.762% | 0.78734 | 2.159% | 3.762% | 0.040236 | 0% | 3.785% | 0 | 0% | 3.785% | 0 | 0% | 3.785% | 0 |  |  |  | 32.14% | 11.8% | 1.8785 | 0% | 11.8% | 0 | 0% | 11.8% | 0 | 0% | 0.378% | 0 | 0% | 0.378% | 0 | 0% | 0.378% | 0 | 0% | 100% | 0 | 0% | 100% | 0 | 0% | 100% | 0 | 0% | 100% | 0 |  |  | 0 |  |  | 0.025643 |  |  | 0.0014236 | 100% | 65% |  | 100% | 65% |  | 100% | 65% |  | 100% | 65% |  | 100% | 90% |  | 100% | 90% |  | 100% | 90%
TEMPLETON 2113641367 | 0.0096557 | 39.9373 | 72.2745 | 0.062009 | 72.3365 | 0.015635 | 0.051664 | 0.01429 | 0% | 99% | 0 | 0% | 99% | 0 | 0% | 99% | 0 | 0% | 99% | 0 | 0% | 62.66% | 0 | 0% | 62.66% | 0 | 0% | 62.66% | 0 | 0% | 62.66% | 0 | 0.062009 | 0% | 3.96% | 0 | 0% | 3.96% | 0 | 0% | 3.96% | 0 | 100% | 0.4199% | 0.30348 | 0% | 0.4199% | 0 | 0% | 0.4199% | 0 | 71.61% | 0.9608% | 0.49727 | 68.33% | 0.9608% | 0.47448 | 74.63% | 0.9608% | 0.51819 | 68.33% | 0.9887% | 0.48828 | 87.87% | 0.9887% | 0.62792 | 67.54% | 0.9887% | 0.48262 | 65.92% | 7.155% | 3.409 | 18.71% | 7.155% | 0.96762 | 14.75% | 7.155% | 0.76269 | 0% | 1.286% | 0 | 0% | 1.286% | 0 | 0% | 1.286% | 0 |  |  |  | 0% | 11.8% | 0 | 0% | 11.8% | 0 | 0% | 11.8% | 0 | 0% | 0.3625% | 0 | 0% | 0.3625% | 0 | 0% | 0.3625% | 0 | 0% | 100% | 0 | 0% | 100% | 0 | 0% | 100% | 0 | 0% | 100% | 0 |  |  | 0.202 |  |  | 0.11901 |  |  | 0.021603 | 100% | 65% |  | 100% | 65% |  | 100% | 65% |  | 100% | 65% |  | 100% | 90% |  | 100% | 90% |  | 100% | 90%
CALAVERAS CEMENT 11014786 | 0.013502 | 18.5638 | 46.7823 | 0.44889 | 47.2312 | 0.019281 | 0.025072 | 0.0086197 | 0% | 99% | 0 | 0% | 99% | 0 | 0% | 99% | 0 | 0% | 99% | 0 | 0% | 61.68% | 0 | 0% | 61.68% | 0 | 0% | 61.68% | 0 | 0% | 61.68% | 0 | 0.44889 | 50% | 2.587% | 0.60509 | 0% | 2.587% | 0 | 0% | 2.587% | 0 | 0% | 0.2792% | 0 | 0% | 0.2792% | 0 | 0% | 0.2792% | 0 | 86.19% | 0.7147% | 0.28817 | 43.45% | 0.7147% | 0.14526 | 92.82% | 0.7147% | 0.31033 | 50.07% | 0.7286% | 0.17067 | 86.19% | 0.7286% | 0.29377 | 43.24% | 0.7286% | 0.14738 | 87.2% | 5.324% | 2.1718 | 7% | 5.324% | 0.17435 | 3.662% | 5.324% | 0.091203 | 0% | 2.396% | 0 | 0% | 2.396% | 0 | 45.22% | 2.396% | 0.50687 |  |  |  | 34.03% | 11.8% | 1.8787 | 0% | 11.8% | 0 | 0% | 11.8% | 0 | 0% | 0.369% | 0 | 0% | 0.369% | 0 | 0% | 0.369% | 0 | 0% | 100% | 0 | 0% | 100% | 0 | 0% | 100% | 0 | 0% | 100% | 0 |  |  | 0.00083722 |  |  | 0.18914 |  |  | 0.060222 | 100% | 65% |  | 100% | 65% |  | 100% | 65% |  | 100% | 65% |  | 100% | 90% |  | 100% | 90% |  | 100% | 90%
SWIFT 2110XR332 | 0.0099814 | 18.6371 | 31.6032 | 0.047216 | 31.6504 | 0.0097703 | 0.018628 | 0.0074721 | 0% | 99% | 0 | 0% | 99% | 0 | 0% | 99% | 0 | 0% | 99% | 0 | 0% | 62.74% | 0 | 0% | 62.74% | 0 | 0% | 62.74% | 0 | 0% | 62.74% | 0 | 0.047216 | 0% | 3.042% | 0 | 0% | 3.042% | 0 | 0% | 3.042% | 0 | 0% | 0.3334% | 0 | 0% | 0.3334% | 0 | 0% | 0.3334% | 0 | 84.51% | 0.7704% | 0.20574 | 96.78% | 0.7704% | 0.23563 | 87.72% | 0.7704% | 0.21357 | 100% | 0.7823% | 0.24723 | 84.51% | 0.7823% | 0.20892 | 96.78% | 0.7823% | 0.23928 | 83.35% | 5.712% | 1.5047 | 9.589% | 5.712% | 0.17311 | 0% | 5.712% | 0 | 0% | 1.687% | 0 | 0% | 1.687% | 0 | 0% | 1.687% | 0 |  |  |  | 0% | 11.8% | 0 | 3.452% | 11.8% | 0.12873 | 0% | 11.8% | 0 | 0% | 0.3636% | 0 | 0% | 0.3636% | 0 | 0% | 0.3636% | 0 | 0% | 100% | 0 | 10.26% | 100% | 3.2419 | 0% | 100% | 0 | 0% | 100% | 0 |  |  | 0 |  |  | 0 |  |  | 0 | 100% | 65% |  | 100% | 65% |  | 100% | 65% |  | 100% | 65% |  | 100% | 90% |  | 100% | 90% |  | 100% | 90%
CALPINE 1144960 | 0.011276 | 4.0614 | 7.8093 | 0 | 7.8093 | 0.0028513 | 0.0051373 | 0.00090859 | 0% | 99% | 0 | 0% | 99% | 0 | 0% | 99% | 0 | 0% | 99% | 0 | 0% | 63.18% | 0 | 0% | 63.18% | 0 | 0% | 63.18% | 0 | 0% | 63.18% | 0 | 0 | 0% | 4.163% | 0 | 0% | 4.163% | 0 | 0% | 4.163% | 0 | 0% | 0.4507% | 0 | 0% | 0.4507% | 0 | 0% | 0.4507% | 0 | 100% | 0.8803% | 0.068745 | 0% | 0.8803% | 0 | 100% | 0.8803% | 0.068745 | 0% | 0.9523% | 0 | 100% | 0.9523% | 0.074364 | 0% | 0.9523% | 0 | 0% | 6.657% | 0 | 0% | 6.657% | 0 | 0% | 6.657% | 0 | 0% | 2.081% | 0 | 0% | 2.081% | 0 | 0% | 2.081% | 0 |  |  |  | 0% | 11.8% | 0 | 0% | 11.8% | 0 | 0% | 11.8% | 0 | 0% | 0.3768% | 0 | 0% | 0.3768% | 0 | 0% | 0.3768% | 0 | 0% | 100% | 0 | 0% | 100% | 0 | 0% | 100% | 0 | 0% | 100% | 0 |  |  | 0 |  |  | 0 |  |  | 0 | 100% | 65% |  | 100% | 65% |  | 100% | 65% |  | 100% | 65% |  | 100% | 90% |  | 100% | 90% |  | 100% | 90%
PEORIA 170190090 | 0.016615 | 30.4758 | 91.8133 | 0.085749 | 91.899 | 0.017376 | 0.048557 | 0.04009 | 0% | 99% | 0 | 0% | 99% | 0 | 0% | 99% | 0 | 0% | 99% | 0 | 0% | 63.08% | 0 | 0% | 63.08% | 0 | 0% | 63.08% | 0 | 0% | 63.08% | 0 | 0.085749 | 100% | 1.772% | 1.6273 | 0% | 1.772% | 0 | 0% | 1.772% | 0 | 0% | 0.2166% | 0 | 0% | 0.2166% | 0 | 0% | 0.2166% | 0 | 76.65% | 0.6588% | 0.46362 | 75.56% | 0.6588% | 0.45702 | 77.07% | 0.6588% | 0.46616 | 75.69% | 0.6671% | 0.46354 | 83.99% | 0.6671% | 0.51438 | 75.59% | 0.6671% | 0.46295 | 28.5% | 4.929% | 1.2897 | 54.11% | 4.929% | 2.4488 | 14.12% | 4.929% | 0.63894 | 0% | 1.054% | 0 | 0% | 1.054% | 0 | 45.22% | 1.054% | 0.43741 |  |  |  | 17.18% | 11.8% | 1.8611 | 0% | 11.8% | 0 | 0% | 11.8% | 0 | 55.56% | 0.3631% | 0.18519 | 0% | 0.3631% | 0 | 0% | 0.3631% | 0 | 0% | 100% | 0 | 6.342% | 100% | 5.8232 | 0% | 100% | 0 | 0% | 100% | 0 |  |  | 0.012454 |  |  | 0.16655 |  |  | 0.079275 | 100% | 65% |  | 100% | 65% |  | 100% | 65% |  | 100% | 65% |  | 100% | 90% |  | 100% | 90% |  | 100% | 90%
PLACERVILLE 210658118 | 0.10471 | 0.10823 | 0.89064 | 0.012605 | 0.90325 | 0.00016606 | 0.00063595 | 0.00023836 | 0% | 99% | 0 | 0% | 99% | 0 | 0% | 99% | 0 | 0% | 99% | 0 | 0% | 62.89% | 0 | 0% | 62.89% | 0 | 0% | 62.89% | 0 | 0% | 62.89% | 0 | 0.012605 | 0% | 2.298% | 0 | 0% | 2.298% | 0 | 0% | 2.298% | 0 | 0% | 0.3209% | 0 | 0% | 0.3209% | 0 | 0% | 0.3209% | 0 | 0% | 0.8364% | 0 | 100% | 0.8364% | 0.0074497 | 0% | 0.8364% | 0 | 100% | 0.8819% | 0.0078549 | 0% | 0.8819% | 0 | 100% | 0.8819% | 0.0078549 | 0% | 6.332% | 0 | 0% | 6.332% | 0 | 0% | 6.332% | 0 | 0% | 1.021% | 0 | 0% | 1.021% | 0 | 0% | 1.021% | 0 |  |  |  | 0% | 11.8% | 0 | 0% | 11.8% | 0 | 0% | 11.8% | 0 | 0% | 0.3518% | 0 | 0% | 0.3518% | 0 | 0% | 0.3518% | 0 | 0% | 100% | 0 | 0% | 100% | 0 | 0% | 100% | 0 | 0% | 100% | 0 |  |  | 0 |  |  | 0 |  |  | 0 | 100% | 65% |  | 100% | 65% |  | 100% | 65% |  | 100% | 65% |  | 100% | 90% |  | 100% | 90% |  | 100% | 90%
FRENCH GULCH 1102CB | 0.023712 | 1.8297 | 7.4659 | 0.0046218 | 7.4705 | 0.0010337 | 0.0058653 | 0.0018284 | 0% | 99% | 0 | 0% | 99% | 0 | 0% | 99% | 0 | 0% | 99% | 0 | 0% | 62.03% | 0 | 0% | 62.03% | 0 | 0% | 62.03% | 0 | 0% | 62.03% | 0 | 0.0046218 | 0% | 4.251% | 0 | 0% | 4.251% | 0 | 0% | 4.251% | 0 | 0% | 0.4651% | 0 | 0% | 0.4651% | 0 | 0% | 0.4651% | 0 | 0% | 1.009% | 0 | 100% | 1.009% | 0.075313 | 0% | 1.009% | 0 | 100% | 1.057% | 0.078917 | 0% | 1.057% | 0 | 100% | 1.057% | 0.078917 | 0% | 7.562% | 0 | 0% | 7.562% | 0 | 0% | 7.562% | 0 | 0% | 0.649% | 0 | 0% | 0.649% | 0 | 0% | 0.649% | 0 |  |  |  | 0% | 11.8% | 0 | 0% | 11.8% | 0 | 0% | 11.8% | 0 | 0% | 0.3621% | 0 | 0% | 0.3621% | 0 | 0% | 0.3621% | 0 | 0% | 100% | 0 | 0% | 100% | 0 | 0% | 100% | 0 | 0% | 100% | 0 |  |  | 0 |  |  | 0 |  |  | 0 | 100% | 65% |  | 100% | 65% |  | 100% | 65% |  | 100% | 65% |  | 100% | 90% |  | 100% | 90% |  | 100% | 90%
SISQUOC 110245261 | 0.0048221 | 0.072712 | 10.3944 | 0.011485 | 10.4058 | 0.00080039 | 0.0086223 | 0.0027738 | 0% | 99% | 0 | 0% | 99% | 0 | 0% | 99% | 0 | 0% | 99% | 0 | 0% | 62.67% | 0 | 0% | 62.67% | 0 | 0% | 62.67% | 0 | 0% | 62.67% | 0 | 0.011485 | 0% | 4.145% | 0 | 0% | 4.145% | 0 | 0% | 4.145% | 0 | 0% | 0.4732% | 0 | 0% | 0.4732% | 0 | 0% | 0.4732% | 0 | 0% | 1.037% | 0 | 5.531% | 1.037% | 0.0059596 | 0% | 1.037% | 0 | 5.531% | 1.092% | 0.0062807 | 0% | 1.092% | 0 | 5.531% | 1.092% | 0.0062807 | 0% | 7.792% | 0 | 0% | 7.792% | 0 | 0% | 7.792% | 0 | 0% | 0.4799% | 0 | 0% | 0.4799% | 0 | 0% | 0.4799% | 0 |  |  |  | 31.68% | 11.8% | 0.38856 | 0% | 11.8% | 0 | 0% | 11.8% | 0 | 0% | 0.3573% | 0 | 0% | 0.3573% | 0 | 0% | 0.3573% | 0 | 0% | 100% | 0 | 0% | 100% | 0 | 0% | 100% | 0 | 0% | 100% | 0 |  |  | 0 |  |  | 0 |  |  | 0 | 100% | 65% |  | 100% | 65% |  | 100% | 65% |  | 100% | 65% |  | 100% | 90% |  | 100% | 90% |  | 100% | 90%
WEST POINT 11024788 | 0.014654 | 70.904 | 201.9998 | 2.9137 | 204.9134 | 0.10655 | 0.097375 | 0.034066 | 0% | 99% | 0 | 0% | 99% | 0 | 0% | 99% | 0 | 16.23% | 99% | 32.4587 | 0% | 61.4% | 0 | 0% | 61.4% | 0 | 0% | 61.4% | 0 | 0% | 61.4% | 0 | 2.9137 | 60% | 2.355% | 2.8545 | 0% | 2.355% | 0 | 0% | 2.355% | 0 | 0% | 0.2489% | 0 | 0% | 0.2489% | 0 | 0% | 0.2489% | 0 | 84.56% | 0.6212% | 1.0611 | 13.15% | 0.6212% | 0.165 | 84.66% | 0.6212% | 1.0623 | 13.25% | 0.6291% | 0.16837 | 95.09% | 0.6291% | 1.2084 | 13.15% | 0.6291% | 0.1671 | 80.39% | 4.612% | 7.4887 | 12.56% | 4.612% | 1.1698 | 4.133% | 4.612% | 0.38502 | 33.31% | 3.085% | 2.076 | 0% | 3.085% | 0 | 0% | 3.085% | 0 |  |  |  | 0% | 11.8% | 0 | 0% | 11.8% | 0 | 0% | 11.8% | 0 | 0% | 0.373% | 0 | 0% | 0.373% | 0 | 0% | 0.373% | 0 | 0.04116% | 100% | 0.083147 | 0% | 100% | 0 | 0% | 100% | 0 | 0% | 100% | 0 |  |  | 0.45228 |  |  | 0.20211 |  |  | 0.20981 | 100% | 65% |  | 100% | 65% |  | 100% | 65% |  | 100% | 65% |  | 100% | 90% |  | 100% | 90% |  | 100% | 90%
HIGHLANDS 1103917328 | 0.010079 | 7.362 | 22.4565 | 0.35199 | 22.8085 | 0.010514 | 0.010556 | 0.0054762 | 0% | 99% | 0 | 0% | 99% | 0 | 0% | 99% | 0 | 0% | 99% | 0 | 0% | 62.48% | 0 | 0% | 62.48% | 0 | 0% | 62.48% | 0 | 0% | 62.48% | 0 | 0.35199 | 0% | 1.91% | 0 | 0% | 1.91% | 0 | 0% | 1.91% | 0 | 0% | 0.2062% | 0 | 0% | 0.2062% | 0 | 0% | 0.2062% | 0 | 0% | 0.589% | 0 | 99.39% | 0.589% | 0.13146 | 0% | 0.589% | 0 | 99.39% | 0.5741% | 0.12815 | 0% | 0.5741% | 0 | 0% | 0.5741% | 0 | 0% | 4.325% | 0 | 0% | 4.325% | 0 | 0% | 4.325% | 0 | 0% | 2.449% | 0 | 0% | 2.449% | 0 | 0% | 2.449% | 0 |  |  |  | 0% | 11.8% | 0 | 0% | 11.8% | 0 | 0% | 11.8% | 0 | 0% | 0.3664% | 0 | 0% | 0.3664% | 0 | 0% | 0.3664% | 0 | 0% | 100% | 0 | 0% | 100% | 0 | 0% | 100% | 0 | 0% | 100% | 0 |  |  | 0 |  |  | 0 |  |  | 0 | 100% | 65% |  | 100% | 65% |  | 100% | 65% |  | 100% | 65% |  | 100% | 90% |  | 100% | 90% |  | 100% | 90%
MIDDLETOWN 11011314 | 0.021686 | 0.99636 | 4.3104 | 0.084033 | 4.3945 | 0.0029225 | 0.0015657 | 0.00062332 | 0% | 99% | 0 | 0% | 99% | 0 | 0% | 99% | 0 | 0% | 99% | 0 | 0% | 63.02% | 0 | 0% | 63.02% | 0 | 0% | 63.02% | 0 | 0% | 63.02% | 0 | 0.084033 | 100% | 1.629% | 0.070224 | 0% | 1.629% | 0 | 0% | 1.629% | 0 | 0% | 0.175% | 0 | 0% | 0.175% | 0 | 0% | 0.175% | 0 | 100% | 0.4595% | 0.019808 | 0% | 0.4595% | 0 | 100% | 0.4595% | 0.019808 | 0% | 0.461% | 0 | 100% | 0.461% | 0.01987 | 0% | 0.461% | 0 | 29.43% | 3.402% | 0.043154 | 68.77% | 3.402% | 0.10084 | 1.802% | 3.402% | 0.0026429 | 0% | 3.473% | 0 | 0% | 3.473% | 0 | 0% | 3.473% | 0 |  |  |  | 35% | 11.8% | 0.17802 | 0% | 11.8% | 0 | 0% | 11.8% | 0 | 0% | 0.3778% | 0 | 0% | 0.3778% | 0 | 0% | 0.3778% | 0 | 0% | 100% | 0 | 0% | 100% | 0 | 0% | 100% | 0 | 0% | 100% | 0 |  |  | 0 |  |  | 0.016221 |  |  | 0 | 100% | 65% |  | 100% | 65% |  | 100% | 65% |  | 100% | 65% |  | 100% | 90% |  | 100% | 90% |  | 100% | 90%
FRENCH GULCH 11011464 | 0.018889 | 0.90273 | 3.2402 | 0.0057773 | 3.246 | 0.0005526 | 0.0022803 | 0.001026 | 0% | 99% | 0 | 0% | 99% | 0 | 0% | 99% | 0 | 0% | 99% | 0 | 0% | 62.36% | 0 | 0% | 62.36% | 0 | 0% | 62.36% | 0 | 0% | 62.36% | 0 | 0.0057773 | 0% | 3.77% | 0 | 0% | 3.77% | 0 | 0% | 3.77% | 0 | 0% | 0.4023% | 0 | 0% | 0.4023% | 0 | 0% | 0.4023% | 0 | 23.15% | 0.8975% | 0.0067323 | 76.85% | 0.8975% | 0.022349 | 23.15% | 0.8975% | 0.0067323 | 76.85% | 0.9268% | 0.023079 | 23.15% | 0.9268% | 0.0069522 | 76.85% | 0.9268% | 0.023079 | 0% | 6.691% | 0 | 0% | 6.691% | 0 | 0% | 6.691% | 0 | 0% | 0.763% | 0 | 0% | 0.763% | 0 | 0% | 0.763% | 0 |  |  |  | 35% | 11.8% | 0.13382 | 0% | 11.8% | 0 | 0% | 11.8% | 0 | 0% | 0.3647% | 0 | 0% | 0.3647% | 0 | 0% | 0.3647% | 0 | 0% | 100% | 0 | 0% | 100% | 0 | 0% | 100% | 0 | 0% | 100% | 0 |  |  | 0 |  |  | 0 |  |  | 0 | 100% | 65% |  | 100% | 65% |  | 100% | 65% |  | 100% | 65% |  | 100% | 90% |  | 100% | 90% |  | 100% | 90%
CALPINE 1144962 | 0.024449 | 0.039372 | 0.20797 | 0 | 0.20797 | 1.8626e-05 | 0.00020162 | 2.8214e-05 | 0% | 99% | 0 | 0% | 99% | 0 | 0% | 99% | 0 | 0% | 99% | 0 | 0% | 64.28% | 0 | 0% | 64.28% | 0 | 0% | 64.28% | 0 | 0% | 64.28% | 0 | 0 | 0% | 6.131% | 0 | 0% | 6.131% | 0 | 0% | 6.131% | 0 | 0% | 0.6614% | 0 | 0% | 0.6614% | 0 | 0% | 0.6614% | 0 | 0% | 1.237% | 0 | 0% | 1.237% | 0 | 0% | 1.237% | 0 | 0% | 1.341% | 0 | 0% | 1.341% | 0 | 0% | 1.341% | 0 | 0% | 9.339% | 0 | 0% | 9.339% | 0 | 0% | 9.339% | 0 | 0% | 0.5416% | 0 | 0% | 0.5416% | 0 | 0% | 0.5416% | 0 |  |  |  | 0% | 11.8% | 0 | 0% | 11.8% | 0 | 0% | 11.8% | 0 | 0% | 0.3686% | 0 | 0% | 0.3686% | 0 | 0% | 0.3686% | 0 | 0% | 100% | 0 | 0% | 100% | 0 | 0% | 100% | 0 | 0% | 100% | 0 |  |  | 0 |  |  | 0 |  |  | 0 | 100% | 65% |  | 100% | 65% |  | 100% | 65% |  | 100% | 65% |  | 100% | 90% |  | 100% | 90% |  | 100% | 90%
TEMPLETON 2113A10 | 0.011532 | 31.8849 | 66.3691 | 0.022549 | 66.3916 | 0.019576 | 0.048937 | 0.010827 | 0% | 99% | 0 | 0% | 99% | 0 | 0% | 99% | 0 | 0% | 99% | 0 | 0% | 62.49% | 0 | 0% | 62.49% | 0 | 0% | 62.49% | 0 | 0% | 62.49% | 0 | 0.022549 | 66.67% | 3.797% | 1.68 | 0% | 3.797% | 0 | 0% | 3.797% | 0 | 0% | 0.4046% | 0 | 0% | 0.4046% | 0 | 0% | 0.4046% | 0 | 96.66% | 0.9334% | 0.59879 | 20.88% | 0.9334% | 0.12937 | 98.29% | 0.9334% | 0.6089 | 20.14% | 0.9604% | 0.12836 | 98.29% | 0.9604% | 0.62656 | 20.88% | 0.9604% | 0.13312 | 86.07% | 6.954% | 3.9722 | 10.94% | 6.954% | 0.50478 | 2.416% | 6.954% | 0.11149 | 0% | 1.645% | 0 | 0% | 1.645% | 0 | 0% | 1.645% | 0 |  |  |  | 0% | 11.8% | 0 | 0% | 11.8% | 0 | 0% | 11.8% | 0 | 0% | 0.3631% | 0 | 0% | 0.3631% | 0 | 0% | 0.3631% | 0 | 0% | 100% | 0 | 0% | 100% | 0 | 0% | 100% | 0 | 0% | 100% | 0 |  |  | 0.31138 |  |  | 0.11093 |  |  | 0.066264 | 100% | 65% |  | 100% | 65% |  | 100% | 65% |  | 100% | 65% |  | 100% | 90% |  | 100% | 90% |  | 100% | 90%
CLAYTON 2212681608 | 0.016899 | 33.2135 | 85.9567 | 1.459 | 87.4158 | 0.026393 | 0.057671 | 0.019187 | 0% | 99% | 0 | 0% | 99% | 0 | 0% | 99% | 0 | 0% | 99% | 0 | 0% | 62.18% | 0 | 0% | 62.18% | 0 | 0% | 62.18% | 0 | 0% | 62.18% | 0 | 1.459 | 50% | 2.925% | 1.2571 | 0% | 2.925% | 0 | 0% | 2.925% | 0 | 0% | 0.3229% | 0 | 0% | 0.3229% | 0 | 0% | 0.3229% | 0 | 67.97% | 0.8304% | 0.4851 | 65.39% | 0.8304% | 0.46669 | 67.97% | 0.8304% | 0.4851 | 65.39% | 0.8379% | 0.4709 | 67.97% | 0.8379% | 0.48948 | 65.39% | 0.8379% | 0.4709 | 90.18% | 6.163% | 4.7773 | 8.389% | 6.163% | 0.44441 | 1.217% | 6.163% | 0.064477 | 0% | 1.361% | 0 | 0% | 1.361% | 0 | 45.22% | 1.361% | 0.52911 |  |  |  | 0% | 11.8% | 0 | 0% | 11.8% | 0 | 0% | 11.8% | 0 | 55.56% | 0.3596% | 0.17171 | 0% | 0.3596% | 0 | 0% | 0.3596% | 0 | 0% | 100% | 0 | 0% | 100% | 0 | 0% | 100% | 0 | 0% | 100% | 0 |  |  | 0.062144 |  |  | 0.15518 |  |  | 0.0034199 | 100% | 65% |  | 100% | 65% |  | 100% | 65% |  | 100% | 65% |  | 100% | 90% |  | 100% | 90% |  | 100% | 90%
SHADY GLEN 110132726 | 0.02023 | 13.6021 | 48.0395 | 2.2935 | 50.3331 | 0.032159 | 0.018936 | 0.006634 | 5.994% | 99% | 2.8506 | 0% | 99% | 0 | 16.32% | 99% | 7.7633 | 0% | 99% | 0 | 0% | 61.67% | 0 | 0% | 61.67% | 0 | 0% | 61.67% | 0 | 0% | 61.67% | 0 | 2.2935 | 0% | 1.729% | 0 | 0% | 1.729% | 0 | 0% | 1.729% | 0 | 0% | 0.1811% | 0 | 0% | 0.1811% | 0 | 0% | 0.1811% | 0 | 65.07% | 0.501% | 0.15661 | 81.31% | 0.501% | 0.19569 | 69.4% | 0.501% | 0.16704 | 81.31% | 0.505% | 0.19723 | 82.83% | 0.505% | 0.20094 | 81.31% | 0.505% | 0.19723 | 72.84% | 3.722% | 1.3024 | 16.08% | 3.722% | 0.28749 | 1.382% | 3.722% | 0.024712 | 0% | 3.834% | 0 | 0% | 3.834% | 0 | 0% | 3.834% | 0 |  |  |  | 0% | 11.8% | 0 | 21.54% | 11.8% | 1.2208 | 0% | 11.8% | 0 | 55.56% | 0.378% | 0.10088 | 0% | 0.378% | 0 | 0% | 0.378% | 0 | 0.1865% | 100% | 0.089611 | 0% | 100% | 0 | 0% | 100% | 0 | 0% | 100% | 0 |  |  | 0.00075565 |  |  | 0.090252 |  |  | 0.00084953 | 100% | 65% |  | 100% | 65% |  | 100% | 65% |  | 100% | 65% |  | 100% | 90% |  | 100% | 90% |  | 100% | 90%
CALAVERAS CEMENT 110147968 | 0.010384 | 17.5828 | 35.3202 | 0.12647 | 35.4467 | 0.016478 | 0.019121 | 0.0068829 | 0% | 99% | 0 | 0% | 99% | 0 | 0% | 99% | 0 | 0% | 99% | 0 | 0% | 60.9% | 0 | 0% | 60.9% | 0 | 0% | 60.9% | 0 | 0% | 60.9% | 0 | 0.12647 | 16.67% | 2.533% | 0.14908 | 0% | 2.533% | 0 | 0% | 2.533% | 0 | 0% | 0.2664% | 0 | 0% | 0.2664% | 0 | 0% | 0.2664% | 0 | 65.99% | 0.6814% | 0.15882 | 26.95% | 0.6814% | 0.064859 | 72.94% | 0.6814% | 0.17553 | 33.9% | 0.6801% | 0.081428 | 65.99% | 0.6801% | 0.15854 | 26.95% | 0.6801% | 0.064743 | 31.64% | 5.034% | 0.56253 | 60.47% | 5.034% | 1.0753 | 5.049% | 5.034% | 0.089773 | 0% | 2.674% | 0 | 0% | 2.674% | 0 | 0% | 2.674% | 0 |  |  |  | 34.03% | 11.8% | 1.4184 | 0% | 11.8% | 0 | 0% | 11.8% | 0 | 0% | 0.3679% | 0 | 0% | 0.3679% | 0 | 0% | 0.3679% | 0 | 0.3521% | 100% | 0.12438 | 0% | 100% | 0 | 0% | 100% | 0 | 0% | 100% | 0 |  |  | 0.0007064 |  |  | 0.20101 |  |  | 0.030934 | 100% | 65% |  | 100% | 65% |  | 100% | 65% |  | 100% | 65% |  | 100% | 90% |  | 100% | 90% |  | 100% | 90%
BRUNSWICK 1103639148 | 0.020041 | 9.7277 | 33.4445 | 0.62867 | 34.0731 | 0.020205 | 0.016512 | 0.0036439 | 0% | 99% | 0 | 0% | 99% | 0 | 0% | 99% | 0 | 0% | 99% | 0 | 0% | 61.14% | 0 | 0% | 61.14% | 0 | 0% | 61.14% | 0 | 0% | 61.14% | 0 | 0.62867 | 0% | 2.458% | 0 | 0% | 2.458% | 0 | 0% | 2.458% | 0 | 0% | 0.2552% | 0 | 0% | 0.2552% | 0 | 0% | 0.2552% | 0 | 62.18% | 0.6253% | 0.13004 | 50.84% | 0.6253% | 0.10633 | 62.18% | 0.6253% | 0.13004 | 49.74% | 0.625% | 0.10398 | 64.46% | 0.625% | 0.13475 | 50.84% | 0.625% | 0.10628 | 79.85% | 4.615% | 1.2324 | 15.47% | 4.615% | 0.23874 | 4.684% | 4.615% | 0.072303 | 0% | 3.244% | 0 | 0% | 3.244% | 0 | 45.22% | 3.244% | 0.49055 |  |  |  | 0% | 11.8% | 0 | 0% | 11.8% | 0 | 0% | 11.8% | 0 | 0% | 0.372% | 0 | 0% | 0.372% | 0 | 0% | 0.372% | 0 | 0% | 100% | 0 | 0% | 100% | 0 | 0% | 100% | 0 | 0% | 100% | 0 |  |  | 0 |  |  | 0.0010065 |  |  | 0.0016445 | 100% | 65% |  | 100% | 65% |  | 100% | 65% |  | 100% | 65% |  | 100% | 90% |  | 100% | 90% |  | 100% | 90%
UPPER LAKE 11011276 | 0.024971 | 12.2879 | 67.2154 | 0 | 67.2154 | 0.031675 | 0.040321 | 0.0092482 | 0% | 99% | 0 | 30.78% | 99% | 20.4827 | 0% | 99% | 0 | 0.1812% | 99% | 0.1206 | 0% | 62.77% | 0 | 10.48% | 62.77% | 4.42 | 0% | 62.77% | 0 | 57.54% | 62.77% | 24.2777 | 0 | 0% | 3.3% | 0 | 0% | 3.3% | 0 | 0% | 3.3% | 0 | 0% | 0.3509% | 0 | 77.93% | 0.3509% | 0.1838 | 0% | 0.3509% | 0 | 0% | 0.757% | 0 | 99.15% | 0.757% | 0.50449 | 0% | 0.757% | 0 | 99.15% | 0.7895% | 0.52614 | 0% | 0.7895% | 0 | 99.15% | 0.7895% | 0.52614 | 53.05% | 5.656% | 2.0167 | 43.32% | 5.656% | 1.6468 | 3.636% | 5.656% | 0.13823 | 0% | 2.516% | 0 | 40.07% | 2.516% | 0.6776 | 0% | 2.516% | 0 |  |  |  | 0% | 11.8% | 0 | 0% | 11.8% | 0 | 0% | 11.8% | 0 | 0% | 0.3734% | 0 | 0% | 0.3734% | 0 | 0% | 0.3734% | 0 | 0% | 100% | 0 | 0% | 100% | 0 | 0% | 100% | 0 | 0% | 100% | 0 |  |  | 0.079412 |  |  | 0.011809 |  |  | 0.000868 | 100% | 65% |  | 100% | 65% |  | 100% | 65% |  | 100% | 65% |  | 100% | 90% |  | 100% | 90% |  | 100% | 90%
CALAVERAS CEMENT 11012646 | 0.011871 | 18.1345 | 43.0455 | 0.03202 | 43.0775 | 0.019347 | 0.022812 | 0.009963 | 0% | 99% | 0 | 0% | 99% | 0 | 0% | 99% | 0 | 0% | 99% | 0 | 0% | 61.82% | 0 | 0% | 61.82% | 0 | 0% | 61.82% | 0 | 0% | 61.82% | 0 | 0.03202 | 0% | 2.222% | 0 | 0% | 2.222% | 0 | 0% | 2.222% | 0 | 0% | 0.2412% | 0 | 0% | 0.2412% | 0 | 0% | 0.2412% | 0 | 29.34% | 0.6585% | 0.083164 | 87.76% | 0.6585% | 0.24875 | 41.58% | 0.6585% | 0.11786 | 100% | 0.6674% | 0.28727 | 29.34% | 0.6674% | 0.084285 | 86.22% | 0.6674% | 0.24769 | 82.33% | 4.907% | 1.7391 | 0.6327% | 4.907% | 0.013365 | 11.21% | 4.907% | 0.23672 | 0% | 2.616% | 0 | 0% | 2.616% | 0 | 45.22% | 2.616% | 0.50914 |  |  |  | 0% | 11.8% | 0 | 0% | 11.8% | 0 | 0% | 11.8% | 0 | 0% | 0.3703% | 0 | 0% | 0.3703% | 0 | 0% | 0.3703% | 0 | 0.192% | 100% | 0.082626 | 0% | 100% | 0 | 0% | 100% | 0 | 0% | 100% | 0 |  |  | 0.0023131 |  |  | 0.056547 |  |  | 0.081995 | 100% | 65% |  | 100% | 65% |  | 100% | 65% |  | 100% | 65% |  | 100% | 90% |  | 100% | 90% |  | 100% | 90%
LOS OSITOS 21033010 | 0.013726 | 34.3363 | 84.9068 | 0 | 84.9068 | 0.024059 | 0.056076 | 0.022822 | 0% | 99% | 0 | 0% | 99% | 0 | 16.25% | 99% | 13.6554 | 38.04% | 99% | 31.9778 | 0% | 62.54% | 0 | 0% | 62.54% | 0 | 0% | 62.54% | 0 | 0% | 62.54% | 0 | 0 | 0% | 2.821% | 0 | 0% | 2.821% | 0 | 0% | 2.821% | 0 | 0% | 0.3118% | 0 | 0% | 0.3118% | 0 | 0% | 0.3118% | 0 | 89.86% | 0.8083% | 0.61669 | 35.2% | 0.8083% | 0.24161 | 91.84% | 0.8083% | 0.63026 | 35.2% | 0.8131% | 0.24304 | 91.84% | 0.8131% | 0.63399 | 35.21% | 0.8131% | 0.24309 | 81.34% | 5.992% | 4.1384 | 18.18% | 5.992% | 0.92491 | 0.4693% | 5.992% | 0.023878 | 0% | 1.446% | 0 | 0% | 1.446% | 0 | 0% | 1.446% | 0 |  |  |  | 0% | 11.8% | 0 | 34.7% | 11.8% | 3.4761 | 0% | 11.8% | 0 | 55.56% | 0.3597% | 0.16966 | 0% | 0.3597% | 0 | 0% | 0.3597% | 0 | 0% | 100% | 0 | 0% | 100% | 0 | 0% | 100% | 0 | 0% | 100% | 0 |  |  | 0.43549 |  |  | 0.43741 |  |  | 0.0029612 | 100% | 65% |  | 100% | 65% |  | 100% | 65% |  | 100% | 65% |  | 100% | 90% |  | 100% | 90% |  | 100% | 90%
ORO FINO 11022236 | 0.016201 | 2.5758 | 7.8414 | 0.044975 | 7.8864 | 0.0035106 | 0.004786 | 0.0012473 | 0% | 99% | 0 | 0% | 99% | 0 | 0% | 99% | 0 | 0% | 99% | 0 | 0% | 61.18% | 0 | 0% | 61.18% | 0 | 0% | 61.18% | 0 | 0% | 61.18% | 0 | 0.044975 | 0% | 2.891% | 0 | 0% | 2.891% | 0 | 0% | 2.891% | 0 | 0% | 0.3202% | 0 | 0% | 0.3202% | 0 | 0% | 0.3202% | 0 | 20.34% | 0.7466% | 0.011906 | 79.66% | 0.7466% | 0.046637 | 20.34% | 0.7466% | 0.011906 | 17.74% | 0.7716% | 0.010737 | 20.34% | 0.7716% | 0.012305 | 79.66% | 0.7716% | 0.048201 | 0% | 5.581% | 0 | 64.6% | 5.581% | 0.28273 | 35.4% | 5.581% | 0.15492 | 0% | 2.464% | 0 | 0% | 2.464% | 0 | 0% | 2.464% | 0 |  |  |  | 35% | 11.8% | 0.32385 | 0% | 11.8% | 0 | 0% | 11.8% | 0 | 0% | 0.3683% | 0 | 0% | 0.3683% | 0 | 0% | 0.3683% | 0 | 0% | 100% | 0 | 0% | 100% | 0 | 0% | 100% | 0 | 0% | 100% | 0 |  |  | 0 |  |  | 0 |  |  | 0 | 100% | 65% |  | 100% | 65% |  | 100% | 65% |  | 100% | 65% |  | 100% | 90% |  | 100% | 90% |  | 100% | 90%
FORESTHILL 11022106 | 0.018495 | 29.1097 | 109.6724 | 3.1174 | 112.7898 | 0.079489 | 0.040586 | 0.014513 | 0% | 99% | 0 | 0% | 99% | 0 | 0% | 99% | 0 | 36.08% | 99% | 39.1771 | 0% | 61.85% | 0 | 0% | 61.85% | 0 | 0% | 61.85% | 0 | 0% | 61.85% | 0 | 3.1174 | 33.33% | 1.715% | 0.62693 | 0% | 1.715% | 0 | 0% | 1.715% | 0 | 0% | 0.179% | 0 | 0% | 0.179% | 0 | 0% | 0.179% | 0 | 69.19% | 0.4591% | 0.34836 | 85.6% | 0.4591% | 0.43093 | 69.19% | 0.4591% | 0.34836 | 72.74% | 0.4595% | 0.36652 | 74.47% | 0.4595% | 0.37524 | 86.16% | 0.4595% | 0.43417 | 97.62% | 3.393% | 3.6329 | 0.2202% | 3.393% | 0.0081941 | 1.172% | 3.393% | 0.043613 | 33.31% | 3.935% | 1.4378 | 0% | 3.935% | 0 | 0% | 3.935% | 0 |  |  |  | 0% | 11.8% | 0 | 35% | 11.8% | 4.5295 | 0% | 11.8% | 0 | 0% | 0.3789% | 0 | 0% | 0.3789% | 0 | 0% | 0.3789% | 0 | 0% | 100% | 0 | 0% | 100% | 0 | 0% | 100% | 0 | 0% | 100% | 0 |  |  | 0.2847 |  |  | 0.021128 |  |  | 0.010318 | 100% | 65% |  | 100% | 65% |  | 100% | 65% |  | 100% | 65% |  | 100% | 90% |  | 100% | 90% |  | 100% | 90%
TEMPLETON 2113A12 | 0.010232 | 41.3834 | 80.9325 | 0.36083 | 81.2933 | 0.020496 | 0.056309 | 0.023039 | 0% | 99% | 0 | 0% | 99% | 0 | 0% | 99% | 0 | 0% | 99% | 0 | 0% | 62.65% | 0 | 0% | 62.65% | 0 | 0% | 62.65% | 0 | 0% | 62.65% | 0 | 0.36083 | 0% | 3.326% | 0 | 0% | 3.326% | 0 | 0% | 3.326% | 0 | 0% | 0.359% | 0 | 0% | 0.359% | 0 | 0% | 0.359% | 0 | 70.41% | 0.8417% | 0.47965 | 59.32% | 0.8417% | 0.40413 | 70.41% | 0.8417% | 0.47965 | 59.32% | 0.8478% | 0.40703 | 78.59% | 0.8478% | 0.53923 | 58.7% | 0.8478% | 0.40277 | 81.1% | 6.223% | 4.0846 | 1.679% | 6.223% | 0.084542 | 12.89% | 6.223% | 0.64931 | 0% | 1.343% | 0 | 0% | 1.343% | 0 | 0% | 1.343% | 0 |  |  |  | 0% | 11.8% | 0 | 0% | 11.8% | 0 | 0% | 11.8% | 0 | 0% | 0.36% | 0 | 0% | 0.36% | 0 | 0% | 0.36% | 0 | 0% | 100% | 0 | 0% | 100% | 0 | 0% | 100% | 0 | 0% | 100% | 0 |  |  | 0.012032 |  |  | 0.062123 |  |  | 0.097032 | 100% | 65% |  | 100% | 65% |  | 100% | 65% |  | 100% | 65% |  | 100% | 90% |  | 100% | 90% |  | 100% | 90%
APPLE HILL 210289934 | 0.021839 | 5.865 | 20.4916 | 0.34975 | 20.8413 | 0.009955 | 0.011152 | 0.0042123 | 0% | 99% | 0 | 0% | 99% | 0 | 0% | 99% | 0 | 0% | 99% | 0 | 0% | 62.08% | 0 | 0% | 62.08% | 0 | 0% | 62.08% | 0 | 0% | 62.08% | 0 | 0.34975 | 0% | 2.179% | 0 | 0% | 2.179% | 0 | 0% | 2.179% | 0 | 0% | 0.243% | 0 | 0% | 0.243% | 0 | 0% | 0.243% | 0 | 68.54% | 0.6606% | 0.092774 | 30.97% | 0.6606% | 0.041927 | 68.54% | 0.6606% | 0.092774 | 30.97% | 0.6826% | 0.043322 | 69.03% | 0.6826% | 0.096546 | 30.97% | 0.6826% | 0.043322 | 64.62% | 4.961% | 0.65684 | 26.15% | 4.961% | 0.26579 | 1.132% | 4.961% | 0.011505 | 0% | 2.59% | 0 | 0% | 2.59% | 0 | 0% | 2.59% | 0 |  |  |  | 32.84% | 11.8% | 0.79408 | 0% | 11.8% | 0 | 0% | 11.8% | 0 | 0% | 0.3722% | 0 | 0% | 0.3722% | 0 | 0% | 0.3722% | 0 | 0% | 100% | 0 | 0% | 100% | 0 | 0% | 100% | 0 | 0% | 100% | 0 |  |  | 0.052903 |  |  | 0.033314 |  |  | 0.016722 | 100% | 65% |  | 100% | 65% |  | 100% | 65% |  | 100% | 65% |  | 100% | 90% |  | 100% | 90% |  | 100% | 90%
KESWICK 11011586 | 0.022602 | 7.5206 | 32.6558 | 0.35087 | 33.0066 | 0.0065929 | 0.02729 | 0.0070126 | 3.044% | 99% | 0.98396 | 39.65% | 99% | 12.8176 | 0% | 99% | 0 | 0% | 99% | 0 | 19.09% | 60.21% | 3.7542 | 0% | 60.21% | 0 | 0% | 60.21% | 0 | 0% | 60.21% | 0 | 0.35087 | 0% | 3.863% | 0 | 0% | 3.863% | 0 | 0% | 3.863% | 0 | 0% | 0.419% | 0 | 0% | 0.419% | 0 | 0% | 0.419% | 0 | 41.61% | 1.007% | 0.13681 | 58.2% | 1.007% | 0.19137 | 41.61% | 1.007% | 0.13681 | 58.2% | 1.039% | 0.19745 | 41.8% | 1.039% | 0.1418 | 58.2% | 1.039% | 0.19745 | 97.05% | 7.533% | 2.3876 | 0% | 7.533% | 0 | 2.946% | 7.533% | 0.072466 | 0% | 1.043% | 0 | 0% | 1.043% | 0 | 0% | 1.043% | 0 |  |  |  | 35% | 11.8% | 1.3487 | 0% | 11.8% | 0 | 0% | 11.8% | 0 | 0% | 0.3599% | 0 | 0% | 0.3599% | 0 | 0% | 0.3599% | 0 | 0.448% | 100% | 0.14631 | 0% | 100% | 0 | 0% | 100% | 0 | 0% | 100% | 0 |  |  | 0.093225 |  |  | 0 |  |  | 0 | 100% | 65% |  | 100% | 65% |  | 100% | 65% |  | 100% | 65% |  | 100% | 90% |  | 100% | 90% |  | 100% | 90%
CALPINE 1144304 | 0.068443 | 0.046358 | 1.703 | 0.010959 | 1.714 | 0.0002979 | 0.0016636 | 0.00018491 | 0% | 99% | 0 | 0% | 99% | 0 | 0% | 99% | 0 | 0% | 99% | 0 | 0% | 63.08% | 0 | 0% | 63.08% | 0 | 0% | 63.08% | 0 | 0% | 63.08% | 0 | 0.010959 | 0% | 5.231% | 0 | 0% | 5.231% | 0 | 0% | 5.231% | 0 | 0% | 0.577% | 0 | 0% | 0.577% | 0 | 0% | 0.577% | 0 | 0% | 1.167% | 0 | 0% | 1.167% | 0 | 0% | 1.167% | 0 | 0% | 1.262% | 0 | 0% | 1.262% | 0 | 0% | 1.262% | 0 | 0% | 8.838% | 0 | 0% | 8.838% | 0 | 0% | 8.838% | 0 | 0% | 0.9124% | 0 | 0% | 0.9124% | 0 | 0% | 0.9124% | 0 |  |  |  | 0% | 11.8% | 0 | 0% | 11.8% | 0 | 0% | 11.8% | 0 | 0% | 0.3666% | 0 | 0% | 0.3666% | 0 | 0% | 0.3666% | 0 | 0% | 100% | 0 | 0% | 100% | 0 | 0% | 100% | 0 | 0% | 100% | 0 |  |  | 0 |  |  | 0 |  |  | 0 | 100% | 65% |  | 100% | 65% |  | 100% | 65% |  | 100% | 65% |  | 100% | 90% |  | 100% | 90% |  | 100% | 90%
APPLE HILL 2102CB | 0.090117 | 0.16914 | 1.3798 | 0.050595 | 1.4303 | 0.00057424 | 0.00083934 | 0.00032797 | 0% | 99% | 0 | 0% | 99% | 0 | 0% | 99% | 0 | 0% | 99% | 0 | 0% | 62.05% | 0 | 0% | 62.05% | 0 | 0% | 62.05% | 0 | 0% | 62.05% | 0 | 0.050595 | 0% | 2.152% | 0 | 0% | 2.152% | 0 | 0% | 2.152% | 0 | 0% | 0.2493% | 0 | 0% | 0.2493% | 0 | 0% | 0.2493% | 0 | 0% | 0.7131% | 0 | 100% | 0.7131% | 0.0098384 | 0% | 0.7131% | 0 | 100% | 0.733% | 0.010113 | 0% | 0.733% | 0 | 100% | 0.733% | 0.010113 | 100% | 5.357% | 0.073913 | 0% | 5.357% | 0 | 0% | 5.357% | 0 | 0% | 1.719% | 0 | 0% | 1.719% | 0 | 0% | 1.719% | 0 |  |  |  | 0% | 11.8% | 0 | 0% | 11.8% | 0 | 0% | 11.8% | 0 | 0% | 0.3673% | 0 | 0% | 0.3673% | 0 | 0% | 0.3673% | 0 | 0% | 100% | 0 | 0% | 100% | 0 | 0% | 100% | 0 | 0% | 100% | 0 |  |  | 0 |  |  | 0 |  |  | 0 | 100% | 65% |  | 100% | 65% |  | 100% | 65% |  | 100% | 65% |  | 100% | 90% |  | 100% | 90% |  | 100% | 90%
VOLTA 110153118 | 0.0099281 | 9.8985 | 19.1069 | 0.67169 | 19.7786 | 0.0059814 | 0.01149 | 0.0066952 | 6.425% | 99% | 1.2153 | 0% | 99% | 0 | 0% | 99% | 0 | 0% | 99% | 0 | 89.53% | 62.7% | 10.7267 | 1.018% | 62.7% | 0.12192 | 0% | 62.7% | 0 | 0% | 62.7% | 0 | 0.67169 | 0% | 2.453% | 0 | 0% | 2.453% | 0 | 0% | 2.453% | 0 | 0% | 0.2678% | 0 | 3.791% | 0.2678% | 0.0019399 | 0% | 0.2678% | 0 | 69.19% | 0.7018% | 0.09278 | 100% | 0.7018% | 0.1341 | 69.19% | 0.7018% | 0.09278 | 100% | 0.6888% | 0.13161 | 69.19% | 0.6888% | 0.091056 | 69.19% | 0.6888% | 0.091056 | 0% | 5.156% | 0 | 0% | 5.156% | 0 | 0% | 5.156% | 0 | 0% | 1.571% | 0 | 0% | 1.571% | 0 | 0% | 1.571% | 0 |  |  |  | 34.6% | 11.8% | 0.78012 | 0% | 11.8% | 0 | 0% | 11.8% | 0 | 55.56% | 0.3603% | 0.038242 | 0% | 0.3603% | 0 | 0% | 0.3603% | 0 | 0% | 100% | 0 | 0% | 100% | 0 | 0% | 100% | 0 | 0% | 100% | 0 |  |  | 0.0010619 |  |  | 0 |  |  | 0 | 100% | 65% |  | 100% | 65% |  | 100% | 65% |  | 100% | 65% |  | 100% | 90% |  | 100% | 90% |  | 100% | 90%
NOTRE DAME 11042537 | 0.0096296 | 5.1579 | 8.8956 | 0.12255 | 9.0182 | 0.0039988 | 0.005178 | 0.0021284 | 0% | 99% | 0 | 0% | 99% | 0 | 0% | 99% | 0 | 0% | 99% | 0 | 0% | 62.1% | 0 | 0% | 62.1% | 0 | 0% | 62.1% | 0 | 0% | 62.1% | 0 | 0.12255 | 0% | 2.559% | 0 | 0% | 2.559% | 0 | 0% | 2.559% | 0 | 0% | 0.2711% | 0 | 0% | 0.2711% | 0 | 0% | 0.2711% | 0 | 93.72% | 0.6909% | 0.057597 | 6.285% | 0.6909% | 0.0038625 | 93.72% | 0.6909% | 0.057597 | 0% | 0.6912% | 0 | 93.72% | 0.6912% | 0.057622 | 6.285% | 0.6912% | 0.0038642 | 0% | 5.107% | 0 | 0% | 5.107% | 0 | 100% | 5.107% | 0.45433 | 0% | 2.308% | 0 | 0% | 2.308% | 0 | 0% | 2.308% | 0 |  |  |  | 32.14% | 11.8% | 0.33741 | 0% | 11.8% | 0 | 0% | 11.8% | 0 | 0% | 0.3673% | 0 | 0% | 0.3673% | 0 | 0% | 0.3673% | 0 | 0% | 100% | 0 | 0% | 100% | 0 | 0% | 100% | 0 | 0% | 100% | 0 |  |  | 0 |  |  | 0 |  |  | 0.04195 | 100% | 65% |  | 100% | 65% |  | 100% | 65% |  | 100% | 65% |  | 100% | 90% |  | 100% | 90% |  | 100% | 90%
TIGER CREEK 0201320746 | 0.015433 | 3.5158 | 11.526 | 0.013218 | 11.5393 | 0.00619 | 0.0071274 | 0.0013746 | 0% | 99% | 0 | 0% | 99% | 0 | 0% | 99% | 0 | 0% | 99% | 0 | 0% | 61.4% | 0 | 0% | 61.4% | 0 | 0% | 61.4% | 0 | 0% | 61.4% | 0 | 0.013218 | 0% | 3.239% | 0 | 0% | 3.239% | 0 | 0% | 3.239% | 0 | 0% | 0.3396% | 0 | 0% | 0.3396% | 0 | 0% | 0.3396% | 0 | 74.2% | 0.7416% | 0.063424 | 25.8% | 0.7416% | 0.022053 | 74.2% | 0.7416% | 0.063424 | 25.8% | 0.7604% | 0.022613 | 74.2% | 0.7604% | 0.065035 | 25.8% | 0.7604% | 0.022613 | 58.13% | 5.509% | 0.36914 | 30.31% | 5.509% | 0.19247 | 11.56% | 5.509% | 0.073376 | 0% | 2.651% | 0 | 0% | 2.651% | 0 | 0% | 2.651% | 0 |  |  |  | 0% | 11.8% | 0 | 0% | 11.8% | 0 | 0% | 11.8% | 0 | 0% | 0.3715% | 0 | 0% | 0.3715% | 0 | 0% | 0.3715% | 0 | 0% | 100% | 0 | 0% | 100% | 0 | 0% | 100% | 0 | 0% | 100% | 0 |  |  | 0 |  |  | 0.064632 |  |  | 0.015721 | 100% | 65% |  | 100% | 65% |  | 100% | 65% |  | 100% | 65% |  | 100% | 90% |  | 100% | 90% |  | 100% | 90%
TULE POWER HOUSE 1101CB | 0.014129 | 4.2575 | 12.6572 | 0 | 12.6572 | 0.0030117 | 0.010374 | 0.0028691 | 0% | 99% | 0 | 0% | 99% | 0 | 0% | 99% | 0 | 0% | 99% | 0 | 0% | 60.68% | 0 | 0% | 60.68% | 0 | 0% | 60.68% | 0 | 0% | 60.68% | 0 | 0 | 0% | 3.083% | 0 | 0% | 3.083% | 0 | 0% | 3.083% | 0 | 0% | 0.3606% | 0 | 0% | 0.3606% | 0 | 0% | 0.3606% | 0 | 87.63% | 0.9393% | 0.10418 | 20.6% | 0.9393% | 0.024497 | 87.63% | 0.9393% | 0.10418 | 20.6% | 0.9811% | 0.025588 | 100% | 0.9811% | 0.12419 | 20.6% | 0.9811% | 0.025588 | 86.25% | 7.085% | 0.77338 | 13.75% | 7.085% | 0.12334 | 0% | 7.085% | 0 | 0% | 1.116% | 0 | 0% | 1.116% | 0 | 0% | 1.116% | 0 |  |  |  | 0% | 11.8% | 0 | 0% | 11.8% | 0 | 0% | 11.8% | 0 | 0% | 0.3595% | 0 | 0% | 0.3595% | 0 | 0% | 0.3595% | 0 | 0% | 100% | 0 | 0% | 100% | 0 | 0% | 100% | 0 | 0% | 100% | 0 |  |  | 0 |  |  | 0 |  |  | 0 | 100% | 65% |  | 100% | 65% |  | 100% | 65% |  | 100% | 65% |  | 100% | 90% |  | 100% | 90% |  | 100% | 90%
CRESTA 1101103126 | 0.023964 | 0.87202 | 4.9123 | 0.042489 | 4.9548 | 0.0022348 | 0.0035102 | 0.00058905 | 0% | 99% | 0 | 0% | 99% | 0 | 0% | 99% | 0 | 0% | 99% | 0 | 0% | 62.28% | 0 | 0% | 62.28% | 0 | 0% | 62.28% | 0 | 0% | 62.28% | 0 | 0.042489 | 0% | 3.772% | 0 | 0% | 3.772% | 0 | 0% | 3.772% | 0 | 0% | 0.4044% | 0 | 0% | 0.4044% | 0 | 0% | 0.4044% | 0 | 100% | 0.8375% | 0.041139 | 0% | 0.8375% | 0 | 100% | 0.8375% | 0.041139 | 0% | 0.8719% | 0 | 100% | 0.8719% | 0.042828 | 0% | 0.8719% | 0 | 0% | 6.245% | 0 | 73.84% | 6.245% | 0.22651 | 0% | 6.245% | 0 | 0% | 2.105% | 0 | 0% | 2.105% | 0 | 0% | 2.105% | 0 |  |  |  | 35% | 11.8% | 0.20288 | 0% | 11.8% | 0 | 0% | 11.8% | 0 | 0% | 0.369% | 0 | 0% | 0.369% | 0 | 0% | 0.369% | 0 | 0% | 100% | 0 | 0% | 100% | 0 | 0% | 100% | 0 | 0% | 100% | 0 |  |  | 0 |  |  | 0 |  |  | 0 | 100% | 65% |  | 100% | 65% |  | 100% | 65% |  | 100% | 65% |  | 100% | 90% |  | 100% | 90% |  | 100% | 90%
WEST POINT 110277204 | 0.017351 | 7.7158 | 26.0289 | 0.27311 | 26.302 | 0.014717 | 0.014483 | 0.0047116 | 0% | 99% | 0 | 0% | 99% | 0 | 0% | 99% | 0 | 0% | 99% | 0 | 0% | 61.57% | 0 | 0% | 61.57% | 0 | 0% | 61.57% | 0 | 0% | 61.57% | 0 | 0.27311 | 100% | 2.434% | 0.63342 | 0% | 2.434% | 0 | 0% | 2.434% | 0 | 0% | 0.2653% | 0 | 0% | 0.2653% | 0 | 0% | 0.2653% | 0 | 49.27% | 0.6415% | 0.082269 | 50.73% | 0.6415% | 0.084699 | 49.27% | 0.6415% | 0.082269 | 50.73% | 0.6594% | 0.087065 | 49.27% | 0.6594% | 0.084567 | 50.73% | 0.6594% | 0.087065 | 72.09% | 4.788% | 0.89851 | 11.37% | 4.788% | 0.14172 | 16.41% | 4.788% | 0.20453 | 0% | 3.013% | 0 | 0% | 3.013% | 0 | 45.22% | 3.013% | 0.35465 |  |  |  | 0% | 11.8% | 0 | 0% | 11.8% | 0 | 0% | 11.8% | 0 | 0% | 0.3729% | 0 | 0% | 0.3729% | 0 | 0% | 0.3729% | 0 | 0% | 100% | 0 | 0% | 100% | 0 | 0% | 100% | 0 | 0% | 100% | 0 |  |  | 0 |  |  | 0.042894 |  |  | 0.092678 | 100% | 65% |  | 100% | 65% |  | 100% | 65% |  | 100% | 65% |  | 100% | 90% |  | 100% | 90% |  | 100% | 90%
BEAR VALLEY 2105293732 | 0.011118 | 28.9512 | 59.934 | 0 | 59.934 | 0.033215 | 0.034853 | 0.0105 | 0% | 99% | 0 | 0% | 99% | 0 | 0% | 99% | 0 | 0% | 99% | 0 | 0% | 60.87% | 0 | 0% | 60.87% | 0 | 0% | 60.87% | 0 | 0% | 60.87% | 0 | 0 | 100% | 2.16% | 1.2948 | 0% | 2.16% | 0 | 0% | 2.16% | 0 | 100% | 0.2243% | 0.13445 | 0% | 0.2243% | 0 | 0% | 0.2243% | 0 | 91.96% | 0.6764% | 0.37278 | 93.64% | 0.6764% | 0.37959 | 95.65% | 0.6764% | 0.38773 | 93.64% | 0.6653% | 0.37338 | 95.65% | 0.6653% | 0.38139 | 95.73% | 0.6653% | 0.38174 | 69.65% | 4.991% | 2.0834 | 23.36% | 4.991% | 0.6987 | 0% | 4.991% | 0 | 0% | 2.64% | 0 | 0% | 2.64% | 0 | 0% | 2.64% | 0 |  |  |  | 4.886% | 11.8% | 0.34557 | 0% | 11.8% | 0 | 0% | 11.8% | 0 | 0% | 0.3667% | 0 | 0% | 0.3667% | 0 | 0% | 0.3667% | 0 | 0% | 100% | 0 | 0% | 100% | 0 | 0% | 100% | 0 | 0% | 100% | 0 |  |  | 0.059667 |  |  | 0.19376 |  |  | 0.01327 | 100% | 65% |  | 100% | 65% |  | 100% | 65% |  | 100% | 65% |  | 100% | 90% |  | 100% | 90% |  | 100% | 90%
PLACERVILLE 210611132 | 0.020612 | 44.7551 | 177.9509 | 2.7293 | 180.6801 | 0.11458 | 0.084875 | 0.034299 | 0% | 99% | 0 | 0% | 99% | 0 | 29.81% | 99% | 52.5182 | 30.42% | 99% | 53.5837 | 0% | 62.1% | 0 | 0% | 62.1% | 0 | 0% | 62.1% | 0 | 0% | 62.1% | 0 | 2.7293 | 10% | 1.863% | 0.33155 | 0% | 1.863% | 0 | 0% | 1.863% | 0 | 0% | 0.208% | 0 | 0% | 0.208% | 0 | 0% | 0.208% | 0 | 6.174% | 0.5397% | 0.059302 | 97.14% | 0.5397% | 0.93296 | 6.174% | 0.5397% | 0.059302 | 88.13% | 0.5526% | 0.86671 | 8.848% | 0.5526% | 0.087012 | 97.19% | 0.5526% | 0.95577 | 89.15% | 4.032% | 6.397 | 7.034% | 4.032% | 0.50471 | 0.7055% | 4.032% | 0.050624 | 33.31% | 3.391% | 2.0104 | 0% | 3.391% | 0 | 0% | 3.391% | 0 |  |  |  | 34.95% | 11.8% | 7.3382 | 0% | 11.8% | 0 | 0% | 11.8% | 0 | 0% | 0.3752% | 0 | 0% | 0.3752% | 0 | 0% | 0.3752% | 0 | 0.3349% | 100% | 0.59591 | 0.3482% | 100% | 0.61959 | 0% | 100% | 0 | 0% | 100% | 0 |  |  | 0.075109 |  |  | 0.072717 |  |  | 0.035969 | 100% | 65% |  | 100% | 65% |  | 100% | 65% |  | 100% | 65% |  | 100% | 90% |  | 100% | 90% |  | 100% | 90%
APPLE HILL 21026552 | 0.025831 | 13.0241 | 55.7622 | 1.349 | 57.1112 | 0.032036 | 0.030361 | 0.01105 | 0% | 99% | 0 | 0% | 99% | 0 | 76.51% | 99% | 42.2347 | 0% | 99% | 0 | 0% | 61.66% | 0 | 0% | 61.66% | 0 | 0% | 61.66% | 0 | 0% | 61.66% | 0 | 1.349 | 0% | 1.874% | 0 | 0% | 1.874% | 0 | 0% | 1.874% | 0 | 0% | 0.2164% | 0 | 0% | 0.2164% | 0 | 0% | 0.2164% | 0 | 59.43% | 0.6089% | 0.20178 | 33.19% | 0.6089% | 0.11269 | 64.95% | 0.6089% | 0.22053 | 38.71% | 0.6267% | 0.13529 | 59.43% | 0.6267% | 0.2077 | 33.21% | 0.6267% | 0.11608 | 81.19% | 4.572% | 2.0699 | 12.53% | 4.572% | 0.31933 | 3.527% | 4.572% | 0.08992 | 0% | 2.894% | 0 | 40.07% | 2.894% | 0.64649 | 0% | 2.894% | 0 |  |  |  | 32.84% | 11.8% | 2.1609 | 0% | 11.8% | 0 | 0% | 11.8% | 0 | 0% | 0.3716% | 0 | 0% | 0.3716% | 0 | 0% | 0.3716% | 0 | 0% | 100% | 0 | 0% | 100% | 0 | 0% | 100% | 0 | 0% | 100% | 0 |  |  | 0.001796 |  |  | 0.026578 |  |  | 0.026166 | 100% | 65% |  | 100% | 65% |  | 100% | 65% |  | 100% | 65% |  | 100% | 90% |  | 100% | 90% |  | 100% | 90%
GIRVAN 11029012 | 0.020102 | 16.139 | 58.1806 | 1.9639 | 60.1446 | 0.025045 | 0.039135 | 0.012635 | 0% | 99% | 0 | 0% | 99% | 0 | 0% | 99% | 0 | 0% | 99% | 0 | 0% | 61.27% | 0 | 0% | 61.27% | 0 | 0% | 61.27% | 0 | 0% | 61.27% | 0 | 1.9639 | 33.33% | 3.05% | 0.59153 | 0% | 3.05% | 0 | 0% | 3.05% | 0 | 0% | 0.3258% | 0 | 0% | 0.3258% | 0 | 0% | 0.3258% | 0 | 69.4% | 0.771% | 0.3113 | 44.4% | 0.771% | 0.19916 | 69.4% | 0.771% | 0.3113 | 37.05% | 0.7883% | 0.16991 | 69.53% | 0.7883% | 0.3189 | 44.4% | 0.7883% | 0.20363 | 85.93% | 5.737% | 2.8684 | 9.988% | 5.737% | 0.33338 | 3.991% | 5.737% | 0.13322 | 0% | 2.13% | 0 | 0% | 2.13% | 0 | 45.22% | 2.13% | 0.56028 |  |  |  | 35% | 11.8% | 2.4029 | 0% | 11.8% | 0 | 0% | 11.8% | 0 | 0% | 0.3677% | 0 | 0% | 0.3677% | 0 | 0% | 0.3677% | 0 | 0% | 100% | 0 | 0% | 100% | 0 | 0% | 100% | 0 | 0% | 100% | 0 |  |  | 0.066106 |  |  | 0.04031 |  |  | 0.012055 | 100% | 65% |  | 100% | 65% |  | 100% | 65% |  | 100% | 65% |  | 100% | 90% |  | 100% | 90% |  | 100% | 90%
KESWICK 11019712 | 0.023649 | 20.5855 | 84.5676 | 2.7719 | 87.3395 | 0.036985 | 0.05786 | 0.016997 | 0% | 99% | 0 | 0% | 99% | 0 | 0% | 99% | 0 | 0% | 99% | 0 | 0% | 61.3% | 0 | 0% | 61.3% | 0 | 0% | 61.3% | 0 | 0% | 61.3% | 0 | 2.7719 | 0% | 3.188% | 0 | 0% | 3.188% | 0 | 0% | 3.188% | 0 | 0% | 0.3388% | 0 | 0% | 0.3388% | 0 | 0% | 0.3388% | 0 | 69.48% | 0.79% | 0.46415 | 30.52% | 0.79% | 0.20392 | 69.48% | 0.79% | 0.46415 | 30.02% | 0.8168% | 0.20739 | 69.48% | 0.8168% | 0.47989 | 30.52% | 0.8168% | 0.21083 | 85.94% | 5.901% | 4.2885 | 11.06% | 5.901% | 0.55175 | 1.501% | 5.901% | 0.074908 | 0% | 2.205% | 0 | 40.07% | 2.205% | 0.74705 | 0% | 2.205% | 0 |  |  |  | 34.9% | 11.8% | 3.483 | 0% | 11.8% | 0 | 0% | 11.8% | 0 | 0% | 0.3703% | 0 | 0% | 0.3703% | 0 | 0% | 0.3703% | 0 | 0% | 100% | 0 | 0% | 100% | 0 | 0% | 100% | 0 | 0% | 100% | 0 |  |  | 0.20496 |  |  | 0.020306 |  |  | 0.0099922 | 100% | 65% |  | 100% | 65% |  | 100% | 65% |  | 100% | 65% |  | 100% | 90% |  | 100% | 90% |  | 100% | 90%
PIKE CITY 11011720 | 0.02211 | 6.0244 | 26.762 | 0.37552 | 27.1376 | 0.020982 | 0.010939 | 0.0035749 | 0% | 99% | 0 | 0% | 99% | 0 | 0% | 99% | 0 | 75.63% | 99% | 20.0389 | 0% | 61.99% | 0 | 0% | 61.99% | 0 | 0% | 61.99% | 0 | 0% | 61.99% | 0 | 0.37552 | 0% | 1.966% | 0 | 0% | 1.966% | 0 | 0% | 1.966% | 0 | 0% | 0.2073% | 0 | 0% | 0.2073% | 0 | 0% | 0.2073% | 0 | 98.3% | 0.4699% | 0.12361 | 0% | 0.4699% | 0 | 100% | 0.4699% | 0.12575 | 0% | 0.4803% | 0 | 100% | 0.4803% | 0.12853 | 0% | 0.4803% | 0 | 57.35% | 3.49% | 0.53566 | 35.38% | 3.49% | 0.33049 | 0% | 3.49% | 0 | 0% | 3.601% | 0 | 0% | 3.601% | 0 | 45.22% | 3.601% | 0.43577 |  |  |  | 35% | 11.8% | 1.1053 | 0% | 11.8% | 0 | 0% | 11.8% | 0 | 0% | 0.3807% | 0 | 0% | 0.3807% | 0 | 0% | 0.3807% | 0 | 0% | 100% | 0 | 0% | 100% | 0 | 0% | 100% | 0 | 0% | 100% | 0 |  |  | 0.036698 |  |  | 0.050483 |  |  | 0 | 100% | 65% |  | 100% | 65% |  | 100% | 65% |  | 100% | 65% |  | 100% | 90% |  | 100% | 90% |  | 100% | 90%
COLUMBIA HILL 110190730 | 0.020034 | 9.0922 | 30.5117 | 1.7636 | 32.2754 | 0.020581 | 0.014531 | 0.0055443 | 0% | 99% | 0 | 0% | 99% | 0 | 0% | 99% | 0 | 0% | 99% | 0 | 0% | 61.93% | 0 | 0% | 61.93% | 0 | 0% | 61.93% | 0 | 0% | 61.93% | 0 | 1.7636 | 50% | 1.92% | 0.29288 | 0% | 1.92% | 0 | 0% | 1.92% | 0 | 0% | 0.2085% | 0 | 0% | 0.2085% | 0 | 0% | 0.2085% | 0 | 59.35% | 0.5344% | 0.09677 | 13.3% | 0.5344% | 0.021684 | 86.7% | 0.5344% | 0.14138 | 40.65% | 0.5379% | 0.066724 | 59.35% | 0.5379% | 0.097401 | 13.3% | 0.5379% | 0.021826 | 93.48% | 3.96% | 1.1296 | 0% | 3.96% | 0 | 4.707% | 3.96% | 0.056881 | 0% | 3.382% | 0 | 0% | 3.382% | 0 | 0% | 3.382% | 0 |  |  |  | 0% | 11.8% | 0 | 29.93% | 11.8% | 1.0777 | 0% | 11.8% | 0 | 0% | 0.374% | 0 | 0% | 0.374% | 0 | 0% | 0.374% | 0 | 0% | 100% | 0 | 0% | 100% | 0 | 0% | 100% | 0 | 0% | 100% | 0 |  |  | 0.008021 |  |  | 0 |  |  | 0.0023608 | 100% | 65% |  | 100% | 65% |  | 100% | 65% |  | 100% | 65% |  | 100% | 90% |  | 100% | 90% |  | 100% | 90%
FROGTOWN 170113412 | 0.011574 | 43.0539 | 119.8882 | 3.4168 | 123.305 | 0.056172 | 0.0639 | 0.040316 | 0% | 99% | 0 | 0% | 99% | 0 | 0% | 99% | 0 | 0% | 99% | 0 | 0% | 62.23% | 0 | 0% | 62.23% | 0 | 0% | 62.23% | 0 | 0% | 62.23% | 0 | 3.4168 | 63.16% | 1.892% | 1.4323 | 0% | 1.892% | 0 | 0% | 1.892% | 0 | 100% | 0.2071% | 0.24832 | 0% | 0.2071% | 0 | 0% | 0.2071% | 0 | 71.06% | 0.5943% | 0.50634 | 75.06% | 0.5943% | 0.53485 | 73.73% | 0.5943% | 0.52535 | 74.92% | 0.5917% | 0.53153 | 77.36% | 0.5917% | 0.54885 | 74.24% | 0.5917% | 0.52667 | 62.3% | 4.401% | 3.2874 | 22.01% | 4.401% | 1.1614 | 7.731% | 4.401% | 0.40792 | 0% | 2.23% | 0 | 40.07% | 2.23% | 1.0711 | 0% | 2.23% | 0 |  |  |  | 34.89% | 11.8% | 4.9353 | 0% | 11.8% | 0 | 0% | 11.8% | 0 | 0% | 0.3691% | 0 | 0% | 0.3691% | 0 | 0% | 0.3691% | 0 | 0% | 100% | 0 | 0% | 100% | 0 | 0% | 100% | 0 | 0% | 100% | 0 |  |  | 0.20039 |  |  | 0.15845 |  |  | 0.19772 | 100% | 65% |  | 100% | 65% |  | 100% | 65% |  | 100% | 65% |  | 100% | 90% |  | 100% | 90% |  | 100% | 90%
BIG BEND 1101180398 | 0.017411 | 5.4361 | 15.4515 | 0.74782 | 16.1993 | 0.0048129 | 0.013082 | 0.0028336 | 0% | 99% | 0 | 0% | 99% | 0 | 0% | 99% | 0 | 0% | 99% | 0 | 0% | 61.99% | 0 | 0% | 61.99% | 0 | 0% | 61.99% | 0 | 0% | 61.99% | 0 | 0.74782 | 100% | 4.068% | 0.62863 | 0% | 4.068% | 0 | 0% | 4.068% | 0 | 0% | 0.4376% | 0 | 0% | 0.4376% | 0 | 0% | 0.4376% | 0 | 19.39% | 0.9495% | 0.028444 | 80.61% | 0.9495% | 0.11827 | 19.39% | 0.9495% | 0.028444 | 80.61% | 0.9811% | 0.12221 | 19.39% | 0.9811% | 0.029392 | 80.61% | 0.9811% | 0.12221 | 82.83% | 7.072% | 0.90503 | 16.19% | 7.072% | 0.17686 | 0% | 7.072% | 0 | 0% | 1.559% | 0 | 0% | 1.559% | 0 | 0% | 1.559% | 0 |  |  |  | 35% | 11.8% | 0.63815 | 0% | 11.8% | 0 | 0% | 11.8% | 0 | 55.56% | 0.3624% | 0.03111 | 0% | 0.3624% | 0 | 0% | 0.3624% | 0 | 0% | 100% | 0 | 0% | 100% | 0 | 0% | 100% | 0 | 0% | 100% | 0 |  |  | 0.089476 |  |  | 0 |  |  | 0.0030568 | 100% | 65% |  | 100% | 65% |  | 100% | 65% |  | 100% | 65% |  | 100% | 90% |  | 100% | 90% |  | 100% | 90%
FROGTOWN 1702815616 | 0.016505 | 0.99205 | 3.3383 | 0.0092261 | 3.3475 | 0.001085 | 0.0016724 | 0.0017254 | 0% | 99% | 0 | 0% | 99% | 0 | 0% | 99% | 0 | 0% | 99% | 0 | 0% | 63.96% | 0 | 0% | 63.96% | 0 | 0% | 63.96% | 0 | 0% | 63.96% | 0 | 0.0092261 | 0% | 1.827% | 0 | 0% | 1.827% | 0 | 0% | 1.827% | 0 | 0% | 0.2017% | 0 | 0% | 0.2017% | 0 | 0% | 0.2017% | 0 | 0% | 0.5454% | 0 | 0% | 0.5454% | 0 | 0% | 0.5454% | 0 | 0% | 0.5315% | 0 | 100% | 0.5315% | 0.017742 | 0% | 0.5315% | 0 | 15.55% | 3.997% | 0.020744 | 0% | 3.997% | 0 | 84.45% | 3.997% | 0.1127 | 0% | 1.436% | 0 | 0% | 1.436% | 0 | 0% | 1.436% | 0 |  |  |  | 0% | 11.8% | 0 | 0% | 11.8% | 0 | 0% | 11.8% | 0 | 0% | 0.3665% | 0 | 0% | 0.3665% | 0 | 0% | 0.3665% | 0 | 0% | 100% | 0 | 0% | 100% | 0 | 0% | 100% | 0 | 0% | 100% | 0 |  |  | 0 |  |  | 0 |  |  | 0.011793 | 100% | 65% |  | 100% | 65% |  | 100% | 65% |  | 100% | 65% |  | 100% | 90% |  | 100% | 90% |  | 100% | 90%
MARIPOSA 210110170 | 0.015939 | 17.113 | 49.1381 | 0.29869 | 49.4368 | 0.030225 | 0.029421 | 0.0063742 | 0% | 99% | 0 | 3.475% | 99% | 1.6904 | 0% | 99% | 0 | 0% | 99% | 0 | 0% | 61.68% | 0 | 0% | 61.68% | 0 | 0% | 61.68% | 0 | 0% | 61.68% | 0 | 0.29869 | 25% | 2.633% | 0.32342 | 0% | 2.633% | 0 | 0% | 2.633% | 0 | 0% | 0.2817% | 0 | 0% | 0.2817% | 0 | 0% | 0.2817% | 0 | 92.71% | 0.6759% | 0.30791 | 0.1834% | 0.6759% | 0.00060921 | 92.71% | 0.6759% | 0.30791 | 0% | 0.6975% | 0 | 98.63% | 0.6975% | 0.33805 | 0.8974% | 0.6975% | 0.0030759 | 56.95% | 5.048% | 1.4126 | 37.65% | 5.048% | 0.9339 | 5.032% | 5.048% | 0.12483 | 0% | 2.9% | 0 | 40.07% | 2.9% | 0.57099 | 0% | 2.9% | 0 |  |  |  | 0% | 11.8% | 0 | 0% | 11.8% | 0 | 0% | 11.8% | 0 | 0% | 0.3733% | 0 | 0% | 0.3733% | 0 | 0% | 0.3733% | 0 | 0% | 100% | 0 | 0% | 100% | 0 | 0% | 100% | 0 | 0% | 100% | 0 |  |  | 0.14338 |  |  | 0.14222 |  |  | 0.068762 | 100% | 65% |  | 100% | 65% |  | 100% | 65% |  | 100% | 65% |  | 100% | 90% |  | 100% | 90% |  | 100% | 90%
MIDDLETOWN 1101959140 | 0.014882 | 3.9711 | 10.864 | 0.085119 | 10.9492 | 0.004585 | 0.0076092 | 0.0024925 | 0% | 99% | 0 | 0% | 99% | 0 | 0% | 99% | 0 | 0% | 99% | 0 | 0% | 62.32% | 0 | 0% | 62.32% | 0 | 0% | 62.32% | 0 | 0% | 62.32% | 0 | 0.085119 | 0% | 2.961% | 0 | 0% | 2.961% | 0 | 0% | 2.961% | 0 | 0% | 0.3301% | 0 | 0% | 0.3301% | 0 | 0% | 0.3301% | 0 | 73.09% | 0.7633% | 0.060603 | 98.37% | 0.7633% | 0.08157 | 73.09% | 0.7633% | 0.060603 | 98.37% | 0.7798% | 0.083332 | 73.09% | 0.7798% | 0.061913 | 98.37% | 0.7798% | 0.083332 | 68.7% | 5.674% | 0.42348 | 0% | 5.674% | 0 | 0% | 5.674% | 0 | 0% | 1.933% | 0 | 0% | 1.933% | 0 | 0% | 1.933% | 0 |  |  |  | 0% | 11.8% | 0 | 0% | 11.8% | 0 | 0% | 11.8% | 0 | 0% | 0.364% | 0 | 0% | 0.364% | 0 | 0% | 0.364% | 0 | 0% | 100% | 0 | 0% | 100% | 0 | 0% | 100% | 0 | 0% | 100% | 0 |  |  | 0 |  |  | 0 |  |  | 0 | 100% | 65% |  | 100% | 65% |  | 100% | 65% |  | 100% | 65% |  | 100% | 90% |  | 100% | 90% |  | 100% | 90%
ELK CREEK 11012106 | 0.0090072 | 13.5824 | 24.4814 | 0.16176 | 24.6431 | 0.0081622 | 0.016985 | 0.0080024 | 0% | 99% | 0 | 0% | 99% | 0 | 0% | 99% | 0 | 0% | 99% | 0 | 0% | 61.85% | 0 | 0% | 61.85% | 0 | 0% | 61.85% | 0 | 0% | 61.85% | 0 | 0.16176 | 0% | 2.848% | 0 | 0% | 2.848% | 0 | 0% | 2.848% | 0 | 0% | 0.3091% | 0 | 0% | 0.3091% | 0 | 0% | 0.3091% | 0 | 0% | 0.7615% | 0 | 55.46% | 0.7615% | 0.10338 | 0% | 0.7615% | 0 | 55.46% | 0.7576% | 0.10286 | 44.54% | 0.7576% | 0.082618 | 48.35% | 0.7576% | 0.089679 | 0% | 5.613% | 0 | 0% | 5.613% | 0 | 0% | 5.613% | 0 | 0% | 1.48% | 0 | 0% | 1.48% | 0 | 0% | 1.48% | 0 |  |  |  | 17.92% | 11.8% | 0.51776 | 0% | 11.8% | 0 | 0% | 11.8% | 0 | 0% | 0.3606% | 0 | 0% | 0.3606% | 0 | 0% | 0.3606% | 0 | 0% | 100% | 0 | 0% | 100% | 0 | 0% | 100% | 0 | 67.64% | 100% | 16.5594 |  |  | 0 |  |  | 0 |  |  | 0.0086845 | 100% | 65% |  | 100% | 65% |  | 100% | 65% |  | 100% | 65% |  | 100% | 90% |  | 100% | 90% |  | 100% | 90%
BUCKS CREEK 1102CB | 0.023178 | 31.7512 | 134.0652 | 2.777 | 136.8422 | 0.045348 | 0.11135 | 0.025025 | 0% | 99% | 0 | 19.85% | 99% | 26.3491 | 0% | 99% | 0 | 0% | 99% | 0 | 0% | 61.89% | 0 | 0% | 61.89% | 0 | 0% | 61.89% | 0 | 0% | 61.89% | 0 | 2.777 | 0% | 3.65% | 0 | 0% | 3.65% | 0 | 0% | 3.65% | 0 | 0% | 0.4109% | 0 | 0% | 0.4109% | 0 | 0% | 0.4109% | 0 | 16.8% | 0.9025% | 0.20322 | 80.17% | 0.9025% | 0.97001 | 20.37% | 0.9025% | 0.24642 | 83.74% | 0.9404% | 1.0558 | 16.8% | 0.9404% | 0.21176 | 80.17% | 0.9404% | 1.0108 | 53.98% | 6.751% | 4.8848 | 0% | 6.751% | 0 | 0% | 6.751% | 0 | 0% | 1.617% | 0 | 0% | 1.617% | 0 | 0% | 1.617% | 0 |  |  |  | 0% | 11.8% | 0 | 0% | 11.8% | 0 | 0% | 11.8% | 0 | 55.56% | 0.3615% | 0.26921 | 0% | 0.3615% | 0 | 0% | 0.3615% | 0 | 0% | 100% | 0 | 0% | 100% | 0 | 0% | 100% | 0 | 0% | 100% | 0 |  |  | 0 |  |  | 0 |  |  | 0 | 100% | 65% |  | 100% | 65% |  | 100% | 65% |  | 100% | 65% |  | 100% | 90% |  | 100% | 90% |  | 100% | 90%
MOUNTAIN QUARRIES 2101CB | 0.017565 | 0.016109 | 0.26893 | 0 | 0.26893 | 7.1469e-05 | 0.00023088 | 6.2286e-05 | 0% | 99% | 0 | 100% | 99% | 0.26624 | 0% | 99% | 0 | 0% | 99% | 0 | 0% | 58.41% | 0 | 100% | 58.41% | 0.15708 | 100% | 58.41% | 0.15708 | 0% | 58.41% | 0 | 0 | 0% | 2.859% | 0 | 0% | 2.859% | 0 | 0% | 2.859% | 0 | 0% | 0.3026% | 0 | 100% | 0.3026% | 0.00081376 | 0% | 0.3026% | 0 | 0% | 0.9485% | 0 | 100% | 0.9485% | 0.0025509 | 0% | 0.9485% | 0 | 100% | 0.9084% | 0.002443 | 0% | 0.9084% | 0 | 100% | 0.9084% | 0.002443 | 0% | 6.953% | 0 | 0% | 6.953% | 0 | 0% | 6.953% | 0 | 0% | 1.298% | 0 | 0% | 1.298% | 0 | 0% | 1.298% | 0 |  |  |  | 0% | 11.8% | 0 | 0% | 11.8% | 0 | 0% | 11.8% | 0 | 0% | 0.3458% | 0 | 0% | 0.3458% | 0 | 0% | 0.3458% | 0 | 0% | 100% | 0 | 0% | 100% | 0 | 0% | 100% | 0 | 0% | 100% | 0 |  |  | 0 |  |  | 0 |  |  | 0 | 100% | 65% |  | 100% | 65% |  | 100% | 65% |  | 100% | 65% |  | 100% | 90% |  | 100% | 90% |  | 100% | 90%
FRENCH GULCH 1101CB | 0.024965 | 2.7103 | 11.8723 | 0.34779 | 12.2201 | 0.0022013 | 0.010391 | 0.0035338 | 0% | 99% | 0 | 0% | 99% | 0 | 0% | 99% | 0 | 0% | 99% | 0 | 0% | 62.04% | 0 | 0% | 62.04% | 0 | 0% | 62.04% | 0 | 0% | 62.04% | 0 | 0.34779 | 0% | 3.969% | 0 | 0% | 3.969% | 0 | 0% | 3.969% | 0 | 0% | 0.426% | 0 | 0% | 0.426% | 0 | 0% | 0.426% | 0 | 86.32% | 0.9772% | 0.10015 | 13.68% | 0.9772% | 0.015875 | 86.32% | 0.9772% | 0.10015 | 13.68% | 1.014% | 0.016477 | 86.32% | 1.014% | 0.10395 | 13.68% | 1.014% | 0.016477 | 100% | 7.307% | 0.86751 | 0% | 7.307% | 0 | 0% | 7.307% | 0 | 0% | 0.675% | 0 | 0% | 0.675% | 0 | 0% | 0.675% | 0 |  |  |  | 0% | 11.8% | 0 | 0% | 11.8% | 0 | 0% | 11.8% | 0 | 0% | 0.3628% | 0 | 0% | 0.3628% | 0 | 0% | 0.3628% | 0 | 0% | 100% | 0 | 0% | 100% | 0 | 0% | 100% | 0 | 0% | 100% | 0 |  |  | 0.0015806 |  |  | 0 |  |  | 0 | 100% | 65% |  | 100% | 65% |  | 100% | 65% |  | 100% | 65% |  | 100% | 90% |  | 100% | 90% |  | 100% | 90%
WEST POINT 110272036 | 0.01094 | 13.2666 | 32.4689 | 0.98739 | 33.4563 | 0.025255 | 0.014831 | 0.00417 | 0% | 99% | 0 | 0% | 99% | 0 | 0% | 99% | 0 | 0% | 99% | 0 | 0% | 60.32% | 0 | 0% | 60.32% | 0 | 0% | 60.32% | 0 | 0% | 60.32% | 0 | 0.98739 | 100% | 1.756% | 0.57017 | 0% | 1.756% | 0 | 0% | 1.756% | 0 | 0% | 0.1851% | 0 | 0% | 0.1851% | 0 | 0% | 0.1851% | 0 | 90.3% | 0.5095% | 0.14938 | 19.42% | 0.5095% | 0.032121 | 90.3% | 0.5095% | 0.14938 | 16.82% | 0.5071% | 0.027703 | 90.3% | 0.5071% | 0.1487 | 26.45% | 0.5071% | 0.043554 | 80.37% | 3.768% | 0.98331 | 2.021% | 3.768% | 0.024725 | 8.398% | 3.768% | 0.10274 | 0% | 4.419% | 0 | 40.07% | 4.419% | 0.57492 | 0% | 4.419% | 0 |  |  |  | 34.55% | 11.8% | 1.3236 | 0% | 11.8% | 0 | 0% | 11.8% | 0 | 0% | 0.3757% | 0 | 0% | 0.3757% | 0 | 0% | 0.3757% | 0 | 0% | 100% | 0 | 0% | 100% | 0 | 0% | 100% | 0 | 0% | 100% | 0 |  |  | 0.019761 |  |  | 0.068405 |  |  | 0.030714 | 100% | 65% |  | 100% | 65% |  | 100% | 65% |  | 100% | 65% |  | 100% | 90% |  | 100% | 90% |  | 100% | 90%
SCE VEGAS 1701CB | 0.0098291 | 0.10465 | 0.40131 | 0 | 0.40131 | 8.7137e-05 | 0.00028328 | 0.00017739 | 0% | 99% | 0 | 0% | 99% | 0 | 0% | 99% | 0 | 0% | 99% | 0 | 0% | 65.04% | 0 | 0% | 65.04% | 0 | 0% | 65.04% | 0 | 0% | 65.04% | 0 | 0 | 0% | 3.024% | 0 | 0% | 3.024% | 0 | 0% | 3.024% | 0 | 0% | 0.3286% | 0 | 0% | 0.3286% | 0 | 0% | 0.3286% | 0 | 100% | 0.7737% | 0.0031048 | 0% | 0.7737% | 0 | 100% | 0.7737% | 0.0031048 | 0% | 0.8057% | 0 | 100% | 0.8057% | 0.0032333 | 0% | 0.8057% | 0 | 0% | 5.792% | 0 | 100% | 5.792% | 0.023243 | 0% | 5.792% | 0 | 0% | 0.9227% | 0 | 0% | 0.9227% | 0 | 0% | 0.9227% | 0 |  |  |  | 0% | 11.8% | 0 | 0% | 11.8% | 0 | 0% | 11.8% | 0 | 0% | 0.3684% | 0 | 0% | 0.3684% | 0 | 0% | 0.3684% | 0 | 0% | 100% | 0 | 0% | 100% | 0 | 0% | 100% | 0 | 0% | 100% | 0 |  |  | 0 |  |  | 0 |  |  | 0 | 100% | 65% |  | 100% | 65% |  | 100% | 65% |  | 100% | 65% |  | 100% | 90% |  | 100% | 90% |  | 100% | 90%
SISQUOC 1102M52 | 0.010002 | 33.2762 | 61.7067 | 0.1355 | 61.8422 | 0.015834 | 0.054287 | 0.015008 | 0% | 99% | 0 | 0% | 99% | 0 | 0% | 99% | 0 | 0% | 99% | 0 | 0% | 62.64% | 0 | 0% | 62.64% | 0 | 0% | 62.64% | 0 | 0% | 62.64% | 0 | 0.1355 | 0% | 3.785% | 0 | 0% | 3.785% | 0 | 0% | 3.785% | 0 | 100% | 0.4241% | 0.26169 | 0% | 0.4241% | 0 | 0% | 0.4241% | 0 | 77.4% | 0.9503% | 0.45388 | 67.39% | 0.9503% | 0.39515 | 77.77% | 0.9503% | 0.45601 | 54.23% | 1.008% | 0.33737 | 81.88% | 1.008% | 0.50937 | 67.39% | 1.008% | 0.4192 | 65.48% | 7.171% | 2.8974 | 30.13% | 7.171% | 1.3333 | 0% | 7.171% | 0 | 0% | 1.214% | 0 | 0% | 1.214% | 0 | 0% | 1.214% | 0 |  |  |  | 31.68% | 11.8% | 2.3067 | 0% | 11.8% | 0 | 0% | 11.8% | 0 | 0% | 0.3657% | 0 | 0% | 0.3657% | 0 | 0% | 0.3657% | 0 | 0% | 100% | 0 | 0% | 100% | 0 | 0% | 100% | 0 | 0% | 100% | 0 |  |  | 0.035242 |  |  | 0.0066214 |  |  | 0 | 100% | 65% |  | 100% | 65% |  | 100% | 65% |  | 100% | 65% |  | 100% | 90% |  | 100% | 90% |  | 100% | 90%
ARBUCKLE 1101932352 | 0.0078718 | 0 | 1.0269 | 0.015021 | 1.0419 | 0.00015342 | 0.00080444 | 0.00046187 | 0% | 99% | 0 | 0% | 99% | 0 | 0% | 99% | 0 | 0% | 99% | 0 | 0% | 61.1% | 0 | 0% | 61.1% | 0 | 0% | 61.1% | 0 | 0% | 61.1% | 0 | 0.015021 | 0% | 2.667% | 0 | 0% | 2.667% | 0 | 0% | 2.667% | 0 | 100% | 0.2785% | 0.0028595 | 0% | 0.2785% | 0 | 0% | 0.2785% | 0 | 0% | 0.8394% | 0 | 92.77% | 0.8394% | 0.0079965 | 0% | 0.8394% | 0 | 92.77% | 0.788% | 0.0075062 | 0% | 0.788% | 0 | 100% | 0.788% | 0.0080913 | 0% | 6.084% | 0 | 0% | 6.084% | 0 | 0% | 6.084% | 0 | 0% | 0.57% | 0 | 0% | 0.57% | 0 | 0% | 0.57% | 0 |  |  |  | 0% | 11.8% | 0 | 2.678% | 11.8% | 0.0032454 | 0% | 11.8% | 0 | 0% | 0.3456% | 0 | 0% | 0.3456% | 0 | 0% | 0.3456% | 0 | 0% | 100% | 0 | 0% | 100% | 0 | 0% | 100% | 0 | 0% | 100% | 0 |  |  | 0 |  |  | 0.012899 |  |  | 0 |  |  |  |  | 65% |  |  | 65% |  | 100% | 65%
ALLEGHANY 11021101/2 | 0.066078 | 0.014692 | 0.33724 | 0 | 0.33724 | 0.00013775 | 0.00028559 | 4.387e-05 | 0% | 99% | 0 | 0% | 99% | 0 | 0% | 99% | 0 | 0% | 99% | 0 | 0% | 61.31% | 0 | 0% | 61.31% | 0 | 0% | 61.31% | 0 | 0% | 61.31% | 0 | 0 | 0% | 3.573% | 0 | 0% | 3.573% | 0 | 0% | 3.573% | 0 | 0% | 0.3953% | 0 | 0% | 0.3953% | 0 | 0% | 0.3953% | 0 | 100% | 0.9205% | 0.0031043 | 0% | 0.9205% | 0 | 100% | 0.9205% | 0.0031043 | 0% | 0.9646% | 0 | 100% | 0.9646% | 0.0032529 | 0% | 0.9646% | 0 | 0% | 6.921% | 0 | 0% | 6.921% | 0 | 0% | 6.921% | 0 | 0% | 1.97% | 0 | 0% | 1.97% | 0 | 0% | 1.97% | 0 |  |  |  | 0% | 11.8% | 0 | 0% | 11.8% | 0 | 0% | 11.8% | 0 | 0% | 0.3662% | 0 | 0% | 0.3662% | 0 | 0% | 0.3662% | 0 | 0% | 100% | 0 | 0% | 100% | 0 | 0% | 100% | 0 | 0% | 100% | 0 |  |  | 0 |  |  | 0 |  |  | 0 | 100% | 65% |  | 100% | 65% |  | 100% | 65% |  | 100% | 65% |  | 100% | 90% |  | 100% | 90% |  | 100% | 90%
MOUNTAIN QUARRIES 210135466 | 0.020297 | 8.0561 | 25.6797 | 0.25303 | 25.9328 | 0.015809 | 0.013116 | 0.0066554 | 0% | 99% | 0 | 0% | 99% | 0 | 0% | 99% | 0 | 0% | 99% | 0 | 0% | 62.69% | 0 | 0% | 62.69% | 0 | 0% | 62.69% | 0 | 0% | 62.69% | 0 | 0.25303 | 100% | 1.945% | 0.49946 | 0% | 1.945% | 0 | 0% | 1.945% | 0 | 0% | 0.211% | 0 | 0% | 0.211% | 0 | 0% | 0.211% | 0 | 0% | 0.5511% | 0 | 98.35% | 0.5511% | 0.13917 | 1.649% | 0.5511% | 0.0023336 | 98.71% | 0.5546% | 0.14058 | 0% | 0.5546% | 0 | 98.35% | 0.5546% | 0.14007 | 85.82% | 4.086% | 0.90045 | 12.51% | 4.086% | 0.13126 | 1.672% | 4.086% | 0.017538 | 0% | 2.915% | 0 | 0% | 2.915% | 0 | 0% | 2.915% | 0 |  |  |  | 24.88% | 11.8% | 0.75399 | 0% | 11.8% | 0 | 0% | 11.8% | 0 | 0% | 0.3731% | 0 | 0% | 0.3731% | 0 | 0% | 0.3731% | 0 | 0% | 100% | 0 | 0% | 100% | 0 | 0% | 100% | 0 | 0% | 100% | 0 |  |  | 0.0047594 |  |  | 0.0060172 |  |  | 0.014609 | 100% | 65% |  | 100% | 65% |  | 100% | 65% |  | 100% | 65% |  | 100% | 90% |  | 100% | 90% |  | 100% | 90%
HARTLEY 1101336932 | 0.013202 | 8.5123 | 21.4115 | 0 | 21.4115 | 0.0096275 | 0.013986 | 0.006149 | 0% | 99% | 0 | 0% | 99% | 0 | 0% | 99% | 0 | 0% | 99% | 0 | 0% | 62.68% | 0 | 0% | 62.68% | 0 | 0% | 62.68% | 0 | 0% | 62.68% | 0 | 0 | 0% | 2.527% | 0 | 0% | 2.527% | 0 | 0% | 2.527% | 0 | 0% | 0.2735% | 0 | 0% | 0.2735% | 0 | 0% | 0.2735% | 0 | 8.428% | 0.703% | 0.012686 | 96.78% | 0.703% | 0.14568 | 10.75% | 0.703% | 0.016176 | 99.1% | 0.71% | 0.15066 | 8.428% | 0.71% | 0.012812 | 92.48% | 0.71% | 0.14059 | 0% | 5.218% | 0 | 25.05% | 5.218% | 0.2799 | 74.95% | 5.218% | 0.83732 | 0% | 1.94% | 0 | 0% | 1.94% | 0 | 0% | 1.94% | 0 |  |  |  | 20.96% | 11.8% | 0.52949 | 0% | 11.8% | 0 | 0% | 11.8% | 0 | 0% | 0.3669% | 0 | 0% | 0.3669% | 0 | 0% | 0.3669% | 0 | 0% | 100% | 0 | 0% | 100% | 0 | 0% | 100% | 0 | 0% | 100% | 0 |  |  | 0 |  |  | 0 |  |  | 0.016425 | 100% | 65% |  | 100% | 65% |  | 100% | 65% |  | 100% | 65% |  | 100% | 90% |  | 100% | 90% |  | 100% | 90%
TASSAJARA 21123202 | 0.010934 | 0.40658 | 0.94421 | 0.73487 | 1.6791 | 0.00016292 | 0.0010417 | 0.00011212 | 0% | 99% | 0 | 0% | 99% | 0 | 0% | 99% | 0 | 0% | 99% | 0 | 0% | 62.46% | 0 | 0% | 62.46% | 0 | 0% | 62.46% | 0 | 0% | 62.46% | 0 | 0.73487 | 0% | 5.278% | 0 | 0% | 5.278% | 0 | 0% | 5.278% | 0 | 0% | 0.5756% | 0 | 0% | 0.5756% | 0 | 0% | 0.5756% | 0 | 83.69% | 1.201% | 0.0094931 | 0% | 1.201% | 0 | 83.69% | 1.201% | 0.0094931 | 0% | 1.279% | 0 | 100% | 1.279% | 0.012078 | 0% | 1.279% | 0 | 0% | 9.046% | 0 | 0% | 9.046% | 0 | 0% | 9.046% | 0 | 0% | 0.8487% | 0 | 0% | 0.8487% | 0 | 0% | 0.8487% | 0 |  |  |  | 0% | 11.8% | 0 | 0% | 11.8% | 0 | 0% | 11.8% | 0 | 0% | 0.3625% | 0 | 0% | 0.3625% | 0 | 0% | 0.3625% | 0 | 0% | 100% | 0 | 0% | 100% | 0 | 0% | 100% | 0 | 0% | 100% | 0 |  |  | 0 |  |  | 0 |  |  | 0 | 100% | 65% |  | 100% | 65% |  | 100% | 65% |  | 100% | 65% |  | 100% | 90% |  | 100% | 90% |  | 100% | 90%
CALPINE 1146CB | 0.019348 | 2.9941 | 11.0924 | 0 | 11.0924 | 0.0022211 | 0.011604 | 0.0016644 | 0% | 99% | 0 | 0% | 99% | 0 | 0% | 99% | 0 | 0% | 99% | 0 | 0% | 63.51% | 0 | 0% | 63.51% | 0 | 0% | 63.51% | 0 | 0% | 63.51% | 0 | 0 | 0% | 5.352% | 0 | 0% | 5.352% | 0 | 0% | 5.352% | 0 | 0% | 0.5834% | 0 | 0% | 0.5834% | 0 | 0% | 0.5834% | 0 | 0% | 1.137% | 0 | 0% | 1.137% | 0 | 0% | 1.137% | 0 | 0% | 1.231% | 0 | 0% | 1.231% | 0 | 0% | 1.231% | 0 | 0% | 8.598% | 0 | 0% | 8.598% | 0 | 0% | 8.598% | 0 | 0% | 0.9688% | 0 | 0% | 0.9688% | 0 | 0% | 0.9688% | 0 |  |  |  | 0% | 11.8% | 0 | 0% | 11.8% | 0 | 0% | 11.8% | 0 | 0% | 0.3695% | 0 | 0% | 0.3695% | 0 | 0% | 0.3695% | 0 | 0% | 100% | 0 | 0% | 100% | 0 | 0% | 100% | 0 | 0% | 100% | 0 |  |  | 0 |  |  | 0 |  |  | 0 | 100% | 65% |  | 100% | 65% |  | 100% | 65% |  | 100% | 65% |  | 100% | 90% |  | 100% | 90% |  | 100% | 90%
MARIPOSA 2102CB | 0.019783 | 5.6591 | 20.9028 | 0 | 20.9028 | 0.0060484 | 0.015507 | 0.007687 | 0% | 99% | 0 | 0% | 99% | 0 | 0% | 99% | 0 | 0% | 99% | 0 | 52.7% | 62.23% | 6.8552 | 0% | 62.23% | 0 | 0% | 62.23% | 0 | 0% | 62.23% | 0 | 0 | 0% | 2.121% | 0 | 0% | 2.121% | 0 | 0% | 2.121% | 0 | 0% | 0.2639% | 0 | 0% | 0.2639% | 0 | 0% | 0.2639% | 0 | 65.71% | 0.7586% | 0.10421 | 38.21% | 0.7586% | 0.060585 | 65.71% | 0.7586% | 0.10421 | 34.22% | 0.7798% | 0.055778 | 65.71% | 0.7798% | 0.10712 | 38.21% | 0.7798% | 0.062278 | 21.93% | 5.704% | 0.26141 | 0% | 5.704% | 0 | 78.07% | 5.704% | 0.93083 | 0% | 1.26% | 0 | 0% | 1.26% | 0 | 0% | 1.26% | 0 |  |  |  | 0% | 11.8% | 0 | 0% | 11.8% | 0 | 0% | 11.8% | 0 | 0% | 0.3596% | 0 | 0% | 0.3596% | 0 | 0% | 0.3596% | 0 | 0% | 100% | 0 | 0% | 100% | 0 | 0% | 100% | 0 | 0% | 100% | 0 |  |  | 0 |  |  | 0 |  |  | 0 | 100% | 65% |  | 100% | 65% |  | 100% | 65% |  | 100% | 65% |  | 100% | 90% |  | 100% | 90% |  | 100% | 90%
FRENCH GULCH 11011892 | 0.010065 | 3.0199 | 6.4055 | 0.0034664 | 6.409 | 0.0013908 | 0.0054725 | 0.002151 | 0% | 99% | 0 | 0% | 99% | 0 | 0% | 99% | 0 | 0% | 99% | 0 | 0% | 60.45% | 0 | 0% | 60.45% | 0 | 0% | 60.45% | 0 | 0% | 60.45% | 0 | 0.0034664 | 0% | 3.639% | 0 | 0% | 3.639% | 0 | 0% | 3.639% | 0 | 0% | 0.3864% | 0 | 0% | 0.3864% | 0 | 0% | 0.3864% | 0 | 35.51% | 0.9173% | 0.020863 | 64.49% | 0.9173% | 0.037891 | 35.51% | 0.9173% | 0.020863 | 64.49% | 0.9255% | 0.038231 | 35.51% | 0.9255% | 0.02105 | 64.49% | 0.9255% | 0.038231 | 0% | 6.795% | 0 | 0% | 6.795% | 0 | 0% | 6.795% | 0 | 0% | 0.8518% | 0 | 0% | 0.8518% | 0 | 0% | 0.8518% | 0 |  |  |  | 35% | 11.8% | 0.26455 | 0% | 11.8% | 0 | 0% | 11.8% | 0 | 0% | 0.3587% | 0 | 0% | 0.3587% | 0 | 0% | 0.3587% | 0 | 0% | 100% | 0 | 0% | 100% | 0 | 0% | 100% | 0 | 0% | 100% | 0 |  |  | 0 |  |  | 0 |  |  | 0 | 100% | 65% |  | 100% | 65% |  | 100% | 65% |  | 100% | 65% |  | 100% | 90% |  | 100% | 90% |  | 100% | 90%
CALPINE 1146200-G | 0 | 0.0085228 | 0.081552 | 0 | 0.081552 | 8.2117e-06 | 9.0709e-05 | 1.6313e-05 | 0% | 99% | 0 | 0% | 99% | 0 | 0% | 99% | 0 | 0% | 99% | 0 | 0% | 64.27% | 0 | 0% | 64.27% | 0 | 0% | 64.27% | 0 | 0% | 64.27% | 0 | 0 | 0% | 5.47% | 0 | 0% | 5.47% | 0 | 0% | 5.47% | 0 | 0% | 0.6038% | 0 | 0% | 0.6038% | 0 | 0% | 0.6038% | 0 | 0% | 1.198% | 0 | 0% | 1.198% | 0 | 0% | 1.198% | 0 | 0% | 1.306% | 0 | 0% | 1.306% | 0 | 0% | 1.306% | 0 | 0% | 9.092% | 0 | 0% | 9.092% | 0 | 0% | 9.092% | 0 | 0% | 0.5339% | 0 | 0% | 0.5339% | 0 | 0% | 0.5339% | 0 |  |  |  | 0% | 11.8% | 0 | 0% | 11.8% | 0 | 0% | 11.8% | 0 | 0% | 0.3695% | 0 | 0% | 0.3695% | 0 | 0% | 0.3695% | 0 | 0% | 100% | 0 | 0% | 100% | 0 | 0% | 100% | 0 | 0% | 100% | 0 |  |  | 0 |  |  | 0 |  |  | 0 | 100% | 65% |  | 100% | 65% |  | 100% | 65% |  | 100% | 65% |  | 100% | 90% |  | 100% | 90% |  | 100% | 90%
CALPINE 1146394G | 0 | 0.011289 | 0.081552 | 0 | 0.081552 | 8.2117e-06 | 9.0709e-05 | 1.6313e-05 | 0% | 99% | 0 | 0% | 99% | 0 | 0% | 99% | 0 | 0% | 99% | 0 | 0% | 64.27% | 0 | 0% | 64.27% | 0 | 0% | 64.27% | 0 | 0% | 64.27% | 0 | 0 | 0% | 5.47% | 0 | 0% | 5.47% | 0 | 0% | 5.47% | 0 | 0% | 0.6038% | 0 | 0% | 0.6038% | 0 | 0% | 0.6038% | 0 | 0% | 1.198% | 0 | 0% | 1.198% | 0 | 0% | 1.198% | 0 | 0% | 1.306% | 0 | 0% | 1.306% | 0 | 0% | 1.306% | 0 | 0% | 9.092% | 0 | 0% | 9.092% | 0 | 0% | 9.092% | 0 | 0% | 0.5339% | 0 | 0% | 0.5339% | 0 | 0% | 0.5339% | 0 |  |  |  | 0% | 11.8% | 0 | 0% | 11.8% | 0 | 0% | 11.8% | 0 | 0% | 0.3695% | 0 | 0% | 0.3695% | 0 | 0% | 0.3695% | 0 | 0% | 100% | 0 | 0% | 100% | 0 | 0% | 100% | 0 | 0% | 100% | 0 |  |  | 0 |  |  | 0 |  |  | 0 | 100% | 65% |  | 100% | 65% |  | 100% | 65% |  | 100% | 65% |  | 100% | 90% |  | 100% | 90% |  | 100% | 90%
MIDDLETOWN 1101548 | 0.018129 | 32.6793 | 115.4392 | 5.1356 | 120.5748 | 0.058556 | 0.088941 | 0.015975 | 7.178% | 99% | 8.2039 | 32.05% | 99% | 36.6299 | 0.9111% | 99% | 1.0412 | 0% | 99% | 0 | 19.04% | 61.29% | 13.4687 | 3.764% | 61.29% | 2.6632 | 0% | 61.29% | 0 | 4.406% | 61.29% | 3.1173 | 5.1356 | 0% | 3.035% | 0 | 0% | 3.035% | 0 | 0% | 3.035% | 0 | 0% | 0.3291% | 0 | 42.36% | 0.3291% | 0.16093 | 0% | 0.3291% | 0 | 82.89% | 0.8225% | 0.78707 | 44.5% | 0.8225% | 0.42255 | 89.36% | 0.8225% | 0.84851 | 42.8% | 0.8465% | 0.41818 | 92.46% | 0.8465% | 0.9035 | 45.91% | 0.8465% | 0.44862 | 86.5% | 6.151% | 6.1417 | 9.42% | 6.151% | 0.66887 | 0.657% | 6.151% | 0.046649 | 0% | 2.391% | 0 | 40.07% | 2.391% | 1.106 | 0% | 2.391% | 0 |  |  |  | 34.44% | 11.8% | 4.6909 | 0% | 11.8% | 0 | 0% | 11.8% | 0 | 0% | 0.3671% | 0 | 0% | 0.3671% | 0 | 0% | 0.3671% | 0 | 0% | 100% | 0 | 0.2019% | 100% | 0.23307 | 14.07% | 100% | 16.2443 | 0% | 100% | 0 |  |  | 0.012848 |  |  | 0.049794 |  |  | 0.0062146 | 100% | 65% |  | 100% | 65% |  | 100% | 65% |  | 100% | 65% |  | 100% | 90% |  | 100% | 90% |  | 100% | 90%
MIDDLETOWN 1101171414 | 0.024501 | 3.5913 | 16.5203 | 0.032703 | 16.553 | 0.010033 | 0.011498 | 0.0019176 | 0% | 99% | 0 | 0% | 99% | 0 | 0% | 99% | 0 | 0% | 99% | 0 | 0% | 62.62% | 0 | 0% | 62.62% | 0 | 0% | 62.62% | 0 | 0% | 62.62% | 0 | 0.032703 | 0% | 3.555% | 0 | 0% | 3.555% | 0 | 0% | 3.555% | 0 | 0% | 0.3742% | 0 | 0% | 0.3742% | 0 | 0% | 0.3742% | 0 | 99.43% | 0.7538% | 0.12382 | 0.5665% | 0.7538% | 0.00070548 | 99.43% | 0.7538% | 0.12382 | 0% | 0.7929% | 0 | 99.43% | 0.7929% | 0.13026 | 0.5665% | 0.7929% | 0.00074211 | 93.28% | 5.638% | 0.8688 | 5.162% | 5.638% | 0.048077 | 1.56% | 5.638% | 0.014533 | 0% | 2.872% | 0 | 0% | 2.872% | 0 | 0% | 2.872% | 0 |  |  |  | 34.44% | 11.8% | 0.6713 | 0% | 11.8% | 0 | 0% | 11.8% | 0 | 0% | 0.3765% | 0 | 0% | 0.3765% | 0 | 0% | 0.3765% | 0 | 0% | 100% | 0 | 0% | 100% | 0 | 0% | 100% | 0 | 0% | 100% | 0 |  |  | 0.052872 |  |  | 0 |  |  | 0.002769 | 100% | 65% |  | 100% | 65% |  | 100% | 65% |  | 100% | 65% |  | 100% | 90% |  | 100% | 90% |  | 100% | 90%
PINE GROVE 1101CB | 0.047261 | 5.0523 | 30.9366 | 1.0598 | 31.9963 | 0.01559 | 0.020752 | 0.0077891 | 0% | 99% | 0 | 0% | 99% | 0 | 0% | 99% | 0 | 0% | 99% | 0 | 0% | 61.56% | 0 | 0% | 61.56% | 0 | 0% | 61.56% | 0 | 0% | 61.56% | 0 | 1.0598 | 0% | 2.129% | 0 | 0% | 2.129% | 0 | 0% | 2.129% | 0 | 0% | 0.2467% | 0 | 0% | 0.2467% | 0 | 0% | 0.2467% | 0 | 0% | 0.695% | 0 | 85.58% | 0.695% | 0.18399 | 13.1% | 0.695% | 0.028165 | 98.68% | 0.7203% | 0.21989 | 0% | 0.7203% | 0 | 85.58% | 0.7203% | 0.1907 | 34.98% | 5.235% | 0.56649 | 61.88% | 5.235% | 1.0022 | 3.143% | 5.235% | 0.050903 | 0% | 2.228% | 0 | 0% | 2.228% | 0 | 0% | 2.228% | 0 |  |  |  | 0% | 11.8% | 0 | 0% | 11.8% | 0 | 0% | 11.8% | 0 | 0% | 0.3694% | 0 | 0% | 0.3694% | 0 | 0% | 0.3694% | 0 | 0% | 100% | 0 | 0% | 100% | 0 | 0% | 100% | 0 | 0% | 100% | 0 |  |  | 0.17017 |  |  | 0.095335 |  |  | 0.039343 | 100% | 65% |  | 100% | 65% |  | 100% | 65% |  | 100% | 65% |  | 100% | 90% |  | 100% | 90% |  | 100% | 90%
CALAVERAS CEMENT 1101502 | 0.0088265 | 38.458 | 76.3532 | 0.45598 | 76.8091 | 0.034855 | 0.052063 | 0.022227 | 0% | 99% | 0 | 0% | 99% | 0 | 0% | 99% | 0 | 0% | 99% | 0 | 0% | 61.9% | 0 | 0% | 61.9% | 0 | 0% | 61.9% | 0 | 0% | 61.9% | 0 | 0.45598 | 20% | 2.361% | 0.36059 | 0% | 2.361% | 0 | 0% | 2.361% | 0 | 0% | 0.2597% | 0 | 0% | 0.2597% | 0 | 0% | 0.2597% | 0 | 56.47% | 0.7114% | 0.30671 | 71.68% | 0.7114% | 0.38935 | 84.16% | 0.7114% | 0.45715 | 99.16% | 0.72% | 0.54512 | 56.68% | 0.72% | 0.31157 | 71.67% | 0.72% | 0.394 | 77.85% | 5.299% | 3.1498 | 16.6% | 5.299% | 0.67172 | 5.06% | 5.299% | 0.20471 | 0% | 2.113% | 0 | 0% | 2.113% | 0 | 0% | 2.113% | 0 |  |  |  | 34.03% | 11.8% | 3.0662 | 0% | 11.8% | 0 | 0% | 11.8% | 0 | 0% | 0.3662% | 0 | 0% | 0.3662% | 0 | 0% | 0.3662% | 0 | 0.8585% | 100% | 0.65549 | 0% | 100% | 0 | 0% | 100% | 0 | 0% | 100% | 0 |  |  | 0.11238 |  |  | 0.025041 |  |  | 0.22764 | 100% | 65% |  | 100% | 65% |  | 100% | 65% |  | 100% | 65% |  | 100% | 90% |  | 100% | 90% |  | 100% | 90%
CRESTA 1101546650 | 0.025946 | 0.89675 | 4.3447 | 0.014163 | 4.3588 | 0.0014636 | 0.0041788 | 0.0005694 | 0% | 99% | 0 | 0% | 99% | 0 | 0% | 99% | 0 | 0% | 99% | 0 | 0% | 61.7% | 0 | 0% | 61.7% | 0 | 0% | 61.7% | 0 | 0% | 61.7% | 0 | 0.014163 | 0% | 4.542% | 0 | 0% | 4.542% | 0 | 0% | 4.542% | 0 | 0% | 0.4867% | 0 | 0% | 0.4867% | 0 | 0% | 0.4867% | 0 | 100% | 1.017% | 0.0442 | 0% | 1.017% | 0 | 100% | 1.017% | 0.0442 | 0% | 1.057% | 0 | 100% | 1.057% | 0.045914 | 0% | 1.057% | 0 | 0% | 7.585% | 0 | 88.97% | 7.585% | 0.29319 | 0% | 7.585% | 0 | 0% | 1.595% | 0 | 0% | 1.595% | 0 | 0% | 1.595% | 0 |  |  |  | 35% | 11.8% | 0.17943 | 0% | 11.8% | 0 | 0% | 11.8% | 0 | 0% | 0.3624% | 0 | 0% | 0.3624% | 0 | 0% | 0.3624% | 0 | 0% | 100% | 0 | 0% | 100% | 0 | 0% | 100% | 0 | 0% | 100% | 0 |  |  | 0 |  |  | 0 |  |  | 0 | 100% | 65% |  | 100% | 65% |  | 100% | 65% |  | 100% | 65% |  | 100% | 90% |  | 100% | 90% |  | 100% | 90%
CLAYTON 2212614950 | 0.018211 | 0.67567 | 6.3116 | 0.048844 | 6.3605 | 0.0022251 | 0.0047437 | 0.0021345 | 0% | 99% | 0 | 0% | 99% | 0 | 0% | 99% | 0 | 0% | 99% | 0 | 0% | 63.79% | 0 | 0% | 63.79% | 0 | 0% | 63.79% | 0 | 0% | 63.79% | 0 | 0.048844 | 0% | 3.021% | 0 | 0% | 3.021% | 0 | 0% | 3.021% | 0 | 0% | 0.3324% | 0 | 0% | 0.3324% | 0 | 0% | 0.3324% | 0 | 100% | 0.7777% | 0.049085 | 63.81% | 0.7777% | 0.031324 | 100% | 0.7777% | 0.049085 | 63.81% | 0.7949% | 0.032015 | 100% | 0.7949% | 0.050167 | 63.82% | 0.7949% | 0.032015 | 100% | 5.783% | 0.36502 | 0% | 5.783% | 0 | 0% | 5.783% | 0 | 0% | 0.8972% | 0 | 0% | 0.8972% | 0 | 0% | 0.8972% | 0 |  |  |  | 0% | 11.8% | 0 | 0% | 11.8% | 0 | 0% | 11.8% | 0 | 55.56% | 0.3647% | 0.012788 | 0% | 0.3647% | 0 | 0% | 0.3647% | 0 | 0% | 100% | 0 | 0% | 100% | 0 | 0% | 100% | 0 | 0% | 100% | 0 |  |  | 0.0051133 |  |  | 0.010532 |  |  | 0 | 100% | 65% |  | 100% | 65% |  | 100% | 65% |  | 100% | 65% |  | 100% | 90% |  | 100% | 90% |  | 100% | 90%
PINE GROVE 11026080 | 0.016072 | 34.9239 | 95.1939 | 1.7542 | 96.9481 | 0.077693 | 0.042216 | 0.01776 | 0% | 99% | 0 | 0% | 99% | 0 | 27.81% | 99% | 26.2109 | 0% | 99% | 0 | 0% | 61.86% | 0 | 0% | 61.86% | 0 | 0% | 61.86% | 0 | 0% | 61.86% | 0 | 1.7542 | 0% | 1.773% | 0 | 0% | 1.773% | 0 | 0% | 1.773% | 0 | 0% | 0.1892% | 0 | 0% | 0.1892% | 0 | 0% | 0.1892% | 0 | 13.34% | 0.4618% | 0.058637 | 95.05% | 0.4618% | 0.41781 | 16.75% | 0.4618% | 0.073608 | 98.45% | 0.466% | 0.43678 | 13.34% | 0.466% | 0.059177 | 95.05% | 0.466% | 0.42167 | 40.85% | 3.42% | 1.3298 | 40.72% | 3.42% | 1.3257 | 11.13% | 3.42% | 0.36243 | 0% | 3.951% | 0 | 0% | 3.951% | 0 | 0% | 3.951% | 0 |  |  |  | 34.97% | 11.8% | 3.9283 | 0% | 11.8% | 0 | 0% | 11.8% | 0 | 0% | 0.3786% | 0 | 0% | 0.3786% | 0 | 0% | 0.3786% | 0 | 0% | 100% | 0 | 0% | 100% | 0 | 0% | 100% | 0 | 0% | 100% | 0 |  |  | 0.00039091 |  |  | 0.024955 |  |  | 0.023173 | 100% | 65% |  | 100% | 65% |  | 100% | 65% |  | 100% | 65% |  | 100% | 90% |  | 100% | 90% |  | 100% | 90%
KONOCTI 11022293 | 0.022125 | 2.0842 | 7.1283 | 0.19804 | 7.3264 | 0.0037314 | 0.0049025 | 0.0017691 | 0% | 99% | 0 | 0% | 99% | 0 | 0% | 99% | 0 | 0% | 99% | 0 | 0% | 61.54% | 0 | 0% | 61.54% | 0 | 0% | 61.54% | 0 | 0% | 61.54% | 0 | 0.19804 | 0% | 2.229% | 0 | 0% | 2.229% | 0 | 0% | 2.229% | 0 | 0% | 0.2331% | 0 | 0% | 0.2331% | 0 | 0% | 0.2331% | 0 | 0% | 0.7083% | 0 | 57.74% | 0.7083% | 0.029152 | 42.26% | 0.7083% | 0.021334 | 100% | 0.6826% | 0.048657 | 0% | 0.6826% | 0 | 57.74% | 0.6826% | 0.028096 | 14.5% | 5.184% | 0.053568 | 85.5% | 5.184% | 0.31594 | 0% | 5.184% | 0 | 0% | 2.226% | 0 | 0% | 2.226% | 0 | 0% | 2.226% | 0 |  |  |  | 32.48% | 11.8% | 0.27317 | 0% | 11.8% | 0 | 0% | 11.8% | 0 | 0% | 0.3602% | 0 | 0% | 0.3602% | 0 | 0% | 0.3602% | 0 | 0% | 100% | 0 | 0% | 100% | 0 | 0% | 100% | 0 | 0% | 100% | 0 |  |  | 0 |  |  | 0.037661 |  |  | 0 | 100% | 65% |  | 100% | 65% |  | 100% | 65% |  | 100% | 65% |  | 100% | 90% |  | 100% | 90% |  | 100% | 90%
ELECTRA 1101CB | 0.010795 | 23.917 | 46.2426 | 0.80973 | 47.0523 | 0.025377 | 0.031054 | 0.011355 | 0% | 99% | 0 | 0% | 99% | 0 | 0% | 99% | 0 | 0% | 99% | 0 | 0% | 61.28% | 0 | 0% | 61.28% | 0 | 0% | 61.28% | 0 | 0% | 61.28% | 0 | 0.80973 | 50% | 2.345% | 0.54214 | 0% | 2.345% | 0 | 0% | 2.345% | 0 | 0% | 0.2513% | 0 | 0% | 0.2513% | 0 | 0% | 0.2513% | 0 | 1.763% | 0.692% | 0.0056435 | 94% | 0.692% | 0.30082 | 1.763% | 0.692% | 0.0056435 | 50.67% | 0.6992% | 0.16385 | 6.748% | 0.6992% | 0.021818 | 94.07% | 0.6992% | 0.30418 | 63.49% | 5.153% | 1.513 | 1.292% | 5.153% | 0.030786 | 22.43% | 5.153% | 0.53453 | 0% | 2.606% | 0 | 0% | 2.606% | 0 | 45.22% | 2.606% | 0.545 |  |  |  | 0% | 11.8% | 0 | 0% | 11.8% | 0 | 0% | 11.8% | 0 | 0% | 0.369% | 0 | 0% | 0.369% | 0 | 0% | 0.369% | 0 | 0% | 100% | 0 | 0% | 100% | 0 | 0% | 100% | 0 | 0% | 100% | 0 |  |  | 0 |  |  | 0 |  |  | 0.074833 | 100% | 65% |  | 100% | 65% |  | 100% | 65% |  | 100% | 65% |  | 100% | 90% |  | 100% | 90% |  | 100% | 90%
BONNIE NOOK 1101CB | 0.02949 | 17.8044 | 85.7859 | 5.4899 | 91.2757 | 0.061604 | 0.049897 | 0.014418 | 0% | 99% | 0 | 0% | 99% | 0 | 0% | 99% | 0 | 43.35% | 99% | 36.8201 | 0% | 62.38% | 0 | 0% | 62.38% | 0 | 0% | 62.38% | 0 | 0% | 62.38% | 0 | 5.4899 | 8.333% | 2.267% | 0.16206 | 0% | 2.267% | 0 | 0% | 2.267% | 0 | 0% | 0.2461% | 0 | 0% | 0.2461% | 0 | 0% | 0.2461% | 0 | 80.7% | 0.5961% | 0.41267 | 15.33% | 0.5961% | 0.078397 | 81.16% | 0.5961% | 0.41502 | 7.674% | 0.612% | 0.040287 | 81.16% | 0.612% | 0.42609 | 18.03% | 0.612% | 0.094661 | 96.49% | 4.445% | 3.6797 | 3.299% | 4.445% | 0.12582 | 0.082% | 4.445% | 0.0031271 | 0% | 2.707% | 0 | 40.07% | 2.707% | 0.93042 | 0% | 2.707% | 0 |  |  |  | 0% | 11.8% | 0 | 0% | 11.8% | 0 | 0% | 11.8% | 0 | 0% | 0.3746% | 0 | 0% | 0.3746% | 0 | 0% | 0.3746% | 0 | 0% | 100% | 0 | 0% | 100% | 0 | 0% | 100% | 0 | 6.784% | 100% | 5.8201 |  |  | 0.52657 |  |  | 0.027807 |  |  | 0.0025045 | 100% | 65% |  | 100% | 65% |  | 100% | 65% |  | 100% | 65% |  | 100% | 90% |  | 100% | 90% |  | 100% | 90%
PARADISE 1103283794 | 0.027788 | 2.5507 | 11.7003 | 0.42127 | 12.1216 | 0.0054943 | 0.0083857 | 0.003309 | 0% | 99% | 0 | 0% | 99% | 0 | 0% | 99% | 0 | 0% | 99% | 0 | 0% | 62.24% | 0 | 0% | 62.24% | 0 | 0% | 62.24% | 0 | 0% | 62.24% | 0 | 0.42127 | 0% | 2.208% | 0 | 0% | 2.208% | 0 | 0% | 2.208% | 0 | 0% | 0.2601% | 0 | 0% | 0.2601% | 0 | 0% | 0.2601% | 0 | 0% | 0.7172% | 0 | 100% | 0.7172% | 0.083914 | 0% | 0.7172% | 0 | 0% | 0.7446% | 0 | 0% | 0.7446% | 0 | 100% | 0.7446% | 0.087118 | 0% | 5.404% | 0 | 0% | 5.404% | 0 | 0% | 5.404% | 0 | 0% | 1.747% | 0 | 0% | 1.747% | 0 | 0% | 1.747% | 0 |  |  |  | 0% | 11.8% | 0 | 0% | 11.8% | 0 | 0% | 11.8% | 0 | 0% | 0.3679% | 0 | 0% | 0.3679% | 0 | 0% | 0.3679% | 0 | 0% | 100% | 0 | 0% | 100% | 0 | 0% | 100% | 0 | 0% | 100% | 0 |  |  | 0 |  |  | 0 |  |  | 0 | 100% | 65% |  | 100% | 65% |  | 100% | 65% |  | 100% | 65% |  | 100% | 90% |  | 100% | 90% |  | 100% | 90%
COLUMBIA HILL 1101CB | 0.015927 | 41.488 | 145.5096 | 5.7829 | 151.2925 | 0.10942 | 0.080554 | 0.023816 | 0% | 99% | 0 | 0% | 99% | 0 | 0% | 99% | 0 | 0% | 99% | 0 | 0% | 61.82% | 0 | 0% | 61.82% | 0 | 0% | 61.82% | 0 | 0% | 61.82% | 0 | 5.7829 | 54.55% | 2.211% | 1.7549 | 0% | 2.211% | 0 | 0% | 2.211% | 0 | 0% | 0.2345% | 0 | 0% | 0.2345% | 0 | 0% | 0.2345% | 0 | 82.02% | 0.5707% | 0.68104 | 20.81% | 0.5707% | 0.17283 | 82.02% | 0.5707% | 0.68104 | 16.44% | 0.5778% | 0.13819 | 82.02% | 0.5778% | 0.68958 | 20.81% | 0.5778% | 0.17499 | 73.37% | 4.231% | 4.5173 | 21.3% | 4.231% | 1.3115 | 4.227% | 4.231% | 0.26027 | 33.31% | 3.365% | 1.6312 | 0% | 3.365% | 0 | 0% | 3.365% | 0 |  |  |  | 0% | 11.8% | 0 | 0% | 11.8% | 0 | 0% | 11.8% | 0 | 0% | 0.3748% | 0 | 0% | 0.3748% | 0 | 0% | 0.3748% | 0 | 0% | 100% | 0 | 0% | 100% | 0 | 0% | 100% | 0 | 0% | 100% | 0 |  |  | 0.36594 |  |  | 0.15572 |  |  | 0.080909 | 100% | 65% |  | 100% | 65% |  | 100% | 65% |  | 100% | 65% |  | 100% | 90% |  | 100% | 90% |  | 100% | 90%
CLARK ROAD 110247006 | 0.022808 | 4.6914 | 18.9536 | 3.0468 | 22.0004 | 0.0082889 | 0.014812 | 0.0047915 | 0% | 99% | 0 | 67.65% | 99% | 12.6947 | 0% | 99% | 0 | 0% | 99% | 0 | 0% | 61.44% | 0 | 0% | 61.44% | 0 | 0% | 61.44% | 0 | 0% | 61.44% | 0 | 3.0468 | 0% | 2.27% | 0 | 0% | 2.27% | 0 | 0% | 2.27% | 0 | 0% | 0.2687% | 0 | 2.115% | 0.2687% | 0.0010773 | 0% | 0.2687% | 0 | 1.777% | 0.7709% | 0.0025961 | 91.58% | 0.7709% | 0.13382 | 1.906% | 0.7709% | 0.0027854 | 91.58% | 0.7841% | 0.13611 | 7.562% | 0.7841% | 0.011239 | 89.26% | 0.7841% | 0.13266 | 36.64% | 5.768% | 0.40051 | 18.8% | 5.768% | 0.20554 | 29.38% | 5.768% | 0.32121 | 0% | 1.688% | 0 | 0% | 1.688% | 0 | 0% | 1.688% | 0 |  |  |  | 19.87% | 11.8% | 0.44432 | 0% | 11.8% | 0 | 0% | 11.8% | 0 | 0% | 0.3602% | 0 | 0% | 0.3602% | 0 | 0% | 0.3602% | 0 | 0% | 100% | 0 | 0% | 100% | 0 | 0% | 100% | 0 | 0% | 100% | 0 |  |  | 0 |  |  | 0 |  |  | 0.0047169 | 100% | 65% |  | 100% | 65% |  | 100% | 65% |  | 100% | 65% |  | 100% | 90% |  | 100% | 90% |  | 100% | 90%
SHADY GLEN 110248894 | 0.018876 | 11.4474 | 44.0215 | 2.2998 | 46.3213 | 0.034776 | 0.023051 | 0.0070736 | 4.368% | 99% | 1.9038 | 0% | 99% | 0 | 0% | 99% | 0 | 34.22% | 99% | 14.915 | 0% | 61.5% | 0 | 0% | 61.5% | 0 | 0% | 61.5% | 0 | 0% | 61.5% | 0 | 2.2998 | 25% | 1.769% | 0.19472 | 0% | 1.769% | 0 | 0% | 1.769% | 0 | 0% | 0.1903% | 0 | 0% | 0.1903% | 0 | 0% | 0.1903% | 0 | 50.89% | 0.5405% | 0.12109 | 51.21% | 0.5405% | 0.12186 | 71.54% | 0.5405% | 0.17023 | 71.87% | 0.5542% | 0.17534 | 57.03% | 0.5542% | 0.13914 | 51.21% | 0.5542% | 0.12495 | 85.29% | 4.051% | 1.521 | 12.07% | 4.051% | 0.2153 | 0% | 4.051% | 0 | 0% | 3.64% | 0 | 40.07% | 3.64% | 0.64198 | 0% | 3.64% | 0 |  |  |  | 0% | 11.8% | 0 | 30.83% | 11.8% | 1.6016 | 0% | 11.8% | 0 | 0% | 0.3781% | 0 | 0% | 0.3781% | 0 | 0% | 0.3781% | 0 | 0% | 100% | 0 | 0% | 100% | 0 | 0% | 100% | 0 | 0% | 100% | 0 |  |  | 0.15669 |  |  | 0 |  |  | 0 | 100% | 65% |  | 100% | 65% |  | 100% | 65% |  | 100% | 65% |  | 100% | 90% |  | 100% | 90% |  | 100% | 90%
BALCH NO 1 1101R372 | 0.011393 | 3.9345 | 9.3111 | 0.00057773 | 9.3117 | 0.004146 | 0.0076568 | 0.0021459 | 0% | 99% | 0 | 0% | 99% | 0 | 0% | 99% | 0 | 0% | 99% | 0 | 0% | 60.71% | 0 | 0% | 60.71% | 0 | 0% | 60.71% | 0 | 0% | 60.71% | 0 | 0.00057773 | 0% | 3.243% | 0 | 0% | 3.243% | 0 | 0% | 3.243% | 0 | 0% | 0.3473% | 0 | 0% | 0.3473% | 0 | 0% | 0.3473% | 0 | 70.93% | 0.8223% | 0.054306 | 9.393% | 0.8223% | 0.0071919 | 70.93% | 0.8223% | 0.054306 | 9.393% | 0.8226% | 0.0071947 | 90.61% | 0.8226% | 0.069399 | 9.393% | 0.8226% | 0.0071947 | 87.95% | 6.068% | 0.49691 | 0% | 6.068% | 0 | 11.68% | 6.068% | 0.066011 | 0% | 1.743% | 0 | 0% | 1.743% | 0 | 0% | 1.743% | 0 |  |  |  | 34.89% | 11.8% | 0.38329 | 0% | 11.8% | 0 | 0% | 11.8% | 0 | 0% | 0.3601% | 0 | 0% | 0.3601% | 0 | 0% | 0.3601% | 0 | 0% | 100% | 0 | 0% | 100% | 0 | 0% | 100% | 0 | 0% | 100% | 0 |  |  | 0 |  |  | 0 |  |  | 0.011324 | 100% | 65% |  | 100% | 65% |  | 100% | 65% |  | 100% | 65% |  | 100% | 90% |  | 100% | 90% |  | 100% | 90%
DOBBINS 1101CB | 0.0082658 | 0.7488 | 0.9178 | 0.059366 | 0.97716 | 0.0005086 | 0.00067004 | 0.00019802 | 0% | 99% | 0 | 0% | 99% | 0 | 0% | 99% | 0 | 0% | 99% | 0 | 0% | 60.72% | 0 | 0% | 60.72% | 0 | 0% | 60.72% | 0 | 0% | 60.72% | 0 | 0.059366 | 0% | 2.287% | 0 | 0% | 2.287% | 0 | 0% | 2.287% | 0 | 100% | 0.2229% | 0.0020461 | 0% | 0.2229% | 0 | 0% | 0.2229% | 0 | 100% | 0.7457% | 0.0068439 | 84.44% | 0.7457% | 0.0057793 | 100% | 0.7457% | 0.0068439 | 84.44% | 0.7119% | 0.0055172 | 100% | 0.7119% | 0.0065335 | 84.44% | 0.7119% | 0.0055172 | 7.803% | 5.447% | 0.0039006 | 89.51% | 5.447% | 0.044746 | 0% | 5.447% | 0 | 0% | 2.606% | 0 | 0% | 2.606% | 0 | 0% | 2.606% | 0 |  |  |  | 0% | 11.8% | 0 | 0% | 11.8% | 0 | 0% | 11.8% | 0 | 0% | 0.36% | 0 | 0% | 0.36% | 0 | 0% | 0.36% | 0 | 0% | 100% | 0 | 0% | 100% | 0 | 0% | 100% | 0 | 0% | 100% | 0 |  |  | 0 |  |  | 0.0012666 |  |  | 0 | 100% | 65% |  | 100% | 65% |  | 100% | 65% |  | 100% | 65% |  | 100% | 90% |  | 100% | 90% |  | 100% | 90%
CALPINE 1144CB | 0.014299 | 27.0777 | 71.8554 | 0.20809 | 72.0634 | 0.017857 | 0.076496 | 0.013666 | 0% | 99% | 0 | 0% | 99% | 0 | 0% | 99% | 0 | 0% | 99% | 0 | 0% | 63.64% | 0 | 0% | 63.64% | 0 | 0% | 63.64% | 0 | 0% | 63.64% | 0 | 0.20809 | 0% | 5.014% | 0 | 0% | 5.014% | 0 | 0% | 5.014% | 0 | 0% | 0.5489% | 0 | 0% | 0.5489% | 0 | 0% | 0.5489% | 0 | 0% | 1.071% | 0 | 0% | 1.071% | 0 | 0% | 1.071% | 0 | 0% | 1.159% | 0 | 0% | 1.159% | 0 | 0% | 1.159% | 0 | 0% | 8.101% | 0 | 100% | 8.101% | 5.8207 | 0% | 8.101% | 0 | 0% | 1.073% | 0 | 0% | 1.073% | 0 | 0% | 1.073% | 0 |  |  |  | 0% | 11.8% | 0 | 0% | 11.8% | 0 | 0% | 11.8% | 0 | 0% | 0.3702% | 0 | 0% | 0.3702% | 0 | 0% | 0.3702% | 0 | 0% | 100% | 0 | 0% | 100% | 0 | 0% | 100% | 0 | 0% | 100% | 0 |  |  | 0 |  |  | 0 |  |  | 0 | 100% | 65% |  | 100% | 65% |  | 100% | 65% |  | 100% | 65% |  | 100% | 90% |  | 100% | 90% |  | 100% | 90%
APPLE HILL 21029722 | 0.01567 | 40.2507 | 110.6512 | 2.1365 | 112.7877 | 0.084661 | 0.062433 | 0.019738 | 0% | 99% | 0 | 0% | 99% | 0 | 0% | 99% | 0 | 0% | 99% | 0 | 0% | 61.86% | 0 | 0% | 61.86% | 0 | 0% | 61.86% | 0 | 0% | 61.86% | 0 | 2.1365 | 0% | 2.161% | 0 | 0% | 2.161% | 0 | 0% | 2.161% | 0 | 100% | 0.228% | 0.25231 | 0% | 0.228% | 0 | 0% | 0.228% | 0 | 71.87% | 0.568% | 0.45169 | 14.91% | 0.568% | 0.093683 | 71.87% | 0.568% | 0.45169 | 14.91% | 0.5733% | 0.094557 | 71.87% | 0.5733% | 0.4559 | 27.62% | 0.5733% | 0.1752 | 70.25% | 4.209% | 3.2718 | 25.17% | 4.209% | 1.1722 | 1.528% | 4.209% | 0.071146 | 0% | 3.36% | 0 | 0% | 3.36% | 0 | 0% | 3.36% | 0 |  |  |  | 32.84% | 11.8% | 4.2879 | 0% | 11.8% | 0 | 0% | 11.8% | 0 | 0% | 0.3747% | 0 | 0% | 0.3747% | 0 | 0% | 0.3747% | 0 | 0% | 100% | 0 | 0% | 100% | 0 | 0% | 100% | 0 | 0% | 100% | 0 |  |  | 0.12643 |  |  | 0.071698 |  |  | 0.054646 | 100% | 65% |  | 100% | 65% |  | 100% | 65% |  | 100% | 65% |  | 100% | 90% |  | 100% | 90% |  | 100% | 90%
PEORIA 1701169700 | 0.0095839 | 8.6357 | 16.4822 | 0.052101 | 16.5343 | 0.0059007 | 0.010903 | 0.0080617 | 0% | 99% | 0 | 0% | 99% | 0 | 0% | 99% | 0 | 0% | 99% | 0 | 0% | 63.26% | 0 | 0% | 63.26% | 0 | 0% | 63.26% | 0 | 0% | 63.26% | 0 | 0.052101 | 0% | 2.156% | 0 | 0% | 2.156% | 0 | 0% | 2.156% | 0 | 0% | 0.2447% | 0 | 0% | 0.2447% | 0 | 0% | 0.2447% | 0 | 76.93% | 0.6432% | 0.08156 | 96.53% | 0.6432% | 0.10234 | 78.06% | 0.6432% | 0.082751 | 93.51% | 0.6524% | 0.10055 | 78.06% | 0.6524% | 0.083927 | 98.88% | 0.6524% | 0.10631 | 52.19% | 4.788% | 0.4118 | 7.267% | 4.788% | 0.057344 | 11.32% | 4.788% | 0.089318 | 0% | 1.524% | 0 | 0% | 1.524% | 0 | 0% | 1.524% | 0 |  |  |  | 17.18% | 11.8% | 0.33409 | 0% | 11.8% | 0 | 0% | 11.8% | 0 | 55.56% | 0.3671% | 0.033616 | 0% | 0.3671% | 0 | 0% | 0.3671% | 0 | 0% | 100% | 0 | 0% | 100% | 0 | 0% | 100% | 0 | 0% | 100% | 0 |  |  | 0 |  |  | 0 |  |  | 0.010657 | 100% | 65% |  | 100% | 65% |  | 100% | 65% |  | 100% | 65% |  | 100% | 90% |  | 100% | 90% |  | 100% | 90%
KESWICK 11011588 | 0.019054 | 8.8034 | 35.1436 | 1.0003 | 36.1439 | 0.01523 | 0.029043 | 0.0089252 | 0% | 99% | 0 | 0% | 99% | 0 | 0% | 99% | 0 | 0% | 99% | 0 | 0% | 61.2% | 0 | 0% | 61.2% | 0 | 0% | 61.2% | 0 | 0% | 61.2% | 0 | 1.0003 | 0% | 3.668% | 0 | 0% | 3.668% | 0 | 0% | 3.668% | 0 | 0% | 0.3901% | 0 | 0% | 0.3901% | 0 | 0% | 0.3901% | 0 | 39.65% | 0.8312% | 0.11582 | 33.53% | 0.8312% | 0.097964 | 66.47% | 0.8312% | 0.19416 | 40.96% | 0.8651% | 0.12454 | 39.65% | 0.8651% | 0.12055 | 33.53% | 0.8651% | 0.10196 | 49.36% | 6.207% | 1.0767 | 49.66% | 6.207% | 1.0834 | 0.2385% | 6.207% | 0.0052029 | 0% | 1.971% | 0 | 0% | 1.971% | 0 | 45.22% | 1.971% | 0.31324 |  |  |  | 34.7% | 11.8% | 1.4392 | 0% | 11.8% | 0 | 0% | 11.8% | 0 | 0% | 0.3697% | 0 | 0% | 0.3697% | 0 | 0% | 0.3697% | 0 | 0% | 100% | 0 | 43.5% | 100% | 15.2866 | 0% | 100% | 0 | 0% | 100% | 0 |  |  | 0.035013 |  |  | 0.01077 |  |  | 0 | 100% | 65% |  | 100% | 65% |  | 100% | 65% |  | 100% | 65% |  | 100% | 90% |  | 100% | 90% |  | 100% | 90%
SHADY GLEN 11012768 | 0.016673 | 7.9445 | 27.6483 | 1.4771 | 29.1254 | 0.02384 | 0.013402 | 0.0047347 | 16.7% | 99% | 4.5718 | 0% | 99% | 0 | 0% | 99% | 0 | 0% | 99% | 0 | 0% | 61.63% | 0 | 0% | 61.63% | 0 | 0% | 61.63% | 0 | 0% | 61.63% | 0 | 1.4771 | 100% | 1.655% | 0.45758 | 0% | 1.655% | 0 | 0% | 1.655% | 0 | 0% | 0.1735% | 0 | 0% | 0.1735% | 0 | 0% | 0.1735% | 0 | 70.04% | 0.4875% | 0.094398 | 79.36% | 0.4875% | 0.10695 | 72.11% | 0.4875% | 0.097187 | 79.36% | 0.4887% | 0.10723 | 90.67% | 0.4887% | 0.12251 | 79.36% | 0.4887% | 0.10723 | 87.36% | 3.617% | 0.87351 | 10.58% | 3.617% | 0.10579 | 0% | 3.617% | 0 | 0% | 3.865% | 0 | 0% | 3.865% | 0 | 0% | 3.865% | 0 |  |  |  | 0% | 11.8% | 0 | 0% | 11.8% | 0 | 0% | 11.8% | 0 | 55.56% | 0.378% | 0.058059 | 0% | 0.378% | 0 | 0% | 0.378% | 0 | 0% | 100% | 0 | 0% | 100% | 0 | 0% | 100% | 0 | 0% | 100% | 0 |  |  | 0.020991 |  |  | 0.0025 |  |  | 0 | 100% | 65% |  | 100% | 65% |  | 100% | 65% |  | 100% | 65% |  | 100% | 90% |  | 100% | 90% |  | 100% | 90%
ELECTRA 1102CB | 0.026433 | 2.6041 | 13.9321 | 0.0015406 | 13.9336 | 0.0026691 | 0.013965 | 0.0046577 | 0% | 99% | 0 | 0% | 99% | 0 | 0% | 99% | 0 | 0% | 99% | 0 | 0% | 60.94% | 0 | 0% | 60.94% | 0 | 0% | 60.94% | 0 | 0% | 60.94% | 0 | 0.0015406 | 0% | 2.641% | 0 | 0% | 2.641% | 0 | 0% | 2.641% | 0 | 0% | 0.3316% | 0 | 0% | 0.3316% | 0 | 0% | 0.3316% | 0 | 73.25% | 0.9511% | 0.097062 | 26.75% | 0.9511% | 0.035444 | 73.25% | 0.9511% | 0.097062 | 26.75% | 1.015% | 0.037816 | 73.25% | 1.015% | 0.10356 | 26.75% | 1.015% | 0.037816 | 0% | 7.269% | 0 | 100% | 7.269% | 1.0127 | 0% | 7.269% | 0 | 0% | 0.8658% | 0 | 0% | 0.8658% | 0 | 0% | 0.8658% | 0 |  |  |  | 0% | 11.8% | 0 | 0% | 11.8% | 0 | 0% | 11.8% | 0 | 0% | 0.3611% | 0 | 0% | 0.3611% | 0 | 0% | 0.3611% | 0 | 0% | 100% | 0 | 0% | 100% | 0 | 0% | 100% | 0 | 0% | 100% | 0 |  |  | 0 |  |  | 0 |  |  | 0.00085261 | 100% | 65% |  | 100% | 65% |  | 100% | 65% |  | 100% | 65% |  | 100% | 90% |  | 100% | 90% |  | 100% | 90%
MARIPOSA 2101151918 | 0.010861 | 17.3163 | 36.8307 | 0 | 36.8307 | 0.017517 | 0.028917 | 0.010044 | 0% | 99% | 0 | 15.44% | 99% | 5.6305 | 0% | 99% | 0 | 0% | 99% | 0 | 0% | 61.38% | 0 | 0% | 61.38% | 0 | 0% | 61.38% | 0 | 0% | 61.38% | 0 | 0 | 0% | 2.261% | 0 | 0% | 2.261% | 0 | 0% | 2.261% | 0 | 0% | 0.2563% | 0 | 0% | 0.2563% | 0 | 0% | 0.2563% | 0 | 49.85% | 0.7643% | 0.14032 | 0% | 0.7643% | 0 | 49.85% | 0.7643% | 0.14032 | 0% | 0.7891% | 0 | 99.9% | 0.7891% | 0.29031 | 0% | 0.7891% | 0 | 54.11% | 5.76% | 1.148 | 39.43% | 5.76% | 0.83659 | 1.607% | 5.76% | 0.034084 | 0% | 1.813% | 0 | 0% | 1.813% | 0 | 0% | 1.813% | 0 |  |  |  | 0% | 11.8% | 0 | 0% | 11.8% | 0 | 0% | 11.8% | 0 | 0% | 0.3673% | 0 | 0% | 0.3673% | 0 | 0% | 0.3673% | 0 | 0% | 100% | 0 | 0% | 100% | 0 | 0% | 100% | 0 | 0% | 100% | 0 |  |  | 0 |  |  | 0.036492 |  |  | 0.0025501 | 100% | 65% |  | 100% | 65% |  | 100% | 65% |  | 100% | 65% |  | 100% | 90% |  | 100% | 90% |  | 100% | 90%
APPLE HILL 21027502 | 0.020812 | 24.7792 | 93.0394 | 2.3276 | 95.3671 | 0.083653 | 0.045176 | 0.013971 | 0% | 99% | 0 | 0% | 99% | 0 | 48.83% | 99% | 44.9801 | 0% | 99% | 0 | 0% | 62.17% | 0 | 0% | 62.17% | 0 | 0% | 62.17% | 0 | 0% | 62.17% | 0 | 2.3276 | 14.29% | 1.846% | 0.24532 | 0% | 1.846% | 0 | 0% | 1.846% | 0 | 0% | 0.1959% | 0 | 0% | 0.1959% | 0 | 0% | 0.1959% | 0 | 52.07% | 0.481% | 0.23303 | 34.81% | 0.481% | 0.15577 | 52.11% | 0.481% | 0.2332 | 21.49% | 0.4932% | 0.09862 | 70.31% | 0.4932% | 0.32266 | 34.86% | 0.4932% | 0.15995 | 83.4% | 3.584% | 2.7814 | 12.2% | 3.584% | 0.407 | 1.847% | 3.584% | 0.061603 | 33.31% | 3.858% | 1.1959 | 0% | 3.858% | 0 | 0% | 3.858% | 0 |  |  |  | 0% | 11.8% | 0 | 0% | 11.8% | 0 | 0% | 11.8% | 0 | 0% | 0.3803% | 0 | 0% | 0.3803% | 0 | 0% | 0.3803% | 0 | 0% | 100% | 0 | 0% | 100% | 0 | 0% | 100% | 0 | 0% | 100% | 0 |  |  | 0.23622 |  |  | 0.088816 |  |  | 0.0010242 | 100% | 65% |  | 100% | 65% |  | 100% | 65% |  | 100% | 65% |  | 100% | 90% |  | 100% | 90% |  | 100% | 90%
UPPER LAKE 1101CB | 0.0045199 | 1.0869 | 1.4123 | 0 | 1.4123 | 0.00037083 | 0.0012344 | 0.00057227 | 0% | 99% | 0 | 0% | 99% | 0 | 0% | 99% | 0 | 0% | 99% | 0 | 99.15% | 62.39% | 0.87365 | 0% | 62.39% | 0 | 0% | 62.39% | 0 | 0% | 62.39% | 0 | 0 | 0% | 2.649% | 0 | 0% | 2.649% | 0 | 0% | 2.649% | 0 | 0% | 0.3201% | 0 | 0% | 0.3201% | 0 | 0% | 0.3201% | 0 | 0% | 0.8058% | 0 | 0% | 0.8058% | 0 | 0% | 0.8058% | 0 | 0% | 0.8211% | 0 | 0% | 0.8211% | 0 | 0% | 0.8211% | 0 | 0% | 6.005% | 0 | 0% | 6.005% | 0 | 0% | 6.005% | 0 | 0% | 1.127% | 0 | 0% | 1.127% | 0 | 0% | 1.127% | 0 |  |  |  | 0% | 11.8% | 0 | 0% | 11.8% | 0 | 0% | 11.8% | 0 | 0% | 0.3549% | 0 | 0% | 0.3549% | 0 | 0% | 0.3549% | 0 | 0% | 100% | 0 | 0% | 100% | 0 | 0% | 100% | 0 | 0% | 100% | 0 |  |  | 0 |  |  | 0 |  |  | 0 | 100% | 65% |  | 100% | 65% |  | 100% | 65% |  | 100% | 65% |  | 100% | 90% |  | 100% | 90% |  | 100% | 90%
WISHON 1101CB | 0.012162 | 7.9792 | 18.4652 | 0.01243 | 18.4777 | 0.0061436 | 0.014518 | 0.0079199 | 0% | 99% | 0 | 0% | 99% | 0 | 0% | 99% | 0 | 0% | 99% | 0 | 0% | 63.3% | 0 | 0% | 63.3% | 0 | 0% | 63.3% | 0 | 0% | 63.3% | 0 | 0.01243 | 0% | 2.717% | 0 | 0% | 2.717% | 0 | 0% | 2.717% | 0 | 0% | 0.3124% | 0 | 0% | 0.3124% | 0 | 0% | 0.3124% | 0 | 75.35% | 0.7418% | 0.10322 | 0% | 0.7418% | 0 | 75.35% | 0.7418% | 0.10322 | 0% | 0.7651% | 0 | 75.35% | 0.7651% | 0.10645 | 0% | 0.7651% | 0 | 0% | 5.542% | 0 | 0% | 5.542% | 0 | 0% | 5.542% | 0 | 0% | 1.287% | 0 | 0% | 1.287% | 0 | 0% | 1.287% | 0 |  |  |  | 0% | 11.8% | 0 | 0% | 11.8% | 0 | 0% | 11.8% | 0 | 0% | 0.3645% | 0 | 0% | 0.3645% | 0 | 0% | 0.3645% | 0 | 0% | 100% | 0 | 0% | 100% | 0 | 0% | 100% | 0 | 0% | 100% | 0 |  |  | 0 |  |  | 0 |  |  | 0 | 100% | 65% |  | 100% | 65% |  | 100% | 65% |  | 100% | 65% |  | 100% | 90% |  | 100% | 90% |  | 100% | 90%
OREGON TRAIL 11021584 | 0.0208 | 14.8805 | 54.7451 | 3.3009 | 58.046 | 0.038072 | 0.035304 | 0.01196 | 0% | 99% | 0 | 0% | 99% | 0 | 0% | 99% | 0 | 0% | 99% | 0 | 0% | 62.11% | 0 | 0% | 62.11% | 0 | 0% | 62.11% | 0 | 0% | 62.11% | 0 | 3.3009 | 42.86% | 2.423% | 0.56839 | 0% | 2.423% | 0 | 0% | 2.423% | 0 | 0% | 0.2574% | 0 | 0% | 0.2574% | 0 | 0% | 0.2574% | 0 | 43.2% | 0.6311% | 0.14925 | 55.85% | 0.6311% | 0.19295 | 43.56% | 0.6311% | 0.15049 | 29.95% | 0.6468% | 0.10605 | 43.56% | 0.6468% | 0.15423 | 56.44% | 0.6468% | 0.19986 | 83.52% | 4.704% | 2.1509 | 1.883% | 4.704% | 0.048493 | 3.898% | 4.704% | 0.10038 | 0% | 2.814% | 0 | 0% | 2.814% | 0 | 0% | 2.814% | 0 |  |  |  | 31.9% | 11.8% | 2.061 | 0% | 11.8% | 0 | 0% | 11.8% | 0 | 0% | 0.3746% | 0 | 0% | 0.3746% | 0 | 0% | 0.3746% | 0 | 0.6241% | 100% | 0.34164 | 0% | 100% | 0 | 0% | 100% | 0 | 0% | 100% | 0 |  |  | 0 |  |  | 0.019409 |  |  | 0.0056812 | 100% | 65% |  | 100% | 65% |  | 100% | 65% |  | 100% | 65% |  | 100% | 90% |  | 100% | 90% |  | 100% | 90%
PANOCHE 11034008 | 0.0043547 | 36.091 | 31.2761 | 0 | 31.2761 | 0.0062058 | 0.028239 | 0.014378 | 0% | 99% | 0 | 0% | 99% | 0 | 0% | 99% | 0 | 0% | 99% | 0 | 0% | 59.48% | 0 | 0% | 59.48% | 0 | 0% | 59.48% | 0 | 0% | 59.48% | 0 | 0 | 0% | 2.576% | 0 | 0% | 2.576% | 0 | 0% | 2.576% | 0 | 0% | 0.262% | 0 | 0% | 0.262% | 0 | 0% | 0.262% | 0 | 86.7% | 0.858% | 0.23265 | 13.13% | 0.858% | 0.035226 | 86.7% | 0.858% | 0.23265 | 0% | 0.7703% | 0 | 86.7% | 0.7703% | 0.20887 | 13.13% | 0.7703% | 0.031626 | 58.48% | 6.131% | 1.1215 | 31.22% | 6.131% | 0.59872 | 10.3% | 6.131% | 0.19743 | 0% | 0.7996% | 0 | 0% | 0.7996% | 0 | 0% | 0.7996% | 0 |  |  |  | 0% | 11.8% | 0 | 35% | 11.8% | 1.2916 | 0% | 11.8% | 0 | 0% | 0.3372% | 0 | 0% | 0.3372% | 0 | 0% | 0.3372% | 0 | 0% | 100% | 0 | 0% | 100% | 0 | 0% | 100% | 0 | 0% | 100% | 0 |  |  | 0.002202 |  |  | 0.12166 |  |  | 0.045455 | 100% | 65% |  | 100% | 65% |  | 100% | 65% |  | 100% | 65% |  | 100% | 90% |  | 100% | 90% |  | 100% | 90%
MONTICELLO 110193384 | 0.0076193 | 15.5406 | 24.9304 | 0.7001 | 25.6305 | 0.014711 | 0.018395 | 0.0058148 | 0% | 99% | 0 | 0% | 99% | 0 | 0% | 99% | 0 | 0% | 99% | 0 | 0% | 62.18% | 0 | 0% | 62.18% | 0 | 0% | 62.18% | 0 | 0% | 62.18% | 0 | 0.7001 | 0% | 2.763% | 0 | 0% | 2.763% | 0 | 0% | 2.763% | 0 | 0% | 0.3003% | 0 | 0% | 0.3003% | 0 | 0% | 0.3003% | 0 | 57.97% | 0.704% | 0.10174 | 42.03% | 0.704% | 0.073766 | 57.97% | 0.704% | 0.10174 | 42.03% | 0.7115% | 0.074557 | 57.97% | 0.7115% | 0.10283 | 42.03% | 0.7115% | 0.074557 | 24.1% | 5.213% | 0.31324 | 58.04% | 5.213% | 0.75425 | 0% | 5.213% | 0 | 0% | 2.483% | 0 | 0% | 2.483% | 0 | 0% | 2.483% | 0 |  |  |  | 0% | 11.8% | 0 | 31.3% | 11.8% | 0.92069 | 0% | 11.8% | 0 | 0% | 0.3667% | 0 | 0% | 0.3667% | 0 | 0% | 0.3667% | 0 | 0% | 100% | 0 | 0% | 100% | 0 | 0% | 100% | 0 | 0% | 100% | 0 |  |  | 0 |  |  | 0 |  |  | 0 | 100% | 65% |  | 100% | 65% |  | 100% | 65% |  | 100% | 65% |  | 100% | 90% |  | 100% | 90% |  | 100% | 90%
PUTAH CREEK 110264044 | 0.010752 | 5.6121 | 14.3902 | 0.24527 | 14.6354 | 0.0052955 | 0.011841 | 0.0053582 | 0% | 99% | 0 | 0% | 99% | 0 | 0% | 99% | 0 | 0% | 99% | 0 | 67.56% | 62.64% | 6.0898 | 0% | 62.64% | 0 | 0% | 62.64% | 0 | 0% | 62.64% | 0 | 0.24527 | 0% | 2.873% | 0 | 0% | 2.873% | 0 | 0% | 2.873% | 0 | 0% | 0.3155% | 0 | 0% | 0.3155% | 0 | 0% | 0.3155% | 0 | 79.59% | 0.7781% | 0.089122 | 71.8% | 0.7781% | 0.080399 | 79.59% | 0.7781% | 0.089122 | 71.8% | 0.7788% | 0.080471 | 81.73% | 0.7788% | 0.091602 | 71.8% | 0.7788% | 0.080471 | 64.15% | 5.748% | 0.53063 | 33.56% | 5.748% | 0.27759 | 0% | 5.748% | 0 | 0% | 1.348% | 0 | 0% | 1.348% | 0 | 0% | 1.348% | 0 |  |  |  | 24.63% | 11.8% | 0.41819 | 0% | 11.8% | 0 | 0% | 11.8% | 0 | 0% | 0.3598% | 0 | 0% | 0.3598% | 0 | 0% | 0.3598% | 0 | 0% | 100% | 0 | 0% | 100% | 0 | 0% | 100% | 0 | 0% | 100% | 0 |  |  | 0 |  |  | 0.038356 |  |  | 0 | 100% | 65% |  | 100% | 65% |  | 100% | 65% |  | 100% | 65% |  | 100% | 90% |  | 100% | 90% |  | 100% | 90%
ANTLER 11011612 | 0.015772 | 8.1983 | 24.1272 | 0.24693 | 24.3741 | 0.01463 | 0.017297 | 0.0058496 | 0% | 99% | 0 | 0% | 99% | 0 | 0% | 99% | 0 | 0% | 99% | 0 | 0% | 61.25% | 0 | 0% | 61.25% | 0 | 0% | 61.25% | 0 | 0% | 61.25% | 0 | 0.24693 | 50% | 2.801% | 0.33791 | 0% | 2.801% | 0 | 0% | 2.801% | 0 | 0% | 0.2948% | 0 | 0% | 0.2948% | 0 | 0% | 0.2948% | 0 | 53.79% | 0.6982% | 0.090616 | 32.39% | 0.6982% | 0.054558 | 61.68% | 0.6982% | 0.10391 | 40.28% | 0.712% | 0.069197 | 53.79% | 0.712% | 0.092411 | 32.39% | 0.712% | 0.055639 | 76.36% | 5.188% | 0.95585 | 14.99% | 5.188% | 0.1876 | 8.532% | 5.188% | 0.1068 | 0% | 2.513% | 0 | 0% | 2.513% | 0 | 0% | 2.513% | 0 |  |  |  | 34.4% | 11.8% | 0.97927 | 0% | 11.8% | 0 | 0% | 11.8% | 0 | 55.56% | 0.3713% | 0.04977 | 0% | 0.3713% | 0 | 0% | 0.3713% | 0 | 0% | 100% | 0 | 0% | 100% | 0 | 0% | 100% | 0 | 0% | 100% | 0 |  |  | 0.056986 |  |  | 0.013552 |  |  | 0.023576 | 100% | 65% |  | 100% | 65% |  | 100% | 65% |  | 100% | 65% |  | 100% | 90% |  | 100% | 90% |  | 100% | 90%
ALLEGHANY 1102CB | 0.023951 | 18.911 | 86.0352 | 2.5705 | 88.6057 | 0.047435 | 0.075839 | 0.01165 | 0% | 99% | 0 | 0% | 99% | 0 | 0% | 99% | 0 | 27.13% | 99% | 23.1068 | 0% | 61.84% | 0 | 0% | 61.84% | 0 | 0% | 61.84% | 0 | 0% | 61.84% | 0 | 2.5705 | 0% | 3.742% | 0 | 0% | 3.742% | 0 | 0% | 3.742% | 0 | 100% | 0.3992% | 0.34348 | 0% | 0.3992% | 0 | 0% | 0.3992% | 0 | 80.9% | 0.8541% | 0.59447 | 19.1% | 0.8541% | 0.14032 | 80.9% | 0.8541% | 0.59447 | 0% | 0.8869% | 0 | 80.9% | 0.8869% | 0.61735 | 19.1% | 0.8869% | 0.14572 | 83.6% | 6.371% | 4.5825 | 13.93% | 6.371% | 0.76363 | 2.4% | 6.371% | 0.13155 | 0% | 2.328% | 0 | 0% | 2.328% | 0 | 0% | 2.328% | 0 |  |  |  | 0% | 11.8% | 0 | 0% | 11.8% | 0 | 0% | 11.8% | 0 | 0% | 0.3688% | 0 | 0% | 0.3688% | 0 | 0% | 0.3688% | 0 | 0% | 100% | 0 | 0.3195% | 100% | 0.27493 | 0% | 100% | 0 | 0% | 100% | 0 |  |  | 0.62637 |  |  | 0.33887 |  |  | 0.10041 | 100% | 65% |  | 100% | 65% |  | 100% | 65% |  | 100% | 65% |  | 100% | 90% |  | 100% | 90% |  | 100% | 90%
WEIMAR 11012084 | 0.015811 | 20.0626 | 58.4635 | 2.5865 | 61.05 | 0.058032 | 0.024673 | 0.00912 | 0% | 99% | 0 | 0% | 99% | 0 | 0% | 99% | 0 | 0% | 99% | 0 | 0% | 61.71% | 0 | 0% | 61.71% | 0 | 0% | 61.71% | 0 | 0% | 61.71% | 0 | 2.5865 | 0% | 1.402% | 0 | 0% | 1.402% | 0 | 0% | 1.402% | 0 | 0% | 0.1474% | 0 | 0% | 0.1474% | 0 | 0% | 0.1474% | 0 | 60.55% | 0.4097% | 0.14503 | 30.38% | 0.4097% | 0.07277 | 61.22% | 0.4097% | 0.14663 | 25.53% | 0.414% | 0.061807 | 69.62% | 0.414% | 0.16852 | 30.38% | 0.414% | 0.073541 | 86.93% | 3.046% | 1.5481 | 8.59% | 3.046% | 0.15298 | 3.334% | 3.046% | 0.05938 | 0% | 4.515% | 0 | 0% | 4.515% | 0 | 0% | 4.515% | 0 |  |  |  | 0% | 11.8% | 0 | 35% | 11.8% | 2.4145 | 0% | 11.8% | 0 | 0% | 0.3819% | 0 | 0% | 0.3819% | 0 | 0% | 0.3819% | 0 | 0% | 100% | 0 | 1.148% | 100% | 0.67112 | 0% | 100% | 0 | 0% | 100% | 0 |  |  | 0.054131 |  |  | 0.010431 |  |  | 0.025422 | 100% | 65% |  | 100% | 65% |  | 100% | 65% |  | 100% | 65% |  | 100% | 90% |  | 100% | 90% |  | 100% | 90%
BUTTE 1105398234 | 0.011775 | 10.2382 | 30.432 | 1.7013 | 32.1333 | 0.022655 | 0.019341 | 0.0059814 | 0% | 99% | 0 | 0% | 99% | 0 | 0% | 99% | 0 | 0% | 99% | 0 | 0% | 62.23% | 0 | 0% | 62.23% | 0 | 0% | 62.23% | 0 | 0% | 62.23% | 0 | 1.7013 | 50% | 2.332% | 0.35491 | 0% | 2.332% | 0 | 0% | 2.332% | 0 | 100% | 0.2467% | 0.075079 | 0% | 0.2467% | 0 | 0% | 0.2467% | 0 | 56.42% | 0.61% | 0.10474 | 53.23% | 0.61% | 0.098817 | 57.55% | 0.61% | 0.10684 | 46.07% | 0.6174% | 0.086569 | 57.69% | 0.6174% | 0.10839 | 53.23% | 0.6174% | 0.10002 | 89.47% | 4.524% | 1.2317 | 0.6161% | 4.524% | 0.0084823 | 3.305% | 4.524% | 0.045508 | 0% | 3.165% | 0 | 0% | 3.165% | 0 | 45.22% | 3.165% | 0.43557 |  |  |  | 0% | 11.8% | 0 | 0% | 11.8% | 0 | 0% | 11.8% | 0 | 0% | 0.3732% | 0 | 0% | 0.3732% | 0 | 0% | 0.3732% | 0 | 0% | 100% | 0 | 0% | 100% | 0 | 0% | 100% | 0 | 0% | 100% | 0 |  |  | 0 |  |  | 0 |  |  | 0.082118 | 100% | 65% |  | 100% | 65% |  | 100% | 65% |  | 100% | 65% |  | 100% | 90% |  | 100% | 90% |  | 100% | 90%
MONTICELLO 1101720 | 0.013232 | 6.9678 | 21.7807 | 0.625 | 22.4057 | 0.015634 | 0.01215 | 0.0065824 | 0% | 99% | 0 | 0% | 99% | 0 | 0% | 99% | 0 | 0% | 99% | 0 | 0% | 63.57% | 0 | 0% | 63.57% | 0 | 0% | 63.57% | 0 | 0% | 63.57% | 0 | 0.625 | 0% | 2.046% | 0 | 0% | 2.046% | 0 | 0% | 2.046% | 0 | 0% | 0.2214% | 0 | 0% | 0.2214% | 0 | 0% | 0.2214% | 0 | 23.63% | 0.5293% | 0.027243 | 33.92% | 0.5293% | 0.039106 | 66.08% | 0.5293% | 0.076185 | 71.85% | 0.5382% | 0.084215 | 23.63% | 0.5382% | 0.027698 | 33.92% | 0.5382% | 0.039758 | 71.35% | 3.929% | 0.61062 | 0% | 3.929% | 0 | 14.31% | 3.929% | 0.12244 | 0% | 2.696% | 0 | 0% | 2.696% | 0 | 0% | 2.696% | 0 |  |  |  | 0% | 11.8% | 0 | 31.3% | 11.8% | 0.80437 | 0% | 11.8% | 0 | 0% | 0.3759% | 0 | 0% | 0.3759% | 0 | 0% | 0.3759% | 0 | 0% | 100% | 0 | 0% | 100% | 0 | 0% | 100% | 0 | 0% | 100% | 0 |  |  | 0 |  |  | 0 |  |  | 0.013294 | 100% | 65% |  | 100% | 65% |  | 100% | 65% |  | 100% | 65% |  | 100% | 90% |  | 100% | 90% |  | 100% | 90%
ELECTRA 11017104 | 0.020861 | 13.6351 | 41.0788 | 2.0393 | 43.1182 | 0.034081 | 0.02416 | 0.0074643 | 0% | 99% | 0 | 0% | 99% | 0 | 0% | 99% | 0 | 0% | 99% | 0 | 0% | 60.94% | 0 | 0% | 60.94% | 0 | 0% | 60.94% | 0 | 0% | 60.94% | 0 | 2.0393 | 0% | 1.715% | 0 | 0% | 1.715% | 0 | 0% | 1.715% | 0 | 0% | 0.1787% | 0 | 0% | 0.1787% | 0 | 0% | 0.1787% | 0 | 66.53% | 0.5631% | 0.1539 | 29.66% | 0.5631% | 0.068606 | 69.3% | 0.5631% | 0.16032 | 27.81% | 0.5623% | 0.06425 | 66.53% | 0.5623% | 0.15367 | 29.66% | 0.5623% | 0.068507 | 49.64% | 4.186% | 0.8537 | 49.13% | 4.186% | 0.84494 | 0% | 4.186% | 0 | 0% | 3.592% | 0 | 40.07% | 3.592% | 0.59123 | 0% | 3.592% | 0 |  |  |  | 34.99% | 11.8% | 1.6963 | 0% | 11.8% | 0 | 0% | 11.8% | 0 | 0% | 0.3745% | 0 | 0% | 0.3745% | 0 | 0% | 0.3745% | 0 | 0% | 100% | 0 | 0% | 100% | 0 | 0% | 100% | 0 | 0% | 100% | 0 |  |  | 0.26164 |  |  | 0.2537 |  |  | 0 | 100% | 65% |  | 100% | 65% |  | 100% | 65% |  | 100% | 65% |  | 100% | 90% |  | 100% | 90% |  | 100% | 90%
PINE GROVE 11013166 | 0.015597 | 12.9832 | 33.188 | 1.1155 | 34.3035 | 0.025902 | 0.01991 | 0.0073306 | 0% | 99% | 0 | 0% | 99% | 0 | 0% | 99% | 0 | 32.31% | 99% | 10.6155 | 0% | 61.55% | 0 | 0% | 61.55% | 0 | 0% | 61.55% | 0 | 0% | 61.55% | 0 | 1.1155 | 0% | 1.991% | 0 | 0% | 1.991% | 0 | 0% | 1.991% | 0 | 0% | 0.2072% | 0 | 0% | 0.2072% | 0 | 0% | 0.2072% | 0 | 0% | 0.5708% | 0 | 100% | 0.5708% | 0.18945 | 0% | 0.5708% | 0 | 100% | 0.5715% | 0.18967 | 0% | 0.5715% | 0 | 95.55% | 0.5715% | 0.18123 | 64.83% | 4.229% | 0.90982 | 0% | 4.229% | 0 | 30.78% | 4.229% | 0.43198 | 0% | 3.352% | 0 | 0% | 3.352% | 0 | 0% | 3.352% | 0 |  |  |  | 35% | 11.8% | 1.3705 | 0% | 11.8% | 0 | 0% | 11.8% | 0 | 0% | 0.374% | 0 | 0% | 0.374% | 0 | 0% | 0.374% | 0 | 0% | 100% | 0 | 0% | 100% | 0 | 0% | 100% | 0 | 0% | 100% | 0 |  |  | 0.18708 |  |  | 0.16277 |  |  | 0.036928 | 100% | 65% |  | 100% | 65% |  | 100% | 65% |  | 100% | 65% |  | 100% | 90% |  | 100% | 90% |  | 100% | 90%
MIDDLETOWN 1101433160 | 0.018456 | 1.2518 | 6.4391 | 0.089005 | 6.5281 | 0.0061895 | 0.0031926 | 0.00093938 | 0% | 99% | 0 | 0% | 99% | 0 | 0% | 99% | 0 | 0% | 99% | 0 | 0% | 62.82% | 0 | 0% | 62.82% | 0 | 0% | 62.82% | 0 | 0% | 62.82% | 0 | 0.089005 | 0% | 1.77% | 0 | 0% | 1.77% | 0 | 0% | 1.77% | 0 | 0% | 0.1874% | 0 | 0% | 0.1874% | 0 | 0% | 0.1874% | 0 | 99.96% | 0.4672% | 0.03007 | 0% | 0.4672% | 0 | 99.96% | 0.4672% | 0.03007 | 0% | 0.4673% | 0 | 99.96% | 0.4673% | 0.030082 | 0% | 0.4673% | 0 | 60.37% | 3.45% | 0.1341 | 39.63% | 3.45% | 0.088024 | 0% | 3.45% | 0 | 0% | 3.63% | 0 | 0% | 3.63% | 0 | 0% | 3.63% | 0 |  |  |  | 35% | 11.8% | 0.26593 | 0% | 11.8% | 0 | 0% | 11.8% | 0 | 0% | 0.378% | 0 | 0% | 0.378% | 0 | 0% | 0.378% | 0 | 0% | 100% | 0 | 0% | 100% | 0 | 0% | 100% | 0 | 0% | 100% | 0 |  |  | 0 |  |  | 0.0029371 |  |  | 0 | 100% | 65% |  | 100% | 65% |  | 100% | 65% |  | 100% | 65% |  | 100% | 90% |  | 100% | 90% |  | 100% | 90%
BIG BEND 1101CB | 0.010938 | 23.6401 | 54.8962 | 4.1912 | 59.0874 | 0.038639 | 0.040125 | 0.0092964 | 0% | 99% | 0 | 0% | 99% | 0 | 0% | 99% | 0 | 0% | 99% | 0 | 0% | 61.36% | 0 | 0% | 61.36% | 0 | 0% | 61.36% | 0 | 0% | 61.36% | 0 | 4.1912 | 100% | 2.87% | 1.5756 | 0% | 2.87% | 0 | 0% | 2.87% | 0 | 0% | 0.2996% | 0 | 0% | 0.2996% | 0 | 0% | 0.2996% | 0 | 32.15% | 0.6958% | 0.12279 | 67.71% | 0.6958% | 0.25861 | 32.26% | 0.6958% | 0.1232 | 47.88% | 0.7056% | 0.18547 | 33.81% | 0.7056% | 0.13098 | 69.11% | 0.7056% | 0.26771 | 90.14% | 5.156% | 2.5514 | 5.271% | 5.156% | 0.1492 | 2.965% | 5.156% | 0.083921 | 0% | 2.934% | 0 | 0% | 2.934% | 0 | 0% | 2.934% | 0 |  |  |  | 0% | 11.8% | 0 | 0% | 11.8% | 0 | 0% | 11.8% | 0 | 55.56% | 0.3713% | 0.11324 | 0% | 0.3713% | 0 | 0% | 0.3713% | 0 | 0% | 100% | 0 | 0% | 100% | 0 | 0% | 100% | 0 | 0% | 100% | 0 |  |  | 0.0003709 |  |  | 0.0098589 |  |  | 0.034547 | 100% | 65% |  | 100% | 65% |  | 100% | 65% |  | 100% | 65% |  | 100% | 90% |  | 100% | 90% |  | 100% | 90%
MONTICELLO 1101130412 | 0.0043264 | 3.7796 | 3.403 | 1.5117 | 4.9148 | 0.0010472 | 0.0030131 | 0.0014251 | 0% | 99% | 0 | 0% | 99% | 0 | 0% | 99% | 0 | 0% | 99% | 0 | 0% | 61.04% | 0 | 0% | 61.04% | 0 | 0% | 61.04% | 0 | 0% | 61.04% | 0 | 1.5117 | 0% | 3.028% | 0 | 0% | 3.028% | 0 | 0% | 3.028% | 0 | 0% | 0.3155% | 0 | 0% | 0.3155% | 0 | 0% | 0.3155% | 0 | 0% | 0.8253% | 0 | 100% | 0.8253% | 0.028085 | 0% | 0.8253% | 0 | 100% | 0.7938% | 0.027013 | 0% | 0.7938% | 0 | 67.79% | 0.7938% | 0.018313 | 0% | 6.018% | 0 | 0% | 6.018% | 0 | 0% | 6.018% | 0 | 0% | 1.265% | 0 | 0% | 1.265% | 0 | 0% | 1.265% | 0 |  |  |  | 0% | 11.8% | 0 | 10.6% | 11.8% | 0.042567 | 0% | 11.8% | 0 | 0% | 0.3537% | 0 | 0% | 0.3537% | 0 | 0% | 0.3537% | 0 | 0% | 100% | 0 | 0% | 100% | 0 | 0% | 100% | 0 | 0% | 100% | 0 |  |  | 0 |  |  | 0 |  |  | 0 | 100% | 65% |  | 100% | 65% |  | 100% | 65% |  | 100% | 65% |  | 100% | 90% |  | 100% | 90% |  | 100% | 90%
FRENCH GULCH 11012905 | 0.011565 | 9.9424 | 20.4523 | 0.10168 | 20.554 | 0.010451 | 0.016078 | 0.0064904 | 0% | 99% | 0 | 0% | 99% | 0 | 0% | 99% | 0 | 0% | 99% | 0 | 0% | 62% | 0 | 0% | 62% | 0 | 0% | 62% | 0 | 0% | 62% | 0 | 0.10168 | 50% | 2.914% | 0.298 | 0% | 2.914% | 0 | 0% | 2.914% | 0 | 0% | 0.31% | 0 | 0% | 0.31% | 0 | 0% | 0.31% | 0 | 88.18% | 0.7398% | 0.13342 | 5.355% | 0.7398% | 0.0081019 | 88.18% | 0.7398% | 0.13342 | 5.355% | 0.7551% | 0.008269 | 94.65% | 0.7551% | 0.14616 | 5.355% | 0.7551% | 0.008269 | 90.73% | 5.501% | 1.0208 | 0% | 5.501% | 0 | 9.272% | 5.501% | 0.10432 | 0% | 1.901% | 0 | 0% | 1.901% | 0 | 0% | 1.901% | 0 |  |  |  | 35% | 11.8% | 0.84468 | 0% | 11.8% | 0 | 0% | 11.8% | 0 | 0% | 0.3689% | 0 | 0% | 0.3689% | 0 | 0% | 0.3689% | 0 | 0% | 100% | 0 | 0% | 100% | 0 | 0% | 100% | 0 | 0% | 100% | 0 |  |  | 0.0068096 |  |  | 0 |  |  | 0.031535 | 100% | 65% |  | 100% | 65% |  | 100% | 65% |  | 100% | 65% |  | 100% | 90% |  | 100% | 90% |  | 100% | 90%
SANTA YNEZ 1101980192 | 0.0083898 | 3.8797 | 6.4278 | 0 | 6.4278 | 0.0017741 | 0.0074436 | 0.0011692 | 0% | 99% | 0 | 0% | 99% | 0 | 0% | 99% | 0 | 0% | 99% | 0 | 0% | 62.22% | 0 | 0% | 62.22% | 0 | 0% | 62.22% | 0 | 0% | 62.22% | 0 | 0 | 0% | 5.159% | 0 | 0% | 5.159% | 0 | 0% | 5.159% | 0 | 0% | 0.5348% | 0 | 0% | 0.5348% | 0 | 0% | 0.5348% | 0 | 76.6% | 1.104% | 0.054375 | 0% | 1.104% | 0 | 76.6% | 1.104% | 0.054375 | 0% | 1.142% | 0 | 100% | 1.142% | 0.07343 | 0% | 1.142% | 0 | 67.11% | 8.212% | 0.35425 | 30.61% | 8.212% | 0.16155 | 0% | 8.212% | 0 | 0% | 1.019% | 0 | 0% | 1.019% | 0 | 0% | 1.019% | 0 |  |  |  | 0% | 11.8% | 0 | 0% | 11.8% | 0 | 0% | 11.8% | 0 | 0% | 0.3624% | 0 | 0% | 0.3624% | 0 | 0% | 0.3624% | 0 | 0% | 100% | 0 | 0% | 100% | 0 | 0% | 100% | 0 | 0% | 100% | 0 |  |  | 0 |  |  | 0.025125 |  |  | 0 | 100% | 65% |  | 100% | 65% |  | 100% | 65% |  | 100% | 65% |  | 100% | 90% |  | 100% | 90% |  | 100% | 90%
COALINGA NO 1 110878186 | 0.0055326 | 0 | 43.4701 | 0.055882 | 43.526 | 0.0085893 | 0.039456 | 0.023181 | 0% | 99% | 0 | 0% | 99% | 0 | 0% | 99% | 0 | 0% | 99% | 0 | 0% | 61.21% | 0 | 0% | 61.21% | 0 | 0% | 61.21% | 0 | 0% | 61.21% | 0 | 0.055882 | 0% | 2.721% | 0 | 0% | 2.721% | 0 | 0% | 2.721% | 0 | 100% | 0.2913% | 0.12663 | 0% | 0.2913% | 0 | 0% | 0.2913% | 0 | 47.76% | 0.817% | 0.16962 | 77.1% | 0.817% | 0.2738 | 62.42% | 0.817% | 0.22169 | 91.76% | 0.7748% | 0.30907 | 56% | 0.7748% | 0.18863 | 76.16% | 0.7748% | 0.25653 | 93.73% | 5.937% | 2.4188 | 3.093% | 5.937% | 0.079824 | 0.9548% | 5.937% | 0.024641 | 0% | 0.7136% | 0 | 0% | 0.7136% | 0 | 0% | 0.7136% | 0 |  |  |  | 29.06% | 11.8% | 1.4904 | 0% | 11.8% | 0 | 0% | 11.8% | 0 | 0% | 0.348% | 0 | 0% | 0.348% | 0 | 0% | 0.348% | 0 | 0% | 100% | 0 | 0% | 100% | 0 | 0% | 100% | 0 | 0% | 100% | 0 |  |  | 0 |  |  | 0.041576 |  |  | 0.026699 |  |  |  |  | 65% |  |  | 65% |  | 100% | 65%
WEST POINT 110236676 | 0.015203 | 17.4472 | 48.095 | 1.1898 | 49.2848 | 0.039487 | 0.031043 | 0.0085802 | 0% | 99% | 0 | 0% | 99% | 0 | 0% | 99% | 0 | 0% | 99% | 0 | 0% | 60.96% | 0 | 0% | 60.96% | 0 | 0% | 60.96% | 0 | 0% | 60.96% | 0 | 1.1898 | 50% | 2.276% | 0.54736 | 0% | 2.276% | 0 | 0% | 2.276% | 0 | 0% | 0.2382% | 0 | 0% | 0.2382% | 0 | 0% | 0.2382% | 0 | 60.62% | 0.5999% | 0.17489 | 37.82% | 0.5999% | 0.10911 | 60.62% | 0.5999% | 0.17489 | 0% | 0.6064% | 0 | 60.62% | 0.6064% | 0.17678 | 39.38% | 0.6064% | 0.11486 | 80.59% | 4.452% | 1.7255 | 6.617% | 4.452% | 0.14168 | 8.882% | 4.452% | 0.19018 | 0% | 3.659% | 0 | 40.07% | 3.659% | 0.70515 | 0% | 3.659% | 0 |  |  |  | 0% | 11.8% | 0 | 0% | 11.8% | 0 | 0% | 11.8% | 0 | 0% | 0.3746% | 0 | 0% | 0.3746% | 0 | 0% | 0.3746% | 0 | 0% | 100% | 0 | 0% | 100% | 0 | 0% | 100% | 0 | 0% | 100% | 0 |  |  | 0.018664 |  |  | 0.093296 |  |  | 0.069899 | 100% | 65% |  | 100% | 65% |  | 100% | 65% |  | 100% | 65% |  | 100% | 90% |  | 100% | 90% |  | 100% | 90%
OAKHURST 110310140 | 0.028816 | 18.7573 | 87.6743 | 0.73284 | 88.4072 | 0.061028 | 0.067327 | 0.016049 | 0% | 99% | 0 | 0% | 99% | 0 | 0% | 99% | 0 | 0% | 99% | 0 | 0% | 62.01% | 0 | 0% | 62.01% | 0 | 0% | 62.01% | 0 | 0% | 62.01% | 0 | 0.73284 | 0% | 2.523% | 0 | 0% | 2.523% | 0 | 0% | 2.523% | 0 | 0% | 0.2838% | 0 | 0% | 0.2838% | 0 | 0% | 0.2838% | 0 | 90.03% | 0.6965% | 0.54973 | 0.8238% | 0.6965% | 0.0050304 | 90.33% | 0.6965% | 0.55158 | 0.3276% | 0.7289% | 0.0020933 | 90.33% | 0.7289% | 0.57724 | 8.577% | 0.7289% | 0.054809 | 65.2% | 5.239% | 2.9947 | 33.7% | 5.239% | 1.5478 | 0.1751% | 5.239% | 0.0080433 | 33.31% | 2.807% | 0.81974 | 0% | 2.807% | 0 | 0% | 2.807% | 0 |  |  |  | 35% | 11.8% | 3.6209 | 0% | 11.8% | 0 | 0% | 11.8% | 0 | 55.56% | 0.3725% | 0.18142 | 0% | 0.3725% | 0 | 0% | 0.3725% | 0 | 0% | 100% | 0 | 0% | 100% | 0 | 0% | 100% | 0 | 0% | 100% | 0 |  |  | 0.31187 |  |  | 0.065372 |  |  | 0.0011219 | 100% | 65% |  | 100% | 65% |  | 100% | 65% |  | 100% | 65% |  | 100% | 90% |  | 100% | 90% |  | 100% | 90%
ANTLER 11011376 | 0.012094 | 9.348 | 21.9592 | 0.408 | 22.3672 | 0.022316 | 0.01083 | 0.003136 | 0% | 99% | 0 | 0% | 99% | 0 | 0% | 99% | 0 | 0% | 99% | 0 | 0% | 60.35% | 0 | 0% | 60.35% | 0 | 0% | 60.35% | 0 | 0% | 60.35% | 0 | 0.408 | 0% | 1.779% | 0 | 0% | 1.779% | 0 | 0% | 1.779% | 0 | 100% | 0.1764% | 0.038739 | 0% | 0.1764% | 0 | 0% | 0.1764% | 0 | 62.48% | 0.4604% | 0.063168 | 19.69% | 0.4604% | 0.019906 | 77.09% | 0.4604% | 0.07794 | 34.3% | 0.4421% | 0.033296 | 62.48% | 0.4421% | 0.060649 | 19.69% | 0.4421% | 0.019113 | 45.38% | 3.35% | 0.33385 | 49.44% | 3.35% | 0.36372 | 5.186% | 3.35% | 0.038157 | 0% | 4.424% | 0 | 0% | 4.424% | 0 | 45.22% | 4.424% | 0.43929 |  |  |  | 34.4% | 11.8% | 0.89128 | 0% | 11.8% | 0 | 0% | 11.8% | 0 | 55.56% | 0.3761% | 0.045879 | 0% | 0.3761% | 0 | 0% | 0.3761% | 0 | 0% | 100% | 0 | 0% | 100% | 0 | 0% | 100% | 0 | 0% | 100% | 0 |  |  | 0 |  |  | 0.020617 |  |  | 0.031617 | 100% | 65% |  | 100% | 65% |  | 100% | 65% |  | 100% | 65% |  | 100% | 90% |  | 100% | 90% |  | 100% | 90%
SILVERADO 2104726 | 0.012452 | 28.0868 | 86.3493 | 6.4872 | 92.8365 | 0.049135 | 0.065736 | 0.027835 | 12.59% | 99% | 10.7621 | 0% | 99% | 0 | 0% | 99% | 0 | 0% | 99% | 0 | 5.781% | 63.14% | 3.1522 | 0% | 63.14% | 0 | 0% | 63.14% | 0 | 0% | 63.14% | 0 | 6.4872 | 0% | 2.553% | 0 | 0% | 2.553% | 0 | 0% | 2.553% | 0 | 0% | 0.2827% | 0 | 0% | 0.2827% | 0 | 0% | 0.2827% | 0 | 99.97% | 0.6827% | 0.58936 | 0.02951% | 0.6827% | 0.00017395 | 99.97% | 0.6827% | 0.58936 | 0.02951% | 0.6961% | 0.00017736 | 99.97% | 0.6961% | 0.60091 | 0% | 0.6961% | 0 | 0% | 5.077% | 0 | 0% | 5.077% | 0 | 0% | 5.077% | 0 | 0% | 1.975% | 0 | 40.07% | 1.975% | 0.68324 | 0% | 1.975% | 0 |  |  |  | 0% | 11.8% | 0 | 0% | 11.8% | 0 | 0% | 11.8% | 0 | 0% | 0.3679% | 0 | 0% | 0.3679% | 0 | 0% | 0.3679% | 0 | 0% | 100% | 0 | 0% | 100% | 0 | 0% | 100% | 0 | 0% | 100% | 0 |  |  | 0.099678 |  |  | 0 |  |  | 0 | 100% | 65% |  | 100% | 65% |  | 100% | 65% |  | 100% | 65% |  | 100% | 90% |  | 100% | 90% |  | 100% | 90%
CORNING 110185152 | 0.012991 | 25.6764 | 58.4083 | 3.8013 | 62.2096 | 0.037348 | 0.043542 | 0.0162 | 0% | 99% | 0 | 0% | 99% | 0 | 0% | 99% | 0 | 0% | 99% | 0 | 0% | 61.83% | 0 | 0% | 61.83% | 0 | 0% | 61.83% | 0 | 0% | 61.83% | 0 | 3.8013 | 100% | 2.135% | 1.2473 | 0% | 2.135% | 0 | 0% | 2.135% | 0 | 0% | 0.2263% | 0 | 0% | 0.2263% | 0 | 0% | 0.2263% | 0 | 0% | 0.6715% | 0 | 92.23% | 0.6715% | 0.36174 | 7.76% | 0.6715% | 0.030435 | 99.99% | 0.6554% | 0.38274 | 0% | 0.6554% | 0 | 91.77% | 0.6554% | 0.35129 | 12.43% | 4.936% | 0.35834 | 31.09% | 4.936% | 0.89636 | 55.24% | 4.936% | 1.5927 | 0% | 2.002% | 0 | 0% | 2.002% | 0 | 45.22% | 2.002% | 0.52887 |  |  |  | 35% | 11.8% | 2.4123 | 0% | 11.8% | 0 | 0% | 11.8% | 0 | 0% | 0.3635% | 0 | 0% | 0.3635% | 0 | 0% | 0.3635% | 0 | 0% | 100% | 0 | 0% | 100% | 0 | 0% | 100% | 0 | 0% | 100% | 0 |  |  | 0.022494 |  |  | 0.0024916 |  |  | 0.078731 | 100% | 65% |  | 100% | 65% |  | 100% | 65% |  | 100% | 65% |  | 100% | 90% |  | 100% | 90% |  | 100% | 90%
SCE TEHACHAPI 1101CB | 0.0023148 | 1.1708 | 0.51568 | 0.027153 | 0.54283 | 0.00015438 | 0.00051218 | 0.00019512 | 0% | 99% | 0 | 0% | 99% | 0 | 0% | 99% | 0 | 0% | 99% | 0 | 0% | 64.46% | 0 | 0% | 64.46% | 0 | 0% | 64.46% | 0 | 0% | 64.46% | 0 | 0.027153 | 0% | 3.805% | 0 | 0% | 3.805% | 0 | 0% | 3.805% | 0 | 0% | 0.4133% | 0 | 0% | 0.4133% | 0 | 0% | 0.4133% | 0 | 0% | 0.8999% | 0 | 0% | 0.8999% | 0 | 0% | 0.8999% | 0 | 0% | 0.9745% | 0 | 0% | 0.9745% | 0 | 0% | 0.9745% | 0 | 0% | 6.828% | 0 | 0% | 6.828% | 0 | 0% | 6.828% | 0 | 0% | 0.9682% | 0 | 0% | 0.9682% | 0 | 0% | 0.9682% | 0 |  |  |  | 0% | 11.8% | 0 | 0% | 11.8% | 0 | 0% | 11.8% | 0 | 0% | 0.3744% | 0 | 0% | 0.3744% | 0 | 0% | 0.3744% | 0 | 0% | 100% | 0 | 0% | 100% | 0 | 0% | 100% | 0 | 0% | 100% | 0 |  |  | 0 |  |  | 0 |  |  | 0 | 100% | 65% |  | 100% | 65% |  | 100% | 65% |  | 100% | 65% |  | 100% | 90% |  | 100% | 90% |  | 100% | 90%
ORO FINO 1102CB | 0.031702 | 2.7342 | 12.3594 | 0.23783 | 12.5973 | 0.009169 | 0.0094052 | 0.002115 | 0% | 99% | 0 | 0% | 99% | 0 | 0% | 99% | 0 | 0% | 99% | 0 | 0% | 62.15% | 0 | 0% | 62.15% | 0 | 0% | 62.15% | 0 | 0% | 62.15% | 0 | 0.23783 | 0% | 2.385% | 0 | 0% | 2.385% | 0 | 0% | 2.385% | 0 | 0% | 0.2751% | 0 | 0% | 0.2751% | 0 | 0% | 0.2751% | 0 | 83.69% | 0.6657% | 0.068853 | 10.85% | 0.6657% | 0.0089277 | 83.69% | 0.6657% | 0.068853 | 0% | 0.6922% | 0 | 86.71% | 0.6922% | 0.074177 | 10.85% | 0.6922% | 0.0092829 | 48.14% | 4.993% | 0.29706 | 51.86% | 4.993% | 0.32001 | 0% | 4.993% | 0 | 0% | 2.676% | 0 | 0% | 2.676% | 0 | 0% | 2.676% | 0 |  |  |  | 0% | 11.8% | 0 | 0% | 11.8% | 0 | 0% | 11.8% | 0 | 0% | 0.37% | 0 | 0% | 0.37% | 0 | 0% | 0.37% | 0 | 0% | 100% | 0 | 0% | 100% | 0 | 0% | 100% | 0 | 0% | 100% | 0 |  |  | 0.068837 |  |  | 0.0269 |  |  | 0 | 100% | 65% |  | 100% | 65% |  | 100% | 65% |  | 100% | 65% |  | 100% | 90% |  | 100% | 90% |  | 100% | 90%
EL DORADO PH 2101CB | 0.019264 | 7.7414 | 24.4605 | 0.60877 | 25.0693 | 0.018612 | 0.018737 | 0.0036087 | 0% | 99% | 0 | 0% | 99% | 0 | 92.95% | 99% | 22.5079 | 0% | 99% | 0 | 0% | 61.64% | 0 | 0% | 61.64% | 0 | 0% | 61.64% | 0 | 0% | 61.64% | 0 | 0.60877 | 0% | 2.859% | 0 | 0% | 2.859% | 0 | 0% | 2.859% | 0 | 0% | 0.3067% | 0 | 0% | 0.3067% | 0 | 0% | 0.3067% | 0 | 99.28% | 0.6935% | 0.1684 | 0% | 0.6935% | 0 | 99.28% | 0.6935% | 0.1684 | 0% | 0.7169% | 0 | 99.28% | 0.7169% | 0.17409 | 0.6985% | 0.7169% | 0.0012249 | 68.14% | 5.175% | 0.86264 | 24.51% | 5.175% | 0.31031 | 4.828% | 5.175% | 0.061115 | 0% | 3.052% | 0 | 0% | 3.052% | 0 | 45.22% | 3.052% | 0.33758 |  |  |  | 0% | 11.8% | 0 | 0% | 11.8% | 0 | 0% | 11.8% | 0 | 55.56% | 0.3732% | 0.05071 | 0% | 0.3732% | 0 | 0% | 0.3732% | 0 | 0% | 100% | 0 | 0% | 100% | 0 | 0% | 100% | 0 | 0% | 100% | 0 |  |  | 0 |  |  | 0 |  |  | 8.0336e-05 | 100% | 65% |  | 100% | 65% |  | 100% | 65% |  | 100% | 65% |  | 100% | 90% |  | 100% | 90% |  | 100% | 90%
FROGTOWN 17011623 | 0.0054401 | 15.9057 | 22.3889 | 0.25714 | 22.646 | 0.014381 | 0.014082 | 0.0091099 | 0% | 99% | 0 | 0% | 99% | 0 | 0% | 99% | 0 | 0% | 99% | 0 | 0% | 62.14% | 0 | 0% | 62.14% | 0 | 0% | 62.14% | 0 | 0% | 62.14% | 0 | 0.25714 | 0% | 1.834% | 0 | 0% | 1.834% | 0 | 0% | 1.834% | 0 | 0% | 0.1893% | 0 | 0% | 0.1893% | 0 | 0% | 0.1893% | 0 | 69.52% | 0.567% | 0.088253 | 56.75% | 0.567% | 0.072042 | 82.76% | 0.567% | 0.10506 | 54.01% | 0.5514% | 0.066673 | 82.21% | 0.5514% | 0.10149 | 56.89% | 0.5514% | 0.070227 | 9.363% | 4.162% | 0.087239 | 0% | 4.162% | 0 | 41.56% | 4.162% | 0.38725 | 0% | 2.504% | 0 | 0% | 2.504% | 0 | 0% | 2.504% | 0 |  |  |  | 34.89% | 11.8% | 0.92165 | 0% | 11.8% | 0 | 0% | 11.8% | 0 | 0% | 0.3693% | 0 | 0% | 0.3693% | 0 | 0% | 0.3693% | 0 | 0% | 100% | 0 | 0% | 100% | 0 | 0% | 100% | 0 | 0% | 100% | 0 |  |  | 0.0037293 |  |  | 0 |  |  | 0.063951 | 100% | 65% |  | 100% | 65% |  | 100% | 65% |  | 100% | 65% |  | 100% | 90% |  | 100% | 90% |  | 100% | 90%
COVELO 1101112804 | 0.006247 | 8.5751 | 23.0239 | 0.034138 | 23.0581 | 0.016574 | 0.017041 | 0.0052825 | 0% | 99% | 0 | 0% | 99% | 0 | 0% | 99% | 0 | 0% | 99% | 0 | 0% | 61.97% | 0 | 0% | 61.97% | 0 | 0% | 61.97% | 0 | 0% | 61.97% | 0 | 0.034138 | 0% | 2.65% | 0 | 0% | 2.65% | 0 | 0% | 2.65% | 0 | 100% | 0.285% | 0.065614 | 0% | 0.285% | 0 | 0% | 0.285% | 0 | 0% | 0.6606% | 0 | 75.7% | 0.6606% | 0.11512 | 24.3% | 0.6606% | 0.036961 | 100% | 0.6762% | 0.15569 | 0% | 0.6762% | 0 | 75.7% | 0.6762% | 0.11786 | 51.06% | 4.915% | 0.57772 | 8.738% | 4.915% | 0.098869 | 32.52% | 4.915% | 0.36795 | 0% | 2.844% | 0 | 0% | 2.844% | 0 | 0% | 2.844% | 0 |  |  |  | 22.43% | 11.8% | 0.60933 | 0% | 11.8% | 0 | 0% | 11.8% | 0 | 0% | 0.3722% | 0 | 0% | 0.3722% | 0 | 0% | 0.3722% | 0 | 0% | 100% | 0 | 0% | 100% | 0 | 0% | 100% | 0 | 0% | 100% | 0 |  |  | 0.00070178 |  |  | 0 |  |  | 0.017158 | 100% | 65% |  | 100% | 65% |  | 100% | 65% |  | 100% | 65% |  | 100% | 90% |  | 100% | 90% |  | 100% | 90%
MARIPOSA 210190180 | 0.0056724 | 5.0942 | 5.4192 | 0 | 5.4192 | 0.0029373 | 0.0045281 | 0.0016918 | 0% | 99% | 0 | 0% | 99% | 0 | 0% | 99% | 0 | 0% | 99% | 0 | 0% | 61.76% | 0 | 0% | 61.76% | 0 | 0% | 61.76% | 0 | 0% | 61.76% | 0 | 0 | 100% | 2.317% | 0.12555 | 0% | 2.317% | 0 | 0% | 2.317% | 0 | 0% | 0.2439% | 0 | 0% | 0.2439% | 0 | 0% | 0.2439% | 0 | 100% | 0.7473% | 0.040497 | 0% | 0.7473% | 0 | 100% | 0.7473% | 0.040497 | 0% | 0.746% | 0 | 100% | 0.746% | 0.040425 | 0% | 0.746% | 0 | 64.84% | 5.548% | 0.19496 | 0% | 5.548% | 0 | 35.16% | 5.548% | 0.10572 | 0% | 1.982% | 0 | 0% | 1.982% | 0 | 0% | 1.982% | 0 |  |  |  | 0% | 11.8% | 0 | 0% | 11.8% | 0 | 0% | 11.8% | 0 | 0% | 0.3646% | 0 | 0% | 0.3646% | 0 | 0% | 0.3646% | 0 | 0% | 100% | 0 | 0% | 100% | 0 | 0% | 100% | 0 | 0% | 100% | 0 |  |  | 0 |  |  | 0 |  |  | 0.02557 | 100% | 65% |  | 100% | 65% |  | 100% | 65% |  | 100% | 65% |  | 100% | 90% |  | 100% | 90% |  | 100% | 90%
SYCAMORE CREEK 11112268 | 0.021521 | 23.1562 | 81.6931 | 1.8136 | 83.5066 | 0.085653 | 0.041711 | 0.012426 | 0% | 99% | 0 | 0% | 99% | 0 | 0% | 99% | 0 | 59.2% | 99% | 47.8818 | 0% | 62.07% | 0 | 0% | 62.07% | 0 | 0% | 62.07% | 0 | 0% | 62.07% | 0 | 1.8136 | 0% | 1.724% | 0 | 0% | 1.724% | 0 | 0% | 1.724% | 0 | 0% | 0.1803% | 0 | 0% | 0.1803% | 0 | 0% | 0.1803% | 0 | 71.44% | 0.4536% | 0.26472 | 32.61% | 0.4536% | 0.12082 | 73.05% | 0.4536% | 0.27069 | 23.08% | 0.4552% | 0.085836 | 73.71% | 0.4552% | 0.2741 | 35.64% | 0.4552% | 0.13253 | 93.98% | 3.354% | 2.5751 | 3.933% | 3.354% | 0.10776 | 0.6192% | 3.354% | 0.016966 | 0% | 3.787% | 0 | 0% | 3.787% | 0 | 0% | 3.787% | 0 |  |  |  | 33.75% | 11.8% | 3.2532 | 0% | 11.8% | 0 | 0% | 11.8% | 0 | 0% | 0.3793% | 0 | 0% | 0.3793% | 0 | 0% | 0.3793% | 0 | 0% | 100% | 0 | 0% | 100% | 0 | 0% | 100% | 0 | 0% | 100% | 0 |  |  | 0.16577 |  |  | 0.0053975 |  |  | 0.017144 | 100% | 65% |  | 100% | 65% |  | 100% | 65% |  | 100% | 65% |  | 100% | 90% |  | 100% | 90% |  | 100% | 90%
REDBUD 1101754544 | 0.007396 | 4.1597 | 11.6246 | 0.35791 | 11.9825 | 0.004331 | 0.010834 | 0.0048275 | 0% | 99% | 0 | 0.6306% | 99% | 0.072576 | 23.56% | 99% | 2.7115 | 0% | 99% | 0 | 0% | 62.31% | 0 | 12.69% | 62.31% | 0.91894 | 0% | 62.31% | 0 | 0% | 62.31% | 0 | 0.35791 | 0% | 3.117% | 0 | 0% | 3.117% | 0 | 0% | 3.117% | 0 | 0% | 0.3333% | 0 | 0% | 0.3333% | 0 | 0% | 0.3333% | 0 | 74.75% | 0.8121% | 0.070568 | 99.63% | 0.8121% | 0.094053 | 74.75% | 0.8121% | 0.070568 | 99.63% | 0.8143% | 0.094317 | 74.75% | 0.8143% | 0.070765 | 99.63% | 0.8143% | 0.094317 | 9.196% | 6.002% | 0.064161 | 0% | 6.002% | 0 | 4.461% | 6.002% | 0.031127 | 0% | 1.323% | 0 | 0% | 1.323% | 0 | 0% | 1.323% | 0 |  |  |  | 4.122% | 11.8% | 0.05654 | 0% | 11.8% | 0 | 0% | 11.8% | 0 | 0% | 0.3609% | 0 | 0% | 0.3609% | 0 | 0% | 0.3609% | 0 | 0% | 100% | 0 | 0% | 100% | 0 | 0% | 100% | 0 | 0% | 100% | 0 |  |  | 0 |  |  | 0 |  |  | 0.014393 | 100% | 65% |  | 100% | 65% |  | 100% | 65% |  | 100% | 65% |  | 100% | 90% |  | 100% | 90% |  | 100% | 90%
PINE GROVE 110194936 | 0.011105 | 9.3362 | 20.041 | 0.35016 | 20.3912 | 0.017483 | 0.012064 | 0.004936 | 0% | 99% | 0 | 0% | 99% | 0 | 0% | 99% | 0 | 0% | 99% | 0 | 0% | 62.08% | 0 | 0% | 62.08% | 0 | 0% | 62.08% | 0 | 0% | 62.08% | 0 | 0.35016 | 50% | 1.925% | 0.19285 | 0% | 1.925% | 0 | 0% | 1.925% | 0 | 0% | 0.2065% | 0 | 0% | 0.2065% | 0 | 0% | 0.2065% | 0 | 0% | 0.5261% | 0 | 98.01% | 0.5261% | 0.10333 | 1.877% | 0.5261% | 0.0019794 | 84.16% | 0.5353% | 0.090285 | 0% | 0.5353% | 0 | 98.12% | 0.5353% | 0.10526 | 19.21% | 3.914% | 0.15068 | 0% | 3.914% | 0 | 0% | 3.914% | 0 | 0% | 3.583% | 0 | 0% | 3.583% | 0 | 0% | 3.583% | 0 |  |  |  | 35% | 11.8% | 0.82758 | 0% | 11.8% | 0 | 0% | 11.8% | 0 | 0% | 0.3765% | 0 | 0% | 0.3765% | 0 | 0% | 0.3765% | 0 | 0% | 100% | 0 | 0% | 100% | 0 | 0% | 100% | 0 | 0% | 100% | 0 |  |  | 0.039473 |  |  | 0.020856 |  |  | 0 | 100% | 65% |  | 100% | 65% |  | 100% | 65% |  | 100% | 65% |  | 100% | 90% |  | 100% | 90% |  | 100% | 90%
CURTIS 17039240 | 0.020635 | 14.6126 | 41.6209 | 0.67785 | 42.2987 | 0.026382 | 0.030227 | 0.015318 | 0% | 99% | 0 | 0% | 99% | 0 | 0% | 99% | 0 | 0% | 99% | 0 | 0% | 62.42% | 0 | 0% | 62.42% | 0 | 0% | 62.42% | 0 | 0% | 62.42% | 0 | 0.67785 | 0% | 1.881% | 0 | 0% | 1.881% | 0 | 0% | 1.881% | 0 | 0% | 0.213% | 0 | 0% | 0.213% | 0 | 0% | 0.213% | 0 | 20.67% | 0.6248% | 0.053741 | 75.97% | 0.6248% | 0.19754 | 30.14% | 0.6248% | 0.078378 | 80.76% | 0.6374% | 0.21426 | 20.69% | 0.6374% | 0.054888 | 75.99% | 0.6374% | 0.2016 | 36.64% | 4.673% | 0.71273 | 54.81% | 4.673% | 1.066 | 5.388% | 4.673% | 0.10479 | 0% | 2.245% | 0 | 0% | 2.245% | 0 | 45.22% | 2.245% | 0.42254 |  |  |  | 35% | 11.8% | 1.7189 | 0% | 11.8% | 0 | 0% | 11.8% | 0 | 0% | 0.3703% | 0 | 0% | 0.3703% | 0 | 0% | 0.3703% | 0 | 0% | 100% | 0 | 0% | 100% | 0 | 0% | 100% | 0 | 0% | 100% | 0 |  |  | 0 |  |  | 0.0362 |  |  | 0.011241 | 100% | 65% |  | 100% | 65% |  | 100% | 65% |  | 100% | 65% |  | 100% | 90% |  | 100% | 90% |  | 100% | 90%
COLUMBIA HILL 1101764 | 0.015567 | 15.5683 | 45.8 | 4.3648 | 50.1649 | 0.047314 | 0.02511 | 0.0068932 | 0% | 99% | 0 | 0% | 99% | 0 | 0% | 99% | 0 | 0% | 99% | 0 | 0% | 61.6% | 0 | 0% | 61.6% | 0 | 0% | 61.6% | 0 | 0% | 61.6% | 0 | 4.3648 | 50% | 1.917% | 0.439 | 0% | 1.917% | 0 | 0% | 1.917% | 0 | 0% | 0.2003% | 0 | 0% | 0.2003% | 0 | 0% | 0.2003% | 0 | 14.48% | 0.4852% | 0.032177 | 15.13% | 0.4852% | 0.033617 | 14.48% | 0.4852% | 0.032177 | 15.13% | 0.4928% | 0.034143 | 84.87% | 0.4928% | 0.19157 | 15.13% | 0.4928% | 0.034143 | 82.63% | 3.601% | 1.3627 | 15.43% | 3.601% | 0.25446 | 1.034% | 3.601% | 0.017057 | 0% | 4.195% | 0 | 40.07% | 4.195% | 0.76986 | 0% | 4.195% | 0 |  |  |  | 0% | 11.8% | 0 | 35% | 11.8% | 1.8915 | 0% | 11.8% | 0 | 0% | 0.38% | 0 | 0% | 0.38% | 0 | 0% | 0.38% | 0 | 0% | 100% | 0 | 0.2063% | 100% | 0.094471 | 0% | 100% | 0 | 0% | 100% | 0 |  |  | 0.0058831 |  |  | 0.06221 |  |  | 0.027387 | 100% | 65% |  | 100% | 65% |  | 100% | 65% |  | 100% | 65% |  | 100% | 90% |  | 100% | 90% |  | 100% | 90%
CALAVERAS CEMENT 110180930 | 0.0095072 | 18.8232 | 31.0617 | 0.58307 | 31.6448 | 0.021251 | 0.024169 | 0.008475 | 0% | 99% | 0 | 0% | 99% | 0 | 0% | 99% | 0 | 0% | 99% | 0 | 0% | 61.37% | 0 | 0% | 61.37% | 0 | 0% | 61.37% | 0 | 0% | 61.37% | 0 | 0.58307 | 60% | 2.378% | 0.44312 | 0% | 2.378% | 0 | 0% | 2.378% | 0 | 0% | 0.2553% | 0 | 0% | 0.2553% | 0 | 0% | 0.2553% | 0 | 58.26% | 0.6767% | 0.12245 | 63.24% | 0.6767% | 0.13294 | 91.81% | 0.6767% | 0.19297 | 96.8% | 0.6837% | 0.20557 | 58.26% | 0.6837% | 0.12373 | 55.05% | 0.6837% | 0.11692 | 82.58% | 5.03% | 1.2902 | 2.473% | 5.03% | 0.038634 | 9.785% | 5.03% | 0.15287 | 0% | 2.647% | 0 | 0% | 2.647% | 0 | 0% | 2.647% | 0 |  |  |  | 34.03% | 11.8% | 1.2474 | 0% | 11.8% | 0 | 0% | 11.8% | 0 | 0% | 0.3693% | 0 | 0% | 0.3693% | 0 | 0% | 0.3693% | 0 | 0.4009% | 100% | 0.12453 | 0% | 100% | 0 | 0% | 100% | 0 | 0% | 100% | 0 |  |  | 0.0060802 |  |  | 0.12255 |  |  | 0.0046246 | 100% | 65% |  | 100% | 65% |  | 100% | 65% |  | 100% | 65% |  | 100% | 90% |  | 100% | 90% |  | 100% | 90%
PLACERVILLE 111219712 | 0.015591 | 14.0596 | 40.2712 | 0.70892 | 40.9801 | 0.036908 | 0.022482 | 0.010728 | 0% | 99% | 0 | 0% | 99% | 0 | 0% | 99% | 0 | 0% | 99% | 0 | 0% | 62.53% | 0 | 0% | 62.53% | 0 | 0% | 62.53% | 0 | 0% | 62.53% | 0 | 0.70892 | 77.78% | 1.679% | 0.52597 | 0% | 1.679% | 0 | 0% | 1.679% | 0 | 100% | 0.1778% | 0.071594 | 0% | 0.1778% | 0 | 0% | 0.1778% | 0 | 0% | 0.4882% | 0 | 56.74% | 0.4882% | 0.11155 | 43.23% | 0.4882% | 0.084999 | 99.26% | 0.4976% | 0.1989 | 0.7159% | 0.4976% | 0.0014347 | 52.22% | 0.4976% | 0.10464 | 95.2% | 3.642% | 1.3963 | 3.116% | 3.642% | 0.045702 | 1.54% | 3.642% | 0.022596 | 0% | 3.386% | 0 | 0% | 3.386% | 0 | 0% | 3.386% | 0 |  |  |  | 0% | 11.8% | 0 | 0% | 11.8% | 0 | 0% | 11.8% | 0 | 0% | 0.3794% | 0 | 0% | 0.3794% | 0 | 0% | 0.3794% | 0 | 0% | 100% | 0 | 0% | 100% | 0 | 0% | 100% | 0 | 0% | 100% | 0 |  |  | 0.016054 |  |  | 0.068279 |  |  | 0.033606 | 100% | 65% |  | 100% | 65% |  | 100% | 65% |  | 100% | 65% |  | 100% | 90% |  | 100% | 90% |  | 100% | 90%
DRUM 1101CB | 0.018102 | 2.1646 | 7.4249 | 0.02437 | 7.4493 | 0.0037965 | 0.0077939 | 0.0013707 | 0% | 99% | 0 | 0% | 99% | 0 | 0% | 99% | 0 | 0% | 99% | 0 | 0% | 61.48% | 0 | 0% | 61.48% | 0 | 0% | 61.48% | 0 | 0% | 61.48% | 0 | 0.02437 | 0% | 3.881% | 0 | 0% | 3.881% | 0 | 0% | 3.881% | 0 | 0% | 0.4087% | 0 | 0% | 0.4087% | 0 | 0% | 0.4087% | 0 | 29.3% | 0.9102% | 0.019802 | 34.59% | 0.9102% | 0.023379 | 29.3% | 0.9102% | 0.019802 | 0% | 0.9231% | 0 | 65.41% | 0.9231% | 0.044829 | 34.59% | 0.9231% | 0.02371 | 39.46% | 6.734% | 0.19727 | 51.99% | 6.734% | 0.25995 | 6.553% | 6.734% | 0.032763 | 0% | 1.651% | 0 | 0% | 1.651% | 0 | 0% | 1.651% | 0 |  |  |  | 0% | 11.8% | 0 | 0% | 11.8% | 0 | 0% | 11.8% | 0 | 0% | 0.3613% | 0 | 0% | 0.3613% | 0 | 0% | 0.3613% | 0 | 0% | 100% | 0 | 0% | 100% | 0 | 0% | 100% | 0 | 0% | 100% | 0 |  |  | 0 |  |  | 0.041818 |  |  | 0.0069209 | 100% | 65% |  | 100% | 65% |  | 100% | 65% |  | 100% | 65% |  | 100% | 90% |  | 100% | 90% |  | 100% | 90%
ORO FINO 110265932 | 0.015891 | 5.018 | 33.5869 | 0.55255 | 34.1394 | 0.041276 | 0.013583 | 0.0041158 | 0% | 99% | 0 | 0% | 99% | 0 | 0% | 99% | 0 | 0% | 99% | 0 | 0% | 61.46% | 0 | 0% | 61.46% | 0 | 0% | 61.46% | 0 | 0% | 61.46% | 0 | 0.55255 | 0% | 1.286% | 0 | 0% | 1.286% | 0 | 0% | 1.286% | 0 | 0% | 0.1315% | 0 | 0% | 0.1315% | 0 | 0% | 0.1315% | 0 | 13.05% | 0.3526% | 0.015451 | 75.93% | 0.3526% | 0.089925 | 13.05% | 0.3526% | 0.015451 | 74.92% | 0.3474% | 0.087405 | 24.07% | 0.3474% | 0.028084 | 75.93% | 0.3474% | 0.088587 | 79.56% | 2.593% | 0.69282 | 1.905% | 2.593% | 0.016594 | 4.921% | 2.593% | 0.042859 | 0% | 4.954% | 0 | 40.07% | 4.954% | 0.66668 | 0% | 4.954% | 0 |  |  |  | 35% | 11.8% | 1.3871 | 0% | 11.8% | 0 | 0% | 11.8% | 0 | 0% | 0.3828% | 0 | 0% | 0.3828% | 0 | 0% | 0.3828% | 0 | 0% | 100% | 0 | 0% | 100% | 0 | 0% | 100% | 0 | 0% | 100% | 0 |  |  | 0.0022019 |  |  | 0.045958 |  |  | 0.0035337 | 100% | 65% |  | 100% | 65% |  | 100% | 65% |  | 100% | 65% |  | 100% | 90% |  | 100% | 90% |  | 100% | 90%
KANAKA 1101859138 | 0.015062 | 6.2211 | 20.1374 | 0.18226 | 20.3197 | 0.012068 | 0.019945 | 0.0034828 | 0% | 99% | 0 | 0% | 99% | 0 | 0% | 99% | 0 | 0% | 99% | 0 | 0% | 60.96% | 0 | 0% | 60.96% | 0 | 0% | 60.96% | 0 | 0% | 60.96% | 0 | 0.18226 | 0% | 3.508% | 0 | 0% | 3.508% | 0 | 0% | 3.508% | 0 | 0% | 0.3758% | 0 | 0% | 0.3758% | 0 | 0% | 0.3758% | 0 | 90.79% | 0.8589% | 0.15703 | 0% | 0.8589% | 0 | 90.79% | 0.8589% | 0.15703 | 0% | 0.9007% | 0 | 90.79% | 0.9007% | 0.16467 | 9.212% | 0.9007% | 0.016708 | 82.21% | 6.458% | 1.069 | 9.433% | 6.458% | 0.12266 | 0% | 6.458% | 0 | 0% | 2.275% | 0 | 0% | 2.275% | 0 | 0% | 2.275% | 0 |  |  |  | 0% | 11.8% | 0 | 0% | 11.8% | 0 | 0% | 11.8% | 0 | 55.56% | 0.3715% | 0.041561 | 0% | 0.3715% | 0 | 0% | 0.3715% | 0 | 0% | 100% | 0 | 0% | 100% | 0 | 0% | 100% | 0 | 0% | 100% | 0 |  |  | 0 |  |  | 0 |  |  | 0.00015036 | 100% | 65% |  | 100% | 65% |  | 100% | 65% |  | 100% | 65% |  | 100% | 90% |  | 100% | 90% |  | 100% | 90%
OAKHURST 11015490 | 0.014056 | 27.5869 | 67.4774 | 0.73083 | 68.2083 | 0.042239 | 0.051724 | 0.025503 | 0% | 99% | 0 | 0% | 99% | 0 | 0% | 99% | 0 | 0% | 99% | 0 | 0% | 62.72% | 0 | 0% | 62.72% | 0 | 0% | 62.72% | 0 | 0% | 62.72% | 0 | 0.73083 | 64.71% | 1.933% | 0.844 | 0% | 1.933% | 0 | 0% | 1.933% | 0 | 0% | 0.2232% | 0 | 0% | 0.2232% | 0 | 0% | 0.2232% | 0 | 35.67% | 0.6418% | 0.15448 | 95.76% | 0.6418% | 0.41472 | 37.55% | 0.6418% | 0.16264 | 96.45% | 0.6627% | 0.43132 | 36.86% | 0.6627% | 0.16483 | 94.2% | 0.6627% | 0.42127 | 65.33% | 4.827% | 2.1276 | 2.403% | 4.827% | 0.078253 | 30.51% | 4.827% | 0.99357 | 0% | 2.166% | 0 | 40.07% | 2.166% | 0.58564 | 0% | 2.166% | 0 |  |  |  | 0% | 11.8% | 0 | 0% | 11.8% | 0 | 0% | 11.8% | 0 | 55.56% | 0.3711% | 0.13913 | 0% | 0.3711% | 0 | 0% | 0.3711% | 0 | 0% | 100% | 0 | 0% | 100% | 0 | 0% | 100% | 0 | 0% | 100% | 0 |  |  | 0 |  |  | 0.056051 |  |  | 0.12873 | 100% | 65% |  | 100% | 65% |  | 100% | 65% |  | 100% | 65% |  | 100% | 90% |  | 100% | 90% |  | 100% | 90%
KESWICK 11011590 | 0.015989 | 6.4906 | 17.9333 | 0.48443 | 18.4177 | 0.0074514 | 0.018112 | 0.0062253 | 0% | 99% | 0 | 0% | 99% | 0 | 0% | 99% | 0 | 0% | 99% | 0 | 0% | 61.22% | 0 | 0% | 61.22% | 0 | 0% | 61.22% | 0 | 0% | 61.22% | 0 | 0.48443 | 0% | 3.686% | 0 | 0% | 3.686% | 0 | 0% | 3.686% | 0 | 0% | 0.391% | 0 | 0% | 0.391% | 0 | 0% | 0.391% | 0 | 38.23% | 0.8674% | 0.059469 | 59.77% | 0.8674% | 0.092968 | 38.23% | 0.8674% | 0.059469 | 17.82% | 0.8946% | 0.028587 | 40.23% | 0.8946% | 0.064549 | 59.77% | 0.8946% | 0.095885 | 76.96% | 6.463% | 0.89196 | 23.04% | 6.463% | 0.26702 | 0% | 6.463% | 0 | 0% | 1.518% | 0 | 0% | 1.518% | 0 | 0% | 1.518% | 0 |  |  |  | 35% | 11.8% | 0.74064 | 0% | 11.8% | 0 | 0% | 11.8% | 0 | 0% | 0.3665% | 0 | 0% | 0.3665% | 0 | 0% | 0.3665% | 0 | 0% | 100% | 0 | 0% | 100% | 0 | 0% | 100% | 0 | 0% | 100% | 0 |  |  | 0 |  |  | 0.002343 |  |  | 0 | 100% | 65% |  | 100% | 65% |  | 100% | 65% |  | 100% | 65% |  | 100% | 90% |  | 100% | 90% |  | 100% | 90%
BEAR VALLEY 210513430 | 0.0068296 | 13.4083 | 18.0266 | 0.0043417 | 18.031 | 0.011999 | 0.016058 | 0.0040509 | 0% | 99% | 0 | 0% | 99% | 0 | 0% | 99% | 0 | 0% | 99% | 0 | 0% | 60.27% | 0 | 0% | 60.27% | 0 | 0% | 60.27% | 0 | 0% | 60.27% | 0 | 0.0043417 | 0% | 2.579% | 0 | 0% | 2.579% | 0 | 0% | 2.579% | 0 | 0% | 0.2588% | 0 | 0% | 0.2588% | 0 | 0% | 0.2588% | 0 | 33.28% | 0.7655% | 0.045928 | 47.17% | 0.7655% | 0.065088 | 33.28% | 0.7655% | 0.045928 | 14.04% | 0.7408% | 0.018744 | 33.28% | 0.7408% | 0.044446 | 65.73% | 0.7408% | 0.087786 | 4.049% | 5.608% | 0.040935 | 44% | 5.608% | 0.44483 | 3.891% | 5.608% | 0.039331 | 0% | 2.275% | 0 | 0% | 2.275% | 0 | 0% | 2.275% | 0 |  |  |  | 4.886% | 11.8% | 0.10394 | 0% | 11.8% | 0 | 0% | 11.8% | 0 | 0% | 0.3607% | 0 | 0% | 0.3607% | 0 | 0% | 0.3607% | 0 | 0% | 100% | 0 | 0% | 100% | 0 | 0% | 100% | 0 | 0% | 100% | 0 |  |  | 0.024747 |  |  | 0.0597 |  |  | 0.052097 | 100% | 65% |  | 100% | 65% |  | 100% | 65% |  | 100% | 65% |  | 100% | 90% |  | 100% | 90% |  | 100% | 90%
SHINGLE SPRINGS 210935598 | 0.011098 | 12.0979 | 24.1507 | 0.51794 | 24.6687 | 0.01231 | 0.021234 | 0.0095762 | 6.831% | 99% | 1.6333 | 18.69% | 99% | 4.4688 | 0% | 99% | 0 | 0% | 99% | 0 | 51.28% | 62.79% | 7.7756 | 23.61% | 62.79% | 3.5808 | 0% | 62.79% | 0 | 0% | 62.79% | 0 | 0.51794 | 42.86% | 2.415% | 0.24996 | 0% | 2.415% | 0 | 0% | 2.415% | 0 | 0% | 0.271% | 0 | 0% | 0.271% | 0 | 0% | 0.271% | 0 | 25.07% | 0.7268% | 0.044004 | 73.75% | 0.7268% | 0.12945 | 25.07% | 0.7268% | 0.044004 | 7.233% | 0.7394% | 0.012916 | 25.07% | 0.7394% | 0.044763 | 74.34% | 0.7394% | 0.13275 | 31.44% | 5.419% | 0.41149 | 45.22% | 5.419% | 0.59175 | 7.883% | 5.419% | 0.10317 | 0% | 1.8% | 0 | 0% | 1.8% | 0 | 0% | 1.8% | 0 |  |  |  | 35% | 11.8% | 0.99742 | 0% | 11.8% | 0 | 0% | 11.8% | 0 | 0% | 0.3646% | 0 | 0% | 0.3646% | 0 | 0% | 0.3646% | 0 | 1.381% | 100% | 0.33359 | 0% | 100% | 0 | 0% | 100% | 0 | 0% | 100% | 0 |  |  | 0 |  |  | 0.0096891 |  |  | 0.0011235 | 100% | 65% |  | 100% | 65% |  | 100% | 65% |  | 100% | 65% |  | 100% | 90% |  | 100% | 90% |  | 100% | 90%
HARTLEY 11014710 | 0.014369 | 1.5954 | 3.8483 | 0 | 3.8483 | 0.0015899 | 0.0035154 | 0.0018022 | 0% | 99% | 0 | 0% | 99% | 0 | 0% | 99% | 0 | 0% | 99% | 0 | 0% | 62.36% | 0 | 0% | 62.36% | 0 | 0% | 62.36% | 0 | 0% | 62.36% | 0 | 0 | 0% | 2.47% | 0 | 0% | 2.47% | 0 | 0% | 2.47% | 0 | 0% | 0.2788% | 0 | 0% | 0.2788% | 0 | 0% | 0.2788% | 0 | 0% | 0.7516% | 0 | 96.08% | 0.7516% | 0.027791 | 0% | 0.7516% | 0 | 96.08% | 0.7616% | 0.02816 | 3.916% | 0.7616% | 0.0011478 | 96.08% | 0.7616% | 0.028159 | 100% | 5.602% | 0.21559 | 0% | 5.602% | 0 | 0% | 5.602% | 0 | 0% | 1.258% | 0 | 0% | 1.258% | 0 | 0% | 1.258% | 0 |  |  |  | 20.96% | 11.8% | 0.095165 | 0% | 11.8% | 0 | 0% | 11.8% | 0 | 0% | 0.363% | 0 | 0% | 0.363% | 0 | 0% | 0.363% | 0 | 0% | 100% | 0 | 0% | 100% | 0 | 0% | 100% | 0 | 0% | 100% | 0 |  |  | 0 |  |  | 0 |  |  | 0 | 100% | 65% |  | 100% | 65% |  | 100% | 65% |  | 100% | 65% |  | 100% | 90% |  | 100% | 90% |  | 100% | 90%
VASCO 1102546328 | 0.0032627 | 39.3623 | 43.6273 | 0.44844 | 44.0758 | 0.013069 | 0.046294 | 0.019103 | 0% | 99% | 0 | 0% | 99% | 0 | 0% | 99% | 0 | 0% | 99% | 0 | 0% | 61.27% | 0 | 0% | 61.27% | 0 | 0% | 61.27% | 0 | 0% | 61.27% | 0 | 0.44844 | 0% | 3.108% | 0 | 0% | 3.108% | 0 | 0% | 3.108% | 0 | 0% | 0.3288% | 0 | 0% | 0.3288% | 0 | 0% | 0.3288% | 0 | 19.3% | 0.8831% | 0.074372 | 80.01% | 0.8831% | 0.30825 | 38.65% | 0.8831% | 0.14891 | 99.36% | 0.8614% | 0.37337 | 19.3% | 0.8614% | 0.072543 | 76.49% | 0.8614% | 0.28743 | 69.04% | 6.477% | 1.9508 | 29.4% | 6.477% | 0.83084 | 0% | 6.477% | 0 | 0% | 0.9831% | 0 | 0% | 0.9831% | 0 | 0% | 0.9831% | 0 |  |  |  | 0% | 11.8% | 0 | 0% | 11.8% | 0 | 0% | 11.8% | 0 | 0% | 0.3525% | 0 | 0% | 0.3525% | 0 | 0% | 0.3525% | 0 | 0% | 100% | 0 | 0% | 100% | 0 | 0% | 100% | 0 | 0% | 100% | 0 |  |  | 0 |  |  | 0.072735 |  |  | 0.0064341 | 100% | 65% |  | 100% | 65% |  | 100% | 65% |  | 100% | 65% |  | 100% | 90% |  | 100% | 90% |  | 100% | 90%
BEAR VALLEY 210521160 | 0.0064317 | 24.1894 | 26.3988 | 0.12971 | 26.5285 | 0.01557 | 0.02393 | 0.0084262 | 0% | 99% | 0 | 0% | 99% | 0 | 0% | 99% | 0 | 0% | 99% | 0 | 0% | 61.4% | 0 | 0% | 61.4% | 0 | 0% | 61.4% | 0 | 0% | 61.4% | 0 | 0.12971 | 0% | 2.508% | 0 | 0% | 2.508% | 0 | 0% | 2.508% | 0 | 100% | 0.2641% | 0.06971 | 0% | 0.2641% | 0 | 0% | 0.2641% | 0 | 21.81% | 0.7522% | 0.043313 | 85.78% | 0.7522% | 0.17033 | 21.81% | 0.7522% | 0.043313 | 63.59% | 0.7432% | 0.12477 | 34.55% | 0.7432% | 0.067786 | 85.78% | 0.7432% | 0.1683 | 52.54% | 5.549% | 0.76965 | 35.13% | 5.549% | 0.51459 | 0% | 5.549% | 0 | 0% | 2.023% | 0 | 0% | 2.023% | 0 | 0% | 2.023% | 0 |  |  |  | 35% | 11.8% | 1.0903 | 0% | 11.8% | 0 | 0% | 11.8% | 0 | 0% | 0.362% | 0 | 0% | 0.362% | 0 | 0% | 0.362% | 0 | 0% | 100% | 0 | 1.78% | 100% | 0.46986 | 0% | 100% | 0 | 0% | 100% | 0 |  |  | 0 |  |  | 0.14834 |  |  | 0 | 100% | 65% |  | 100% | 65% |  | 100% | 65% |  | 100% | 65% |  | 100% | 90% |  | 100% | 90% |  | 100% | 90%
CORNING 11021622 | 0.0052826 | 34.1454 | 39.1161 | 0.66071 | 39.7768 | 0.01619 | 0.038692 | 0.016908 | 0% | 99% | 0 | 0% | 99% | 0 | 0% | 99% | 0 | 0% | 99% | 0 | 0% | 61.21% | 0 | 0% | 61.21% | 0 | 0% | 61.21% | 0 | 0% | 61.21% | 0 | 0.66071 | 50% | 2.896% | 0.56637 | 0% | 2.896% | 0 | 0% | 2.896% | 0 | 0% | 0.3051% | 0 | 0% | 0.3051% | 0 | 0% | 0.3051% | 0 | 31.36% | 0.8031% | 0.098532 | 61.72% | 0.8031% | 0.19388 | 69.44% | 0.8031% | 0.21813 | 99.79% | 0.7716% | 0.30119 | 31.36% | 0.7716% | 0.094669 | 54.29% | 0.7716% | 0.16387 | 42.33% | 5.851% | 0.96883 | 0% | 5.851% | 0 | 11.8% | 5.851% | 0.27007 | 0% | 1.362% | 0 | 0% | 1.362% | 0 | 0% | 1.362% | 0 |  |  |  | 29.3% | 11.8% | 1.3526 | 0% | 11.8% | 0 | 0% | 11.8% | 0 | 0% | 0.3531% | 0 | 0% | 0.3531% | 0 | 0% | 0.3531% | 0 | 0% | 100% | 0 | 0% | 100% | 0 | 0% | 100% | 0 | 0% | 100% | 0 |  |  | 0.0057435 |  |  | 0 |  |  | 0.038973 | 100% | 65% |  | 100% | 65% |  | 100% | 65% |  | 100% | 65% |  | 100% | 90% |  | 100% | 90% |  | 100% | 90%
ORO FINO 110276008 | 0.020869 | 17.3985 | 58.7691 | 3.5011 | 62.2702 | 0.07591 | 0.024277 | 0.0078824 | 0% | 99% | 0 | 0% | 99% | 0 | 0% | 99% | 0 | 0% | 99% | 0 | 0% | 61.86% | 0 | 0% | 61.86% | 0 | 0% | 61.86% | 0 | 0% | 61.86% | 0 | 3.5011 | 0% | 1.273% | 0 | 0% | 1.273% | 0 | 0% | 1.273% | 0 | 0% | 0.1316% | 0 | 0% | 0.1316% | 0 | 0% | 0.1316% | 0 | 59.32% | 0.3438% | 0.11986 | 40.31% | 0.3438% | 0.081439 | 59.35% | 0.3438% | 0.11992 | 27.33% | 0.3438% | 0.055217 | 59.69% | 0.3438% | 0.1206 | 40.31% | 0.3438% | 0.081435 | 79.98% | 2.541% | 1.1942 | 17.34% | 2.541% | 0.2589 | 2.011% | 2.541% | 0.030028 | 33.31% | 4.933% | 0.96585 | 0% | 4.933% | 0 | 0% | 4.933% | 0 |  |  |  | 35% | 11.8% | 2.4272 | 0% | 11.8% | 0 | 0% | 11.8% | 0 | 0% | 0.3843% | 0 | 0% | 0.3843% | 0 | 0% | 0.3843% | 0 | 0% | 100% | 0 | 0% | 100% | 0 | 0% | 100% | 0 | 0% | 100% | 0 |  |  | 0.20842 |  |  | 0.054161 |  |  | 0.00997 | 100% | 65% |  | 100% | 65% |  | 100% | 65% |  | 100% | 65% |  | 100% | 90% |  | 100% | 90% |  | 100% | 90%
UPPER LAKE 110175370 | 0.0089653 | 11.1324 | 34.9905 | 0.24256 | 35.2331 | 0.025075 | 0.027034 | 0.012405 | 0% | 99% | 0 | 0% | 99% | 0 | 0% | 99% | 0 | 42.39% | 99% | 14.6826 | 0% | 62.79% | 0 | 0% | 62.79% | 0 | 0% | 62.79% | 0 | 0% | 62.79% | 0 | 0.24256 | 0% | 2.272% | 0 | 0% | 2.272% | 0 | 0% | 2.272% | 0 | 0% | 0.2499% | 0 | 0% | 0.2499% | 0 | 0% | 0.2499% | 0 | 6.691% | 0.6242% | 0.014614 | 89.04% | 0.6242% | 0.19446 | 6.691% | 0.6242% | 0.014614 | 89.04% | 0.6349% | 0.19779 | 6.691% | 0.6349% | 0.014864 | 89.04% | 0.6349% | 0.19779 | 46.24% | 4.642% | 0.75102 | 15.51% | 4.642% | 0.25198 | 36.96% | 4.642% | 0.60028 | 0% | 2.47% | 0 | 0% | 2.47% | 0 | 45.22% | 2.47% | 0.39076 |  |  |  | 0% | 11.8% | 0 | 0% | 11.8% | 0 | 0% | 11.8% | 0 | 0% | 0.3708% | 0 | 0% | 0.3708% | 0 | 0% | 0.3708% | 0 | 0% | 100% | 0 | 0% | 100% | 0 | 0% | 100% | 0 | 0% | 100% | 0 |  |  | 0.0005248 |  |  | 0.020735 |  |  | 0.015397 | 100% | 65% |  | 100% | 65% |  | 100% | 65% |  | 100% | 65% |  | 100% | 90% |  | 100% | 90% |  | 100% | 90%
MIDDLETOWN 11014646 | 0.013549 | 15.9247 | 67.7627 | 1.5223 | 69.285 | 0.066792 | 0.048708 | 0.010034 | 0% | 99% | 0 | 0% | 99% | 0 | 0% | 99% | 0 | 43.81% | 99% | 29.3913 | 10.14% | 62.11% | 4.2676 | 0% | 62.11% | 0 | 0% | 62.11% | 0 | 0% | 62.11% | 0 | 1.5223 | 0% | 2.555% | 0 | 0% | 2.555% | 0 | 0% | 2.555% | 0 | 0% | 0.2659% | 0 | 0% | 0.2659% | 0 | 0% | 0.2659% | 0 | 75.81% | 0.5964% | 0.30638 | 1.225% | 0.5964% | 0.004949 | 80.01% | 0.5964% | 0.32338 | 0% | 0.6108% | 0 | 98.03% | 0.6108% | 0.40575 | 1.529% | 0.6108% | 0.0063283 | 65.85% | 4.429% | 1.9764 | 30.7% | 4.429% | 0.92139 | 2.667% | 4.429% | 0.080033 | 0% | 3.613% | 0 | 40.07% | 3.613% | 0.98094 | 0% | 3.613% | 0 |  |  |  | 34.44% | 11.8% | 2.7535 | 0% | 11.8% | 0 | 0% | 11.8% | 0 | 0% | 0.3774% | 0 | 0% | 0.3774% | 0 | 0% | 0.3774% | 0 | 0% | 100% | 0 | 0% | 100% | 0 | 0% | 100% | 0 | 0% | 100% | 0 |  |  | 0.024242 |  |  | 0.02654 |  |  | 0.035664 | 100% | 65% |  | 100% | 65% |  | 100% | 65% |  | 100% | 65% |  | 100% | 90% |  | 100% | 90% |  | 100% | 90%
COVELO 1101536 | 0.0088043 | 0 | 6.8165 | 0.00087535 | 6.8174 | 0.0056961 | 0.0050605 | 0.0018886 | 0% | 99% | 0 | 0% | 99% | 0 | 0% | 99% | 0 | 0% | 99% | 0 | 0% | 63.08% | 0 | 0% | 63.08% | 0 | 0% | 63.08% | 0 | 0% | 63.08% | 0 | 0.00087535 | 0% | 2.626% | 0 | 0% | 2.626% | 0 | 0% | 2.626% | 0 | 0% | 0.2873% | 0 | 0% | 0.2873% | 0 | 0% | 0.2873% | 0 | 0% | 0.6006% | 0 | 58.01% | 0.6006% | 0.023747 | 0% | 0.6006% | 0 | 58.01% | 0.6312% | 0.024958 | 41.98% | 0.6312% | 0.01806 | 58.01% | 0.6312% | 0.024958 | 0% | 4.499% | 0 | 0% | 4.499% | 0 | 0% | 4.499% | 0 | 0% | 2.776% | 0 | 0% | 2.776% | 0 | 0% | 2.776% | 0 |  |  |  | 22.43% | 11.8% | 0.1804 | 0% | 11.8% | 0 | 0% | 11.8% | 0 | 0% | 0.3778% | 0 | 0% | 0.3778% | 0 | 0% | 0.3778% | 0 | 0% | 100% | 0 | 0% | 100% | 0 | 0% | 100% | 0 | 0% | 100% | 0 |  |  | 0 |  |  | 0 |  |  | 0 |  |  |  |  | 65% |  |  | 65% |  | 100% | 65%
CURTIS 17039210 | 0.0069842 | 22.4074 | 33.0196 | 0.09606 | 33.1156 | 0.018011 | 0.031315 | 0.01194 | 0% | 99% | 0 | 0% | 99% | 0 | 0% | 99% | 0 | 0% | 99% | 0 | 0% | 61.24% | 0 | 0% | 61.24% | 0 | 0% | 61.24% | 0 | 0% | 61.24% | 0 | 0.09606 | 0% | 2.864% | 0 | 0% | 2.864% | 0 | 0% | 2.864% | 0 | 0% | 0.3102% | 0 | 0% | 0.3102% | 0 | 0% | 0.3102% | 0 | 0% | 0.7615% | 0 | 88.59% | 0.7615% | 0.22274 | 11.17% | 0.7615% | 0.028084 | 99.76% | 0.7628% | 0.25126 | 0% | 0.7628% | 0 | 83.93% | 0.7628% | 0.21139 | 49.21% | 5.626% | 0.91428 | 37.4% | 5.626% | 0.69488 | 0.7599% | 5.626% | 0.014117 | 0% | 1.754% | 0 | 0% | 1.754% | 0 | 0% | 1.754% | 0 |  |  |  | 35% | 11.8% | 1.3637 | 0% | 11.8% | 0 | 0% | 11.8% | 0 | 0% | 0.362% | 0 | 0% | 0.362% | 0 | 0% | 0.362% | 0 | 0% | 100% | 0 | 0% | 100% | 0 | 0% | 100% | 0 | 0% | 100% | 0 |  |  | 0.0034353 |  |  | 0.0010988 |  |  | 0.0024414 | 100% | 65% |  | 100% | 65% |  | 100% | 65% |  | 100% | 65% |  | 100% | 90% |  | 100% | 90% |  | 100% | 90%
MIWUK 170236888 | 0.022171 | 0.75203 | 2.0368 | 0.007703 | 2.0445 | 0.0012522 | 0.0019926 | 0.00053655 | 0% | 99% | 0 | 0% | 99% | 0 | 0% | 99% | 0 | 0% | 99% | 0 | 0% | 61.03% | 0 | 0% | 61.03% | 0 | 0% | 61.03% | 0 | 0% | 61.03% | 0 | 0.007703 | 0% | 2.643% | 0 | 0% | 2.643% | 0 | 0% | 2.643% | 0 | 0% | 0.2913% | 0 | 0% | 0.2913% | 0 | 0% | 0.2913% | 0 | 95.99% | 0.7858% | 0.015363 | 0% | 0.7858% | 0 | 95.99% | 0.7858% | 0.015363 | 0% | 0.7883% | 0 | 95.99% | 0.7883% | 0.015413 | 2.326% | 0.7883% | 0.0003735 | 65.47% | 5.829% | 0.077731 | 33.81% | 5.829% | 0.040147 | 0% | 5.829% | 0 | 0% | 1.723% | 0 | 0% | 1.723% | 0 | 0% | 1.723% | 0 |  |  |  | 0% | 11.8% | 0 | 0% | 11.8% | 0 | 0% | 11.8% | 0 | 0% | 0.3611% | 0 | 0% | 0.3611% | 0 | 0% | 0.3611% | 0 | 0% | 100% | 0 | 0% | 100% | 0 | 0% | 100% | 0 | 0% | 100% | 0 |  |  | 0.091543 |  |  | 0 |  |  | 0 | 100% | 65% |  | 100% | 65% |  | 100% | 65% |  | 100% | 65% |  | 100% | 90% |  | 100% | 90% |  | 100% | 90%
CLAYTON 2212204416 | 0.011731 | 12.869 | 25.5309 | 1.1008 | 26.6317 | 0.023314 | 0.019227 | 0.0049197 | 0% | 99% | 0 | 0% | 99% | 0 | 0% | 99% | 0 | 0% | 99% | 0 | 0% | 62.19% | 0 | 0% | 62.19% | 0 | 0% | 62.19% | 0 | 0% | 62.19% | 0 | 1.1008 | 66.67% | 2.388% | 0.40647 | 0% | 2.388% | 0 | 0% | 2.388% | 0 | 0% | 0.2497% | 0 | 0% | 0.2497% | 0 | 0% | 0.2497% | 0 | 64.57% | 0.6156% | 0.10148 | 16.78% | 0.6156% | 0.026375 | 67.05% | 0.6156% | 0.10537 | 10.21% | 0.6157% | 0.016053 | 83.22% | 0.6157% | 0.13081 | 16.78% | 0.6157% | 0.026379 | 85.96% | 4.543% | 0.99714 | 8.294% | 4.543% | 0.096206 | 5.647% | 4.543% | 0.065507 | 0% | 2.922% | 0 | 0% | 2.922% | 0 | 45.22% | 2.922% | 0.33737 |  |  |  | 0% | 11.8% | 0 | 0% | 11.8% | 0 | 0% | 11.8% | 0 | 55.56% | 0.3717% | 0.052717 | 0% | 0.3717% | 0 | 0% | 0.3717% | 0 | 0% | 100% | 0 | 0% | 100% | 0 | 0% | 100% | 0 | 0% | 100% | 0 |  |  | 0.025629 |  |  | 0.021265 |  |  | 0.056073 | 100% | 65% |  | 100% | 65% |  | 100% | 65% |  | 100% | 65% |  | 100% | 90% |  | 100% | 90% |  | 100% | 90%
LUCERNE 11034200 | 0.0065801 | 4.0381 | 9.25 | 0.15798 | 9.408 | 0.0037856 | 0.0089905 | 0.0044947 | 0% | 99% | 0 | 0% | 99% | 0 | 0% | 99% | 0 | 0% | 99% | 0 | 0% | 62.25% | 0 | 0% | 62.25% | 0 | 0% | 62.25% | 0 | 0% | 62.25% | 0 | 0.15798 | 50% | 2.517% | 0.11641 | 0% | 2.517% | 0 | 0% | 2.517% | 0 | 0% | 0.2863% | 0 | 0% | 0.2863% | 0 | 0% | 0.2863% | 0 | 0% | 0.7596% | 0 | 83.96% | 0.7596% | 0.05899 | 16.04% | 0.7596% | 0.011271 | 100% | 0.7604% | 0.070341 | 0% | 0.7604% | 0 | 83.96% | 0.7604% | 0.059057 | 28.8% | 5.629% | 0.14995 | 16.69% | 5.629% | 0.086881 | 0% | 5.629% | 0 | 0% | 1.281% | 0 | 0% | 1.281% | 0 | 0% | 1.281% | 0 |  |  |  | 15.03% | 11.8% | 0.16408 | 0% | 11.8% | 0 | 0% | 11.8% | 0 | 0% | 0.3587% | 0 | 0% | 0.3587% | 0 | 0% | 0.3587% | 0 | 0% | 100% | 0 | 0% | 100% | 0 | 0% | 100% | 0 | 0% | 100% | 0 |  |  | 0 |  |  | 0.014843 |  |  | 0 | 100% | 65% |  | 100% | 65% |  | 100% | 65% |  | 100% | 65% |  | 100% | 90% |  | 100% | 90% |  | 100% | 90%
SHINGLE SPRINGS 210911092 | 0.011346 | 23.7773 | 56.7895 | 0.6712 | 57.4607 | 0.046411 | 0.038865 | 0.020994 | 0% | 99% | 0 | 0% | 99% | 0 | 0% | 99% | 0 | 0% | 99% | 0 | 0% | 62.88% | 0 | 0% | 62.88% | 0 | 0% | 62.88% | 0 | 0% | 62.88% | 0 | 0.6712 | 66.67% | 1.752% | 0.66317 | 0% | 1.752% | 0 | 0% | 1.752% | 0 | 0% | 0.198% | 0 | 0% | 0.198% | 0 | 0% | 0.198% | 0 | 0% | 0.5433% | 0 | 41.2% | 0.5433% | 0.12713 | 57.5% | 0.5433% | 0.17741 | 88.59% | 0.5586% | 0.28101 | 0% | 0.5586% | 0 | 26.86% | 0.5586% | 0.085194 | 80.55% | 4.071% | 1.8623 | 16.6% | 4.071% | 0.38374 | 1.663% | 4.071% | 0.038448 | 0% | 3.101% | 0 | 0% | 3.101% | 0 | 0% | 3.101% | 0 |  |  |  | 35% | 11.8% | 2.3454 | 0% | 11.8% | 0 | 0% | 11.8% | 0 | 0% | 0.375% | 0 | 0% | 0.375% | 0 | 0% | 0.375% | 0 | 0.6328% | 100% | 0.35936 | 0.343% | 100% | 0.19477 | 0% | 100% | 0 | 0% | 100% | 0 |  |  | 0.23589 |  |  | 0 |  |  | 0.0053978 | 100% | 65% |  | 100% | 65% |  | 100% | 65% |  | 100% | 65% |  | 100% | 90% |  | 100% | 90% |  | 100% | 90%
MARIPOSA 2101929360 | 0.033407 | 0.067118 | 0.085249 | 0 | 0.085249 | 5.7355e-06 | 0.00013154 | 2.2965e-05 | 0% | 99% | 0 | 0% | 99% | 0 | 0% | 99% | 0 | 0% | 99% | 0 | 0% | 59.99% | 0 | 0% | 59.99% | 0 | 0% | 59.99% | 0 | 0% | 59.99% | 0 | 0 | 0% | 1.081% | 0 | 0% | 1.081% | 0 | 0% | 1.081% | 0 | 0% | 0.2818% | 0 | 0% | 0.2818% | 0 | 0% | 0.2818% | 0 | 0% | 1.014% | 0 | 0% | 1.014% | 0 | 0% | 1.014% | 0 | 0% | 1.023% | 0 | 0% | 1.023% | 0 | 0% | 1.023% | 0 | 0% | 7.611% | 0 | 0% | 7.611% | 0 | 0% | 7.611% | 0 | 0% | 0.1855% | 0 | 0% | 0.1855% | 0 | 0% | 0.1855% | 0 |  |  |  | 0% | 11.8% | 0 | 0% | 11.8% | 0 | 0% | 11.8% | 0 | 0% | 0.3063% | 0 | 0% | 0.3063% | 0 | 0% | 0.3063% | 0 | 0% | 100% | 0 | 0% | 100% | 0 | 0% | 100% | 0 | 0% | 100% | 0 |  |  | 0 |  |  | 0 |  |  | 0 | 100% | 65% |  | 100% | 65% |  | 100% | 65% |  | 100% | 65% |  | 100% | 90% |  | 100% | 90% |  | 100% | 90%
TASSAJARA 2112791386 | 0.012505 | 2.4789 | 5.6718 | 0.11786 | 5.7897 | 0.0025217 | 0.0066174 | 0.0015292 | 0% | 99% | 0 | 0% | 99% | 0 | 0% | 99% | 0 | 0% | 99% | 0 | 0% | 63.48% | 0 | 0% | 63.48% | 0 | 0% | 63.48% | 0 | 0% | 63.48% | 0 | 0.11786 | 0% | 4.088% | 0 | 0% | 4.088% | 0 | 0% | 4.088% | 0 | 0% | 0.4488% | 0 | 0% | 0.4488% | 0 | 0% | 0.4488% | 0 | 0% | 0.9285% | 0 | 0% | 0.9285% | 0 | 0% | 0.9285% | 0 | 0% | 0.9782% | 0 | 100% | 0.9782% | 0.05548 | 0% | 0.9782% | 0 | 19.42% | 6.958% | 0.07663 | 0% | 6.958% | 0 | 0% | 6.958% | 0 | 0% | 1.149% | 0 | 0% | 1.149% | 0 | 0% | 1.149% | 0 |  |  |  | 0% | 11.8% | 0 | 0% | 11.8% | 0 | 0% | 11.8% | 0 | 0% | 0.3659% | 0 | 0% | 0.3659% | 0 | 0% | 0.3659% | 0 | 0% | 100% | 0 | 0% | 100% | 0 | 0% | 100% | 0 | 0% | 100% | 0 |  |  | 0 |  |  | 0 |  |  | 0 | 100% | 65% |  | 100% | 65% |  | 100% | 65% |  | 100% | 65% |  | 100% | 90% |  | 100% | 90% |  | 100% | 90%
FRENCH GULCH 11021462 | 0.0080404 | 9.881 | 12.4569 | 0.28806 | 12.745 | 0.0047327 | 0.013186 | 0.0055827 | 0% | 99% | 0 | 0% | 99% | 0 | 0% | 99% | 0 | 0% | 99% | 0 | 0% | 61.37% | 0 | 0% | 61.37% | 0 | 0% | 61.37% | 0 | 0% | 61.37% | 0 | 0.28806 | 0% | 3.408% | 0 | 0% | 3.408% | 0 | 0% | 3.408% | 0 | 0% | 0.3613% | 0 | 0% | 0.3613% | 0 | 0% | 0.3613% | 0 | 0% | 0.8486% | 0 | 86.8% | 0.8486% | 0.091761 | 13.2% | 0.8486% | 0.013949 | 100% | 0.8599% | 0.10711 | 0% | 0.8599% | 0 | 86.8% | 0.8599% | 0.092978 | 44.51% | 6.292% | 0.34881 | 50.74% | 6.292% | 0.39769 | 0% | 6.292% | 0 | 0% | 1.098% | 0 | 0% | 1.098% | 0 | 0% | 1.098% | 0 |  |  |  | 34.93% | 11.8% | 0.51343 | 0% | 11.8% | 0 | 0% | 11.8% | 0 | 0% | 0.3628% | 0 | 0% | 0.3628% | 0 | 0% | 0.3628% | 0 | 0% | 100% | 0 | 0% | 100% | 0 | 0% | 100% | 0 | 0% | 100% | 0 |  |  | 0 |  |  | 0.0024595 |  |  | 0 | 100% | 65% |  | 100% | 65% |  | 100% | 65% |  | 100% | 65% |  | 100% | 90% |  | 100% | 90% |  | 100% | 90%
TEJON 11023760 | 0.007218 | 6.4769 | 11.6424 | 0 | 11.6424 | 0.0060746 | 0.013946 | 0.0020528 | 0% | 99% | 0 | 0% | 99% | 0 | 0% | 99% | 0 | 0% | 99% | 0 | 0% | 59.7% | 0 | 0% | 59.7% | 0 | 0% | 59.7% | 0 | 0% | 59.7% | 0 | 0 | 0% | 3.628% | 0 | 0% | 3.628% | 0 | 0% | 3.628% | 0 | 0% | 0.3614% | 0 | 0% | 0.3614% | 0 | 0% | 0.3614% | 0 | 23.91% | 0.9668% | 0.026916 | 100% | 0.9668% | 0.11256 | 23.91% | 0.9668% | 0.026916 | 100% | 0.9136% | 0.10636 | 23.91% | 0.9136% | 0.025434 | 88.96% | 0.9136% | 0.09462 | 1.256% | 7.008% | 0.010247 | 90.22% | 7.008% | 0.73606 | 0% | 7.008% | 0 | 0% | 0.26% | 0 | 0% | 0.26% | 0 | 0% | 0.26% | 0 |  |  |  | 34.65% | 11.8% | 0.47605 | 0% | 11.8% | 0 | 0% | 11.8% | 0 | 0% | 0.3467% | 0 | 0% | 0.3467% | 0 | 0% | 0.3467% | 0 | 0% | 100% | 0 | 0% | 100% | 0 | 0% | 100% | 0 | 0% | 100% | 0 |  |  | 0 |  |  | 0.0047198 |  |  | 0 | 100% | 65% |  | 100% | 65% |  | 100% | 65% |  | 100% | 65% |  | 100% | 90% |  | 100% | 90% |  | 100% | 90%
COLUMBIA HILL 110135424 | 0.017167 | 15.6426 | 43.1543 | 4.55 | 47.7043 | 0.042901 | 0.028933 | 0.009987 | 0% | 99% | 0 | 0% | 99% | 0 | 0% | 99% | 0 | 0% | 99% | 0 | 0% | 62.08% | 0 | 0% | 62.08% | 0 | 0% | 62.08% | 0 | 0% | 62.08% | 0 | 4.55 | 0% | 1.992% | 0 | 0% | 1.992% | 0 | 0% | 1.992% | 0 | 0% | 0.2131% | 0 | 0% | 0.2131% | 0 | 0% | 0.2131% | 0 | 77.37% | 0.5353% | 0.17873 | 0% | 0.5353% | 0 | 77.37% | 0.5353% | 0.17873 | 0% | 0.5442% | 0 | 99.53% | 0.5442% | 0.23376 | 0% | 0.5442% | 0 | 92.47% | 3.98% | 1.5881 | 4.958% | 3.98% | 0.085153 | 0.7154% | 3.98% | 0.012288 | 0% | 3.376% | 0 | 0% | 3.376% | 0 | 0% | 3.376% | 0 |  |  |  | 0% | 11.8% | 0 | 35% | 11.8% | 1.7823 | 0% | 11.8% | 0 | 0% | 0.3766% | 0 | 0% | 0.3766% | 0 | 0% | 0.3766% | 0 | 0% | 100% | 0 | 0% | 100% | 0 | 0% | 100% | 0 | 0% | 100% | 0 |  |  | 0.26155 |  |  | 0.078372 |  |  | 0.027901 | 100% | 65% |  | 100% | 65% |  | 100% | 65% |  | 100% | 65% |  | 100% | 90% |  | 100% | 90% |  | 100% | 90%
PINE GROVE 1102CB | 0.014761 | 12.2273 | 32.5406 | 2.2497 | 34.7903 | 0.029566 | 0.023641 | 0.0085481 | 0% | 99% | 0 | 0% | 99% | 0 | 0% | 99% | 0 | 0% | 99% | 0 | 0% | 61.62% | 0 | 0% | 61.62% | 0 | 0% | 61.62% | 0 | 0% | 61.62% | 0 | 2.2497 | 83.33% | 1.939% | 0.52571 | 0% | 1.939% | 0 | 0% | 1.939% | 0 | 0% | 0.2094% | 0 | 0% | 0.2094% | 0 | 0% | 0.2094% | 0 | 0% | 0.5779% | 0 | 66.25% | 0.5779% | 0.12458 | 33.75% | 0.5779% | 0.06347 | 90.85% | 0.586% | 0.17325 | 0% | 0.586% | 0 | 66.25% | 0.586% | 0.12632 | 88.6% | 4.306% | 1.2415 | 3.44% | 4.306% | 0.048197 | 1.879% | 4.306% | 0.026332 | 0% | 3.253% | 0 | 0% | 3.253% | 0 | 45.22% | 3.253% | 0.47865 |  |  |  | 0% | 11.8% | 0 | 0% | 11.8% | 0 | 0% | 11.8% | 0 | 0% | 0.3741% | 0 | 0% | 0.3741% | 0 | 0% | 0.3741% | 0 | 0% | 100% | 0 | 0% | 100% | 0 | 0% | 100% | 0 | 0% | 100% | 0 |  |  | 0.0037996 |  |  | 0.023551 |  |  | 0.035743 | 100% | 65% |  | 100% | 65% |  | 100% | 65% |  | 100% | 65% |  | 100% | 90% |  | 100% | 90% |  | 100% | 90%
MARIPOSA 2101CB | 0.019246 | 2.73 | 8.8635 | 0 | 8.8635 | 0.0040843 | 0.0086442 | 0.0041523 | 0% | 99% | 0 | 0% | 99% | 0 | 0% | 99% | 0 | 0% | 99% | 0 | 0% | 63.13% | 0 | 97.27% | 63.13% | 5.4428 | 0% | 63.13% | 0 | 0% | 63.13% | 0 | 0 | 0% | 2.155% | 0 | 0% | 2.155% | 0 | 0% | 2.155% | 0 | 0% | 0.2658% | 0 | 0% | 0.2658% | 0 | 0% | 0.2658% | 0 | 94.21% | 0.7296% | 0.060923 | 25.48% | 0.7296% | 0.01648 | 94.21% | 0.7296% | 0.060923 | 25.48% | 0.7497% | 0.016933 | 100% | 0.7497% | 0.066449 | 25.48% | 0.7497% | 0.016933 | 20.52% | 5.47% | 0.099505 | 78.44% | 5.47% | 0.38026 | 1.039% | 5.47% | 0.0050377 | 0% | 1.312% | 0 | 0% | 1.312% | 0 | 0% | 1.312% | 0 |  |  |  | 0% | 11.8% | 0 | 0% | 11.8% | 0 | 0% | 11.8% | 0 | 0% | 0.3603% | 0 | 0% | 0.3603% | 0 | 0% | 0.3603% | 0 | 0% | 100% | 0 | 0% | 100% | 0 | 0% | 100% | 0 | 0% | 100% | 0 |  |  | 0 |  |  | 0.01105 |  |  | 0 | 100% | 65% |  | 100% | 65% |  | 100% | 65% |  | 100% | 65% |  | 100% | 90% |  | 100% | 90% |  | 100% | 90%
BUTTE 1105612016 | 0.0077053 | 5.5273 | 8.025 | 0.22433 | 8.2494 | 0.0059486 | 0.0069243 | 0.002454 | 0% | 99% | 0 | 0% | 99% | 0 | 0% | 99% | 0 | 0% | 99% | 0 | 0% | 62.23% | 0 | 0% | 62.23% | 0 | 0% | 62.23% | 0 | 0% | 62.23% | 0 | 0.22433 | 100% | 2.641% | 0.21193 | 0% | 2.641% | 0 | 0% | 2.641% | 0 | 0% | 0.2821% | 0 | 0% | 0.2821% | 0 | 0% | 0.2821% | 0 | 91.13% | 0.6798% | 0.049718 | 8.348% | 0.6798% | 0.0045543 | 91.13% | 0.6798% | 0.049718 | 0.08605% | 0.6886% | 4.755e-05 | 91.13% | 0.6886% | 0.050361 | 8.782% | 0.6886% | 0.0048532 | 84.2% | 5.041% | 0.34063 | 4.612% | 5.041% | 0.018658 | 11.18% | 5.041% | 0.045241 | 0% | 2.542% | 0 | 0% | 2.542% | 0 | 0% | 2.542% | 0 |  |  |  | 0% | 11.8% | 0 | 0% | 11.8% | 0 | 0% | 11.8% | 0 | 0% | 0.3695% | 0 | 0% | 0.3695% | 0 | 0% | 0.3695% | 0 | 0% | 100% | 0 | 0% | 100% | 0 | 0% | 100% | 0 | 0% | 100% | 0 |  |  | 0 |  |  | 0 |  |  | 0.0075457 | 100% | 65% |  | 100% | 65% |  | 100% | 65% |  | 100% | 65% |  | 100% | 90% |  | 100% | 90% |  | 100% | 90%
MIDDLETOWN 1101644756 | 0.013349 | 6.1785 | 49.0956 | 0.21407 | 49.3096 | 0.056026 | 0.029284 | 0.0086997 | 0% | 99% | 0 | 0% | 99% | 0 | 0% | 99% | 0 | 0% | 99% | 0 | 0% | 62.37% | 0 | 0% | 62.37% | 0 | 0% | 62.37% | 0 | 0% | 62.37% | 0 | 0.21407 | 66.67% | 1.907% | 0.62419 | 0% | 1.907% | 0 | 0% | 1.907% | 0 | 0% | 0.2028% | 0 | 0% | 0.2028% | 0 | 0% | 0.2028% | 0 | 93.79% | 0.4705% | 0.21664 | 3.788% | 0.4705% | 0.0087494 | 94% | 0.4705% | 0.21711 | 1.923% | 0.4762% | 0.0044955 | 93.79% | 0.4762% | 0.21926 | 3.788% | 0.4762% | 0.0088553 | 45.68% | 3.483% | 0.78099 | 53.55% | 3.483% | 0.91555 | 0% | 3.483% | 0 | 0% | 3.859% | 0 | 40.07% | 3.859% | 0.75916 | 0% | 3.859% | 0 |  |  |  | 35% | 11.8% | 2.0276 | 0% | 11.8% | 0 | 0% | 11.8% | 0 | 0% | 0.3791% | 0 | 0% | 0.3791% | 0 | 0% | 0.3791% | 0 | 0% | 100% | 0 | 0% | 100% | 0 | 0% | 100% | 0 | 0% | 100% | 0 |  |  | 0.021032 |  |  | 0.078304 |  |  | 0.0033937 | 100% | 65% |  | 100% | 65% |  | 100% | 65% |  | 100% | 65% |  | 100% | 90% |  | 100% | 90% |  | 100% | 90%
ANTLER 11011384 | 0.038738 | 10.3375 | 46.4286 | 0.4479 | 46.8765 | 0.043007 | 0.033176 | 0.012921 | 0% | 99% | 0 | 0% | 99% | 0 | 0% | 99% | 0 | 0% | 99% | 0 | 0% | 62.06% | 0 | 0% | 62.06% | 0 | 0% | 62.06% | 0 | 0% | 62.06% | 0 | 0.4479 | 0% | 2.031% | 0 | 0% | 2.031% | 0 | 0% | 2.031% | 0 | 0% | 0.2186% | 0 | 0% | 0.2186% | 0 | 0% | 0.2186% | 0 | 0% | 0.564% | 0 | 93.36% | 0.564% | 0.24448 | 6.639% | 0.564% | 0.017386 | 100% | 0.5753% | 0.2671 | 0% | 0.5753% | 0 | 93.36% | 0.5753% | 0.24936 | 67.05% | 4.203% | 1.3085 | 32.95% | 4.203% | 0.6431 | 0% | 4.203% | 0 | 0% | 2.771% | 0 | 0% | 2.771% | 0 | 0% | 2.771% | 0 |  |  |  | 35% | 11.8% | 1.9175 | 0% | 11.8% | 0 | 0% | 11.8% | 0 | 55.56% | 0.3757% | 0.09692 | 0% | 0.3757% | 0 | 0% | 0.3757% | 0 | 0% | 100% | 0 | 0% | 100% | 0 | 0% | 100% | 0 | 0% | 100% | 0 |  |  | 0.029132 |  |  | 0 |  |  | 0 | 100% | 65% |  | 100% | 65% |  | 100% | 65% |  | 100% | 65% |  | 100% | 90% |  | 100% | 90% |  | 100% | 90%
COVELO 1101516510 | 0.008836 | 3.8133 | 14.9836 | 0.03195 | 15.0156 | 0.013599 | 0.010948 | 0.0042529 | 0% | 99% | 0 | 0% | 99% | 0 | 0% | 99% | 0 | 0% | 99% | 0 | 0% | 62.17% | 0 | 0% | 62.17% | 0 | 0% | 62.17% | 0 | 0% | 62.17% | 0 | 0.03195 | 0% | 2.073% | 0 | 0% | 2.073% | 0 | 0% | 2.073% | 0 | 100% | 0.2193% | 0.032858 | 0% | 0.2193% | 0 | 0% | 0.2193% | 0 | 0% | 0.5765% | 0 | 37.8% | 0.5765% | 0.032658 | 0% | 0.5765% | 0 | 37.8% | 0.5786% | 0.032773 | 59.29% | 0.5786% | 0.0514 | 37.8% | 0.5786% | 0.032773 | 70.84% | 4.272% | 0.45347 | 28.27% | 4.272% | 0.18094 | 0% | 4.272% | 0 | 0% | 3.037% | 0 | 0% | 3.037% | 0 | 0% | 3.037% | 0 |  |  |  | 22.43% | 11.8% | 0.39654 | 0% | 11.8% | 0 | 0% | 11.8% | 0 | 0% | 0.3737% | 0 | 0% | 0.3737% | 0 | 0% | 0.3737% | 0 | 0% | 100% | 0 | 0% | 100% | 0 | 0% | 100% | 0 | 0% | 100% | 0 |  |  | 0 |  |  | 0 |  |  | 0 | 100% | 65% |  | 100% | 65% |  | 100% | 65% |  | 100% | 65% |  | 100% | 90% |  | 100% | 90% |  | 100% | 90%
MIDDLETOWN 1101352182 | 0.013904 | 2.0855 | 5.714 | 0.030672 | 5.7447 | 0.0033193 | 0.0062036 | 0.0015042 | 0% | 99% | 0 | 0% | 99% | 0 | 0% | 99% | 0 | 0% | 99% | 0 | 0% | 62.76% | 0 | 0% | 62.76% | 0 | 0% | 62.76% | 0 | 0% | 62.76% | 0 | 0.030672 | 0% | 3.585% | 0 | 0% | 3.585% | 0 | 0% | 3.585% | 0 | 0% | 0.3977% | 0 | 0% | 0.3977% | 0 | 0% | 0.3977% | 0 | 95.2% | 0.836% | 0.045478 | 0% | 0.836% | 0 | 95.2% | 0.836% | 0.045478 | 0% | 0.8792% | 0 | 100% | 0.8792% | 0.050239 | 0% | 0.8792% | 0 | 75.83% | 6.266% | 0.27148 | 24.17% | 6.266% | 0.086552 | 0% | 6.266% | 0 | 0% | 1.828% | 0 | 0% | 1.828% | 0 | 0% | 1.828% | 0 |  |  |  | 35% | 11.8% | 0.23599 | 0% | 11.8% | 0 | 0% | 11.8% | 0 | 0% | 0.3677% | 0 | 0% | 0.3677% | 0 | 0% | 0.3677% | 0 | 0% | 100% | 0 | 0% | 100% | 0 | 0% | 100% | 0 | 0% | 100% | 0 |  |  | 0 |  |  | 0.030226 |  |  | 0 | 100% | 65% |  | 100% | 65% |  | 100% | 65% |  | 100% | 65% |  | 100% | 90% |  | 100% | 90% |  | 100% | 90%
PASO ROBLES 1103N52 | 0.0089389 | 6.6124 | 11.2088 | 0.048722 | 11.2575 | 0.0028766 | 0.013877 | 0.0052024 | 0% | 99% | 0 | 0% | 99% | 0 | 0% | 99% | 0 | 0% | 99% | 0 | 0% | 61.21% | 0 | 36.75% | 61.21% | 2.5214 | 60.22% | 61.21% | 4.1317 | 0% | 61.21% | 0 | 0.048722 | 0% | 2.437% | 0 | 0% | 2.437% | 0 | 0% | 2.437% | 0 | 0% | 0.3099% | 0 | 0% | 0.3099% | 0 | 0% | 0.3099% | 0 | 0% | 0.9019% | 0 | 1.61% | 0.9019% | 0.0016271 | 56.73% | 0.9019% | 0.057344 | 42.7% | 0.939% | 0.044937 | 57.3% | 0.939% | 0.06031 | 1.61% | 0.939% | 0.001694 | 100% | 6.821% | 0.76458 | 0% | 6.821% | 0 | 0% | 6.821% | 0 | 0% | 0.8083% | 0 | 0% | 0.8083% | 0 | 0% | 0.8083% | 0 |  |  |  | 31.02% | 11.8% | 0.41026 | 0% | 11.8% | 0 | 0% | 11.8% | 0 | 0% | 0.3547% | 0 | 0% | 0.3547% | 0 | 0% | 0.3547% | 0 | 0% | 100% | 0 | 0% | 100% | 0 | 0% | 100% | 0 | 0% | 100% | 0 |  |  | 0 |  |  | 0 |  |  | 0 | 100% | 65% |  | 100% | 65% |  | 100% | 65% |  | 100% | 65% |  | 100% | 90% |  | 100% | 90% |  | 100% | 90%
CURTIS 170411290 | 0.0087475 | 8.0122 | 13.1629 | 0.44966 | 13.6125 | 0.0088348 | 0.011232 | 0.005748 | 0% | 99% | 0 | 0% | 99% | 0 | 0% | 99% | 0 | 0% | 99% | 0 | 0% | 62.3% | 0 | 0% | 62.3% | 0 | 0% | 62.3% | 0 | 0% | 62.3% | 0 | 0.44966 | 100% | 2.218% | 0.29201 | 0% | 2.218% | 0 | 0% | 2.218% | 0 | 0% | 0.2398% | 0 | 0% | 0.2398% | 0 | 0% | 0.2398% | 0 | 61.7% | 0.6484% | 0.052661 | 23.21% | 0.6484% | 0.019813 | 72.4% | 0.6484% | 0.061794 | 33.91% | 0.6492% | 0.028982 | 61.7% | 0.6492% | 0.052725 | 26.82% | 0.6492% | 0.022921 | 23.99% | 4.801% | 0.15162 | 74.87% | 4.801% | 0.47315 | 0% | 4.801% | 0 | 0% | 2.109% | 0 | 0% | 2.109% | 0 | 0% | 2.109% | 0 |  |  |  | 35% | 11.8% | 0.54363 | 0% | 11.8% | 0 | 0% | 11.8% | 0 | 0% | 0.3671% | 0 | 0% | 0.3671% | 0 | 0% | 0.3671% | 0 | 0% | 100% | 0 | 0% | 100% | 0 | 0% | 100% | 0 | 0% | 100% | 0 |  |  | 0 |  |  | 0.021615 |  |  | 0 | 100% | 65% |  | 100% | 65% |  | 100% | 65% |  | 100% | 65% |  | 100% | 90% |  | 100% | 90% |  | 100% | 90%
PIKE CITY 1101CB | 0.016874 | 21.8692 | 66.4289 | 2.9366 | 69.3655 | 0.068341 | 0.048995 | 0.013119 | 0% | 99% | 0 | 0% | 99% | 0 | 0% | 99% | 0 | 0% | 99% | 0 | 0% | 62.07% | 0 | 0% | 62.07% | 0 | 0% | 62.07% | 0 | 0% | 62.07% | 0 | 2.9366 | 0% | 2.324% | 0 | 0% | 2.324% | 0 | 0% | 2.324% | 0 | 0% | 0.2468% | 0 | 0% | 0.2468% | 0 | 0% | 0.2468% | 0 | 100% | 0.5704% | 0.37891 | 0% | 0.5704% | 0 | 100% | 0.5704% | 0.37891 | 0% | 0.5833% | 0 | 100% | 0.5833% | 0.38745 | 0% | 0.5833% | 0 | 81.04% | 4.239% | 2.2822 | 18.96% | 4.239% | 0.53385 | 0% | 4.239% | 0 | 0% | 3.237% | 0 | 40.07% | 3.237% | 0.86156 | 0% | 3.237% | 0 |  |  |  | 0% | 11.8% | 0 | 0% | 11.8% | 0 | 0% | 11.8% | 0 | 0% | 0.3764% | 0 | 0% | 0.3764% | 0 | 0% | 0.3764% | 0 | 0% | 100% | 0 | 0% | 100% | 0 | 0% | 100% | 0 | 0% | 100% | 0 |  |  | 0 |  |  | 0 |  |  | 0 | 100% | 65% |  | 100% | 65% |  | 100% | 65% |  | 100% | 65% |  | 100% | 90% |  | 100% | 90% |  | 100% | 90%
KANAKA 1101CB | 0.01209 | 40.9653 | 83.0368 | 3.8066 | 86.8434 | 0.055942 | 0.092186 | 0.015058 | 5.68% | 99% | 4.6696 | 2.798% | 99% | 2.3001 | 0% | 99% | 0 | 0% | 99% | 0 | 2.627% | 61.54% | 1.3423 | 0.39% | 61.54% | 0.19929 | 0% | 61.54% | 0 | 3.64% | 61.54% | 1.86 | 3.8066 | 0% | 3.914% | 0 | 0% | 3.914% | 0 | 0% | 3.914% | 0 | 0% | 0.4094% | 0 | 0% | 0.4094% | 0 | 0% | 0.4094% | 0 | 63.17% | 0.868% | 0.45535 | 9.691% | 0.868% | 0.069851 | 91.03% | 0.868% | 0.65615 | 37.55% | 0.8994% | 0.28044 | 63.17% | 0.8994% | 0.47182 | 1.171% | 0.8994% | 0.0087469 | 27.09% | 6.468% | 1.4548 | 59.92% | 6.468% | 3.218 | 12.61% | 6.468% | 0.67711 | 0% | 2.595% | 0 | 40.07% | 2.595% | 0.86319 | 0% | 2.595% | 0 |  |  |  | 0% | 11.8% | 0 | 0% | 11.8% | 0 | 0% | 11.8% | 0 | 55.56% | 0.3701% | 0.17072 | 0% | 0.3701% | 0 | 0% | 0.3701% | 0 | 0% | 100% | 0 | 0% | 100% | 0 | 0% | 100% | 0 | 0% | 100% | 0 |  |  | 0 |  |  | 0.0035489 |  |  | 0.0020776 | 100% | 65% |  | 100% | 65% |  | 100% | 65% |  | 100% | 65% |  | 100% | 90% |  | 100% | 90% |  | 100% | 90%
MARIPOSA 2101439030 | 0.01102 | 21.2767 | 38.7797 | 0.34028 | 39.12 | 0.034626 | 0.033801 | 0.0078611 | 0% | 99% | 0 | 0% | 99% | 0 | 0% | 99% | 0 | 0% | 99% | 0 | 0% | 61.82% | 0 | 0% | 61.82% | 0 | 0% | 61.82% | 0 | 0% | 61.82% | 0 | 0.34028 | 0% | 2.418% | 0 | 0% | 2.418% | 0 | 0% | 2.418% | 0 | 0% | 0.26% | 0 | 0% | 0.26% | 0 | 0% | 0.26% | 0 | 52.48% | 0.6725% | 0.13686 | 28.26% | 0.6725% | 0.073688 | 55.13% | 0.6725% | 0.14378 | 0% | 0.6921% | 0 | 68.63% | 0.6921% | 0.18421 | 28.26% | 0.6921% | 0.075841 | 91.45% | 5.027% | 1.7829 | 4.906% | 5.027% | 0.09564 | 0% | 5.027% | 0 | 0% | 3.028% | 0 | 0% | 3.028% | 0 | 45.22% | 3.028% | 0.53094 |  |  |  | 34.88% | 11.8% | 1.5962 | 0% | 11.8% | 0 | 0% | 11.8% | 0 | 0% | 0.3729% | 0 | 0% | 0.3729% | 0 | 0% | 0.3729% | 0 | 0% | 100% | 0 | 0% | 100% | 0 | 0% | 100% | 0 | 0% | 100% | 0 |  |  | 0.17356 |  |  | 0.11389 |  |  | 0 | 100% | 65% |  | 100% | 65% |  | 100% | 65% |  | 100% | 65% |  | 100% | 90% |  | 100% | 90% |  | 100% | 90%
APPLE HILL 110497086 | 0.012828 | 28.4233 | 63.6625 | 3.8613 | 67.5238 | 0.069525 | 0.043145 | 0.012727 | 0% | 99% | 0 | 0% | 99% | 0 | 0% | 99% | 0 | 0% | 99% | 0 | 0% | 61.44% | 0 | 0% | 61.44% | 0 | 0% | 61.44% | 0 | 0% | 61.44% | 0 | 3.8613 | 40% | 1.865% | 0.4748 | 0% | 1.865% | 0 | 0% | 1.865% | 0 | 100% | 0.1918% | 0.12211 | 0% | 0.1918% | 0 | 0% | 0.1918% | 0 | 69.48% | 0.528% | 0.23355 | 56.48% | 0.528% | 0.18987 | 73.82% | 0.528% | 0.24816 | 45.14% | 0.5265% | 0.1513 | 86.32% | 0.5265% | 0.28931 | 58.63% | 0.5265% | 0.19651 | 94.53% | 3.905% | 2.3497 | 0.4989% | 3.905% | 0.012402 | 2.549% | 3.905% | 0.063359 | 0% | 3.741% | 0 | 40.07% | 3.741% | 0.95422 | 0% | 3.741% | 0 |  |  |  | 34.37% | 11.8% | 2.5818 | 0% | 11.8% | 0 | 0% | 11.8% | 0 | 55.56% | 0.3762% | 0.13304 | 0% | 0.3762% | 0 | 0% | 0.3762% | 0 | 0% | 100% | 0 | 0% | 100% | 0 | 0% | 100% | 0 | 0% | 100% | 0 |  |  | 0.36377 |  |  | 0.0082858 |  |  | 0.023979 | 100% | 65% |  | 100% | 65% |  | 100% | 65% |  | 100% | 65% |  | 100% | 90% |  | 100% | 90% |  | 100% | 90%
MIWUK 170111800 | 0.018751 | 11.7576 | 35.5899 | 0.92766 | 36.5175 | 0.027772 | 0.030737 | 0.012134 | 0% | 99% | 0 | 0% | 99% | 0 | 0% | 99% | 0 | 0% | 99% | 0 | 0% | 62.36% | 0 | 0% | 62.36% | 0 | 0% | 62.36% | 0 | 0% | 62.36% | 0 | 0.92766 | 40% | 2.188% | 0.31152 | 0% | 2.188% | 0 | 0% | 2.188% | 0 | 0% | 0.2404% | 0 | 0% | 0.2404% | 0 | 0% | 0.2404% | 0 | 65.94% | 0.6526% | 0.15316 | 27.4% | 0.6526% | 0.063633 | 65.94% | 0.6526% | 0.15316 | 0% | 0.6642% | 0 | 66.44% | 0.6642% | 0.15705 | 33.55% | 0.6642% | 0.079302 | 73.83% | 4.866% | 1.2785 | 16.01% | 4.866% | 0.27718 | 9.343% | 4.866% | 0.16179 | 0% | 2.061% | 0 | 0% | 2.061% | 0 | 0% | 2.061% | 0 |  |  |  | 0% | 11.8% | 0 | 0% | 11.8% | 0 | 0% | 11.8% | 0 | 55.56% | 0.37% | 0.073166 | 0% | 0.37% | 0 | 0% | 0.37% | 0 | 0% | 100% | 0 | 0% | 100% | 0 | 0% | 100% | 0 | 0% | 100% | 0 |  |  | 0.2107 |  |  | 0.026648 |  |  | 0.039876 | 100% | 65% |  | 100% | 65% |  | 100% | 65% |  | 100% | 65% |  | 100% | 90% |  | 100% | 90% |  | 100% | 90%
SAN ARDO 1102896438 | 0.0049302 | 0 | 24.1914 | 0.0068452 | 24.1983 | 0.0074251 | 0.026708 | 0.01408 | 0% | 99% | 0 | 0% | 99% | 0 | 0% | 99% | 0 | 0% | 99% | 0 | 0% | 61.59% | 0 | 0% | 61.59% | 0 | 0% | 61.59% | 0 | 0% | 61.59% | 0 | 0.0068452 | 0% | 2.803% | 0 | 0% | 2.803% | 0 | 0% | 2.803% | 0 | 100% | 0.301% | 0.072804 | 0% | 0.301% | 0 | 0% | 0.301% | 0 | 14.1% | 0.8169% | 0.027865 | 98.67% | 0.8169% | 0.195 | 14.1% | 0.8169% | 0.027865 | 98.67% | 0.7816% | 0.18658 | 15.43% | 0.7816% | 0.029174 | 93.15% | 0.7816% | 0.17614 | 87.9% | 5.949% | 1.265 | 1.47% | 5.949% | 0.021159 | 6.305% | 5.949% | 0.090734 | 0% | 0.9224% | 0 | 0% | 0.9224% | 0 | 0% | 0.9224% | 0 |  |  |  | 0% | 11.8% | 0 | 12.72% | 11.8% | 0.36297 | 0% | 11.8% | 0 | 0% | 0.3497% | 0 | 0% | 0.3497% | 0 | 0% | 0.3497% | 0 | 0% | 100% | 0 | 0% | 100% | 0 | 0% | 100% | 0 | 0% | 100% | 0 |  |  | 0 |  |  | 0.003338 |  |  | 0.026232 |  |  |  |  | 65% |  |  | 65% |  | 100% | 65%
PIT NO 5 11011614 | 0.0088717 | 1.8419 | 2.9478 | 0 | 2.9478 | 0.0019806 | 0.0031806 | 0.00072356 | 0% | 99% | 0 | 0% | 99% | 0 | 0% | 99% | 0 | 0% | 99% | 0 | 0% | 60.36% | 0 | 0% | 60.36% | 0 | 0% | 60.36% | 0 | 0% | 60.36% | 0 | 0 | 0% | 3.453% | 0 | 0% | 3.453% | 0 | 0% | 3.453% | 0 | 0% | 0.3597% | 0 | 0% | 0.3597% | 0 | 0% | 0.3597% | 0 | 0% | 0.8248% | 0 | 26.57% | 0.8248% | 0.0064598 | 48.16% | 0.8248% | 0.011709 | 74.73% | 0.8292% | 0.018267 | 25.27% | 0.8292% | 0.0061768 | 26.57% | 0.8292% | 0.0064948 | 96.27% | 6.091% | 0.17287 | 0% | 6.091% | 0 | 0% | 6.091% | 0 | 0% | 2.133% | 0 | 0% | 2.133% | 0 | 0% | 2.133% | 0 |  |  |  | 35% | 11.8% | 0.12174 | 0% | 11.8% | 0 | 0% | 11.8% | 0 | 0% | 0.3643% | 0 | 0% | 0.3643% | 0 | 0% | 0.3643% | 0 | 0% | 100% | 0 | 0% | 100% | 0 | 0% | 100% | 0 | 0% | 100% | 0 |  |  | 0.0024347 |  |  | 0 |  |  | 0 | 100% | 65% |  | 100% | 65% |  | 100% | 65% |  | 100% | 65% |  | 100% | 90% |  | 100% | 90% |  | 100% | 90%
NOTRE DAME 1104176446 | 0.015172 | 8.8356 | 24.09 | 0.026838 | 24.1169 | 0.012575 | 0.027716 | 0.0078527 | 0% | 99% | 0 | 0% | 99% | 0 | 0% | 99% | 0 | 80.52% | 99% | 19.203 | 0% | 61.01% | 0 | 0% | 61.01% | 0 | 0% | 61.01% | 0 | 0% | 61.01% | 0 | 0.026838 | 0% | 2.479% | 0 | 0% | 2.479% | 0 | 0% | 2.479% | 0 | 100% | 0.2933% | 0.070647 | 0% | 0.2933% | 0 | 0% | 0.2933% | 0 | 72.07% | 0.8467% | 0.147 | 27.93% | 0.8467% | 0.056967 | 72.07% | 0.8467% | 0.147 | 0% | 0.8825% | 0 | 72.07% | 0.8825% | 0.15321 | 27.93% | 0.8825% | 0.059376 | 85.88% | 6.406% | 1.3253 | 3.478% | 6.406% | 0.053663 | 0% | 6.406% | 0 | 0% | 1.61% | 0 | 0% | 1.61% | 0 | 0% | 1.61% | 0 |  |  |  | 32.14% | 11.8% | 0.91372 | 0% | 11.8% | 0 | 0% | 11.8% | 0 | 0% | 0.3636% | 0 | 0% | 0.3636% | 0 | 0% | 0.3636% | 0 | 0% | 100% | 0 | 0% | 100% | 0 | 0% | 100% | 0 | 0% | 100% | 0 |  |  | 0 |  |  | 0 |  |  | 0 | 100% | 65% |  | 100% | 65% |  | 100% | 65% |  | 100% | 65% |  | 100% | 90% |  | 100% | 90% |  | 100% | 90%
PINE GROVE 11023172 | 0.015893 | 10.5066 | 29.5633 | 1.32 | 30.8833 | 0.032276 | 0.020231 | 0.0068608 | 0% | 99% | 0 | 0% | 99% | 0 | 0% | 99% | 0 | 0% | 99% | 0 | 0% | 60.99% | 0 | 0% | 60.99% | 0 | 0% | 60.99% | 0 | 0% | 60.99% | 0 | 1.32 | 100% | 1.657% | 0.48986 | 0% | 1.657% | 0 | 0% | 1.657% | 0 | 0% | 0.1749% | 0 | 0% | 0.1749% | 0 | 0% | 0.1749% | 0 | 5.543% | 0.5168% | 0.0084678 | 91.93% | 0.5168% | 0.14044 | 6.445% | 0.5168% | 0.0098461 | 56.48% | 0.5119% | 0.085466 | 5.722% | 0.5119% | 0.0086592 | 91.93% | 0.5119% | 0.13912 | 91.2% | 3.823% | 1.0309 | 6.209% | 3.823% | 0.070185 | 1.704% | 3.823% | 0.019262 | 0% | 3.734% | 0 | 0% | 3.734% | 0 | 45.22% | 3.734% | 0.49915 |  |  |  | 34.98% | 11.8% | 1.2202 | 0% | 11.8% | 0 | 0% | 11.8% | 0 | 0% | 0.3747% | 0 | 0% | 0.3747% | 0 | 0% | 0.3747% | 0 | 0% | 100% | 0 | 0% | 100% | 0 | 0% | 100% | 0 | 0% | 100% | 0 |  |  | 0.043404 |  |  | 0.099868 |  |  | 0.033939 | 100% | 65% |  | 100% | 65% |  | 100% | 65% |  | 100% | 65% |  | 100% | 90% |  | 100% | 90% |  | 100% | 90%
ANTLER 11011378 | 0.010915 | 25.7133 | 50.1032 | 0.71565 | 50.8188 | 0.055985 | 0.034089 | 0.010601 | 0% | 99% | 0 | 0% | 99% | 0 | 0% | 99% | 0 | 0% | 99% | 0 | 0% | 60.46% | 0 | 0% | 60.46% | 0 | 0% | 60.46% | 0 | 0% | 60.46% | 0 | 0.71565 | 0% | 1.978% | 0 | 0% | 1.978% | 0 | 0% | 1.978% | 0 | 0% | 0.1994% | 0 | 0% | 0.1994% | 0 | 0% | 0.1994% | 0 | 28.16% | 0.5214% | 0.07356 | 41.02% | 0.5214% | 0.10716 | 46.56% | 0.5214% | 0.12163 | 59.31% | 0.5075% | 0.15082 | 40.32% | 0.5075% | 0.10252 | 39.58% | 0.5075% | 0.10066 | 63.85% | 3.816% | 1.2207 | 11.53% | 3.816% | 0.22048 | 15.47% | 3.816% | 0.29571 | 0% | 3.881% | 0 | 40.07% | 3.881% | 0.77915 | 0% | 3.881% | 0 |  |  |  | 34.4% | 11.8% | 2.0336 | 0% | 11.8% | 0 | 0% | 11.8% | 0 | 55.56% | 0.3742% | 0.10416 | 0% | 0.3742% | 0 | 0% | 0.3742% | 0 | 0% | 100% | 0 | 2.634% | 100% | 1.3199 | 0% | 100% | 0 | 0% | 100% | 0 |  |  | 0.0012604 |  |  | 0.019222 |  |  | 0.013032 | 100% | 65% |  | 100% | 65% |  | 100% | 65% |  | 100% | 65% |  | 100% | 90% |  | 100% | 90% |  | 100% | 90%
SHINGLE SPRINGS 21099372 | 0.011577 | 19.0541 | 43.5318 | 1.1446 | 44.6764 | 0.022966 | 0.043622 | 0.021227 | 24.77% | 99% | 10.6737 | 0% | 99% | 0 | 0% | 99% | 0 | 0% | 99% | 0 | 68.97% | 62.75% | 18.8386 | 0% | 62.75% | 0 | 0% | 62.75% | 0 | 0% | 62.75% | 0 | 1.1446 | 28.57% | 2.372% | 0.29508 | 0% | 2.372% | 0 | 0% | 2.372% | 0 | 0% | 0.2692% | 0 | 0% | 0.2692% | 0 | 0% | 0.2692% | 0 | 87.23% | 0.7395% | 0.2808 | 14.68% | 0.7395% | 0.047267 | 87.91% | 0.7395% | 0.28298 | 14.57% | 0.7676% | 0.048687 | 87.91% | 0.7676% | 0.29374 | 21.02% | 0.7676% | 0.070225 | 39.36% | 5.569% | 0.95423 | 41.93% | 5.569% | 1.0166 | 2.007% | 5.569% | 0.048661 | 0% | 1.709% | 0 | 0% | 1.709% | 0 | 0% | 1.709% | 0 |  |  |  | 35% | 11.8% | 1.7979 | 0% | 11.8% | 0 | 0% | 11.8% | 0 | 0% | 0.3686% | 0 | 0% | 0.3686% | 0 | 0% | 0.3686% | 0 | 2.117% | 100% | 0.92166 | 0% | 100% | 0 | 0% | 100% | 0 | 0% | 100% | 0 |  |  | 7.4488e-05 |  |  | 0.04043 |  |  | 0.0063292 | 100% | 65% |  | 100% | 65% |  | 100% | 65% |  | 100% | 65% |  | 100% | 90% |  | 100% | 90% |  | 100% | 90%
DOBBINS 110169722 | 0.0098616 | 6.881 | 14.6327 | 1.1114 | 15.7442 | 0.014932 | 0.011021 | 0.003588 | 0% | 99% | 0 | 0% | 99% | 0 | 0% | 99% | 0 | 0% | 99% | 0 | 0% | 61.76% | 0 | 0% | 61.76% | 0 | 0% | 61.76% | 0 | 0% | 61.76% | 0 | 1.1114 | 100% | 1.966% | 0.28773 | 0% | 1.966% | 0 | 0% | 1.966% | 0 | 0% | 0.2129% | 0 | 0% | 0.2129% | 0 | 0% | 0.2129% | 0 | 77.52% | 0.5569% | 0.063166 | 15.35% | 0.5569% | 0.012509 | 77.52% | 0.5569% | 0.063166 | 8.771% | 0.5571% | 0.0071495 | 85.83% | 0.5571% | 0.069967 | 22.71% | 0.5571% | 0.018512 | 54.95% | 4.121% | 0.33139 | 0% | 4.121% | 0 | 5.496% | 4.121% | 0.033143 | 0% | 3.472% | 0 | 0% | 3.472% | 0 | 0% | 3.472% | 0 |  |  |  | 0% | 11.8% | 0 | 26.28% | 11.8% | 0.45369 | 0% | 11.8% | 0 | 0% | 0.3725% | 0 | 0% | 0.3725% | 0 | 0% | 0.3725% | 0 | 0% | 100% | 0 | 0% | 100% | 0 | 0% | 100% | 0 | 0% | 100% | 0 |  |  | 0.001419 |  |  | 0.0084584 |  |  | 0.035454 | 100% | 65% |  | 100% | 65% |  | 100% | 65% |  | 100% | 65% |  | 100% | 90% |  | 100% | 90% |  | 100% | 90%
BIG BEND 1101641808 | 0.0088552 | 26.5632 | 44.1501 | 2.7144 | 46.8645 | 0.033229 | 0.045356 | 0.010547 | 0% | 99% | 0 | 0% | 99% | 0 | 0% | 99% | 0 | 0% | 99% | 0 | 0% | 61.17% | 0 | 0% | 61.17% | 0 | 0% | 61.17% | 0 | 0% | 61.17% | 0 | 2.7144 | 0% | 3.143% | 0 | 0% | 3.143% | 0 | 0% | 3.143% | 0 | 0% | 0.3299% | 0 | 0% | 0.3299% | 0 | 0% | 0.3299% | 0 | 47.7% | 0.7726% | 0.16269 | 27.16% | 0.7726% | 0.092626 | 57.24% | 0.7726% | 0.19524 | 30.28% | 0.7787% | 0.10411 | 61.27% | 0.7787% | 0.21062 | 25.56% | 0.7787% | 0.087883 | 95.15% | 5.712% | 2.3994 | 1.161% | 5.712% | 0.029269 | 2.331% | 5.712% | 0.058782 | 0% | 2.171% | 0 | 0% | 2.171% | 0 | 0% | 2.171% | 0 |  |  |  | 34.92% | 11.8% | 1.8192 | 0% | 11.8% | 0 | 0% | 11.8% | 0 | 55.56% | 0.366% | 0.089766 | 0% | 0.366% | 0 | 0% | 0.366% | 0 | 0% | 100% | 0 | 0% | 100% | 0 | 0% | 100% | 0 | 0% | 100% | 0 |  |  | 0.035532 |  |  | 0.0036482 |  |  | 0.017893 | 100% | 65% |  | 100% | 65% |  | 100% | 65% |  | 100% | 65% |  | 100% | 90% |  | 100% | 90% |  | 100% | 90%
APPLE HILL 2102836878 | 0.01606 | 43.9374 | 130.0259 | 4.7069 | 134.7329 | 0.12361 | 0.10294 | 0.036098 | 0% | 99% | 0 | 0% | 99% | 0 | 22.48% | 99% | 28.9365 | 33.19% | 99% | 42.7267 | 0% | 62.13% | 0 | 0% | 62.13% | 0 | 0% | 62.13% | 0 | 0% | 62.13% | 0 | 4.7069 | 46.67% | 2.078% | 1.261 | 0% | 2.078% | 0 | 0% | 2.078% | 0 | 0% | 0.2292% | 0 | 0% | 0.2292% | 0 | 0% | 0.2292% | 0 | 33.98% | 0.5854% | 0.25865 | 28.25% | 0.5854% | 0.21505 | 37.36% | 0.5854% | 0.28443 | 31.64% | 0.6019% | 0.24762 | 53.84% | 0.6019% | 0.4214 | 41.79% | 0.6019% | 0.32707 | 87.69% | 4.377% | 4.9908 | 3.952% | 4.377% | 0.22494 | 3.082% | 4.377% | 0.1754 | 33.31% | 3.076% | 1.3325 | 0% | 3.076% | 0 | 0% | 3.076% | 0 |  |  |  | 0% | 11.8% | 0 | 0% | 11.8% | 0 | 0% | 11.8% | 0 | 0% | 0.3744% | 0 | 0% | 0.3744% | 0 | 0% | 0.3744% | 0 | 0% | 100% | 0 | 0% | 100% | 0 | 0% | 100% | 0 | 0% | 100% | 0 |  |  | 0.17069 |  |  | 0.04611 |  |  | 0.052986 | 100% | 65% |  | 100% | 65% |  | 100% | 65% |  | 100% | 65% |  | 100% | 90% |  | 100% | 90% |  | 100% | 90%
MOUNTAIN QUARRIES 21012422 | 0.014598 | 8.8004 | 21.9819 | 0.24527 | 22.2272 | 0.024785 | 0.014544 | 0.0051205 | 0% | 99% | 0 | 0% | 99% | 0 | 0% | 99% | 0 | 0% | 99% | 0 | 0% | 61.94% | 0 | 0% | 61.94% | 0 | 0% | 61.94% | 0 | 0% | 61.94% | 0 | 0.24527 | 100% | 1.831% | 0.40239 | 0% | 1.831% | 0 | 0% | 1.831% | 0 | 0% | 0.1978% | 0 | 0% | 0.1978% | 0 | 0% | 0.1978% | 0 | 1.828% | 0.4903% | 0.00197 | 72.15% | 0.4903% | 0.077771 | 27.85% | 0.4903% | 0.030016 | 57.57% | 0.4964% | 0.062824 | 1.828% | 0.4964% | 0.0019944 | 72.15% | 0.4964% | 0.078735 | 90.2% | 3.638% | 0.72135 | 2.029% | 3.638% | 0.016228 | 6.798% | 3.638% | 0.054365 | 0% | 3.991% | 0 | 0% | 3.991% | 0 | 0% | 3.991% | 0 |  |  |  | 24.88% | 11.8% | 0.64541 | 0% | 11.8% | 0 | 0% | 11.8% | 0 | 0% | 0.3771% | 0 | 0% | 0.3771% | 0 | 0% | 0.3771% | 0 | 0% | 100% | 0 | 0% | 100% | 0 | 0% | 100% | 0 | 0% | 100% | 0 |  |  | 0.0044266 |  |  | 0.032423 |  |  | 0.0076407 | 100% | 65% |  | 100% | 65% |  | 100% | 65% |  | 100% | 65% |  | 100% | 90% |  | 100% | 90% |  | 100% | 90%
PEORIA 1704877670 | 0.0073874 | 6.3808 | 7.5227 | 0 | 7.5227 | 0.0023844 | 0.0069203 | 0.0060584 | 0% | 99% | 0 | 0% | 99% | 0 | 0% | 99% | 0 | 0% | 99% | 0 | 0% | 63.34% | 0 | 0% | 63.34% | 0 | 0% | 63.34% | 0 | 0% | 63.34% | 0 | 0 | 100% | 1.967% | 0.14795 | 0% | 1.967% | 0 | 0% | 1.967% | 0 | 0% | 0.2328% | 0 | 0% | 0.2328% | 0 | 0% | 0.2328% | 0 | 13.98% | 0.645% | 0.0067813 | 99.95% | 0.645% | 0.048495 | 13.98% | 0.645% | 0.0067813 | 99.95% | 0.6407% | 0.048178 | 13.98% | 0.6407% | 0.006737 | 98.88% | 0.6407% | 0.047662 | 0% | 4.772% | 0 | 84.37% | 4.772% | 0.30288 | 11.09% | 4.772% | 0.039815 | 0% | 0.9595% | 0 | 0% | 0.9595% | 0 | 0% | 0.9595% | 0 |  |  |  | 34.72% | 11.8% | 0.30822 | 0% | 11.8% | 0 | 0% | 11.8% | 0 | 0% | 0.3606% | 0 | 0% | 0.3606% | 0 | 0% | 0.3606% | 0 | 0% | 100% | 0 | 0% | 100% | 0 | 0% | 100% | 0 | 0% | 100% | 0 |  |  | 3.8167e-05 |  |  | 0 |  |  | 0.003248 | 100% | 65% |  | 100% | 65% |  | 100% | 65% |  | 100% | 65% |  | 100% | 90% |  | 100% | 90% |  | 100% | 90%
STANISLAUS 17017144 | 0.010091 | 5.0944 | 9.0841 | 2.6099 | 11.694 | 0.007485 | 0.007778 | 0.0033228 | 0% | 99% | 0 | 0% | 99% | 0 | 0% | 99% | 0 | 0% | 99% | 0 | 0% | 61.45% | 0 | 0% | 61.45% | 0 | 0% | 61.45% | 0 | 0% | 61.45% | 0 | 2.6099 | 0% | 1.777% | 0 | 0% | 1.777% | 0 | 0% | 1.777% | 0 | 0% | 0.1944% | 0 | 0% | 0.1944% | 0 | 0% | 0.1944% | 0 | 0% | 0.6261% | 0 | 18.27% | 0.6261% | 0.010391 | 53.9% | 0.6261% | 0.030656 | 72.17% | 0.6258% | 0.041024 | 27.51% | 0.6258% | 0.015638 | 18.27% | 0.6258% | 0.010385 | 75.54% | 4.658% | 0.31962 | 0% | 4.658% | 0 | 0.9337% | 4.658% | 0.0039509 | 0% | 2.601% | 0 | 0% | 2.601% | 0 | 0% | 2.601% | 0 |  |  |  | 35% | 11.8% | 0.37517 | 0% | 11.8% | 0 | 0% | 11.8% | 0 | 55.56% | 0.3686% | 0.0186 | 0% | 0.3686% | 0 | 0% | 0.3686% | 0 | 0% | 100% | 0 | 0% | 100% | 0 | 0% | 100% | 0 | 0% | 100% | 0 |  |  | 0 |  |  | 0 |  |  | 0 | 100% | 65% |  | 100% | 65% |  | 100% | 65% |  | 100% | 65% |  | 100% | 90% |  | 100% | 90% |  | 100% | 90%
PIT NO 7 1101CB | 0.0049268 | 2.8406 | 2.8344 | 0.015161 | 2.8496 | 0.0027564 | 0.0024436 | 0.00062212 | 0% | 99% | 0 | 0% | 99% | 0 | 0% | 99% | 0 | 0% | 99% | 0 | 0% | 59.23% | 0 | 0% | 59.23% | 0 | 0% | 59.23% | 0 | 0% | 59.23% | 0 | 0.015161 | 0% | 2.606% | 0 | 0% | 2.606% | 0 | 0% | 2.606% | 0 | 0% | 0.2547% | 0 | 0% | 0.2547% | 0 | 0% | 0.2547% | 0 | 0% | 0.6474% | 0 | 0% | 0.6474% | 0 | 83% | 0.6474% | 0.01523 | 83% | 0.6063% | 0.014262 | 17% | 0.6063% | 0.0029217 | 0% | 0.6063% | 0 | 34.08% | 4.664% | 0.045059 | 0% | 4.664% | 0 | 0% | 4.664% | 0 | 0% | 3.415% | 0 | 0% | 3.415% | 0 | 0% | 3.415% | 0 |  |  |  | 0% | 11.8% | 0 | 0% | 11.8% | 0 | 0% | 11.8% | 0 | 55.56% | 0.3636% | 0.0057255 | 0% | 0.3636% | 0 | 0% | 0.3636% | 0 | 0% | 100% | 0 | 0% | 100% | 0 | 95.4% | 100% | 2.704 | 0% | 100% | 0 |  |  | 0 |  |  | 0 |  |  | 0 | 100% | 65% |  | 100% | 65% |  | 100% | 65% |  | 100% | 65% |  | 100% | 90% |  | 100% | 90% |  | 100% | 90%
BIG BEND 1102CB | 0.013302 | 17.4826 | 38.268 | 2.8282 | 41.0962 | 0.041723 | 0.030217 | 0.0068587 | 0% | 99% | 0 | 0% | 99% | 0 | 0% | 99% | 0 | 0% | 99% | 0 | 0% | 61.52% | 0 | 0.1748% | 61.52% | 0.041162 | 0% | 61.52% | 0 | 0.6393% | 61.52% | 0.1505 | 2.8282 | 0% | 2.405% | 0 | 0% | 2.405% | 0 | 0% | 2.405% | 0 | 0% | 0.2547% | 0 | 0% | 0.2547% | 0 | 0% | 0.2547% | 0 | 52.24% | 0.5836% | 0.11666 | 39.58% | 0.5836% | 0.088394 | 52.69% | 0.5836% | 0.11766 | 11.13% | 0.5986% | 0.025488 | 60.18% | 0.5986% | 0.13788 | 39.58% | 0.5986% | 0.090678 | 56.68% | 4.343% | 0.94196 | 37.51% | 4.343% | 0.62341 | 1.517% | 4.343% | 0.025206 | 0% | 3.52% | 0 | 40.07% | 3.52% | 0.53965 | 0% | 3.52% | 0 |  |  |  | 0% | 11.8% | 0 | 0% | 11.8% | 0 | 0% | 11.8% | 0 | 0% | 0.3767% | 0 | 0% | 0.3767% | 0 | 0% | 0.3767% | 0 | 0% | 100% | 0 | 0% | 100% | 0 | 0% | 100% | 0 | 0% | 100% | 0 |  |  | 0 |  |  | 0.011697 |  |  | 0 | 100% | 65% |  | 100% | 65% |  | 100% | 65% |  | 100% | 65% |  | 100% | 90% |  | 100% | 90% |  | 100% | 90%
STANISLAUS 17011812 | 0.02064 | 21.3556 | 74.526 | 3.1315 | 77.6575 | 0.06794 | 0.061185 | 0.024688 | 0% | 99% | 0 | 0% | 99% | 0 | 0% | 99% | 0 | 29.48% | 99% | 21.7518 | 0% | 61.8% | 0 | 0% | 61.8% | 0 | 0% | 61.8% | 0 | 0% | 61.8% | 0 | 3.1315 | 25% | 1.915% | 0.35672 | 0% | 1.915% | 0 | 0% | 1.915% | 0 | 0% | 0.2147% | 0 | 0% | 0.2147% | 0 | 0% | 0.2147% | 0 | 82.72% | 0.5877% | 0.36231 | 16.46% | 0.5877% | 0.072076 | 82.96% | 0.5877% | 0.36337 | 0% | 0.594% | 0 | 82.96% | 0.594% | 0.36724 | 16.99% | 0.594% | 0.075225 | 82.01% | 4.372% | 2.6721 | 13.58% | 4.372% | 0.44262 | 2.588% | 4.372% | 0.084322 | 0% | 2.717% | 0 | 40.07% | 2.717% | 0.8113 | 0% | 2.717% | 0 |  |  |  | 35% | 11.8% | 3.0776 | 0% | 11.8% | 0 | 0% | 11.8% | 0 | 55.56% | 0.3704% | 0.15336 | 0% | 0.3704% | 0 | 0% | 0.3704% | 0 | 0% | 100% | 0 | 0% | 100% | 0 | 0% | 100% | 0 | 0% | 100% | 0 |  |  | 0.64382 |  |  | 0.21703 |  |  | 0.010686 | 100% | 65% |  | 100% | 65% |  | 100% | 65% |  | 100% | 65% |  | 100% | 90% |  | 100% | 90% |  | 100% | 90%
FRENCH GULCH 11022902 | 0.010288 | 7.0593 | 15.0125 | 0.011555 | 15.0241 | 0.0096613 | 0.016333 | 0.0049966 | 0% | 99% | 0 | 0% | 99% | 0 | 0% | 99% | 0 | 0% | 99% | 0 | 0% | 60.23% | 0 | 0% | 60.23% | 0 | 0% | 60.23% | 0 | 0% | 60.23% | 0 | 0.011555 | 0% | 3.238% | 0 | 0% | 3.238% | 0 | 0% | 3.238% | 0 | 0% | 0.3363% | 0 | 0% | 0.3363% | 0 | 0% | 0.3363% | 0 | 0% | 0.803% | 0 | 77.16% | 0.803% | 0.093019 | 22.84% | 0.803% | 0.027533 | 100% | 0.7989% | 0.11993 | 0% | 0.7989% | 0 | 68.41% | 0.7989% | 0.082048 | 62.35% | 5.915% | 0.55371 | 0% | 5.915% | 0 | 0% | 5.915% | 0 | 0% | 1.907% | 0 | 0% | 1.907% | 0 | 0% | 1.907% | 0 |  |  |  | 35% | 11.8% | 0.62002 | 0% | 11.8% | 0 | 0% | 11.8% | 0 | 0% | 0.363% | 0 | 0% | 0.363% | 0 | 0% | 0.363% | 0 | 0% | 100% | 0 | 26.97% | 100% | 4.0485 | 0% | 100% | 0 | 0% | 100% | 0 |  |  | 0 |  |  | 0 |  |  | 0 | 100% | 65% |  | 100% | 65% |  | 100% | 65% |  | 100% | 65% |  | 100% | 90% |  | 100% | 90% |  | 100% | 90%
LUCERNE 1103245134 | 0.011774 | 5.163 | 11.9106 | 0.1876 | 12.0982 | 0.0059746 | 0.013251 | 0.0053832 | 0% | 99% | 0 | 0% | 99% | 0 | 0% | 99% | 0 | 0% | 99% | 0 | 0% | 61.86% | 0 | 0% | 61.86% | 0 | 0% | 61.86% | 0 | 0% | 61.86% | 0 | 0.1876 | 0% | 2.396% | 0 | 0% | 2.396% | 0 | 0% | 2.396% | 0 | 0% | 0.2819% | 0 | 0% | 0.2819% | 0 | 0% | 0.2819% | 0 | 0% | 0.7819% | 0 | 100% | 0.7819% | 0.093134 | 0% | 0.7819% | 0 | 100% | 0.7938% | 0.094542 | 0% | 0.7938% | 0 | 100% | 0.7938% | 0.094542 | 61.14% | 5.836% | 0.42497 | 6.334% | 5.836% | 0.044023 | 22.27% | 5.836% | 0.15479 | 0% | 1.483% | 0 | 0% | 1.483% | 0 | 0% | 1.483% | 0 |  |  |  | 15.62% | 11.8% | 0.21951 | 0% | 11.8% | 0 | 0% | 11.8% | 0 | 0% | 0.3591% | 0 | 0% | 0.3591% | 0 | 0% | 0.3591% | 0 | 0% | 100% | 0 | 0% | 100% | 0 | 0% | 100% | 0 | 0% | 100% | 0 |  |  | 0 |  |  | 0 |  |  | 0.023283 | 100% | 65% |  | 100% | 65% |  | 100% | 65% |  | 100% | 65% |  | 100% | 90% |  | 100% | 90% |  | 100% | 90%
BEAR VALLEY 2101CB | 0.012382 | 19.2201 | 42.2056 | 0 | 42.2056 | 0.014681 | 0.047001 | 0.025757 | 0% | 99% | 0 | 0% | 99% | 0 | 0% | 99% | 0 | 0% | 99% | 0 | 0% | 63.89% | 0 | 0% | 63.89% | 0 | 0% | 63.89% | 0 | 0% | 63.89% | 0 | 0 | 0% | 2.65% | 0 | 0% | 2.65% | 0 | 0% | 2.65% | 0 | 100% | 0.3167% | 0.13367 | 0% | 0.3167% | 0 | 0% | 0.3167% | 0 | 73.36% | 0.7726% | 0.23921 | 20.94% | 0.7726% | 0.068287 | 74.65% | 0.7726% | 0.24342 | 0% | 0.8041% | 0 | 74.65% | 0.8041% | 0.25337 | 24.9% | 0.8041% | 0.0845 | 56.74% | 5.799% | 1.3887 | 39.23% | 5.799% | 0.96015 | 1.761% | 5.799% | 0.043106 | 0% | 0.948% | 0 | 0% | 0.948% | 0 | 0% | 0.948% | 0 |  |  |  | 0% | 11.8% | 0 | 0% | 11.8% | 0 | 0% | 11.8% | 0 | 0% | 0.3618% | 0 | 0% | 0.3618% | 0 | 0% | 0.3618% | 0 | 0% | 100% | 0 | 0% | 100% | 0 | 0% | 100% | 0 | 0% | 100% | 0 |  |  | 0.04737 |  |  | 0.033573 |  |  | 0.015736 | 100% | 65% |  | 100% | 65% |  | 100% | 65% |  | 100% | 65% |  | 100% | 90% |  | 100% | 90% |  | 100% | 90%
HIGGINS 11044281 | 0.008344 | 13.4629 | 21.515 | 0.1479 | 21.6629 | 0.023117 | 0.01536 | 0.0061183 | 0% | 99% | 0 | 0% | 99% | 0 | 0% | 99% | 0 | 0% | 99% | 0 | 0% | 61.53% | 0 | 0% | 61.53% | 0 | 0% | 61.53% | 0 | 0% | 61.53% | 0 | 0.1479 | 0% | 1.794% | 0 | 0% | 1.794% | 0 | 0% | 1.794% | 0 | 0% | 0.1907% | 0 | 0% | 0.1907% | 0 | 0% | 0.1907% | 0 | 2.481% | 0.5185% | 0.0027676 | 32.52% | 0.5185% | 0.036283 | 2.481% | 0.5185% | 0.0027676 | 0% | 0.5195% | 0 | 33.18% | 0.5195% | 0.037086 | 66.82% | 0.5195% | 0.074692 | 56.45% | 3.843% | 0.46679 | 0% | 3.843% | 0 | 7.768% | 3.843% | 0.064228 | 0% | 3.796% | 0 | 0% | 3.796% | 0 | 0% | 3.796% | 0 |  |  |  | 0% | 11.8% | 0 | 0% | 11.8% | 0 | 0% | 11.8% | 0 | 0% | 0.3753% | 0 | 0% | 0.3753% | 0 | 0% | 0.3753% | 0 | 0% | 100% | 0 | 0% | 100% | 0 | 0% | 100% | 0 | 0% | 100% | 0 |  |  | 0 |  |  | 0 |  |  | 0.011622 | 100% | 65% |  | 100% | 65% |  | 100% | 65% |  | 100% | 65% |  | 100% | 90% |  | 100% | 90% |  | 100% | 90%
PUTAH CREEK 110267858 | 0.0066851 | 11.6443 | 14.2131 | 0.497 | 14.7101 | 0.010413 | 0.013489 | 0.0056178 | 2.681% | 99% | 0.37718 | 0% | 99% | 0 | 0% | 99% | 0 | 0% | 99% | 0 | 95.66% | 61.72% | 8.392 | 0% | 61.72% | 0 | 0% | 61.72% | 0 | 0% | 61.72% | 0 | 0.497 | 0% | 2.324% | 0 | 0% | 2.324% | 0 | 0% | 2.324% | 0 | 100% | 0.2431% | 0.034551 | 0% | 0.2431% | 0 | 0% | 0.2431% | 0 | 57.71% | 0.6814% | 0.055897 | 24.32% | 0.6814% | 0.023558 | 57.71% | 0.6814% | 0.055897 | 23.76% | 0.6484% | 0.021894 | 75.68% | 0.6484% | 0.069737 | 24.32% | 0.6484% | 0.022415 | 92.68% | 4.955% | 0.65265 | 2.974% | 4.955% | 0.020942 | 4.351% | 4.955% | 0.030643 | 0% | 1.944% | 0 | 0% | 1.944% | 0 | 0% | 1.944% | 0 |  |  |  | 24.63% | 11.8% | 0.41304 | 0% | 11.8% | 0 | 0% | 11.8% | 0 | 0% | 0.359% | 0 | 0% | 0.359% | 0 | 0% | 0.359% | 0 | 1.141% | 100% | 0.16216 | 0% | 100% | 0 | 0% | 100% | 0 | 0% | 100% | 0 |  |  | 0 |  |  | 0 |  |  | 0.00096465 | 100% | 65% |  | 100% | 65% |  | 100% | 65% |  | 100% | 65% |  | 100% | 90% |  | 100% | 90% |  | 100% | 90%
BRUNSWICK 11021010 | 0.011407 | 47.1181 | 118.9858 | 3.3058 | 122.2916 | 0.14266 | 0.080051 | 0.025684 | 0% | 99% | 0 | 0% | 99% | 0 | 33.04% | 99% | 38.9247 | 25.96% | 99% | 30.5782 | 0% | 61.97% | 0 | 0% | 61.97% | 0 | 0.2918% | 61.97% | 0.21518 | 0% | 61.97% | 0 | 3.3058 | 11.11% | 1.814% | 0.23979 | 0% | 1.814% | 0 | 0% | 1.814% | 0 | 0% | 0.1899% | 0 | 0% | 0.1899% | 0 | 0% | 0.1899% | 0 | 75.94% | 0.4915% | 0.44408 | 12.26% | 0.4915% | 0.071692 | 76.78% | 0.4915% | 0.449 | 6.6% | 0.4973% | 0.039049 | 85.08% | 0.4973% | 0.50343 | 14.98% | 0.4973% | 0.088641 | 93.2% | 3.65% | 4.048 | 2.492% | 3.65% | 0.10824 | 2.597% | 3.65% | 0.11281 | 0% | 3.612% | 0 | 0% | 3.612% | 0 | 0% | 3.612% | 0 |  |  |  | 35% | 11.8% | 4.9135 | 0% | 11.8% | 0 | 0% | 11.8% | 0 | 0% | 0.3788% | 0 | 0% | 0.3788% | 0 | 0% | 0.3788% | 0 | 0% | 100% | 0 | 0% | 100% | 0 | 0% | 100% | 0 | 0% | 100% | 0 |  |  | 0.32488 |  |  | 0.13986 |  |  | 0.094862 | 100% | 65% |  | 100% | 65% |  | 100% | 65% |  | 100% | 65% |  | 100% | 90% |  | 100% | 90% |  | 100% | 90%
MARTELL 110191216 | 0.0099397 | 41.569 | 80.2229 | 0.35819 | 80.5811 | 0.09429 | 0.051075 | 0.022373 | 0% | 99% | 0 | 0% | 99% | 0 | 0% | 99% | 0 | 0% | 99% | 0 | 0% | 61.75% | 0 | 0% | 61.75% | 0 | 0% | 61.75% | 0 | 0% | 61.75% | 0 | 0.35819 | 75% | 1.71% | 1.0288 | 0% | 1.71% | 0 | 0% | 1.71% | 0 | 0% | 0.1793% | 0 | 0% | 0.1793% | 0 | 0% | 0.1793% | 0 | 19.37% | 0.4625% | 0.071865 | 19.75% | 0.4625% | 0.073282 | 40.6% | 0.4625% | 0.15063 | 22.54% | 0.4645% | 0.083985 | 58.65% | 0.4645% | 0.21853 | 18.44% | 0.4645% | 0.0687 | 66.4% | 3.424% | 1.8241 | 16.32% | 3.424% | 0.44819 | 8.445% | 3.424% | 0.23199 | 33.31% | 4.068% | 1.0872 | 0% | 4.068% | 0 | 0% | 4.068% | 0 |  |  |  | 0% | 11.8% | 0 | 0% | 11.8% | 0 | 0% | 11.8% | 0 | 0% | 0.3789% | 0 | 0% | 0.3789% | 0 | 0% | 0.3789% | 0 | 0% | 100% | 0 | 0% | 100% | 0 | 0% | 100% | 0 | 0% | 100% | 0 |  |  | 0.57051 |  |  | 0.055938 |  |  | 0.018991 | 100% | 65% |  | 100% | 65% |  | 100% | 65% |  | 100% | 65% |  | 100% | 90% |  | 100% | 90% |  | 100% | 90%
EL DORADO PH 210119752 | 0.022482 | 41.9737 | 163.0313 | 8.1568 | 171.1882 | 0.17333 | 0.12947 | 0.038846 | 9.567% | 99% | 15.4415 | 3.519% | 99% | 5.6797 | 0.9136% | 99% | 1.4745 | 0% | 99% | 0 | 16.25% | 62.55% | 16.5759 | 3.546% | 62.55% | 3.6166 | 0.3172% | 62.55% | 0.3235 | 0% | 62.55% | 0 | 8.1568 | 0% | 2.245% | 0 | 0% | 2.245% | 0 | 0% | 2.245% | 0 | 0% | 0.2456% | 0 | 0% | 0.2456% | 0 | 0% | 0.2456% | 0 | 46.95% | 0.5701% | 0.43637 | 43.1% | 0.5701% | 0.40057 | 47.31% | 0.5701% | 0.43964 | 30.56% | 0.5946% | 0.29621 | 54.17% | 0.5946% | 0.52511 | 45.3% | 0.5946% | 0.43907 | 87.67% | 4.273% | 6.1075 | 11.21% | 4.273% | 0.78099 | 0.8377% | 4.273% | 0.058357 | 33.31% | 3.153% | 1.7123 | 0% | 3.153% | 0 | 0% | 3.153% | 0 |  |  |  | 35% | 11.8% | 6.7332 | 0% | 11.8% | 0 | 0% | 11.8% | 0 | 55.56% | 0.3778% | 0.3422 | 0% | 0.3778% | 0 | 0% | 0.3778% | 0 | 0% | 100% | 0 | 0% | 100% | 0 | 0% | 100% | 0 | 0% | 100% | 0 |  |  | 0.13746 |  |  | 0.058946 |  |  | 0 | 100% | 65% |  | 100% | 65% |  | 100% | 65% |  | 100% | 65% |  | 100% | 90% |  | 100% | 90% |  | 100% | 90%
DIAMOND SPRINGS 11057722 | 0.0073956 | 62.403 | 92.5232 | 0.62678 | 93.15 | 0.080345 | 0.08054 | 0.033087 | 0% | 99% | 0 | 0% | 99% | 0 | 0% | 99% | 0 | 0% | 99% | 0 | 0% | 62.03% | 0 | 0% | 62.03% | 0 | 0% | 62.03% | 0 | 0% | 62.03% | 0 | 0.62678 | 80% | 2.166% | 1.6031 | 0% | 2.166% | 0 | 0% | 2.166% | 0 | 100% | 0.231% | 0.21373 | 0% | 0.231% | 0 | 0% | 0.231% | 0 | 8.466% | 0.6293% | 0.049293 | 59.79% | 0.6293% | 0.34814 | 15.57% | 0.6293% | 0.090635 | 62.89% | 0.6378% | 0.37113 | 28.48% | 0.6378% | 0.16804 | 64.54% | 0.6378% | 0.38084 | 70.15% | 4.687% | 3.0418 | 8.542% | 4.687% | 0.37038 | 5.832% | 4.687% | 0.25291 | 33.31% | 2.924% | 0.90137 | 0% | 2.924% | 0 | 0% | 2.924% | 0 |  |  |  | 34.06% | 11.8% | 3.7182 | 0% | 11.8% | 0 | 0% | 11.8% | 0 | 0% | 0.3725% | 0 | 0% | 0.3725% | 0 | 0% | 0.3725% | 0 | 0% | 100% | 0 | 0% | 100% | 0 | 0% | 100% | 0 | 0% | 100% | 0 |  |  | 0.10231 |  |  | 0.017642 |  |  | 0.043421 | 100% | 65% |  | 100% | 65% |  | 100% | 65% |  | 100% | 65% |  | 100% | 90% |  | 100% | 90% |  | 100% | 90%
KESWICK 110148480 | 0.016757 | 11.1318 | 29.7123 | 1.4308 | 31.1431 | 0.015671 | 0.036182 | 0.010449 | 0% | 99% | 0 | 0% | 99% | 0 | 0% | 99% | 0 | 0% | 99% | 0 | 0% | 61.1% | 0 | 0% | 61.1% | 0 | 0% | 61.1% | 0 | 0% | 61.1% | 0 | 1.4308 | 100% | 3.663% | 1.0883 | 0% | 3.663% | 0 | 0% | 3.663% | 0 | 0% | 0.3898% | 0 | 0% | 0.3898% | 0 | 0% | 0.3898% | 0 | 42.85% | 0.8832% | 0.11244 | 18.33% | 0.8832% | 0.048113 | 42.85% | 0.8832% | 0.11244 | 0% | 0.9125% | 0 | 79.49% | 0.9125% | 0.21551 | 18.33% | 0.9125% | 0.049707 | 88.06% | 6.589% | 1.724 | 9.306% | 6.589% | 0.18219 | 0% | 6.589% | 0 | 0% | 1.712% | 0 | 0% | 1.712% | 0 | 0% | 1.712% | 0 |  |  |  | 0% | 11.8% | 0 | 0% | 11.8% | 0 | 0% | 11.8% | 0 | 0% | 0.3661% | 0 | 0% | 0.3661% | 0 | 0% | 0.3661% | 0 | 0% | 100% | 0 | 0% | 100% | 0 | 0% | 100% | 0 | 0% | 100% | 0 |  |  | 0.0002447 |  |  | 0 |  |  | 0 | 100% | 65% |  | 100% | 65% |  | 100% | 65% |  | 100% | 65% |  | 100% | 90% |  | 100% | 90% |  | 100% | 90%
WEST POINT 1101CB | 0.011836 | 4.8444 | 13.4124 | 0.031512 | 13.4439 | 0.0094744 | 0.015531 | 0.003165 | 0% | 99% | 0 | 0% | 99% | 0 | 0% | 99% | 0 | 48.85% | 99% | 6.4861 | 0% | 59.96% | 0 | 0% | 59.96% | 0 | 0% | 59.96% | 0 | 0% | 59.96% | 0 | 0.031512 | 0% | 2.811% | 0 | 0% | 2.811% | 0 | 0% | 2.811% | 0 | 0% | 0.3173% | 0 | 0% | 0.3173% | 0 | 0% | 0.3173% | 0 | 24.48% | 0.8209% | 0.026951 | 75.52% | 0.8209% | 0.083158 | 24.48% | 0.8209% | 0.026951 | 0% | 0.8512% | 0 | 24.48% | 0.8512% | 0.027944 | 75.52% | 0.8512% | 0.086219 | 9.054% | 6.174% | 0.074974 | 69.8% | 6.174% | 0.57797 | 0% | 6.174% | 0 | 0% | 2.524% | 0 | 0% | 2.524% | 0 | 0% | 2.524% | 0 |  |  |  | 0% | 11.8% | 0 | 0% | 11.8% | 0 | 0% | 11.8% | 0 | 55.56% | 0.3658% | 0.027258 | 0% | 0.3658% | 0 | 0% | 0.3658% | 0 | 0% | 100% | 0 | 0% | 100% | 0 | 0% | 100% | 0 | 0% | 100% | 0 |  |  | 0.095114 |  |  | 0.0026082 |  |  | 0 | 100% | 65% |  | 100% | 65% |  | 100% | 65% |  | 100% | 65% |  | 100% | 90% |  | 100% | 90% |  | 100% | 90%
ARBUCKLE 1104669720 | 0.0076314 | 1.9232 | 6.842 | 0.075122 | 6.9171 | 0.0022456 | 0.0082891 | 0.0038645 | 0% | 99% | 0 | 0% | 99% | 0 | 0% | 99% | 0 | 0% | 99% | 0 | 0% | 61.2% | 0 | 0% | 61.2% | 0 | 0% | 61.2% | 0 | 0% | 61.2% | 0 | 0.075122 | 0% | 2.528% | 0 | 0% | 2.528% | 0 | 0% | 2.528% | 0 | 0% | 0.2915% | 0 | 0% | 0.2915% | 0 | 0% | 0.2915% | 0 | 0% | 0.8367% | 0 | 95.54% | 0.8367% | 0.054691 | 0% | 0.8367% | 0 | 95.54% | 0.8315% | 0.054351 | 0% | 0.8315% | 0 | 95.54% | 0.8315% | 0.054351 | 64.47% | 6.202% | 0.27358 | 35.53% | 6.202% | 0.15078 | 0% | 6.202% | 0 | 0% | 0.7774% | 0 | 0% | 0.7774% | 0 | 0% | 0.7774% | 0 |  |  |  | 0% | 11.8% | 0 | 0% | 11.8% | 0 | -2.63e-15% | 11.8% | -2.1232e-17 | 0% | 0.3527% | 0 | 0% | 0.3527% | 0 | 0% | 0.3527% | 0 | 0% | 100% | 0 | 0% | 100% | 0 | 0% | 100% | 0 | 0% | 100% | 0 |  |  | 0 |  |  | 0.005922 |  |  | 0 | 100% | 65% |  | 100% | 65% |  | 100% | 65% |  | 100% | 65% |  | 100% | 90% |  | 100% | 90% |  | 100% | 90%
COALINGA NO 2 11059260 | 0.0062649 | 0 | 24.5384 | 0.01903 | 24.5574 | 0.00322 | 0.035088 | 0.01402 | 0% | 99% | 0 | 0% | 99% | 0 | 0% | 99% | 0 | 0% | 99% | 0 | 0% | 60.53% | 0 | 0% | 60.53% | 0 | 0% | 60.53% | 0 | 0% | 60.53% | 0 | 0.01903 | 0% | 3.144% | 0 | 0% | 3.144% | 0 | 0% | 3.144% | 0 | 100% | 0.3533% | 0.086686 | 0% | 0.3533% | 0 | 0% | 0.3533% | 0 | 18.18% | 0.9769% | 0.043591 | 89.69% | 0.9769% | 0.215 | 25.2% | 0.9769% | 0.060398 | 89.69% | 0.9519% | 0.2095 | 28.49% | 0.9519% | 0.066554 | 89.69% | 0.9519% | 0.2095 | 87.01% | 7.176% | 1.5321 | 12.99% | 7.176% | 0.22875 | 0% | 7.176% | 0 | 0% | 0.306% | 0 | 0% | 0.306% | 0 | 0% | 0.306% | 0 |  |  |  | 0% | 11.8% | 0 | 0% | 11.8% | 0 | 0% | 11.8% | 0 | 0% | 0.3413% | 0 | 0% | 0.3413% | 0 | 0% | 0.3413% | 0 | 0% | 100% | 0 | 0% | 100% | 0 | 0% | 100% | 0 | 0% | 100% | 0 |  |  | 0 |  |  | 0.18154 |  |  | 0.030231 |  |  |  |  | 65% |  |  | 65% |  | 100% | 65%
NARROWS PH 1151CB | 0.013968 | 0.19775 | 0.33261 | 0 | 0.33261 | 0.00015044 | 0.00044519 | 0.00011442 | 0% | 99% | 0 | 0% | 99% | 0 | 0% | 99% | 0 | 0% | 99% | 0 | 0% | 58.69% | 0 | 0% | 58.69% | 0 | 0% | 58.69% | 0 | 0% | 58.69% | 0 | 0 | 0% | 2.57% | 0 | 0% | 2.57% | 0 | 0% | 2.57% | 0 | 0% | 0.2873% | 0 | 0% | 0.2873% | 0 | 0% | 0.2873% | 0 | 0% | 0.9029% | 0 | 0% | 0.9029% | 0 | 100% | 0.9029% | 0.0030032 | 100% | 0.8344% | 0.0027751 | 0% | 0.8344% | 0 | 0% | 0.8344% | 0 | 0% | 6.523% | 0 | 0% | 6.523% | 0 | 0% | 6.523% | 0 | 0% | 1.394% | 0 | 0% | 1.394% | 0 | 0% | 1.394% | 0 |  |  |  | 0% | 11.8% | 0 | 0% | 11.8% | 0 | 0% | 11.8% | 0 | 0% | 0.3341% | 0 | 0% | 0.3341% | 0 | 0% | 0.3341% | 0 | 0% | 100% | 0 | 0% | 100% | 0 | 0% | 100% | 0 | 0% | 100% | 0 |  |  | 0 |  |  | 0 |  |  | 0 | 100% | 65% |  | 100% | 65% |  | 100% | 65% |  | 100% | 65% |  | 100% | 90% |  | 100% | 90% |  | 100% | 90%
BANGOR 1101626862 | 0.010936 | 11.9588 | 23.5111 | 2.1325 | 25.6436 | 0.027117 | 0.01728 | 0.0058016 | 0% | 99% | 0 | 0% | 99% | 0 | 0% | 99% | 0 | 0% | 99% | 0 | 0% | 61.85% | 0 | 0% | 61.85% | 0 | 0% | 61.85% | 0 | 0% | 61.85% | 0 | 2.1325 | 0% | 1.846% | 0 | 0% | 1.846% | 0 | 0% | 1.846% | 0 | 0% | 0.1966% | 0 | 0% | 0.1966% | 0 | 0% | 0.1966% | 0 | 7.816% | 0.5165% | 0.009491 | 20.46% | 0.5165% | 0.024847 | 78.85% | 0.5165% | 0.09575 | 77.98% | 0.5149% | 0.094408 | 14.81% | 0.5149% | 0.01793 | 20.78% | 0.5149% | 0.025157 | 81.98% | 3.814% | 0.73522 | 0.8001% | 3.814% | 0.007175 | 11.88% | 3.814% | 0.10651 | 0% | 3.843% | 0 | 0% | 3.843% | 0 | 45.22% | 3.843% | 0.40857 |  |  |  | 34.96% | 11.8% | 0.96993 | 0% | 11.8% | 0 | 0% | 11.8% | 0 | 55.56% | 0.3745% | 0.048914 | 0% | 0.3745% | 0 | 0% | 0.3745% | 0 | 0% | 100% | 0 | 0% | 100% | 0 | 0% | 100% | 0 | 0% | 100% | 0 |  |  | 0 |  |  | 0.005938 |  |  | 0.022723 | 100% | 65% |  | 100% | 65% |  | 100% | 65% |  | 100% | 65% |  | 100% | 90% |  | 100% | 90% |  | 100% | 90%
SHADY GLEN 11022232 | 0.018723 | 21.9767 | 78.6246 | 4.6374 | 83.2619 | 0.098409 | 0.051405 | 0.018101 | 0% | 99% | 0 | 0% | 99% | 0 | 0% | 99% | 0 | 35.59% | 99% | 27.7055 | 0% | 62.29% | 0 | 0% | 62.29% | 0 | 0% | 62.29% | 0 | 0% | 62.29% | 0 | 4.6374 | 25% | 1.756% | 0.34508 | 0% | 1.756% | 0 | 0% | 1.756% | 0 | 100% | 0.1879% | 0.14775 | 0% | 0.1879% | 0 | 0% | 0.1879% | 0 | 57.64% | 0.4622% | 0.20947 | 68.22% | 0.4622% | 0.24792 | 57.64% | 0.4622% | 0.20947 | 29.61% | 0.4687% | 0.10912 | 57.64% | 0.4687% | 0.21242 | 68.22% | 0.4687% | 0.25141 | 87.95% | 3.432% | 2.3734 | 7.412% | 3.432% | 0.20001 | 3.44% | 3.432% | 0.092824 | 0% | 3.53% | 0 | 40.07% | 3.53% | 1.1121 | 0% | 3.53% | 0 |  |  |  | 0% | 11.8% | 0 | 34.62% | 11.8% | 3.2123 | 0% | 11.8% | 0 | 0% | 0.3793% | 0 | 0% | 0.3793% | 0 | 0% | 0.3793% | 0 | 1.033% | 100% | 0.81216 | 0% | 100% | 0 | 0% | 100% | 0 | 0% | 100% | 0 |  |  | 0.15895 |  |  | 0.015473 |  |  | 0.016792 | 100% | 65% |  | 100% | 65% |  | 100% | 65% |  | 100% | 65% |  | 100% | 90% |  | 100% | 90% |  | 100% | 90%
NARROWS 2104CB | 0.015979 | 0.0028409 | 0.040776 | 0 | 0.040776 | 6.6021e-06 | 6.51e-05 | 1.5394e-05 | 0% | 99% | 0 | 0% | 99% | 0 | 0% | 99% | 0 | 0% | 99% | 0 | 0% | 55.09% | 0 | 0% | 55.09% | 0 | 0% | 55.09% | 0 | 0% | 55.09% | 0 | 0 | 0% | 2.809% | 0 | 0% | 2.809% | 0 | 0% | 2.809% | 0 | 0% | 0.279% | 0 | 0% | 0.279% | 0 | 0% | 0.279% | 0 | 0% | 1.113% | 0 | 0% | 1.113% | 0 | 100% | 1.113% | 0.00045388 | 0% | 0.9749% | 0 | 0% | 0.9749% | 0 | 0% | 0.9749% | 0 | 0% | 7.937% | 0 | 0% | 7.937% | 0 | 0% | 7.937% | 0 | 0% | 0.4647% | 0 | 0% | 0.4647% | 0 | 0% | 0.4647% | 0 |  |  |  | 0% | 11.8% | 0 | 0% | 11.8% | 0 | 0% | 11.8% | 0 | 0% | 0.3158% | 0 | 0% | 0.3158% | 0 | 0% | 0.3158% | 0 | 0% | 100% | 0 | 0% | 100% | 0 | 0% | 100% | 0 | 0% | 100% | 0 |  |  | 0 |  |  | 0 |  |  | 0 | 100% | 65% |  | 100% | 65% |  | 100% | 65% |  | 100% | 65% |  | 100% | 90% |  | 100% | 90% |  | 100% | 90%
CALISTOGA 1102131531 | 0.027222 | 5.042 | 25.3574 | 0.67016 | 26.0276 | 0.034367 | 0.016667 | 0.0031813 | 0% | 99% | 0 | 0% | 99% | 0 | 0% | 99% | 0 | 0% | 99% | 0 | 0% | 62.7% | 0 | 0% | 62.7% | 0 | 0% | 62.7% | 0 | 0% | 62.7% | 0 | 0.67016 | 66.67% | 2.094% | 0.35391 | 0% | 2.094% | 0 | 0% | 2.094% | 0 | 0% | 0.2228% | 0 | 0% | 0.2228% | 0 | 0% | 0.2228% | 0 | 0% | 0.4697% | 0 | 73.45% | 0.4697% | 0.087488 | 0% | 0.4697% | 0 | 0% | 0.492% | 0 | 26.1% | 0.492% | 0.032562 | 73.45% | 0.492% | 0.09163 | 99.82% | 3.513% | 0.88923 | 0% | 3.513% | 0 | 0.1757% | 3.513% | 0.001565 | 0% | 4.213% | 0 | 0% | 4.213% | 0 | 45.22% | 4.213% | 0.48311 |  |  |  | 0% | 11.8% | 0 | 0% | 11.8% | 0 | 0% | 11.8% | 0 | 0% | 0.3839% | 0 | 0% | 0.3839% | 0 | 0% | 0.3839% | 0 | 0% | 100% | 0 | 0% | 100% | 0 | 0% | 100% | 0 | 0% | 100% | 0 |  |  | 0.26821 |  |  | 0 |  |  | 0.0021853 | 100% | 65% |  | 100% | 65% |  | 100% | 65% |  | 100% | 65% |  | 100% | 90% |  | 100% | 90% |  | 100% | 90%
STILLWATER 11021466 | 0.011789 | 23.5347 | 36.3656 | 6.5838 | 42.9495 | 0.029807 | 0.036694 | 0.011527 | 0% | 99% | 0 | 0% | 99% | 0 | 0% | 99% | 0 | 0% | 99% | 0 | 0% | 61.11% | 0 | 0% | 61.11% | 0 | 0% | 61.11% | 0 | 0% | 61.11% | 0 | 6.5838 | 0% | 2.448% | 0 | 0% | 2.448% | 0 | 0% | 2.448% | 0 | 0% | 0.2518% | 0 | 0% | 0.2518% | 0 | 0% | 0.2518% | 0 | 53.05% | 0.7162% | 0.13819 | 67.23% | 0.7162% | 0.17511 | 53.05% | 0.7162% | 0.13819 | 67.23% | 0.7023% | 0.17171 | 58.59% | 0.7023% | 0.14964 | 66.15% | 0.7023% | 0.16896 | 38.14% | 5.268% | 0.73063 | 59.86% | 5.268% | 1.1467 | 1.379% | 5.268% | 0.026417 | 0% | 2.251% | 0 | 0% | 2.251% | 0 | 45.22% | 2.251% | 0.3702 |  |  |  | 34.81% | 11.8% | 1.4939 | 0% | 11.8% | 0 | 0% | 11.8% | 0 | 0% | 0.3644% | 0 | 0% | 0.3644% | 0 | 0% | 0.3644% | 0 | 0.4773% | 100% | 0.17356 | 0% | 100% | 0 | 0% | 100% | 0 | 0% | 100% | 0 |  |  | 0.039343 |  |  | 0.32786 |  |  | 0.022642 | 100% | 65% |  | 100% | 65% |  | 100% | 65% |  | 100% | 65% |  | 100% | 90% |  | 100% | 90% |  | 100% | 90%
TEMPLETON 2110N30 | 0.0061132 | 20.1025 | 23.9115 | 0 | 23.9115 | 0.019269 | 0.024249 | 0.0078428 | 0% | 99% | 0 | 0% | 99% | 0 | 0% | 99% | 0 | 0% | 99% | 0 | 0% | 62.38% | 0 | 0% | 62.38% | 0 | 0% | 62.38% | 0 | 0% | 62.38% | 0 | 0 | 100% | 2.472% | 0.59108 | 0% | 2.472% | 0 | 0% | 2.472% | 0 | 0% | 0.2794% | 0 | 0% | 0.2794% | 0 | 0% | 0.2794% | 0 | 0% | 0.6932% | 0 | 64.63% | 0.6932% | 0.10714 | 0% | 0.6932% | 0 | 0% | 0.7082% | 0 | 35.37% | 0.7082% | 0.059887 | 64.63% | 0.7082% | 0.10945 | 36.6% | 5.167% | 0.45218 | 0.8561% | 5.167% | 0.010576 | 51.07% | 5.167% | 0.6309 | 0% | 2.432% | 0 | 0% | 2.432% | 0 | 0% | 2.432% | 0 |  |  |  | 25.59% | 11.8% | 0.72213 | 0% | 11.8% | 0 | 0% | 11.8% | 0 | 0% | 0.3665% | 0 | 0% | 0.3665% | 0 | 0% | 0.3665% | 0 | 0% | 100% | 0 | 0% | 100% | 0 | 0% | 100% | 0 | 0% | 100% | 0 |  |  | 0 |  |  | 0.0042299 |  |  | 0.060058 | 100% | 65% |  | 100% | 65% |  | 100% | 65% |  | 100% | 65% |  | 100% | 90% |  | 100% | 90% |  | 100% | 90%
ELECTRA 110161816 | 0.0078671 | 25.1007 | 36.3189 | 1.1101 | 37.429 | 0.03569 | 0.03162 | 0.01115 | 0% | 99% | 0 | 0% | 99% | 0 | 0% | 99% | 0 | 0% | 99% | 0 | 0% | 61.28% | 0 | 0% | 61.28% | 0 | 0% | 61.28% | 0 | 0% | 61.28% | 0 | 1.1101 | 25% | 2.208% | 0.2005 | 0% | 2.208% | 0 | 0% | 2.208% | 0 | 0% | 0.2269% | 0 | 0% | 0.2269% | 0 | 0% | 0.2269% | 0 | 13.48% | 0.6166% | 0.030192 | 68.43% | 0.6166% | 0.15325 | 18.54% | 0.6166% | 0.041529 | 38.44% | 0.6113% | 0.085334 | 27.93% | 0.6113% | 0.062007 | 72.02% | 0.6113% | 0.15989 | 64.97% | 4.549% | 1.0733 | 7.266% | 4.549% | 0.12003 | 9.98% | 4.549% | 0.16487 | 0% | 3.192% | 0 | 0% | 3.192% | 0 | 0% | 3.192% | 0 |  |  |  | 35% | 11.8% | 1.5 | 0% | 11.8% | 0 | 0% | 11.8% | 0 | 0% | 0.3712% | 0 | 0% | 0.3712% | 0 | 0% | 0.3712% | 0 | 0% | 100% | 0 | 0% | 100% | 0 | 0% | 100% | 0 | 0% | 100% | 0 |  |  | 0.10557 |  |  | 0 |  |  | 0.072531 | 100% | 65% |  | 100% | 65% |  | 100% | 65% |  | 100% | 65% |  | 100% | 90% |  | 100% | 90% |  | 100% | 90%
APPLE HILL 210251792 | 0.014392 | 10.2805 | 24.6241 | 1.2928 | 25.9169 | 0.027596 | 0.018013 | 0.007639 | 0% | 99% | 0 | 0% | 99% | 0 | 0% | 99% | 0 | 0% | 99% | 0 | 0% | 62.49% | 0 | 0% | 62.49% | 0 | 0% | 62.49% | 0 | 0% | 62.49% | 0 | 1.2928 | 80% | 1.79% | 0.35264 | 0% | 1.79% | 0 | 0% | 1.79% | 0 | 0% | 0.1982% | 0 | 0% | 0.1982% | 0 | 0% | 0.1982% | 0 | 0% | 0.5046% | 0 | 14.97% | 0.5046% | 0.018599 | 3.732% | 0.5046% | 0.0046375 | 18.7% | 0.5188% | 0.023891 | 80.27% | 0.5188% | 0.10254 | 2.807% | 0.5188% | 0.0035855 | 28.84% | 3.77% | 0.26773 | 50.21% | 3.77% | 0.46611 | 17.81% | 3.77% | 0.16535 | 0% | 3.641% | 0 | 0% | 3.641% | 0 | 45.22% | 3.641% | 0.4054 |  |  |  | 33.65% | 11.8% | 0.97769 | 0% | 11.8% | 0 | 0% | 11.8% | 0 | 0% | 0.3774% | 0 | 0% | 0.3774% | 0 | 0% | 0.3774% | 0 | 0% | 100% | 0 | 0% | 100% | 0 | 0% | 100% | 0 | 0% | 100% | 0 |  |  | 0 |  |  | 0.0046601 |  |  | 0.00873 | 100% | 65% |  | 100% | 65% |  | 100% | 65% |  | 100% | 65% |  | 100% | 90% |  | 100% | 90% |  | 100% | 90%
PIKE CITY 1102CB | 0.0147 | 9.8499 | 29.4753 | 0.30952 | 29.7848 | 0.029808 | 0.027945 | 0.006006 | 0% | 99% | 0 | 0% | 99% | 0 | 0% | 99% | 0 | 0% | 99% | 0 | 0% | 61.89% | 0 | 0% | 61.89% | 0 | 0% | 61.89% | 0 | 0% | 61.89% | 0 | 0.30952 | 66.67% | 2.913% | 0.57249 | 0% | 2.913% | 0 | 0% | 2.913% | 0 | 0% | 0.3101% | 0 | 0% | 0.3101% | 0 | 0% | 0.3101% | 0 | 4.482% | 0.6656% | 0.0087936 | 4.161% | 0.6656% | 0.0081626 | 4.482% | 0.6656% | 0.0087936 | 0% | 0.6861% | 0 | 95.84% | 0.6861% | 0.19381 | 4.161% | 0.6861% | 0.0084141 | 80.62% | 4.951% | 1.1764 | 17.95% | 4.951% | 0.26191 | 0.5087% | 4.951% | 0.0074237 | 0% | 2.929% | 0 | 0% | 2.929% | 0 | 45.22% | 2.929% | 0.39037 |  |  |  | 0% | 11.8% | 0 | 0% | 11.8% | 0 | 0% | 11.8% | 0 | 0% | 0.3741% | 0 | 0% | 0.3741% | 0 | 0% | 0.3741% | 0 | 0% | 100% | 0 | 0% | 100% | 0 | 24.37% | 100% | 7.1824 | 0% | 100% | 0 |  |  | 0.16967 |  |  | 0.053696 |  |  | 0.013513 | 100% | 65% |  | 100% | 65% |  | 100% | 65% |  | 100% | 65% |  | 100% | 90% |  | 100% | 90% |  | 100% | 90%
KONOCTI 110264664 | 0.0094852 | 26.419 | 47.9747 | 0.70001 | 48.6747 | 0.040441 | 0.045796 | 0.017763 | 0% | 99% | 0 | 0% | 99% | 0 | 0% | 99% | 0 | 0% | 99% | 0 | 0% | 62.31% | 0 | 0% | 62.31% | 0 | 0% | 62.31% | 0 | 0% | 62.31% | 0 | 0.70001 | 66.67% | 2.356% | 0.75338 | 0% | 2.356% | 0 | 0% | 2.356% | 0 | 0% | 0.2538% | 0 | 0% | 0.2538% | 0 | 0% | 0.2538% | 0 | 39.95% | 0.6597% | 0.12644 | 49.85% | 0.6597% | 0.15776 | 39.95% | 0.6597% | 0.12644 | 0% | 0.6619% | 0 | 48.73% | 0.6619% | 0.15475 | 49.85% | 0.6619% | 0.1583 | 57.29% | 4.885% | 1.3426 | 22.71% | 4.885% | 0.5323 | 6.496% | 4.885% | 0.15224 | 0% | 2.483% | 0 | 0% | 2.483% | 0 | 45.22% | 2.483% | 0.53878 |  |  |  | 31.01% | 11.8% | 1.7556 | 0% | 11.8% | 0 | 0% | 11.8% | 0 | 0% | 0.3682% | 0 | 0% | 0.3682% | 0 | 0% | 0.3682% | 0 | 0% | 100% | 0 | 0% | 100% | 0 | 0% | 100% | 0 | 0% | 100% | 0 |  |  | 0.090955 |  |  | 0.11205 |  |  | 0.067012 | 100% | 65% |  | 100% | 65% |  | 100% | 65% |  | 100% | 65% |  | 100% | 90% |  | 100% | 90% |  | 100% | 90%
BRUNSWICK 11062790 | 0.007356 | 8.2462 | 16.0579 | 0.53934 | 16.5972 | 0.018741 | 0.012232 | 0.003888 | 1.463% | 99% | 0.23259 | 0% | 99% | 0 | 0% | 99% | 0 | 0% | 99% | 0 | 2.427% | 61.29% | 0.23891 | 0% | 61.29% | 0 | 0% | 61.29% | 0 | 0% | 61.29% | 0 | 0.53934 | 100% | 1.896% | 0.30446 | 0% | 1.896% | 0 | 0% | 1.896% | 0 | 0% | 0.1963% | 0 | 0% | 0.1963% | 0 | 0% | 0.1963% | 0 | 53.75% | 0.5329% | 0.045993 | 54.88% | 0.5329% | 0.046957 | 53.75% | 0.5329% | 0.045993 | 21.56% | 0.5265% | 0.018228 | 53.75% | 0.5265% | 0.045446 | 67.81% | 0.5265% | 0.057332 | 58.08% | 3.926% | 0.36612 | 7.543% | 3.926% | 0.047551 | 13.98% | 3.926% | 0.088105 | 0% | 3.649% | 0 | 0% | 3.649% | 0 | 0% | 3.649% | 0 |  |  |  | 33.35% | 11.8% | 0.63184 | 0% | 11.8% | 0 | 0% | 11.8% | 0 | 0% | 0.3739% | 0 | 0% | 0.3739% | 0 | 0% | 0.3739% | 0 | 0% | 100% | 0 | 0% | 100% | 0 | 0% | 100% | 0 | 0% | 100% | 0 |  |  | 0.00070794 |  |  | 0 |  |  | 0.01954 | 100% | 65% |  | 100% | 65% |  | 100% | 65% |  | 100% | 65% |  | 100% | 90% |  | 100% | 90% |  | 100% | 90%
CURTIS 17048140 | 0.0067349 | 38.0258 | 53.5441 | 1.5709 | 55.115 | 0.042119 | 0.051198 | 0.02299 | 0% | 99% | 0 | 0% | 99% | 0 | 0% | 99% | 0 | 0% | 99% | 0 | 0% | 61.57% | 0 | 0% | 61.57% | 0 | 0% | 61.57% | 0 | 0% | 61.57% | 0 | 1.5709 | 40% | 2.189% | 0.46879 | 0% | 2.189% | 0 | 0% | 2.189% | 0 | 100% | 0.2318% | 0.12409 | 0% | 0.2318% | 0 | 0% | 0.2318% | 0 | 61.31% | 0.6628% | 0.2176 | 41.09% | 0.6628% | 0.14584 | 64.16% | 0.6628% | 0.22771 | 22.86% | 0.6563% | 0.080337 | 61.35% | 0.6563% | 0.21559 | 40.96% | 0.6563% | 0.14396 | 83.89% | 4.895% | 2.1988 | 2.233% | 4.895% | 0.058516 | 6.134% | 4.895% | 0.16078 | 0% | 2.392% | 0 | 0% | 2.392% | 0 | 45.22% | 2.392% | 0.57907 |  |  |  | 35% | 11.8% | 2.2114 | 0% | 11.8% | 0 | 0% | 11.8% | 0 | 0% | 0.3664% | 0 | 0% | 0.3664% | 0 | 0% | 0.3664% | 0 | 0% | 100% | 0 | 0% | 100% | 0 | 0% | 100% | 0 | 0% | 100% | 0 |  |  | 0.012809 |  |  | 0.05382 |  |  | 0.095633 | 100% | 65% |  | 100% | 65% |  | 100% | 65% |  | 100% | 65% |  | 100% | 90% |  | 100% | 90% |  | 100% | 90%
BUTTE 1105235788 | 0.0067565 | 7.3968 | 12.4594 | 0.4272 | 12.8866 | 0.011256 | 0.01205 | 0.0038093 | 0% | 99% | 0 | 0% | 99% | 0 | 0% | 99% | 0 | 0% | 99% | 0 | 0% | 61.83% | 0 | 0% | 61.83% | 0 | 0% | 61.83% | 0 | 0% | 61.83% | 0 | 0.4272 | 0% | 2.334% | 0 | 0% | 2.334% | 0 | 0% | 2.334% | 0 | 0% | 0.2533% | 0 | 0% | 0.2533% | 0 | 0% | 0.2533% | 0 | 61.01% | 0.6607% | 0.050219 | 30.09% | 0.6607% | 0.024771 | 61.01% | 0.6607% | 0.050219 | 0% | 0.6576% | 0 | 61.01% | 0.6576% | 0.049984 | 38.99% | 0.6576% | 0.031945 | 64.4% | 4.879% | 0.39146 | 9.094% | 4.879% | 0.055277 | 6.52% | 4.879% | 0.039633 | 0% | 2.627% | 0 | 0% | 2.627% | 0 | 0% | 2.627% | 0 |  |  |  | 0% | 11.8% | 0 | 0% | 11.8% | 0 | 0% | 11.8% | 0 | 0% | 0.3661% | 0 | 0% | 0.3661% | 0 | 0% | 0.3661% | 0 | 0% | 100% | 0 | 0% | 100% | 0 | 0% | 100% | 0 | 0% | 100% | 0 |  |  | 0 |  |  | 0 |  |  | 0 | 100% | 65% |  | 100% | 65% |  | 100% | 65% |  | 100% | 65% |  | 100% | 90% |  | 100% | 90% |  | 100% | 90%
SILVERADO 2104632 | 0.021383 | 19.0469 | 91.9264 | 3.2184 | 95.1448 | 0.11683 | 0.06922 | 0.014225 | 0% | 99% | 0 | 0% | 99% | 0 | 0% | 99% | 0 | 39.56% | 99% | 36.0036 | 0% | 62.92% | 0 | 1.03% | 62.92% | 0.59585 | 0% | 62.92% | 0 | 0% | 62.92% | 0 | 3.2184 | 31.25% | 2.305% | 0.66227 | 0% | 2.305% | 0 | 0% | 2.305% | 0 | 0% | 0.2481% | 0 | 0% | 0.2481% | 0 | 0% | 0.2481% | 0 | 70.46% | 0.5237% | 0.3392 | 22.84% | 0.5237% | 0.10994 | 72.66% | 0.5237% | 0.34975 | 18.13% | 0.5489% | 0.091488 | 72.86% | 0.5489% | 0.36763 | 24.92% | 0.5489% | 0.12573 | 71.41% | 3.918% | 2.572 | 27.39% | 3.918% | 0.98654 | 0.2841% | 3.918% | 0.010233 | 0% | 3.502% | 0 | 40.07% | 3.502% | 1.29 | 0% | 3.502% | 0 |  |  |  | 0% | 11.8% | 0 | 0% | 11.8% | 0 | 0% | 11.8% | 0 | 0% | 0.3811% | 0 | 0% | 0.3811% | 0 | 0% | 0.3811% | 0 | 0% | 100% | 0 | 0% | 100% | 0 | 0% | 100% | 0 | 0% | 100% | 0 |  |  | 0.022767 |  |  | 0.083691 |  |  | 0.01335 | 100% | 65% |  | 100% | 65% |  | 100% | 65% |  | 100% | 65% |  | 100% | 90% |  | 100% | 90% |  | 100% | 90%
WEST POINT 11014706 | 0.017455 | 13.9157 | 40.6983 | 2.1456 | 42.8439 | 0.051111 | 0.029033 | 0.0087893 | 0% | 99% | 0 | 0% | 99% | 0 | 0% | 99% | 0 | 0% | 99% | 0 | 0% | 62% | 0 | 0% | 62% | 0 | 0% | 62% | 0 | 0% | 62% | 0 | 2.1456 | 0% | 1.769% | 0 | 0% | 1.769% | 0 | 0% | 1.769% | 0 | 0% | 0.1847% | 0 | 0% | 0.1847% | 0 | 0% | 0.1847% | 0 | 74.2% | 0.4991% | 0.15073 | 2.418% | 0.4991% | 0.0049124 | 74.2% | 0.4991% | 0.15073 | 0% | 0.5017% | 0 | 93.02% | 0.5017% | 0.18992 | 6.977% | 0.5017% | 0.014246 | 91.46% | 3.702% | 1.378 | 5.009% | 3.702% | 0.075471 | 2.048% | 3.702% | 0.030853 | 0% | 3.498% | 0 | 0% | 3.498% | 0 | 45.22% | 3.498% | 0.64369 |  |  |  | 35% | 11.8% | 1.6808 | 0% | 11.8% | 0 | 0% | 11.8% | 0 | 55.56% | 0.3779% | 0.085443 | 0% | 0.3779% | 0 | 0% | 0.3779% | 0 | 0% | 100% | 0 | 0% | 100% | 0 | 0% | 100% | 0 | 0% | 100% | 0 |  |  | 0.19393 |  |  | 0.05244 |  |  | 0.021056 | 100% | 65% |  | 100% | 65% |  | 100% | 65% |  | 100% | 65% |  | 100% | 90% |  | 100% | 90% |  | 100% | 90%
AUBERRY 110149122 | 0.0034999 | 4.3768 | 10.2952 | 0.083333 | 10.3786 | 0.0066427 | 0.011452 | 0.004438 | 0% | 99% | 0 | 0% | 99% | 0 | 0% | 99% | 0 | 0% | 99% | 0 | 0% | 61.41% | 0 | 0% | 61.41% | 0 | 0% | 61.41% | 0 | 36.36% | 61.41% | 2.2989 | 0.083333 | 0% | 2.655% | 0 | 0% | 2.655% | 0 | 0% | 2.655% | 0 | 0% | 0.2767% | 0 | 0% | 0.2767% | 0 | 0% | 0.2767% | 0 | 65.9% | 0.7663% | 0.05199 | 97.55% | 0.7663% | 0.076964 | 65.9% | 0.7663% | 0.05199 | 97.55% | 0.7511% | 0.07544 | 65.9% | 0.7511% | 0.05096 | 87.17% | 0.7511% | 0.06741 | 0% | 5.632% | 0 | 0% | 5.632% | 0 | 0% | 5.632% | 0 | 0% | 1.739% | 0 | 0% | 1.739% | 0 | 0% | 1.739% | 0 |  |  |  | 35% | 11.8% | 0.42519 | 0% | 11.8% | 0 | 0% | 11.8% | 0 | 55.56% | 0.3603% | 0.020609 | 0% | 0.3603% | 0 | 0% | 0.3603% | 0 | 0% | 100% | 0 | 0% | 100% | 0 | 0% | 100% | 0 | 0% | 100% | 0 |  |  | 0 |  |  | 0 |  |  | 0.0070195 | 100% | 65% |  | 100% | 65% |  | 100% | 65% |  | 100% | 65% |  | 100% | 90% |  | 100% | 90% |  | 100% | 90%
CLOVERDALE 1102672 | 0.0074176 | 22.5809 | 34.6223 | 1.4244 | 36.0467 | 0.024028 | 0.043891 | 0.0079102 | 0% | 99% | 0 | 0% | 99% | 0 | 0% | 99% | 0 | 0% | 99% | 0 | 0% | 62.6% | 0 | 0% | 62.6% | 0 | 0% | 62.6% | 0 | 0% | 62.6% | 0 | 1.4244 | 50% | 3.946% | 0.68311 | 0% | 3.946% | 0 | 0% | 3.946% | 0 | 0% | 0.4169% | 0 | 0% | 0.4169% | 0 | 0% | 0.4169% | 0 | 0% | 0.8866% | 0 | 28.06% | 0.8866% | 0.08613 | 0.28% | 0.8866% | 0.00085951 | 0% | 0.9241% | 0 | 71.46% | 0.9241% | 0.22864 | 28.51% | 0.9241% | 0.091208 | 59.71% | 6.62% | 1.3684 | 13.48% | 6.62% | 0.30902 | 21.13% | 6.62% | 0.48435 | 0% | 2.006% | 0 | 0% | 2.006% | 0 | 0% | 2.006% | 0 |  |  |  | 28.88% | 11.8% | 1.1798 | 0% | 11.8% | 0 | 0% | 11.8% | 0 | 0% | 0.3697% | 0 | 0% | 0.3697% | 0 | 0% | 0.3697% | 0 | 0% | 100% | 0 | 0% | 100% | 0 | 0% | 100% | 0 | 0% | 100% | 0 |  |  | 0.00017699 |  |  | 0.02925 |  |  | 0.038184 | 100% | 65% |  | 100% | 65% |  | 100% | 65% |  | 100% | 65% |  | 100% | 90% |  | 100% | 90% |  | 100% | 90%
NARROWS 2102CB | 0.022999 | 5.1939 | 19.6841 | 0.35031 | 20.0344 | 0.010033 | 0.02402 | 0.0090595 | 0% | 99% | 0 | 0% | 99% | 0 | 0% | 99% | 0 | 0% | 99% | 0 | 0% | 62.01% | 0 | 0% | 62.01% | 0 | 0% | 62.01% | 0 | 0% | 62.01% | 0 | 0.35031 | 0% | 2.221% | 0 | 0% | 2.221% | 0 | 0% | 2.221% | 0 | 0% | 0.2819% | 0 | 0% | 0.2819% | 0 | 0% | 0.2819% | 0 | 0% | 0.7912% | 0 | 25.92% | 0.7912% | 0.040361 | 73.36% | 0.7912% | 0.11425 | 99.27% | 0.8197% | 0.16018 | 0% | 0.8197% | 0 | 0% | 0.8197% | 0 | 85.81% | 5.964% | 1.0074 | 4.633% | 5.964% | 0.054388 | 0% | 5.964% | 0 | 0% | 1.462% | 0 | 0% | 1.462% | 0 | 0% | 1.462% | 0 |  |  |  | 0% | 11.8% | 0 | 0% | 11.8% | 0 | 0% | 11.8% | 0 | 0% | 0.3583% | 0 | 0% | 0.3583% | 0 | 0% | 0.3583% | 0 | 0% | 100% | 0 | 0% | 100% | 0 | 0% | 100% | 0 | 0% | 100% | 0 |  |  | 0 |  |  | 0 |  |  | 0 | 100% | 65% |  | 100% | 65% |  | 100% | 65% |  | 100% | 65% |  | 100% | 90% |  | 100% | 90% |  | 100% | 90%
COLUMBIA HILL 11012212 | 0.015814 | 8.8844 | 27.6184 | 1.7989 | 29.4172 | 0.032347 | 0.022323 | 0.0058793 | 0% | 99% | 0 | 0% | 99% | 0 | 0% | 99% | 0 | 0% | 99% | 0 | 0% | 62.19% | 0 | 0% | 62.19% | 0 | 0% | 62.19% | 0 | 0% | 62.19% | 0 | 1.7989 | 0% | 2.325% | 0 | 0% | 2.325% | 0 | 0% | 2.325% | 0 | 0% | 0.2489% | 0 | 0% | 0.2489% | 0 | 0% | 0.2489% | 0 | 0% | 0.5578% | 0 | 98.15% | 0.5578% | 0.15121 | 0% | 0.5578% | 0 | 10.05% | 0.5725% | 0.015889 | 0% | 0.5725% | 0 | 100% | 0.5725% | 0.15812 | 84.07% | 4.149% | 0.96337 | 12.79% | 4.149% | 0.14661 | 0% | 4.149% | 0 | 0% | 3.314% | 0 | 0% | 3.314% | 0 | 45.22% | 3.314% | 0.4139 |  |  |  | 0% | 11.8% | 0 | 35% | 11.8% | 1.1406 | 0% | 11.8% | 0 | 0% | 0.3771% | 0 | 0% | 0.3771% | 0 | 0% | 0.3771% | 0 | 0% | 100% | 0 | 0% | 100% | 0 | 0% | 100% | 0 | 0% | 100% | 0 |  |  | 0.001659 |  |  | 0 |  |  | 0 | 100% | 65% |  | 100% | 65% |  | 100% | 65% |  | 100% | 65% |  | 100% | 90% |  | 100% | 90% |  | 100% | 90%
SAN ARDO 11027030 | 0.0030947 | 0 | 19.7425 | 0.002661 | 19.7451 | 0.0048338 | 0.023758 | 0.014735 | 0% | 99% | 0 | 0% | 99% | 0 | 0% | 99% | 0 | 0% | 99% | 0 | 0% | 62.22% | 0 | 0% | 62.22% | 0 | 0% | 62.22% | 0 | 0% | 62.22% | 0 | 0.002661 | 0% | 2.766% | 0 | 0% | 2.766% | 0 | 0% | 2.766% | 0 | 0% | 0.306% | 0 | 0% | 0.306% | 0 | 0% | 0.306% | 0 | 37.91% | 0.8035% | 0.060141 | 14.63% | 0.8035% | 0.023211 | 53.18% | 0.8035% | 0.084362 | 28.13% | 0.787% | 0.043708 | 70.56% | 0.787% | 0.10963 | 12.33% | 0.787% | 0.019165 | 81.85% | 5.9% | 0.95337 | 0% | 5.9% | 0 | 13.58% | 5.9% | 0.15812 | 0% | 0.6617% | 0 | 0% | 0.6617% | 0 | 0% | 0.6617% | 0 |  |  |  | 0% | 11.8% | 0 | 12.72% | 11.8% | 0.29621 | 0% | 11.8% | 0 | 0% | 0.3532% | 0 | 0% | 0.3532% | 0 | 0% | 0.3532% | 0 | 0% | 100% | 0 | 0% | 100% | 0 | 0% | 100% | 0 | 0% | 100% | 0 |  |  | 0 |  |  | 0 |  |  | 0.020066 |  |  |  |  | 65% |  |  | 65% |  | 100% | 65%
KIRKER 2104442850 | 0.00471 | 5.9057 | 7.5418 | 0.031863 | 7.5737 | 0.0021937 | 0.011094 | 0.0032804 | 25.34% | 99% | 1.8919 | 0.2617% | 99% | 0.019537 | 0% | 99% | 0 | 0% | 99% | 0 | 1.984% | 61.53% | 0.092078 | 57.3% | 61.53% | 2.6591 | 0% | 61.53% | 0 | 0% | 61.53% | 0 | 0.031863 | 100% | 3.864% | 0.29144 | 0% | 3.864% | 0 | 0% | 3.864% | 0 | 0% | 0.4221% | 0 | 29.36% | 0.4221% | 0.0093442 | 0% | 0.4221% | 0 | 0% | 0.9986% | 0 | 69.03% | 0.9986% | 0.051992 | 30.97% | 0.9986% | 0.023324 | 99.14% | 1.015% | 0.075919 | 0.8566% | 1.015% | 0.00065592 | 47.8% | 1.015% | 0.036604 | 53.37% | 7.419% | 0.29862 | 37.45% | 7.419% | 0.20952 | 0% | 7.419% | 0 | 0% | 0.6651% | 0 | 0% | 0.6651% | 0 | 0% | 0.6651% | 0 |  |  |  | 0% | 11.8% | 0 | 0% | 11.8% | 0 | 0% | 11.8% | 0 | 55.56% | 0.3547% | 0.01486 | 0% | 0.3547% | 0 | 0% | 0.3547% | 0 | 0% | 100% | 0 | 0.4994% | 100% | 0.037661 | 0% | 100% | 0 | 0% | 100% | 0 |  |  | 0.0007341 |  |  | 0.02661 |  |  | 0 | 100% | 65% |  | 100% | 65% |  | 100% | 65% |  | 100% | 65% |  | 100% | 90% |  | 100% | 90% |  | 100% | 90%
ATASCADERO 1103A14 | 0.0063018 | 25.834 | 33.7903 | 0.050735 | 33.8411 | 0.02632 | 0.032964 | 0.015024 | 0% | 99% | 0 | 0% | 99% | 0 | 0% | 99% | 0 | 0% | 99% | 0 | 0% | 63.15% | 0 | 0% | 63.15% | 0 | 0% | 63.15% | 0 | 0% | 63.15% | 0 | 0.050735 | 0% | 2.325% | 0 | 0% | 2.325% | 0 | 0% | 2.325% | 0 | 0% | 0.2626% | 0 | 0% | 0.2626% | 0 | 0% | 0.2626% | 0 | 0% | 0.6503% | 0 | 0% | 0.6503% | 0 | 0% | 0.6503% | 0 | 0% | 0.6612% | 0 | 0% | 0.6612% | 0 | 0% | 0.6612% | 0 | 0% | 4.835% | 0 | 0% | 4.835% | 0 | 0% | 4.835% | 0 | 0% | 2.297% | 0 | 0% | 2.297% | 0 | 45.22% | 2.297% | 0.35103 |  |  |  | 0% | 11.8% | 0 | 0% | 11.8% | 0 | 0% | 11.8% | 0 | 0% | 0.3673% | 0 | 0% | 0.3673% | 0 | 0% | 0.3673% | 0 | 0% | 100% | 0 | 0% | 100% | 0 | 0% | 100% | 0 | 0% | 100% | 0 |  |  | 0 |  |  | 0 |  |  | 0 | 100% | 65% |  | 100% | 65% |  | 100% | 65% |  | 100% | 65% |  | 100% | 90% |  | 100% | 90% |  | 100% | 90%
PARADISE 11042034 | 0.0076725 | 11.749 | 17.0974 | 1.5588 | 18.6562 | 0.012247 | 0.019137 | 0.0062512 | 0% | 99% | 0 | 0% | 99% | 0 | 27.82% | 99% | 4.7084 | 0% | 99% | 0 | 0% | 62.61% | 0 | 0% | 62.61% | 0 | 1.014% | 62.61% | 0.10855 | 0% | 62.61% | 0 | 1.5588 | 0% | 2.962% | 0 | 0% | 2.962% | 0 | 0% | 2.962% | 0 | 100% | 0.3198% | 0.054678 | 0% | 0.3198% | 0 | 0% | 0.3198% | 0 | 22.39% | 0.763% | 0.02921 | 26.31% | 0.763% | 0.034325 | 23.92% | 0.763% | 0.031199 | 0% | 0.7768% | 0 | 71.68% | 0.7768% | 0.095195 | 28.32% | 0.7768% | 0.037619 | 64.51% | 5.667% | 0.62508 | 26.89% | 5.667% | 0.26053 | 3.913% | 5.667% | 0.037916 | 0% | 1.851% | 0 | 0% | 1.851% | 0 | 0% | 1.851% | 0 |  |  |  | 33.69% | 11.8% | 0.67963 | 0% | 11.8% | 0 | 0% | 11.8% | 0 | 0% | 0.3664% | 0 | 0% | 0.3664% | 0 | 0% | 0.3664% | 0 | 0% | 100% | 0 | 0% | 100% | 0 | 0% | 100% | 0 | 0% | 100% | 0 |  |  | 0 |  |  | 0.0042468 |  |  | 0.01239 | 100% | 65% |  | 100% | 65% |  | 100% | 65% |  | 100% | 65% |  | 100% | 90% |  | 100% | 90% |  | 100% | 90%
WEST POINT 11021305 | 0.012287 | 11.8559 | 29.9262 | 0.50208 | 30.4283 | 0.035796 | 0.023783 | 0.0063112 | 0% | 99% | 0 | 0% | 99% | 0 | 0% | 99% | 0 | 0% | 99% | 0 | 0% | 60.88% | 0 | 0% | 60.88% | 0 | 0% | 60.88% | 0 | 0% | 60.88% | 0 | 0.50208 | 0% | 2.066% | 0 | 0% | 2.066% | 0 | 0% | 2.066% | 0 | 0% | 0.222% | 0 | 0% | 0.222% | 0 | 0% | 0.222% | 0 | 31.43% | 0.5442% | 0.051184 | 68.46% | 0.5442% | 0.11149 | 31.43% | 0.5442% | 0.051184 | 0% | 0.5515% | 0 | 31.43% | 0.5515% | 0.051869 | 68.57% | 0.5515% | 0.11316 | 54.57% | 4.039% | 0.65961 | 0% | 4.039% | 0 | 34.16% | 4.039% | 0.41287 | 0% | 4.083% | 0 | 0% | 4.083% | 0 | 45.22% | 4.083% | 0.55259 |  |  |  | 35% | 11.8% | 1.236 | 0% | 11.8% | 0 | 0% | 11.8% | 0 | 0% | 0.3755% | 0 | 0% | 0.3755% | 0 | 0% | 0.3755% | 0 | 0% | 100% | 0 | 0% | 100% | 0 | 0% | 100% | 0 | 0% | 100% | 0 |  |  | 0 |  |  | 0 |  |  | 0.14611 | 100% | 65% |  | 100% | 65% |  | 100% | 65% |  | 100% | 65% |  | 100% | 90% |  | 100% | 90% |  | 100% | 90%
BONNIE NOOK 1102CB | 0.013013 | 38.3929 | 112.6525 | 6.0858 | 118.7383 | 0.14159 | 0.08202 | 0.02459 | 0% | 99% | 0 | 0% | 99% | 0 | 8.459% | 99% | 9.4342 | 33.54% | 99% | 37.4006 | 0% | 62.77% | 0 | 0% | 62.77% | 0 | 0% | 62.77% | 0 | 0% | 62.77% | 0 | 6.0858 | 15.38% | 1.948% | 0.33753 | 0% | 1.948% | 0 | 0% | 1.948% | 0 | 0% | 0.2083% | 0 | 0% | 0.2083% | 0 | 0% | 0.2083% | 0 | 40.81% | 0.5% | 0.22987 | 63.72% | 0.5% | 0.35891 | 53.19% | 0.5% | 0.2996 | 30.26% | 0.5103% | 0.17392 | 53.19% | 0.5103% | 0.30575 | 77.07% | 0.5103% | 0.443 | 84.46% | 3.718% | 3.5372 | 6.85% | 3.718% | 0.28691 | 4.352% | 3.718% | 0.18228 | 0% | 3.044% | 0 | 0% | 3.044% | 0 | 0% | 3.044% | 0 |  |  |  | 0% | 11.8% | 0 | 0% | 11.8% | 0 | 0% | 11.8% | 0 | 0% | 0.3785% | 0 | 0% | 0.3785% | 0 | 0% | 0.3785% | 0 | 0% | 100% | 0 | 0% | 100% | 0 | 0.9703% | 100% | 1.0931 | 1.47% | 100% | 1.6565 |  |  | 0.005825 |  |  | 0 |  |  | 0.0055416 | 100% | 65% |  | 100% | 65% |  | 100% | 65% |  | 100% | 65% |  | 100% | 90% |  | 100% | 90% |  | 100% | 90%
SHADY GLEN 1102CB | 0.01361 | 22.9323 | 62.5226 | 3.5297 | 66.0522 | 0.070568 | 0.050643 | 0.016772 | 0% | 99% | 0 | 0% | 99% | 0 | 0% | 99% | 0 | 0% | 99% | 0 | 0% | 61.97% | 0 | 0% | 61.97% | 0 | 0% | 61.97% | 0 | 0% | 61.97% | 0 | 3.5297 | 0% | 2.019% | 0 | 0% | 2.019% | 0 | 0% | 2.019% | 0 | 0% | 0.2184% | 0 | 0% | 0.2184% | 0 | 0% | 0.2184% | 0 | 1.903% | 0.5542% | 0.0065928 | 81.59% | 0.5542% | 0.28268 | 18.19% | 0.5542% | 0.063031 | 82.14% | 0.5673% | 0.29132 | 2.042% | 0.5673% | 0.0072437 | 81.56% | 0.5673% | 0.28929 | 95.56% | 4.135% | 2.4706 | 0.7611% | 4.135% | 0.019676 | 1.182% | 4.135% | 0.030567 | 0% | 3.381% | 0 | 40.07% | 3.381% | 0.84685 | 0% | 3.381% | 0 |  |  |  | 0% | 11.8% | 0 | 0% | 11.8% | 0 | 0% | 11.8% | 0 | 0% | 0.3765% | 0 | 0% | 0.3765% | 0 | 0% | 0.3765% | 0 | 0.2466% | 100% | 0.15421 | 0% | 100% | 0 | 0% | 100% | 0 | 0% | 100% | 0 |  |  | 0.057597 |  |  | 0.0012804 |  |  | 0.0047119 | 100% | 65% |  | 100% | 65% |  | 100% | 65% |  | 100% | 65% |  | 100% | 90% |  | 100% | 90% |  | 100% | 90%
CLEAR LAKE 1102904 | 0.012549 | 2.9951 | 7.846 | 0 | 7.846 | 0.0059448 | 0.0074592 | 0.0040191 | 0% | 99% | 0 | 0% | 99% | 0 | 0% | 99% | 0 | 0% | 99% | 0 | 0% | 63.23% | 0 | 0% | 63.23% | 0 | 0% | 63.23% | 0 | 0% | 63.23% | 0 | 0 | 0% | 2.108% | 0 | 0% | 2.108% | 0 | 0% | 2.108% | 0 | 0% | 0.2439% | 0 | 0% | 0.2439% | 0 | 0% | 0.2439% | 0 | 0% | 0.6273% | 0 | 99.71% | 0.6273% | 0.049074 | 0.2899% | 0.6273% | 0.0001427 | 61.11% | 0.6512% | 0.031222 | 0.2899% | 0.6512% | 0.00014815 | 99.71% | 0.6512% | 0.050947 | 92.57% | 4.713% | 0.34229 | 0% | 4.713% | 0 | 3.885% | 4.713% | 0.014366 | 0% | 1.932% | 0 | 0% | 1.932% | 0 | 0% | 1.932% | 0 |  |  |  | 32.92% | 11.8% | 0.30482 | 0% | 11.8% | 0 | 0% | 11.8% | 0 | 0% | 0.3713% | 0 | 0% | 0.3713% | 0 | 0% | 0.3713% | 0 | 0% | 100% | 0 | 0% | 100% | 0 | 0% | 100% | 0 | 0% | 100% | 0 |  |  | 0 |  |  | 0 |  |  | 0.0012281 | 100% | 65% |  | 100% | 65% |  | 100% | 65% |  | 100% | 65% |  | 100% | 90% |  | 100% | 90% |  | 100% | 90%
CALAVERAS CEMENT 1101585 | 0.0043402 | 14.4243 | 12.7536 | 0 | 12.7536 | 0.0061846 | 0.010307 | 0.01205 | 0% | 99% | 0 | 0% | 99% | 0 | 0% | 99% | 0 | 0% | 99% | 0 | 0% | 64.68% | 0 | 0% | 64.68% | 0 | 0% | 64.68% | 0 | 0% | 64.68% | 0 | 0 | 0% | 1.831% | 0 | 0% | 1.831% | 0 | 0% | 1.831% | 0 | 0% | 0.1986% | 0 | 0% | 0.1986% | 0 | 0% | 0.1986% | 0 | 0% | 0.536% | 0 | 97.67% | 0.536% | 0.066766 | 2.332% | 0.536% | 0.0015939 | 100% | 0.531% | 0.067721 | 0% | 0.531% | 0 | 94.6% | 0.531% | 0.064064 | 35.14% | 3.952% | 0.17713 | 0% | 3.952% | 0 | 0% | 3.952% | 0 | 0% | 1.43% | 0 | 0% | 1.43% | 0 | 0% | 1.43% | 0 |  |  |  | 35% | 11.8% | 0.52672 | 0% | 11.8% | 0 | 0% | 11.8% | 0 | 0% | 0.3703% | 0 | 0% | 0.3703% | 0 | 0% | 0.3703% | 0 | 0% | 100% | 0 | 0% | 100% | 0 | 0% | 100% | 0 | 0% | 100% | 0 |  |  | 0 |  |  | 0 |  |  | 0 | 100% | 65% |  | 100% | 65% |  | 100% | 65% |  | 100% | 65% |  | 100% | 90% |  | 100% | 90% |  | 100% | 90%
MIWUK 170193062 | 0.0098397 | 8.6241 | 13.1188 | 0.13095 | 13.2498 | 0.011645 | 0.013096 | 0.0046505 | 0% | 99% | 0 | 0% | 99% | 0 | 0% | 99% | 0 | 0% | 99% | 0 | 0% | 61.89% | 0 | 0% | 61.89% | 0 | 0% | 61.89% | 0 | 0% | 61.89% | 0 | 0.13095 | 0% | 2.308% | 0 | 0% | 2.308% | 0 | 0% | 2.308% | 0 | 0% | 0.2435% | 0 | 0% | 0.2435% | 0 | 0% | 0.2435% | 0 | 82.61% | 0.6737% | 0.073012 | 12.08% | 0.6737% | 0.010674 | 83.77% | 0.6737% | 0.074033 | 0% | 0.6729% | 0 | 87.9% | 0.6729% | 0.077595 | 12.08% | 0.6729% | 0.010662 | 93.4% | 4.985% | 0.61087 | 1.981% | 4.985% | 0.012954 | 0% | 4.985% | 0 | 0% | 2.161% | 0 | 0% | 2.161% | 0 | 0% | 2.161% | 0 |  |  |  | 0% | 11.8% | 0 | 0% | 11.8% | 0 | 0% | 11.8% | 0 | 55.56% | 0.3677% | 0.026801 | 0% | 0.3677% | 0 | 0% | 0.3677% | 0 | 0% | 100% | 0 | 0% | 100% | 0 | 0% | 100% | 0 | 0% | 100% | 0 |  |  | 0.014982 |  |  | 0 |  |  | 0 | 100% | 65% |  | 100% | 65% |  | 100% | 65% |  | 100% | 65% |  | 100% | 90% |  | 100% | 90% |  | 100% | 90%
SILVERADO 2104515946 | 0.025445 | 19.0559 | 80.7385 | 4.8617 | 85.6002 | 0.086109 | 0.077638 | 0.018052 | 0% | 99% | 0 | 0% | 99% | 0 | 0% | 99% | 0 | 0% | 99% | 0 | 0% | 63.36% | 0 | 0% | 63.36% | 0 | 0% | 63.36% | 0 | 0% | 63.36% | 0 | 4.8617 | 0% | 2.614% | 0 | 0% | 2.614% | 0 | 0% | 2.614% | 0 | 0% | 0.2898% | 0 | 0% | 0.2898% | 0 | 0% | 0.2898% | 0 | 0% | 0.6378% | 0 | 5.916% | 0.6378% | 0.030463 | 1.231% | 0.6378% | 0.0063367 | 0% | 0.6697% | 0 | 1.231% | 0.6697% | 0.006653 | 98.77% | 0.6697% | 0.53401 | 39.46% | 4.784% | 1.5244 | 0% | 4.784% | 0 | 0% | 4.784% | 0 | 0% | 2.581% | 0 | 40.07% | 2.581% | 0.83497 | 0% | 2.581% | 0 |  |  |  | 0% | 11.8% | 0 | 0% | 11.8% | 0 | 0% | 11.8% | 0 | 0% | 0.3754% | 0 | 0% | 0.3754% | 0 | 0% | 0.3754% | 0 | 0% | 100% | 0 | 0% | 100% | 0 | 0% | 100% | 0 | 0% | 100% | 0 |  |  | 0 |  |  | 0 |  |  | 0 | 100% | 65% |  | 100% | 65% |  | 100% | 65% |  | 100% | 65% |  | 100% | 90% |  | 100% | 90% |  | 100% | 90%
LOS OSITOS 21037062 | 0.0052285 | 12.5606 | 13.4271 | 0 | 13.4271 | 0.0041123 | 0.018628 | 0.0075483 | 0% | 99% | 0 | 0% | 99% | 0 | 0% | 99% | 0 | 0% | 99% | 0 | 0% | 61.75% | 0 | 0% | 61.75% | 0 | 0% | 61.75% | 0 | 0% | 61.75% | 0 | 0 | 0% | 3.452% | 0 | 0% | 3.452% | 0 | 0% | 3.452% | 0 | 0% | 0.3674% | 0 | 0% | 0.3674% | 0 | 0% | 0.3674% | 0 | 0% | 0.92% | 0 | 18.6% | 0.92% | 0.022974 | 1.164% | 0.92% | 0.0014383 | 0% | 0.9092% | 0 | 78.58% | 0.9092% | 0.095936 | 21.42% | 0.9092% | 0.026146 | 77.58% | 6.764% | 0.7046 | 0% | 6.764% | 0 | 22.26% | 6.764% | 0.20219 | 0% | 0.885% | 0 | 0% | 0.885% | 0 | 0% | 0.885% | 0 |  |  |  | 0% | 11.8% | 0 | 34.7% | 11.8% | 0.54971 | 0% | 11.8% | 0 | 55.56% | 0.3528% | 0.026313 | 0% | 0.3528% | 0 | 0% | 0.3528% | 0 | 0% | 100% | 0 | 0% | 100% | 0 | 0% | 100% | 0 | 0% | 100% | 0 |  |  | 0.066195 |  |  | 0 |  |  | 0.029784 | 100% | 65% |  | 100% | 65% |  | 100% | 65% |  | 100% | 65% |  | 100% | 90% |  | 100% | 90% |  | 100% | 90%
ANTLER 11011520 | 0.018782 | 9.4929 | 32.5692 | 0.24874 | 32.8179 | 0.031537 | 0.031864 | 0.010092 | 0% | 99% | 0 | 0% | 99% | 0 | 0% | 99% | 0 | 0% | 99% | 0 | 0% | 60.36% | 0 | 0% | 60.36% | 0 | 0% | 60.36% | 0 | 0% | 60.36% | 0 | 0.24874 | 0% | 2.09% | 0 | 0% | 2.09% | 0 | 0% | 2.09% | 0 | 0% | 0.2235% | 0 | 0% | 0.2235% | 0 | 0% | 0.2235% | 0 | 0% | 0.6638% | 0 | 20.27% | 0.6638% | 0.043834 | 16.9% | 0.6638% | 0.036529 | 37.17% | 0.6772% | 0.081984 | 62.83% | 0.6772% | 0.13858 | 20.27% | 0.6772% | 0.044718 | 96.99% | 4.981% | 1.5733 | 0% | 4.981% | 0 | 1.437% | 4.981% | 0.023305 | 0% | 2.553% | 0 | 0% | 2.553% | 0 | 0% | 2.553% | 0 |  |  |  | 0% | 11.8% | 0 | 0% | 11.8% | 0 | 0% | 11.8% | 0 | 55.56% | 0.3734% | 0.067569 | 0% | 0.3734% | 0 | 0% | 0.3734% | 0 | 0% | 100% | 0 | 26.59% | 100% | 8.6588 | 0% | 100% | 0 | 0% | 100% | 0 |  |  | 0.0098253 |  |  | 0 |  |  | 0.0029664 | 100% | 65% |  | 100% | 65% |  | 100% | 65% |  | 100% | 65% |  | 100% | 90% |  | 100% | 90% |  | 100% | 90%
HARTLEY 1101789752 | 0.0044545 | 2.8421 | 4.2523 | 0 | 4.2523 | 0.0027036 | 0.0055437 | 0.0013722 | 0% | 99% | 0 | 0% | 99% | 0 | 0% | 99% | 0 | 0% | 99% | 0 | 0% | 61.52% | 0 | 0% | 61.52% | 0 | 0% | 61.52% | 0 | 0% | 61.52% | 0 | 0 | 0% | 3.394% | 0 | 0% | 3.394% | 0 | 0% | 3.394% | 0 | 0% | 0.3504% | 0 | 0% | 0.3504% | 0 | 0% | 0.3504% | 0 | 0% | 0.881% | 0 | 17.7% | 0.881% | 0.0066301 | 0% | 0.881% | 0 | 17.7% | 0.8779% | 0.0066072 | 82.3% | 0.8779% | 0.030724 | 17.7% | 0.8779% | 0.0066072 | 0% | 6.497% | 0 | 0% | 6.497% | 0 | 0% | 6.497% | 0 | 0% | 1.808% | 0 | 0% | 1.808% | 0 | 0% | 1.808% | 0 |  |  |  | 23.78% | 11.8% | 0.1193 | 0% | 11.8% | 0 | 0% | 11.8% | 0 | 0% | 0.3606% | 0 | 0% | 0.3606% | 0 | 0% | 0.3606% | 0 | 0% | 100% | 0 | 0% | 100% | 0 | 0% | 100% | 0 | 0% | 100% | 0 |  |  | 0 |  |  | 0 |  |  | 0 | 100% | 65% |  | 100% | 65% |  | 100% | 65% |  | 100% | 65% |  | 100% | 90% |  | 100% | 90% |  | 100% | 90%
MARIPOSA 2102440236 | 0.0069412 | 5.0925 | 55.4238 | 0 | 55.4238 | 0.04735 | 0.054529 | 0.023747 | 0% | 99% | 0 | 0.1608% | 99% | 0.08824 | 0% | 99% | 0 | 0% | 99% | 0 | 10.6% | 62.47% | 3.6697 | 0.1359% | 62.47% | 0.047057 | 0% | 62.47% | 0 | 0% | 62.47% | 0 | 0 | 0% | 2.056% | 0 | 0% | 2.056% | 0 | 0% | 2.056% | 0 | 0% | 0.2269% | 0 | 0.2521% | 0.2269% | 0.00031705 | 0% | 0.2269% | 0 | 71.73% | 0.6457% | 0.2567 | 21.57% | 0.6457% | 0.07721 | 71.73% | 0.6457% | 0.2567 | 0.002795% | 0.6523% | 1.0106e-05 | 71.73% | 0.6523% | 0.25931 | 25.88% | 0.6523% | 0.093553 | 52.65% | 4.809% | 1.4034 | 47.35% | 4.809% | 1.262 | 0% | 4.809% | 0 | 0% | 2.415% | 0 | 40.07% | 2.415% | 0.5363 | 0% | 2.415% | 0 |  |  |  | 0% | 11.8% | 0 | 0% | 11.8% | 0 | 0% | 11.8% | 0 | 0% | 0.3686% | 0 | 0% | 0.3686% | 0 | 0% | 0.3686% | 0 | 0.6476% | 100% | 0.3589 | 0% | 100% | 0 | 0% | 100% | 0 | 0% | 100% | 0 |  |  | 0 |  |  | 0.039977 |  |  | 0 | 100% | 65% |  | 100% | 65% |  | 100% | 65% |  | 100% | 65% |  | 100% | 90% |  | 100% | 90% |  | 100% | 90%
VOLTA 11011596 | 0.0099219 | 23.7722 | 40.0048 | 3.7229 | 43.7276 | 0.041673 | 0.036972 | 0.012125 | 0.04748% | 99% | 0.018806 | 1.867% | 99% | 0.73935 | 0% | 99% | 0 | 0% | 99% | 0 | 5.249% | 61.54% | 1.2922 | 10.16% | 61.54% | 2.502 | 0% | 61.54% | 0 | 0% | 61.54% | 0 | 3.7229 | 100% | 2.079% | 0.83183 | 0% | 2.079% | 0 | 0% | 2.079% | 0 | 0% | 0.2267% | 0 | 3.563% | 0.2267% | 0.0032314 | 0% | 0.2267% | 0 | 38.22% | 0.6003% | 0.091777 | 99.34% | 0.6003% | 0.23855 | 38.22% | 0.6003% | 0.091777 | 99.34% | 0.585% | 0.23249 | 38.22% | 0.585% | 0.089444 | 87.69% | 0.585% | 0.20522 | 0% | 4.398% | 0 | 79.02% | 4.398% | 1.3902 | 15.89% | 4.398% | 0.27951 | 0% | 2.699% | 0 | 0% | 2.699% | 0 | 0% | 2.699% | 0 |  |  |  | 34.6% | 11.8% | 1.6334 | 0% | 11.8% | 0 | 0% | 11.8% | 0 | 55.56% | 0.3652% | 0.081156 | 0% | 0.3652% | 0 | 0% | 0.3652% | 0 | 0.3832% | 100% | 0.15329 | 0% | 100% | 0 | 0% | 100% | 0 | 0% | 100% | 0 |  |  | 0 |  |  | 0.065442 |  |  | 0.0033359 | 100% | 65% |  | 100% | 65% |  | 100% | 65% |  | 100% | 65% |  | 100% | 90% |  | 100% | 90% |  | 100% | 90%
GIRVAN 11019732 | 0.012148 | 21.9559 | 52.27 | 6.7962 | 59.0662 | 0.03796 | 0.061688 | 0.019184 | 0% | 99% | 0 | 0% | 99% | 0 | 0% | 99% | 0 | 0% | 99% | 0 | 0% | 62.1% | 0 | 0% | 62.1% | 0 | 0% | 62.1% | 0 | 0% | 62.1% | 0 | 6.7962 | 0% | 3.109% | 0 | 0% | 3.109% | 0 | 0% | 3.109% | 0 | 0% | 0.3332% | 0 | 0% | 0.3332% | 0 | 0% | 0.3332% | 0 | 41.12% | 0.7848% | 0.16869 | 56.05% | 0.7848% | 0.22996 | 42.01% | 0.7848% | 0.17236 | 34.38% | 0.8104% | 0.14562 | 70% | 0.8104% | 0.29651 | 63.6% | 0.8104% | 0.2694 | 97.1% | 5.859% | 2.9738 | 0.2593% | 5.859% | 0.0079421 | 0% | 5.859% | 0 | 0% | 1.912% | 0 | 0% | 1.912% | 0 | 45.22% | 1.912% | 0.45203 |  |  |  | 22.93% | 11.8% | 1.4141 | 0% | 11.8% | 0 | 0% | 11.8% | 0 | 0% | 0.3687% | 0 | 0% | 0.3687% | 0 | 0% | 0.3687% | 0 | 0% | 100% | 0 | 0% | 100% | 0 | 0% | 100% | 0 | 0% | 100% | 0 |  |  | 0.047675 |  |  | 0.0531 |  |  | 0.0027325 | 100% | 65% |  | 100% | 65% |  | 100% | 65% |  | 100% | 65% |  | 100% | 90% |  | 100% | 90% |  | 100% | 90%
DUNLAP 11037220 | 0.0052175 | 26.2367 | 25.7658 | 0 | 25.7658 | 0.01803 | 0.028537 | 0.012094 | 0% | 99% | 0 | 0% | 99% | 0 | 0% | 99% | 0 | 0% | 99% | 0 | 0% | 60.88% | 0 | 0% | 60.88% | 0 | 0% | 60.88% | 0 | 0% | 60.88% | 0 | 0 | 100% | 2.272% | 0.58548 | 0% | 2.272% | 0 | 0% | 2.272% | 0 | 0% | 0.2397% | 0 | 0% | 0.2397% | 0 | 0% | 0.2397% | 0 | 55.43% | 0.7295% | 0.10419 | 39.2% | 0.7295% | 0.073673 | 59.26% | 0.7295% | 0.11139 | 39.56% | 0.704% | 0.071762 | 55.43% | 0.704% | 0.10054 | 23.79% | 0.704% | 0.043154 | 37.34% | 5.347% | 0.51449 | 48.67% | 5.347% | 0.67053 | 9.919% | 5.347% | 0.13665 | 0% | 1.941% | 0 | 0% | 1.941% | 0 | 0% | 1.941% | 0 |  |  |  | 34.83% | 11.8% | 1.059 | 0% | 11.8% | 0 | 0% | 11.8% | 0 | 0% | 0.3588% | 0 | 0% | 0.3588% | 0 | 0% | 0.3588% | 0 | 0.5421% | 100% | 0.13967 | 0% | 100% | 0 | 0% | 100% | 0 | 0% | 100% | 0 |  |  | 0 |  |  | 0.053576 |  |  | 0.046147 | 100% | 65% |  | 100% | 65% |  | 100% | 65% |  | 100% | 65% |  | 100% | 90% |  | 100% | 90% |  | 100% | 90%
PLACERVILLE 21067522 | 0.0099544 | 74.0595 | 160.0329 | 6.7992 | 166.8321 | 0.19862 | 0.11869 | 0.048098 | 0.2588% | 99% | 0.40995 | 1.229% | 99% | 1.9475 | 0% | 99% | 0 | 0% | 99% | 0 | 0% | 62.03% | 0 | 0% | 62.03% | 0 | 0% | 62.03% | 0 | 0% | 62.03% | 0 | 6.7992 | 13.64% | 1.717% | 0.37467 | 0% | 1.717% | 0 | 0% | 1.717% | 0 | 0% | 0.1829% | 0 | 0% | 0.1829% | 0 | 0% | 0.1829% | 0 | 51.26% | 0.4897% | 0.4017 | 84.35% | 0.4897% | 0.66103 | 59.65% | 0.4897% | 0.46747 | 91.32% | 0.4896% | 0.71548 | 57.69% | 0.4896% | 0.45201 | 74.92% | 0.4896% | 0.58697 | 88.95% | 3.624% | 5.1585 | 2.46% | 3.624% | 0.14269 | 3.33% | 3.624% | 0.19311 | 33.31% | 3.736% | 1.9917 | 0% | 3.736% | 0 | 0% | 3.736% | 0 |  |  |  | 34.95% | 11.8% | 6.5993 | 0% | 11.8% | 0 | 0% | 11.8% | 0 | 0% | 0.3763% | 0 | 0% | 0.3763% | 0 | 0% | 0.3763% | 0 | 0.1574% | 100% | 0.25184 | 0.7733% | 100% | 1.2376 | 1.039% | 100% | 1.6621 | 0% | 100% | 0 |  |  | 0.028272 |  |  | 0.030896 |  |  | 0.029659 | 100% | 65% |  | 100% | 65% |  | 100% | 65% |  | 100% | 65% |  | 100% | 90% |  | 100% | 90% |  | 100% | 90%
HOPLAND 11014626 | 0.0051604 | 25.9391 | 36.8608 | 0 | 36.8608 | 0.030281 | 0.039147 | 0.014774 | 0% | 99% | 0 | 0% | 99% | 0 | 0% | 99% | 0 | 0% | 99% | 0 | 0% | 62.7% | 0 | 0% | 62.7% | 0 | 0% | 62.7% | 0 | 0% | 62.7% | 0 | 0 | 100% | 2.72% | 1.0024 | 0% | 2.72% | 0 | 0% | 2.72% | 0 | 0% | 0.2913% | 0 | 0% | 0.2913% | 0 | 0% | 0.2913% | 0 | 0% | 0.6998% | 0 | 57.31% | 0.6998% | 0.14783 | 36.84% | 0.6998% | 0.095025 | 92.74% | 0.7118% | 0.24332 | 6.077% | 0.7118% | 0.015945 | 57.31% | 0.7118% | 0.15037 | 43.3% | 5.196% | 0.82941 | 0% | 5.196% | 0 | 0% | 5.196% | 0 | 0% | 2.148% | 0 | 0% | 2.148% | 0 | 45.22% | 2.148% | 0.358 |  |  |  | 29.96% | 11.8% | 1.3031 | 0% | 11.8% | 0 | 0% | 11.8% | 0 | 0% | 0.3692% | 0 | 0% | 0.3692% | 0 | 0% | 0.3692% | 0 | 0% | 100% | 0 | 0% | 100% | 0 | 0% | 100% | 0 | 0% | 100% | 0 |  |  | 0 |  |  | 0 |  |  | 0 | 100% | 65% |  | 100% | 65% |  | 100% | 65% |  | 100% | 65% |  | 100% | 90% |  | 100% | 90% |  | 100% | 90%
WEIMAR 11012058 | 0.014596 | 26.757 | 66.191 | 4.8194 | 71.0104 | 0.092274 | 0.042925 | 0.017256 | 0% | 99% | 0 | 0% | 99% | 0 | 0% | 99% | 0 | 0% | 99% | 0 | 0% | 61.91% | 0 | 0% | 61.91% | 0 | 0% | 61.91% | 0 | 0% | 61.91% | 0 | 4.8194 | 21.43% | 1.512% | 0.2145 | 0% | 1.512% | 0 | 0% | 1.512% | 0 | 100% | 0.1612% | 0.10669 | 0% | 0.1612% | 0 | 0% | 0.1612% | 0 | 26.48% | 0.4267% | 0.074788 | 66.6% | 0.4267% | 0.18811 | 31.21% | 0.4267% | 0.088167 | 58.98% | 0.4335% | 0.16924 | 44.24% | 0.4335% | 0.12694 | 67.98% | 0.4335% | 0.19506 | 93.19% | 3.177% | 1.9594 | 2.186% | 3.177% | 0.045966 | 0.5383% | 3.177% | 0.011319 | 0% | 4.231% | 0 | 0% | 4.231% | 0 | 0% | 4.231% | 0 |  |  |  | 0% | 11.8% | 0 | 0% | 11.8% | 0 | 0% | 11.8% | 0 | 0% | 0.3813% | 0 | 0% | 0.3813% | 0 | 0% | 0.3813% | 0 | 0.5175% | 100% | 0.34256 | 0% | 100% | 0 | 0% | 100% | 0 | 0% | 100% | 0 |  |  | 0.21466 |  |  | 0.068618 |  |  | 0.01027 | 100% | 65% |  | 100% | 65% |  | 100% | 65% |  | 100% | 65% |  | 100% | 90% |  | 100% | 90% |  | 100% | 90%
ANTLER 1101CB | 0.0187 | 1.6274 | 4.6632 | 0.026891 | 4.6901 | 0.0038973 | 0.0050804 | 0.0017747 | 0% | 99% | 0 | 0% | 99% | 0 | 0% | 99% | 0 | 0% | 99% | 0 | 0% | 61.51% | 0 | 0% | 61.51% | 0 | 0% | 61.51% | 0 | 0% | 61.51% | 0 | 0.026891 | 0% | 2.725% | 0 | 0% | 2.725% | 0 | 0% | 2.725% | 0 | 0% | 0.298% | 0 | 0% | 0.298% | 0 | 0% | 0.298% | 0 | 0% | 0.705% | 0 | 11% | 0.705% | 0.0036176 | 89% | 0.705% | 0.029259 | 100% | 0.7206% | 0.033603 | 0% | 0.7206% | 0 | 11% | 0.7206% | 0.0036975 | 0% | 5.247% | 0 | 0% | 5.247% | 0 | 100% | 5.247% | 0.24469 | 0% | 2.193% | 0 | 0% | 2.193% | 0 | 0% | 2.193% | 0 |  |  |  | 0% | 11.8% | 0 | 0% | 11.8% | 0 | 0% | 11.8% | 0 | 55.56% | 0.3684% | 0.0095448 | 0% | 0.3684% | 0 | 0% | 0.3684% | 0 | 0% | 100% | 0 | 0% | 100% | 0 | 0% | 100% | 0 | 0% | 100% | 0 |  |  | 0 |  |  | 0 |  |  | 0.0036399 | 100% | 65% |  | 100% | 65% |  | 100% | 65% |  | 100% | 65% |  | 100% | 90% |  | 100% | 90% |  | 100% | 90%
WYANDOTTE 1107829470 | 0.0096151 | 10.5624 | 22.9003 | 1.0389 | 23.9392 | 0.032 | 0.016189 | 0.0046147 | 0% | 99% | 0 | 0% | 99% | 0 | 0% | 99% | 0 | 0% | 99% | 0 | 0% | 61.83% | 0 | 0% | 61.83% | 0 | 0% | 61.83% | 0 | 0% | 61.83% | 0 | 1.0389 | 100% | 1.941% | 0.44459 | 0% | 1.941% | 0 | 0% | 1.941% | 0 | 0% | 0.2015% | 0 | 0% | 0.2015% | 0 | 0% | 0.2015% | 0 | 0% | 0.4688% | 0 | 70.64% | 0.4688% | 0.075845 | 11.26% | 0.4688% | 0.012093 | 26% | 0.4749% | 0.028268 | 5.914% | 0.4749% | 0.0064313 | 85.28% | 0.4749% | 0.092734 | 83.12% | 3.47% | 0.66054 | 8.979% | 3.47% | 0.071356 | 6.394% | 3.47% | 0.050812 | 0% | 4.125% | 0 | 0% | 4.125% | 0 | 45.22% | 4.125% | 0.42722 |  |  |  | 11.01% | 11.8% | 0.29758 | 0% | 11.8% | 0 | 0% | 11.8% | 0 | 0% | 0.3802% | 0 | 0% | 0.3802% | 0 | 0% | 0.3802% | 0 | 0% | 100% | 0 | 0% | 100% | 0 | 0% | 100% | 0 | 0% | 100% | 0 |  |  | 0.0076903 |  |  | 0 |  |  | 0.00063099 | 100% | 65% |  | 100% | 65% |  | 100% | 65% |  | 100% | 65% |  | 100% | 90% |  | 100% | 90% |  | 100% | 90%
PARADISE 11032534 | 0.020609 | 3.0595 | 10.947 | 3.0079 | 13.955 | 0.011431 | 0.010291 | 0.0035496 | 0% | 99% | 0 | 100% | 99% | 10.8376 | 0% | 99% | 0 | 0% | 99% | 0 | 0% | 62.7% | 0 | 0% | 62.7% | 0 | 0% | 62.7% | 0 | 0% | 62.7% | 0 | 3.0079 | 0% | 2.039% | 0 | 0% | 2.039% | 0 | 0% | 2.039% | 0 | 0% | 0.2356% | 0 | 0% | 0.2356% | 0 | 0% | 0.2356% | 0 | 0% | 0.6002% | 0 | 52.04% | 0.6002% | 0.034194 | 0% | 0.6002% | 0 | 0% | 0.6201% | 0 | 45.03% | 0.6201% | 0.030568 | 52.04% | 0.6201% | 0.03533 | 0% | 4.497% | 0 | 0% | 4.497% | 0 | 0% | 4.497% | 0 | 0% | 2.618% | 0 | 0% | 2.618% | 0 | 0% | 2.618% | 0 |  |  |  | 0% | 11.8% | 0 | 0% | 11.8% | 0 | 0% | 11.8% | 0 | 0% | 0.3725% | 0 | 0% | 0.3725% | 0 | 0% | 0.3725% | 0 | 0% | 100% | 0 | 0% | 100% | 0 | 0% | 100% | 0 | 0% | 100% | 0 |  |  | 0 |  |  | 0.017657 |  |  | 0 | 100% | 65% |  | 100% | 65% |  | 100% | 65% |  | 100% | 65% |  | 100% | 90% |  | 100% | 90% |  | 100% | 90%
MIDDLETOWN 1103CB | 0.027013 | 0.052964 | 1.0905 | 0 | 1.0905 | 0.00038566 | 0.0016727 | 0.00046059 | 0% | 99% | 0 | 0% | 99% | 0 | 0% | 99% | 0 | 0% | 99% | 0 | 0% | 60.8% | 0 | 0% | 60.8% | 0 | 0% | 60.8% | 0 | 0% | 60.8% | 0 | 0 | 0% | 1.677% | 0 | 0% | 1.677% | 0 | 0% | 1.677% | 0 | 0% | 0.2722% | 0 | 0% | 0.2722% | 0 | 0% | 0.2722% | 0 | 99.92% | 0.8842% | 0.0096355 | 0% | 0.8842% | 0 | 99.92% | 0.8842% | 0.0096355 | 0% | 0.9058% | 0 | 99.92% | 0.9058% | 0.00987 | 0% | 0.9058% | 0 | 0% | 6.665% | 0 | 0% | 6.665% | 0 | 0% | 6.665% | 0 | 0% | 0.8327% | 0 | 0% | 0.8327% | 0 | 0% | 0.8327% | 0 |  |  |  | 0% | 11.8% | 0 | 0% | 11.8% | 0 | 0% | 11.8% | 0 | 0% | 0.3383% | 0 | 0% | 0.3383% | 0 | 0% | 0.3383% | 0 | 0% | 100% | 0 | 0% | 100% | 0 | 0% | 100% | 0 | 0% | 100% | 0 |  |  | 0 |  |  | 0 |  |  | 0 | 100% | 65% |  | 100% | 65% |  | 100% | 65% |  | 100% | 65% |  | 100% | 90% |  | 100% | 90% |  | 100% | 90%
BRUNSWICK 110651484 | 0.010208 | 15.6303 | 47.4787 | 1.4327 | 48.9115 | 0.059467 | 0.038818 | 0.011643 | 0% | 99% | 0 | 0% | 99% | 0 | 0% | 99% | 0 | 25.79% | 99% | 12.1215 | 0% | 60.85% | 0 | 0% | 60.85% | 0 | 0% | 60.85% | 0 | 0% | 60.85% | 0 | 1.4327 | 33.33% | 1.741% | 0.27556 | 0% | 1.741% | 0 | 0% | 1.741% | 0 | 0% | 0.1798% | 0 | 0% | 0.1798% | 0 | 0% | 0.1798% | 0 | 51.94% | 0.5379% | 0.13265 | 36.35% | 0.5379% | 0.092837 | 53.1% | 0.5379% | 0.13562 | 16.11% | 0.5283% | 0.0404 | 57.73% | 0.5283% | 0.14481 | 42.19% | 0.5283% | 0.10584 | 92.54% | 3.968% | 1.7434 | 2.346% | 3.968% | 0.044204 | 1.557% | 3.968% | 0.02933 | 0% | 3.666% | 0 | 40.07% | 3.666% | 0.69737 | 0% | 3.666% | 0 |  |  |  | 33.35% | 11.8% | 1.8682 | 0% | 11.8% | 0 | 0% | 11.8% | 0 | 0% | 0.3734% | 0 | 0% | 0.3734% | 0 | 0% | 0.3734% | 0 | 0% | 100% | 0 | 0% | 100% | 0 | 0% | 100% | 0 | 0% | 100% | 0 |  |  | 0.025857 |  |  | 0.026028 |  |  | 0.0034478 | 100% | 65% |  | 100% | 65% |  | 100% | 65% |  | 100% | 65% |  | 100% | 90% |  | 100% | 90% |  | 100% | 90%
CURTIS 17039330 | 0.0059364 | 42.6646 | 47.3287 | 0.35819 | 47.6868 | 0.039586 | 0.049315 | 0.022467 | 0% | 99% | 0 | 0% | 99% | 0 | 0% | 99% | 0 | 0% | 99% | 0 | 0% | 61.51% | 0 | 0% | 61.51% | 0 | 0% | 61.51% | 0 | 0% | 61.51% | 0 | 0.35819 | 25% | 2.313% | 0.2737 | 0% | 2.313% | 0 | 0% | 2.313% | 0 | 0% | 0.2434% | 0 | 0% | 0.2434% | 0 | 0% | 0.2434% | 0 | 41.1% | 0.6665% | 0.12965 | 78.49% | 0.6665% | 0.24761 | 43.92% | 0.6665% | 0.13856 | 59.65% | 0.6566% | 0.18536 | 41.1% | 0.6566% | 0.12771 | 88.2% | 0.6566% | 0.27406 | 20.88% | 4.906% | 0.48482 | 48.92% | 4.906% | 1.1358 | 16.81% | 4.906% | 0.39022 | 0% | 2.2% | 0 | 0% | 2.2% | 0 | 45.22% | 2.2% | 0.47092 |  |  |  | 35% | 11.8% | 1.9547 | 0% | 11.8% | 0 | 0% | 11.8% | 0 | 0% | 0.3655% | 0 | 0% | 0.3655% | 0 | 0% | 0.3655% | 0 | 0% | 100% | 0 | 0% | 100% | 0 | 0% | 100% | 0 | 0% | 100% | 0 |  |  | 0 |  |  | 0.13949 |  |  | 0.059395 | 100% | 65% |  | 100% | 65% |  | 100% | 65% |  | 100% | 65% |  | 100% | 90% |  | 100% | 90% |  | 100% | 90%
COARSEGOLD 210410110 | 0.0085254 | 52.4922 | 76.2995 | 1.438 | 77.7376 | 0.08282 | 0.070429 | 0.02645 | 0% | 99% | 0 | 0% | 99% | 0 | 0% | 99% | 0 | 0% | 99% | 0 | 0% | 62.02% | 0 | 0% | 62.02% | 0 | 0% | 62.02% | 0 | 0% | 62.02% | 0 | 1.438 | 71.43% | 1.953% | 1.0642 | 0% | 1.953% | 0 | 0% | 1.953% | 0 | 0% | 0.2138% | 0 | 0% | 0.2138% | 0 | 0% | 0.2138% | 0 | 69.64% | 0.5884% | 0.31267 | 23% | 0.5884% | 0.10325 | 73.12% | 0.5884% | 0.32828 | 0% | 0.6006% | 0 | 73.12% | 0.6006% | 0.33506 | 26.45% | 0.6006% | 0.12121 | 68.27% | 4.394% | 2.289 | 16.4% | 4.394% | 0.54994 | 6.58% | 4.394% | 0.22062 | 33.31% | 3.251% | 0.82634 | 0% | 3.251% | 0 | 0% | 3.251% | 0 |  |  |  | 0% | 11.8% | 0 | 0% | 11.8% | 0 | 0% | 11.8% | 0 | 0% | 0.3738% | 0 | 0% | 0.3738% | 0 | 0% | 0.3738% | 0 | 0% | 100% | 0 | 0% | 100% | 0 | 0% | 100% | 0 | 0% | 100% | 0 |  |  | 0.10595 |  |  | 0.17885 |  |  | 0.084835 | 100% | 65% |  | 100% | 65% |  | 100% | 65% |  | 100% | 65% |  | 100% | 90% |  | 100% | 90% |  | 100% | 90%
PIT NO 5 1101CB | 0.01767 | 0.97105 | 2.6165 | 0.0079656 | 2.6245 | 0.0020636 | 0.0034408 | 0.00069496 | 0% | 99% | 0 | 0% | 99% | 0 | 0% | 99% | 0 | 0% | 99% | 0 | 0% | 61.2% | 0 | 0% | 61.2% | 0 | 0% | 61.2% | 0 | 0% | 61.2% | 0 | 0.0079656 | 0% | 3.505% | 0 | 0% | 3.505% | 0 | 0% | 3.505% | 0 | 0% | 0.3755% | 0 | 0% | 0.3755% | 0 | 0% | 0.3755% | 0 | 0% | 0.8404% | 0 | 0% | 0.8404% | 0 | 0% | 0.8404% | 0 | 0% | 0.8651% | 0 | 100% | 0.8651% | 0.022636 | 0% | 0.8651% | 0 | 0% | 6.26% | 0 | 0% | 6.26% | 0 | 0% | 6.26% | 0 | 0% | 2.18% | 0 | 0% | 2.18% | 0 | 0% | 2.18% | 0 |  |  |  | 0% | 11.8% | 0 | 0% | 11.8% | 0 | 0% | 11.8% | 0 | 0% | 0.3667% | 0 | 0% | 0.3667% | 0 | 0% | 0.3667% | 0 | 0% | 100% | 0 | 0% | 100% | 0 | 0% | 100% | 0 | 0% | 100% | 0 |  |  | 0 |  |  | 0 |  |  | 0 | 100% | 65% |  | 100% | 65% |  | 100% | 65% |  | 100% | 65% |  | 100% | 90% |  | 100% | 90% |  | 100% | 90%
MOUNTAIN QUARRIES 21011130 | 0.0073453 | 21.4271 | 34.7392 | 1.5348 | 36.274 | 0.048733 | 0.02554 | 0.008212 | 0% | 99% | 0 | 0% | 99% | 0 | 0% | 99% | 0 | 0% | 99% | 0 | 0% | 61.31% | 0 | 0% | 61.31% | 0 | 0% | 61.31% | 0 | 0% | 61.31% | 0 | 1.5348 | 75% | 1.66% | 0.4326 | 0% | 1.66% | 0 | 0% | 1.66% | 0 | 0% | 0.1686% | 0 | 0% | 0.1686% | 0 | 0% | 0.1686% | 0 | 0.5357% | 0.473% | 0.00088023 | 77.08% | 0.473% | 0.12665 | 22.91% | 0.473% | 0.037652 | 60.8% | 0.462% | 0.097574 | 0.5357% | 0.462% | 0.00085965 | 72.31% | 0.462% | 0.11604 | 58.32% | 3.471% | 0.70315 | 21.64% | 3.471% | 0.26097 | 5.668% | 3.471% | 0.068346 | 0% | 4.064% | 0 | 0% | 4.064% | 0 | 0% | 4.064% | 0 |  |  |  | 24.88% | 11.8% | 1.02 | 0% | 11.8% | 0 | 0% | 11.8% | 0 | 0% | 0.376% | 0 | 0% | 0.376% | 0 | 0% | 0.376% | 0 | 0.116% | 100% | 0.040311 | 0% | 100% | 0 | 0% | 100% | 0 | 0% | 100% | 0 |  |  | 0.016533 |  |  | 0.01442 |  |  | 0.00049402 | 100% | 65% |  | 100% | 65% |  | 100% | 65% |  | 100% | 65% |  | 100% | 90% |  | 100% | 90% |  | 100% | 90%
HIGGINS 1110166282 | 0.0088449 | 25.0287 | 37.6963 | 0.7133 | 38.4096 | 0.052992 | 0.027304 | 0.0097074 | 0% | 99% | 0 | 0% | 99% | 0 | 0% | 99% | 0 | 0% | 99% | 0 | 0% | 61.24% | 0 | 0% | 61.24% | 0 | 0% | 61.24% | 0 | 0% | 61.24% | 0 | 0.7133 | 100% | 1.541% | 0.58101 | 0% | 1.541% | 0 | 0% | 1.541% | 0 | 0% | 0.1559% | 0 | 0% | 0.1559% | 0 | 0% | 0.1559% | 0 | 6.512% | 0.4637% | 0.011385 | 78.37% | 0.4637% | 0.13701 | 7.457% | 0.4637% | 0.013037 | 14.76% | 0.4511% | 0.025092 | 19.51% | 0.4511% | 0.033182 | 80.42% | 0.4511% | 0.13675 | 67.58% | 3.404% | 0.86712 | 4.505% | 3.404% | 0.0578 | 13.21% | 3.404% | 0.16953 | 0% | 4.183% | 0 | 0% | 4.183% | 0 | 0% | 4.183% | 0 |  |  |  | 0% | 11.8% | 0 | 30.46% | 11.8% | 1.3547 | 0% | 11.8% | 0 | 0% | 0.3763% | 0 | 0% | 0.3763% | 0 | 0% | 0.3763% | 0 | 0% | 100% | 0 | 0% | 100% | 0 | 0% | 100% | 0 | 0% | 100% | 0 |  |  | 0.0028876 |  |  | 0.050041 |  |  | 0.0083889 | 100% | 65% |  | 100% | 65% |  | 100% | 65% |  | 100% | 65% |  | 100% | 90% |  | 100% | 90% |  | 100% | 90%
FORESTHILL 110150486 | 0.01695 | 14.8336 | 44.6354 | 8.3072 | 52.9426 | 0.063807 | 0.032454 | 0.010672 | 0% | 99% | 0 | 10.09% | 99% | 4.4579 | 70.85% | 99% | 31.3079 | 0% | 99% | 0 | 0% | 62.34% | 0 | 0% | 62.34% | 0 | 0% | 62.34% | 0 | 0% | 62.34% | 0 | 8.3072 | 66.67% | 1.564% | 0.4653 | 0% | 1.564% | 0 | 0% | 1.564% | 0 | 0% | 0.1665% | 0 | 0% | 0.1665% | 0 | 0% | 0.1665% | 0 | 78.95% | 0.4626% | 0.16304 | 91.89% | 0.4626% | 0.18976 | 78.95% | 0.4626% | 0.16304 | 83.36% | 0.4705% | 0.17508 | 78.95% | 0.4705% | 0.16582 | 94.57% | 0.4705% | 0.19861 | 87.11% | 3.45% | 1.3414 | 11.26% | 3.45% | 0.17333 | 0% | 3.45% | 0 | 0% | 3.672% | 0 | 40.07% | 3.672% | 0.65661 | 0% | 3.672% | 0 |  |  |  | 0% | 11.8% | 0 | 35% | 11.8% | 1.8434 | 0% | 11.8% | 0 | 0% | 0.3802% | 0 | 0% | 0.3802% | 0 | 0% | 0.3802% | 0 | 0% | 100% | 0 | 0% | 100% | 0 | 0% | 100% | 0 | 0% | 100% | 0 |  |  | 0.17325 |  |  | 0.085301 |  |  | 0.003214 | 100% | 65% |  | 100% | 65% |  | 100% | 65% |  | 100% | 65% |  | 100% | 90% |  | 100% | 90% |  | 100% | 90%
SHADY GLEN 110151696 | 0.012161 | 17.7045 | 48.8886 | 2.5304 | 51.419 | 0.064492 | 0.037229 | 0.015642 | 0% | 99% | 0 | 0% | 99% | 0 | 0% | 99% | 0 | 0% | 99% | 0 | 0% | 62.4% | 0 | 0% | 62.4% | 0 | 0% | 62.4% | 0 | 0% | 62.4% | 0 | 2.5304 | 0% | 1.704% | 0 | 0% | 1.704% | 0 | 0% | 1.704% | 0 | 0% | 0.1835% | 0 | 0% | 0.1835% | 0 | 0% | 0.1835% | 0 | 0% | 0.4822% | 0 | 38.43% | 0.4822% | 0.090601 | 21.19% | 0.4822% | 0.049964 | 53.39% | 0.4969% | 0.12969 | 4.722% | 0.4969% | 0.011472 | 36.89% | 0.4969% | 0.089622 | 94.92% | 3.609% | 1.675 | 0% | 3.609% | 0 | 0% | 3.609% | 0 | 0% | 3.648% | 0 | 0% | 3.648% | 0 | 0% | 3.648% | 0 |  |  |  | 0% | 11.8% | 0 | 28.85% | 11.8% | 1.6642 | 0% | 11.8% | 0 | 55.56% | 0.3807% | 0.10339 | 0% | 0.3807% | 0 | 0% | 0.3807% | 0 | 0% | 100% | 0 | 0% | 100% | 0 | 0% | 100% | 0 | 0% | 100% | 0 |  |  | 0.022683 |  |  | 0 |  |  | 0 | 100% | 65% |  | 100% | 65% |  | 100% | 65% |  | 100% | 65% |  | 100% | 90% |  | 100% | 90% |  | 100% | 90%
STANISLAUS 170179826 | 0.011425 | 11.0752 | 26.5834 | 0.46897 | 27.0524 | 0.023889 | 0.026201 | 0.013761 | 0% | 99% | 0 | 0% | 99% | 0 | 76.11% | 99% | 20.0298 | 0% | 99% | 0 | 0% | 61.85% | 0 | 0% | 61.85% | 0 | 0% | 61.85% | 0 | 0% | 61.85% | 0 | 0.46897 | 50% | 1.841% | 0.24467 | 0% | 1.841% | 0 | 0% | 1.841% | 0 | 0% | 0.2164% | 0 | 0% | 0.2164% | 0 | 0% | 0.2164% | 0 | 0% | 0.596% | 0 | 5.37% | 0.596% | 0.0085075 | 94.63% | 0.596% | 0.14993 | 98.92% | 0.6067% | 0.15954 | 1.078% | 0.6067% | 0.0017384 | 5.37% | 0.6067% | 0.0086598 | 67.35% | 4.452% | 0.79701 | 26.86% | 4.452% | 0.31789 | 0% | 4.452% | 0 | 0% | 2.404% | 0 | 0% | 2.404% | 0 | 0% | 2.404% | 0 |  |  |  | 35% | 11.8% | 1.0979 | 0% | 11.8% | 0 | 0% | 11.8% | 0 | 55.56% | 0.3687% | 0.054459 | 0% | 0.3687% | 0 | 0% | 0.3687% | 0 | 0% | 100% | 0 | 0% | 100% | 0 | 0% | 100% | 0 | 0% | 100% | 0 |  |  | 0.04349 |  |  | 0 |  |  | 0.0059883 | 100% | 65% |  | 100% | 65% |  | 100% | 65% |  | 100% | 65% |  | 100% | 90% |  | 100% | 90% |  | 100% | 90%
TEJON 11023751 | 0.0075263 | 8.6769 | 16.2143 | 0.68802 | 16.9023 | 0.015368 | 0.017898 | 0.0056837 | 0% | 99% | 0 | 0% | 99% | 0 | 0% | 99% | 0 | 48.53% | 99% | 7.7904 | 0% | 62.64% | 0 | 0% | 62.64% | 0 | 0% | 62.64% | 0 | 14.93% | 62.64% | 1.5169 | 0.68802 | 0% | 2.262% | 0 | 0% | 2.262% | 0 | 0% | 2.262% | 0 | 0% | 0.2463% | 0 | 0% | 0.2463% | 0 | 0% | 0.2463% | 0 | 18.92% | 0.691% | 0.021193 | 99.99% | 0.691% | 0.11203 | 18.92% | 0.691% | 0.021193 | 100% | 0.7008% | 0.11363 | 18.92% | 0.7008% | 0.021493 | 90.27% | 0.7008% | 0.10257 | 0% | 5.161% | 0 | 20.28% | 5.161% | 0.16973 | 0% | 5.161% | 0 | 0% | 0.3156% | 0 | 0% | 0.3156% | 0 | 0% | 0.3156% | 0 |  |  |  | 34.65% | 11.8% | 0.66298 | 0% | 11.8% | 0 | 0% | 11.8% | 0 | 0% | 0.3688% | 0 | 0% | 0.3688% | 0 | 0% | 0.3688% | 0 | 0% | 100% | 0 | 0% | 100% | 0 | 0% | 100% | 0 | 0% | 100% | 0 |  |  | 0 |  |  | 0 |  |  | 0 | 100% | 65% |  | 100% | 65% |  | 100% | 65% |  | 100% | 65% |  | 100% | 90% |  | 100% | 90% |  | 100% | 90%
AUBERRY 1101R2579 | 0.00341 | 35.5616 | 22.449 | 0.55619 | 23.0052 | 0.015504 | 0.027578 | 0.010959 | 0% | 99% | 0 | 0% | 99% | 0 | 0% | 99% | 0 | 0% | 99% | 0 | 0% | 60.91% | 0 | 0% | 60.91% | 0 | 0% | 60.91% | 0 | 0% | 60.91% | 0 | 0.55619 | 0% | 2.379% | 0 | 0% | 2.379% | 0 | 0% | 2.379% | 0 | 100% | 0.2413% | 0.054174 | 0% | 0.2413% | 0 | 0% | 0.2413% | 0 | 0% | 0.7723% | 0 | 54.07% | 0.7723% | 0.093733 | 44.46% | 0.7723% | 0.077074 | 98.53% | 0.7334% | 0.16222 | 0% | 0.7334% | 0 | 52.93% | 0.7334% | 0.087149 | 0% | 5.627% | 0 | 40.18% | 5.627% | 0.50761 | 8.043% | 5.627% | 0.1016 | 0% | 1.787% | 0 | 0% | 1.787% | 0 | 0% | 1.787% | 0 |  |  |  | 0% | 11.8% | 0 | 0% | 11.8% | 0 | 0% | 11.8% | 0 | 55.56% | 0.3553% | 0.044308 | 0% | 0.3553% | 0 | 0% | 0.3553% | 0 | 0% | 100% | 0 | 0% | 100% | 0 | 0% | 100% | 0 | 0% | 100% | 0 |  |  | 0 |  |  | 0 |  |  | 0.020883 | 100% | 65% |  | 100% | 65% |  | 100% | 65% |  | 100% | 65% |  | 100% | 90% |  | 100% | 90% |  | 100% | 90%
WEST POINT 11024790 | 0.012049 | 35.3406 | 86.9388 | 2.5154 | 89.4542 | 0.097094 | 0.086225 | 0.02659 | 0% | 99% | 0 | 0% | 99% | 0 | 0% | 99% | 0 | 0% | 99% | 0 | 0% | 61.37% | 0 | 0% | 61.37% | 0 | 0% | 61.37% | 0 | 0% | 61.37% | 0 | 2.5154 | 80% | 2.237% | 1.556 | 0% | 2.237% | 0 | 0% | 2.237% | 0 | 100% | 0.2459% | 0.21382 | 0% | 0.2459% | 0 | 0% | 0.2459% | 0 | 61.57% | 0.6189% | 0.33131 | 31.19% | 0.6189% | 0.16781 | 61.57% | 0.6189% | 0.33131 | 11.77% | 0.6405% | 0.065541 | 62.25% | 0.6405% | 0.34666 | 37.74% | 0.6405% | 0.21016 | 91.12% | 4.64% | 3.6759 | 1.881% | 4.64% | 0.075887 | 3.589% | 4.64% | 0.14476 | 33.31% | 3.338% | 0.96674 | 0% | 3.338% | 0 | 0% | 3.338% | 0 |  |  |  | 0% | 11.8% | 0 | 0% | 11.8% | 0 | 0% | 11.8% | 0 | 0% | 0.375% | 0 | 0% | 0.375% | 0 | 0% | 0.375% | 0 | 0.3731% | 100% | 0.3244 | 0% | 100% | 0 | 0% | 100% | 0 | 0% | 100% | 0 |  |  | 0.15535 |  |  | 0.012017 |  |  | 0.084828 | 100% | 65% |  | 100% | 65% |  | 100% | 65% |  | 100% | 65% |  | 100% | 90% |  | 100% | 90% |  | 100% | 90%
DIAMOND SPRINGS 110676088 | 0.0067878 | 11.6927 | 43.0025 | 0.14821 | 43.1507 | 0.059716 | 0.034155 | 0.0099639 | 0% | 99% | 0 | 0% | 99% | 0 | 0% | 99% | 0 | 0% | 99% | 0 | 0% | 60.81% | 0 | 0% | 60.81% | 0 | 0% | 60.81% | 0 | 0% | 60.81% | 0 | 0.14821 | 58.33% | 1.713% | 0.42967 | 0% | 1.713% | 0 | 0% | 1.713% | 0 | 0% | 0.1715% | 0 | 0% | 0.1715% | 0 | 0% | 0.1715% | 0 | 0% | 0.5053% | 0 | 15.49% | 0.5053% | 0.033646 | 84.38% | 0.5053% | 0.18333 | 99.87% | 0.4917% | 0.21115 | 0% | 0.4917% | 0 | 9.996% | 0.4917% | 0.021135 | 64.59% | 3.708% | 1.0299 | 19.02% | 3.708% | 0.30325 | 7.51% | 3.708% | 0.11974 | 0% | 4.251% | 0 | 40.07% | 4.251% | 0.73242 | 0% | 4.251% | 0 |  |  |  | 34.02% | 11.8% | 1.7261 | 0% | 11.8% | 0 | 0% | 11.8% | 0 | 0% | 0.3748% | 0 | 0% | 0.3748% | 0 | 0% | 0.3748% | 0 | 0% | 100% | 0 | 0% | 100% | 0 | 0% | 100% | 0 | 0% | 100% | 0 |  |  | 0.0011265 |  |  | 0.045867 |  |  | 0.0091836 | 100% | 65% |  | 100% | 65% |  | 100% | 65% |  | 100% | 65% |  | 100% | 90% |  | 100% | 90% |  | 100% | 90%
APPLE HILL 110413512 | 0.016427 | 31.4056 | 99.1476 | 7.9002 | 107.0478 | 0.12493 | 0.086518 | 0.028948 | 0% | 99% | 0 | 0% | 99% | 0 | 35.46% | 99% | 34.8089 | 36.14% | 99% | 35.4702 | 0% | 62.2% | 0 | 0% | 62.2% | 0 | 0% | 62.2% | 0 | 0% | 62.2% | 0 | 7.9002 | 45.45% | 1.833% | 0.82596 | 0% | 1.833% | 0 | 0% | 1.833% | 0 | 0% | 0.1987% | 0 | 0% | 0.1987% | 0 | 0% | 0.1987% | 0 | 46.69% | 0.5421% | 0.25095 | 18.42% | 0.5421% | 0.099003 | 54.52% | 0.5421% | 0.293 | 8.109% | 0.5506% | 0.044264 | 71.14% | 0.5506% | 0.38834 | 28.73% | 0.5506% | 0.15682 | 55.98% | 4.041% | 2.2428 | 40.09% | 4.041% | 1.6061 | 2.823% | 4.041% | 0.11311 | 33.31% | 3.023% | 0.99848 | 0% | 3.023% | 0 | 0% | 3.023% | 0 |  |  |  | 32.49% | 11.8% | 3.801 | 0% | 11.8% | 0 | 0% | 11.8% | 0 | 55.56% | 0.3757% | 0.20695 | 0% | 0.3757% | 0 | 0% | 0.3757% | 0 | 0% | 100% | 0 | 0% | 100% | 0 | 0% | 100% | 0 | 0% | 100% | 0 |  |  | 0.2408 |  |  | 0.21779 |  |  | 0.11291 | 100% | 65% |  | 100% | 65% |  | 100% | 65% |  | 100% | 65% |  | 100% | 90% |  | 100% | 90% |  | 100% | 90%
KING CITY 11037038 | 0.0038783 | 18.5725 | 20.5584 | 0.80098 | 21.3594 | 0.0081763 | 0.030168 | 0.011724 | 0% | 99% | 0 | 0% | 99% | 0 | 0% | 99% | 0 | 0% | 99% | 0 | 0% | 61.57% | 0 | 0% | 61.57% | 0 | 0% | 61.57% | 0 | 0% | 61.57% | 0 | 0.80098 | 80% | 3.299% | 0.54257 | 0% | 3.299% | 0 | 0% | 3.299% | 0 | 0% | 0.3468% | 0 | 0% | 0.3468% | 0 | 0% | 0.3468% | 0 | 16.45% | 0.9108% | 0.030797 | 67.96% | 0.9108% | 0.12725 | 16.82% | 0.9108% | 0.03149 | 53.22% | 0.9032% | 0.098819 | 16.82% | 0.9032% | 0.031227 | 70.9% | 0.9032% | 0.13165 | 79.65% | 6.715% | 1.0994 | 10.38% | 6.715% | 0.14329 | 5.261% | 6.715% | 0.072624 | 0% | 1.077% | 0 | 0% | 1.077% | 0 | 0% | 1.077% | 0 |  |  |  | 0% | 11.8% | 0 | 28.77% | 11.8% | 0.69802 | 0% | 11.8% | 0 | 0% | 0.3557% | 0 | 0% | 0.3557% | 0 | 0% | 0.3557% | 0 | 0% | 100% | 0 | 0% | 100% | 0 | 0% | 100% | 0 | 0% | 100% | 0 |  |  | 0.00069101 |  |  | 0.075601 |  |  | 0.03648 | 100% | 65% |  | 100% | 65% |  | 100% | 65% |  | 100% | 65% |  | 100% | 90% |  | 100% | 90% |  | 100% | 90%
HOPLAND 1101768 | 0.0051934 | 16.5351 | 22.7366 | 0 | 22.7366 | 0.020348 | 0.025864 | 0.0091696 | 0% | 99% | 0 | 0% | 99% | 0 | 0% | 99% | 0 | 0% | 99% | 0 | 0% | 62.91% | 0 | 0% | 62.91% | 0 | 0% | 62.91% | 0 | 0% | 62.91% | 0 | 0 | 100% | 2.791% | 0.63449 | 0% | 2.791% | 0 | 0% | 2.791% | 0 | 0% | 0.3044% | 0 | 0% | 0.3044% | 0 | 0% | 0.3044% | 0 | 0% | 0.6976% | 0 | 51.76% | 0.6976% | 0.082096 | 18.97% | 0.6976% | 0.030086 | 70.73% | 0.7165% | 0.11522 | 24.64% | 0.7165% | 0.040143 | 51.76% | 0.7165% | 0.084318 | 0% | 5.193% | 0 | 0% | 5.193% | 0 | 0% | 5.193% | 0 | 0% | 2.202% | 0 | 0% | 2.202% | 0 | 0% | 2.202% | 0 |  |  |  | 29.82% | 11.8% | 0.80017 | 0% | 11.8% | 0 | 0% | 11.8% | 0 | 0% | 0.3698% | 0 | 0% | 0.3698% | 0 | 0% | 0.3698% | 0 | 0% | 100% | 0 | 0.9297% | 100% | 0.21138 | 0% | 100% | 0 | 0% | 100% | 0 |  |  | 0.0044307 |  |  | 0.024397 |  |  | 0.0081966 | 100% | 65% |  | 100% | 65% |  | 100% | 65% |  | 100% | 65% |  | 100% | 90% |  | 100% | 90% |  | 100% | 90%
MIDDLETOWN 1101439572 | 0.013914 | 1.5926 | 3.6916 | 0.2213 | 3.9129 | 0.0034555 | 0.0039213 | 0.0016557 | 0% | 99% | 0 | 0% | 99% | 0 | 0% | 99% | 0 | 0% | 99% | 0 | 0% | 63.09% | 0 | 0% | 63.09% | 0 | 0% | 63.09% | 0 | 0% | 63.09% | 0 | 0.2213 | 100% | 2.158% | 0.079671 | 0% | 2.158% | 0 | 0% | 2.158% | 0 | 0% | 0.2423% | 0 | 0% | 0.2423% | 0 | 0% | 0.2423% | 0 | 0% | 0.642% | 0 | 42.28% | 0.642% | 0.010021 | 57.71% | 0.642% | 0.013678 | 57.71% | 0.6487% | 0.01382 | 0.004429% | 0.6487% | 1.0605e-06 | 42.28% | 0.6487% | 0.010126 | 78.28% | 4.771% | 0.13788 | 0% | 4.771% | 0 | 0% | 4.771% | 0 | 0% | 2.076% | 0 | 0% | 2.076% | 0 | 0% | 2.076% | 0 |  |  |  | 0% | 11.8% | 0 | 0% | 11.8% | 0 | 0% | 11.8% | 0 | 0% | 0.3681% | 0 | 0% | 0.3681% | 0 | 0% | 0.3681% | 0 | 0% | 100% | 0 | 0% | 100% | 0 | 0% | 100% | 0 | 0% | 100% | 0 |  |  | 0 |  |  | 0 |  |  | 0 | 100% | 65% |  | 100% | 65% |  | 100% | 65% |  | 100% | 65% |  | 100% | 90% |  | 100% | 90% |  | 100% | 90%
APPLE HILL 11038412 | 0.013168 | 20.9642 | 46.9571 | 1.4681 | 48.4253 | 0.067963 | 0.035201 | 0.011794 | 0% | 99% | 0 | 0% | 99% | 0 | 0% | 99% | 0 | 0% | 99% | 0 | 0% | 61.55% | 0 | 0% | 61.55% | 0 | 0% | 61.55% | 0 | 0% | 61.55% | 0 | 1.4681 | 100% | 1.777% | 0.83438 | 0% | 1.777% | 0 | 0% | 1.777% | 0 | 0% | 0.1848% | 0 | 0% | 0.1848% | 0 | 0% | 0.1848% | 0 | 1.977% | 0.4681% | 0.0043465 | 0% | 0.4681% | 0 | 62.57% | 0.4681% | 0.13755 | 60.55% | 0.471% | 0.13392 | 2.022% | 0.471% | 0.004471 | 36.82% | 0.471% | 0.081424 | 52.25% | 3.466% | 0.85051 | 45.36% | 3.466% | 0.73833 | 1.146% | 3.466% | 0.018653 | 0% | 4.211% | 0 | 40.07% | 4.211% | 0.79227 | 0% | 4.211% | 0 |  |  |  | 35% | 11.8% | 1.9393 | 0% | 11.8% | 0 | 0% | 11.8% | 0 | 55.56% | 0.3795% | 0.099002 | 0% | 0.3795% | 0 | 0% | 0.3795% | 0 | 0% | 100% | 0 | 0% | 100% | 0 | 0% | 100% | 0 | 0% | 100% | 0 |  |  | 0.091715 |  |  | 0.10091 |  |  | 0.024499 | 100% | 65% |  | 100% | 65% |  | 100% | 65% |  | 100% | 65% |  | 100% | 90% |  | 100% | 90% |  | 100% | 90%
JESSUP 110141356 | 0.0057944 | 34.642 | 38.8226 | 4.0947 | 42.9173 | 0.035669 | 0.039789 | 0.019634 | 0% | 99% | 0 | 0% | 99% | 0 | 0% | 99% | 0 | 0% | 99% | 0 | 0% | 62.17% | 0 | 0% | 62.17% | 0 | 0% | 62.17% | 0 | 0% | 62.17% | 0 | 4.0947 | 100% | 1.931% | 0.7496 | 0% | 1.931% | 0 | 0% | 1.931% | 0 | 0% | 0.2054% | 0 | 0% | 0.2054% | 0 | 0% | 0.2054% | 0 | 0% | 0.624% | 0 | 43.02% | 0.624% | 0.10423 | 52.99% | 0.624% | 0.12836 | 95.32% | 0.6043% | 0.22363 | 4.27% | 0.6043% | 0.010018 | 42.7% | 0.6043% | 0.10017 | 44.4% | 4.576% | 0.78884 | 7.974% | 4.576% | 0.14168 | 0% | 4.576% | 0 | 0% | 2.023% | 0 | 0% | 2.023% | 0 | 0% | 2.023% | 0 |  |  |  | 6.704% | 11.8% | 0.3071 | 0% | 11.8% | 0 | 0% | 11.8% | 0 | 0% | 0.3642% | 0 | 0% | 0.3642% | 0 | 0% | 0.3642% | 0 | 0.4031% | 100% | 0.15649 | 0% | 100% | 0 | 0% | 100% | 0 | 0% | 100% | 0 |  |  | 0.00060637 |  |  | 0 |  |  | 0.012941 | 100% | 65% |  | 100% | 65% |  | 100% | 65% |  | 100% | 65% |  | 100% | 90% |  | 100% | 90% |  | 100% | 90%
CHOLAME 2102867686 | 0.0041105 | 20.4866 | 21.3403 | 0 | 21.3403 | 0.0046193 | 0.02778 | 0.019872 | 0% | 99% | 0 | 0% | 99% | 0 | 0% | 99% | 0 | 0% | 99% | 0 | 0% | 64.17% | 0 | 0% | 64.17% | 0 | 0% | 64.17% | 0 | 0% | 64.17% | 0 | 0 | 0% | 3.096% | 0 | 0% | 3.096% | 0 | 0% | 3.096% | 0 | 0% | 0.3395% | 0 | 0% | 0.3395% | 0 | 0% | 0.3395% | 0 | 79.3% | 0.788% | 0.13335 | 54.12% | 0.788% | 0.091005 | 83.82% | 0.788% | 0.14095 | 48.63% | 0.797% | 0.082716 | 93.91% | 0.797% | 0.15972 | 54.49% | 0.797% | 0.092668 | 89.25% | 5.834% | 1.1113 | 3.536% | 5.834% | 0.044023 | 0% | 5.834% | 0 | 0% | 0.5491% | 0 | 0% | 0.5491% | 0 | 0% | 0.5491% | 0 |  |  |  | 16.92% | 11.8% | 0.42605 | 0% | 11.8% | 0 | 0% | 11.8% | 0 | 0% | 0.3611% | 0 | 0% | 0.3611% | 0 | 0% | 0.3611% | 0 | 0% | 100% | 0 | 0% | 100% | 0 | 0% | 100% | 0 | 0% | 100% | 0 |  |  | 0 |  |  | 0 |  |  | 0 | 100% | 65% |  | 100% | 65% |  | 100% | 65% |  | 100% | 65% |  | 100% | 90% |  | 100% | 90% |  | 100% | 90%
MARIPOSA 210110070 | 0.0051015 | 26.361 | 24.6742 | 0 | 24.6742 | 0.020497 | 0.028773 | 0.011215 | 0% | 99% | 0 | 0% | 99% | 0 | 0% | 99% | 0 | 13.79% | 99% | 3.3685 | 0% | 62.03% | 0 | 0% | 62.03% | 0 | 0% | 62.03% | 0 | 0% | 62.03% | 0 | 0 | 50% | 2.322% | 0.28649 | 0% | 2.322% | 0 | 0% | 2.322% | 0 | 0% | 0.2517% | 0 | 0% | 0.2517% | 0 | 0% | 0.2517% | 0 | 54.09% | 0.7111% | 0.094913 | 10.5% | 0.7111% | 0.018424 | 54.09% | 0.7111% | 0.094913 | 0% | 0.7158% | 0 | 88.98% | 0.7158% | 0.15715 | 10.5% | 0.7158% | 0.018545 | 74.66% | 5.287% | 0.97385 | 2.035% | 5.287% | 0.026541 | 0.8782% | 5.287% | 0.011456 | 0% | 2.08% | 0 | 0% | 2.08% | 0 | 0% | 2.08% | 0 |  |  |  | 0% | 11.8% | 0 | 0% | 11.8% | 0 | 0% | 11.8% | 0 | 0% | 0.3657% | 0 | 0% | 0.3657% | 0 | 0% | 0.3657% | 0 | 0% | 100% | 0 | 0% | 100% | 0 | 0% | 100% | 0 | 0% | 100% | 0 |  |  | 0 |  |  | 0.0010696 |  |  | 0.01108 | 100% | 65% |  | 100% | 65% |  | 100% | 65% |  | 100% | 65% |  | 100% | 90% |  | 100% | 90% |  | 100% | 90%
HOLLISTER 21054018 | 0.0028966 | 45.8592 | 34.2489 | 0 | 34.2489 | 0.011479 | 0.04693 | 0.025552 | 0% | 99% | 0 | 0% | 99% | 0 | 0% | 99% | 0 | 0% | 99% | 0 | 0% | 60.98% | 0 | 0% | 60.98% | 0 | 0% | 60.98% | 0 | 0% | 60.98% | 0 | 0 | 0% | 2.566% | 0 | 0% | 2.566% | 0 | 0% | 2.566% | 0 | 0% | 0.2767% | 0 | 0% | 0.2767% | 0 | 0% | 0.2767% | 0 | 5.829% | 0.8249% | 0.016469 | 62.15% | 0.8249% | 0.17559 | 27.12% | 0.8249% | 0.07661 | 83.2% | 0.7891% | 0.22485 | 22.27% | 0.7891% | 0.060185 | 62.15% | 0.7891% | 0.16797 | 34.07% | 6.023% | 0.70283 | 9.791% | 6.023% | 0.20199 | 43.01% | 6.023% | 0.88727 | 0% | 0.8238% | 0 | 0% | 0.8238% | 0 | 0% | 0.8238% | 0 |  |  |  | 0% | 11.8% | 0 | 29.32% | 11.8% | 1.1849 | 0% | 11.8% | 0 | 0% | 0.3493% | 0 | 0% | 0.3493% | 0 | 0% | 0.3493% | 0 | 0% | 100% | 0 | 0% | 100% | 0 | 0% | 100% | 0 | 0% | 100% | 0 |  |  | 0 |  |  | 0.059759 |  |  | 0.062565 | 100% | 65% |  | 100% | 65% |  | 100% | 65% |  | 100% | 65% |  | 100% | 90% |  | 100% | 90% |  | 100% | 90%
MOUNTAIN QUARRIES 21011350 | 0.0069368 | 22.7794 | 33.8461 | 0.32493 | 34.171 | 0.032734 | 0.034206 | 0.01607 | 0% | 99% | 0 | 6.596% | 99% | 2.2102 | 4.673% | 99% | 1.5657 | 0% | 99% | 0 | 0% | 62.52% | 0 | 0% | 62.52% | 0 | 86% | 62.52% | 18.1985 | 0% | 62.52% | 0 | 0.32493 | 0% | 2.097% | 0 | 0% | 2.097% | 0 | 0% | 2.097% | 0 | 0% | 0.2332% | 0 | 12.43% | 0.2332% | 0.0098108 | 0% | 0.2332% | 0 | 0% | 0.6084% | 0 | 77.81% | 0.6084% | 0.16022 | 22.19% | 0.6084% | 0.045685 | 100% | 0.6128% | 0.2074 | 0% | 0.6128% | 0 | 65.83% | 0.6128% | 0.13654 | 42.79% | 4.514% | 0.65373 | 56.61% | 4.514% | 0.86484 | 0% | 4.514% | 0 | 0% | 2.653% | 0 | 0% | 2.653% | 0 | 0% | 2.653% | 0 |  |  |  | 24.88% | 11.8% | 0.99376 | 0% | 11.8% | 0 | 0% | 11.8% | 0 | 0% | 0.369% | 0 | 0% | 0.369% | 0 | 0% | 0.369% | 0 | 0% | 100% | 0 | 0% | 100% | 0 | 0% | 100% | 0 | 0% | 100% | 0 |  |  | 5.3711e-05 |  |  | 0.002507 |  |  | 0 | 100% | 65% |  | 100% | 65% |  | 100% | 65% |  | 100% | 65% |  | 100% | 90% |  | 100% | 90% |  | 100% | 90%
PIT NO 5 110190846 | 0.011624 | 0.088249 | 0.17798 | 0.010854 | 0.18883 | 0.00019009 | 0.00016899 | 7.8383e-05 | 0% | 99% | 0 | 0% | 99% | 0 | 0% | 99% | 0 | 0% | 99% | 0 | 0% | 60.69% | 0 | 0% | 60.69% | 0 | 0% | 60.69% | 0 | 0% | 60.69% | 0 | 0.010854 | 0% | 2.597% | 0 | 0% | 2.597% | 0 | 0% | 2.597% | 0 | 0% | 0.274% | 0 | 0% | 0.274% | 0 | 0% | 0.274% | 0 | 0% | 0.5926% | 0 | 0% | 0.5926% | 0 | 100% | 0.5926% | 0.0010547 | 100% | 0.6155% | 0.0010954 | 0% | 0.6155% | 0 | 0% | 0.6155% | 0 | 0% | 4.426% | 0 | 0% | 4.426% | 0 | 0% | 4.426% | 0 | 0% | 3.251% | 0 | 0% | 3.251% | 0 | 0% | 3.251% | 0 |  |  |  | 35% | 11.8% | 0.0073504 | 0% | 11.8% | 0 | 0% | 11.8% | 0 | 0% | 0.3783% | 0 | 0% | 0.3783% | 0 | 0% | 0.3783% | 0 | 0% | 100% | 0 | 0% | 100% | 0 | 0% | 100% | 0 | 0% | 100% | 0 |  |  | 0 |  |  | 0 |  |  | 0 | 100% | 65% |  | 100% | 65% |  | 100% | 65% |  | 100% | 65% |  | 100% | 90% |  | 100% | 90% |  | 100% | 90%
APPLE HILL 21021532 | 0.0094096 | 40.4788 | 76.5935 | 3.8793 | 80.4728 | 0.089244 | 0.072148 | 0.027074 | 0% | 99% | 0 | 0% | 99% | 0 | 0% | 99% | 0 | 0% | 99% | 0 | 0% | 61.63% | 0 | 0% | 61.63% | 0 | 0% | 61.63% | 0 | 0% | 61.63% | 0 | 3.8793 | 50% | 1.89% | 0.72371 | 0% | 1.89% | 0 | 0% | 1.89% | 0 | 100% | 0.205% | 0.15705 | 0% | 0.205% | 0 | 0% | 0.205% | 0 | 0% | 0.5764% | 0 | 78.78% | 0.5764% | 0.3478 | 13.76% | 0.5764% | 0.060757 | 92.24% | 0.5853% | 0.41352 | 4.538% | 0.5853% | 0.020345 | 78.77% | 0.5853% | 0.35314 | 22.7% | 4.302% | 0.74785 | 38.77% | 4.302% | 1.2773 | 8.179% | 4.302% | 0.26949 | 0% | 3.264% | 0 | 40.07% | 3.264% | 1.0015 | 0% | 3.264% | 0 |  |  |  | 33.65% | 11.8% | 3.0411 | 0% | 11.8% | 0 | 0% | 11.8% | 0 | 0% | 0.374% | 0 | 0% | 0.374% | 0 | 0% | 0.374% | 0 | 0% | 100% | 0 | 0% | 100% | 0 | 0% | 100% | 0 | 0% | 100% | 0 |  |  | 0.0042959 |  |  | 0.0014066 |  |  | 0.016511 | 100% | 65% |  | 100% | 65% |  | 100% | 65% |  | 100% | 65% |  | 100% | 90% |  | 100% | 90% |  | 100% | 90%
PINE GROVE 110245292 | 0.011408 | 12.0597 | 28.3527 | 2.7906 | 31.1433 | 0.036405 | 0.025582 | 0.0079966 | 0% | 99% | 0 | 0% | 99% | 0 | 0% | 99% | 0 | 78.31% | 99% | 21.9802 | 0% | 61.88% | 0 | 0% | 61.88% | 0 | 0% | 61.88% | 0 | 0% | 61.88% | 0 | 2.7906 | 0% | 2.032% | 0 | 0% | 2.032% | 0 | 0% | 2.032% | 0 | 0% | 0.2118% | 0 | 0% | 0.2118% | 0 | 0% | 0.2118% | 0 | 61.22% | 0.5598% | 0.097169 | 15.28% | 0.5598% | 0.024244 | 68.98% | 0.5598% | 0.10949 | 0% | 0.5693% | 0 | 68.98% | 0.5693% | 0.11135 | 31.02% | 0.5693% | 0.050063 | 95.2% | 4.167% | 1.1248 | 1.256% | 4.167% | 0.01484 | 0% | 4.167% | 0 | 0% | 3.404% | 0 | 0% | 3.404% | 0 | 45.22% | 3.404% | 0.43644 |  |  |  | 34.98% | 11.8% | 1.1702 | 0% | 11.8% | 0 | 0% | 11.8% | 0 | 0% | 0.377% | 0 | 0% | 0.377% | 0 | 0% | 0.377% | 0 | 0% | 100% | 0 | 0% | 100% | 0 | 0% | 100% | 0 | 0% | 100% | 0 |  |  | 0.1455 |  |  | 0.0078281 |  |  | 0 | 100% | 65% |  | 100% | 65% |  | 100% | 65% |  | 100% | 65% |  | 100% | 90% |  | 100% | 90% |  | 100% | 90%
MOUNTAIN QUARRIES 21011180 | 0.011942 | 13.8486 | 29.788 | 0.36871 | 30.1567 | 0.04096 | 0.023097 | 0.009585 | 0% | 99% | 0 | 0% | 99% | 0 | 0% | 99% | 0 | 0% | 99% | 0 | 0% | 62.01% | 0 | 0% | 62.01% | 0 | 0% | 62.01% | 0 | 0% | 62.01% | 0 | 0.36871 | 100% | 1.683% | 0.50131 | 0% | 1.683% | 0 | 0% | 1.683% | 0 | 0% | 0.1819% | 0 | 0% | 0.1819% | 0 | 0% | 0.1819% | 0 | 0% | 0.4698% | 0 | 89.18% | 0.4698% | 0.12479 | 7.792% | 0.4698% | 0.010904 | 36.48% | 0.4719% | 0.051284 | 1.771% | 0.4719% | 0.0024901 | 87.62% | 0.4719% | 0.12316 | 86.87% | 3.48% | 0.90045 | 1.024% | 3.48% | 0.010618 | 8.606% | 3.48% | 0.089196 | 0% | 3.9% | 0 | 0% | 3.9% | 0 | 0% | 3.9% | 0 |  |  |  | 24.88% | 11.8% | 0.87461 | 0% | 11.8% | 0 | 0% | 11.8% | 0 | 0% | 0.3771% | 0 | 0% | 0.3771% | 0 | 0% | 0.3771% | 0 | 0% | 100% | 0 | 0% | 100% | 0 | 0% | 100% | 0 | 0% | 100% | 0 |  |  | 0.044837 |  |  | 0.0072926 |  |  | 0.059739 | 100% | 65% |  | 100% | 65% |  | 100% | 65% |  | 100% | 65% |  | 100% | 90% |  | 100% | 90% |  | 100% | 90%
PINE GROVE 110213438 | 0.012447 | 17.3991 | 42.2694 | 1.8172 | 44.0867 | 0.060134 | 0.033999 | 0.010504 | 0% | 99% | 0 | 0% | 99% | 0 | 69.63% | 99% | 29.1365 | 24.14% | 99% | 10.101 | 0% | 61.75% | 0 | 0% | 61.75% | 0 | 0.9627% | 61.75% | 0.25125 | 0% | 61.75% | 0 | 1.8172 | 0% | 1.835% | 0 | 0% | 1.835% | 0 | 0% | 1.835% | 0 | 0% | 0.1939% | 0 | 0% | 0.1939% | 0 | 0% | 0.1939% | 0 | 24.97% | 0.4927% | 0.052013 | 63.03% | 0.4927% | 0.13128 | 24.97% | 0.4927% | 0.052013 | 24.68% | 0.4986% | 0.052008 | 24.97% | 0.4986% | 0.052627 | 74.89% | 0.4986% | 0.15783 | 84.79% | 3.657% | 1.3108 | 1.471% | 3.657% | 0.022747 | 9.235% | 3.657% | 0.14277 | 0% | 3.872% | 0 | 40.07% | 3.872% | 0.65569 | 0% | 3.872% | 0 |  |  |  | 34.97% | 11.8% | 1.7443 | 0% | 11.8% | 0 | 0% | 11.8% | 0 | 0% | 0.3782% | 0 | 0% | 0.3782% | 0 | 0% | 0.3782% | 0 | 0% | 100% | 0 | 0% | 100% | 0 | 0% | 100% | 0 | 0% | 100% | 0 |  |  | 0.18745 |  |  | 0.1416 |  |  | 0.060969 | 100% | 65% |  | 100% | 65% |  | 100% | 65% |  | 100% | 65% |  | 100% | 90% |  | 100% | 90% |  | 100% | 90%
CHOLAME 21025597 | 0.0047251 | 4.8934 | 4.9761 | 0.028116 | 5.0042 | 0.0020481 | 0.0059145 | 0.0043663 | 0% | 99% | 0 | 0% | 99% | 0 | 0% | 99% | 0 | 0% | 99% | 0 | 0% | 63.47% | 0 | 0% | 63.47% | 0 | 0% | 63.47% | 0 | 0% | 63.47% | 0 | 0.028116 | 0% | 2.428% | 0 | 0% | 2.428% | 0 | 0% | 2.428% | 0 | 0% | 0.2777% | 0 | 0% | 0.2777% | 0 | 0% | 0.2777% | 0 | 89.5% | 0.6953% | 0.030965 | 0% | 0.6953% | 0 | 89.5% | 0.6953% | 0.030965 | 0% | 0.6985% | 0 | 99.64% | 0.6985% | 0.034633 | 0.3552% | 0.6985% | 0.00012347 | 0% | 5.148% | 0 | 0% | 5.148% | 0 | 100% | 5.148% | 0.25616 | 0% | 1.01% | 0 | 0% | 1.01% | 0 | 0% | 1.01% | 0 |  |  |  | 0% | 11.8% | 0 | 2.837% | 11.8% | 0.01666 | 0% | 11.8% | 0 | 0% | 0.3612% | 0 | 0% | 0.3612% | 0 | 0% | 0.3612% | 0 | 0% | 100% | 0 | 0% | 100% | 0 | 0% | 100% | 0 | 0% | 100% | 0 |  |  | 0 |  |  | 0 |  |  | 0.026408 | 100% | 65% |  | 100% | 65% |  | 100% | 65% |  | 100% | 65% |  | 100% | 90% |  | 100% | 90% |  | 100% | 90%
PARADISE 11061212 | 0.026975 | 2.3681 | 8.9653 | 3.0768 | 12.042 | 0.0083336 | 0.010355 | 0.0035978 | 0% | 99% | 0 | 0% | 99% | 0 | 0% | 99% | 0 | 0% | 99% | 0 | 0% | 62.3% | 0 | 0% | 62.3% | 0 | 0% | 62.3% | 0 | 0% | 62.3% | 0 | 3.0768 | 0% | 2.162% | 0 | 0% | 2.162% | 0 | 0% | 2.162% | 0 | 0% | 0.2587% | 0 | 0% | 0.2587% | 0 | 0% | 0.2587% | 0 | 41.42% | 0.6785% | 0.025194 | 1.397% | 0.6785% | 0.00084992 | 41.42% | 0.6785% | 0.025194 | 0% | 0.7116% | 0 | 98.6% | 0.7116% | 0.062906 | 1.403% | 0.7116% | 0.00089527 | 0% | 5.126% | 0 | 0% | 5.126% | 0 | 0% | 5.126% | 0 | 0% | 2.192% | 0 | 0% | 2.192% | 0 | 0% | 2.192% | 0 |  |  |  | 0% | 11.8% | 0 | 0% | 11.8% | 0 | 0% | 11.8% | 0 | 0% | 0.3702% | 0 | 0% | 0.3702% | 0 | 0% | 0.3702% | 0 | 0% | 100% | 0 | 0% | 100% | 0 | 0% | 100% | 0 | 0% | 100% | 0 |  |  | 0 |  |  | 0 |  |  | 0 | 100% | 65% |  | 100% | 65% |  | 100% | 65% |  | 100% | 65% |  | 100% | 90% |  | 100% | 90% |  | 100% | 90%
ORO FINO 11022090 | 0.015441 | 17.4699 | 45.9537 | 10.0689 | 56.0226 | 0.072406 | 0.032197 | 0.0097845 | 0% | 99% | 0 | 0% | 99% | 0 | 0% | 99% | 0 | 0% | 99% | 0 | 0% | 62.12% | 0 | 0% | 62.12% | 0 | 0% | 62.12% | 0 | 0% | 62.12% | 0 | 10.0689 | 16.67% | 1.487% | 0.11386 | 0% | 1.487% | 0 | 0% | 1.487% | 0 | 0% | 0.1554% | 0 | 0% | 0.1554% | 0 | 0% | 0.1554% | 0 | 66.5% | 0.4278% | 0.13074 | 3.986% | 0.4278% | 0.007837 | 67.39% | 0.4278% | 0.1325 | 0% | 0.4269% | 0 | 85.43% | 0.4269% | 0.16758 | 12.16% | 0.4269% | 0.023845 | 21.79% | 3.165% | 0.31695 | 63.86% | 3.165% | 0.92869 | 12.51% | 3.165% | 0.18187 | 0% | 4.1% | 0 | 40.07% | 4.1% | 0.75482 | 0% | 4.1% | 0 |  |  |  | 0% | 11.8% | 0 | 0% | 11.8% | 0 | 0% | 11.8% | 0 | 0% | 0.3799% | 0 | 0% | 0.3799% | 0 | 0% | 0.3799% | 0 | 0% | 100% | 0 | 0% | 100% | 0 | 0% | 100% | 0 | 0% | 100% | 0 |  |  | 0.00162 |  |  | 0.065469 |  |  | 0.0069482 | 100% | 65% |  | 100% | 65% |  | 100% | 65% |  | 100% | 65% |  | 100% | 90% |  | 100% | 90% |  | 100% | 90%
MOUNTAIN QUARRIES 210192474 | 0.013764 | 15.2703 | 39.0734 | 0.83172 | 39.9051 | 0.058255 | 0.029215 | 0.010031 | 0% | 99% | 0 | 0% | 99% | 0 | 0% | 99% | 0 | 0% | 99% | 0 | 0% | 61.82% | 0 | 0% | 61.82% | 0 | 0% | 61.82% | 0 | 0% | 61.82% | 0 | 0.83172 | 0% | 1.694% | 0 | 0% | 1.694% | 0 | 0% | 1.694% | 0 | 100% | 0.1795% | 0.070139 | 0% | 0.1795% | 0 | 0% | 0.1795% | 0 | 8.877% | 0.4523% | 0.015689 | 33.36% | 0.4523% | 0.058958 | 16.05% | 0.4523% | 0.028375 | 16.87% | 0.4541% | 0.029932 | 58.95% | 0.4541% | 0.1046 | 32.17% | 0.4541% | 0.057079 | 80.75% | 3.346% | 1.0557 | 7.952% | 3.346% | 0.10397 | 7.948% | 3.346% | 0.10391 | 0% | 4.028% | 0 | 0% | 4.028% | 0 | 0% | 4.028% | 0 |  |  |  | 24.88% | 11.8% | 1.1472 | 0% | 11.8% | 0 | 0% | 11.8% | 0 | 0% | 0.3787% | 0 | 0% | 0.3787% | 0 | 0% | 0.3787% | 0 | 0% | 100% | 0 | 0% | 100% | 0 | 0% | 100% | 0 | 0% | 100% | 0 |  |  | 0.069724 |  |  | 0.01074 |  |  | 0.013672 | 100% | 65% |  | 100% | 65% |  | 100% | 65% |  | 100% | 65% |  | 100% | 90% |  | 100% | 90% |  | 100% | 90%
UKIAH 1113968652 | 0.011507 | 1.1553 | 4.2437 | 0 | 4.2437 | 0.0041891 | 0.0049257 | 0.0015234 | 0% | 99% | 0 | 0% | 99% | 0 | 0% | 99% | 0 | 0% | 99% | 0 | 0% | 61.84% | 0 | 0% | 61.84% | 0 | 0% | 61.84% | 0 | 0% | 61.84% | 0 | 0 | 0% | 2.38% | 0 | 0% | 2.38% | 0 | 0% | 2.38% | 0 | 0% | 0.2409% | 0 | 0% | 0.2409% | 0 | 0% | 0.2409% | 0 | 0% | 0.7102% | 0 | 34.01% | 0.7102% | 0.010249 | 8.181% | 0.7102% | 0.0024655 | 8.181% | 0.6874% | 0.0023864 | 20.91% | 0.6874% | 0.0061001 | 34.01% | 0.6874% | 0.0099203 | 61.84% | 5.202% | 0.13652 | 17.29% | 5.202% | 0.038175 | 20.87% | 5.202% | 0.046072 | 0% | 2.239% | 0 | 0% | 2.239% | 0 | 0% | 2.239% | 0 |  |  |  | 0% | 11.8% | 0 | 0% | 11.8% | 0 | 0% | 11.8% | 0 | 0% | 0.3638% | 0 | 0% | 0.3638% | 0 | 0% | 0.3638% | 0 | 0% | 100% | 0 | 0% | 100% | 0 | 0% | 100% | 0 | 0% | 100% | 0 |  |  | 0 |  |  | 0 |  |  | 0 | 100% | 65% |  | 100% | 65% |  | 100% | 65% |  | 100% | 65% |  | 100% | 90% |  | 100% | 90% |  | 100% | 90%
AUBERRY 1101R2578 | 0.0047219 | 46.9145 | 37.3689 | 1.1535 | 38.5224 | 0.02651 | 0.050314 | 0.0172 | 0% | 99% | 0 | 0.6275% | 99% | 0.23215 | 0% | 99% | 0 | 0% | 99% | 0 | 13.68% | 61.03% | 3.119 | 28.34% | 61.03% | 6.462 | 56.55% | 61.03% | 12.8972 | 0% | 61.03% | 0 | 1.1535 | 0% | 2.368% | 0 | 0% | 2.368% | 0 | 0% | 2.368% | 0 | 100% | 0.246% | 0.091915 | 2.037% | 0.246% | 0.0018724 | 0% | 0.246% | 0 | 0% | 0.8035% | 0 | 32.04% | 0.8035% | 0.096205 | 52.24% | 0.8035% | 0.15685 | 84.28% | 0.7749% | 0.24406 | 0% | 0.7749% | 0 | 28.22% | 0.7749% | 0.081709 | 72.68% | 5.892% | 1.6001 | 0% | 5.892% | 0 | 0% | 5.892% | 0 | 0% | 1.699% | 0 | 0% | 1.699% | 0 | 0% | 1.699% | 0 |  |  |  | 0% | 11.8% | 0 | 0% | 11.8% | 0 | 0% | 11.8% | 0 | 55.56% | 0.3548% | 0.073668 | 0% | 0.3548% | 0 | 0% | 0.3548% | 0 | 0% | 100% | 0 | 1.155% | 100% | 0.43173 | 0% | 100% | 0 | 0% | 100% | 0 |  |  | 0 |  |  | 0 |  |  | 0.05178 | 100% | 65% |  | 100% | 65% |  | 100% | 65% |  | 100% | 65% |  | 100% | 90% |  | 100% | 90% |  | 100% | 90%
COALINGA NO 2 110541954 | 0.003428 | 0 | 44.7085 | 0 | 44.7085 | 0.0069789 | 0.065439 | 0.040225 | 0% | 99% | 0 | 0% | 99% | 0 | 0% | 99% | 0 | 0% | 99% | 0 | 0% | 60.45% | 0 | 0% | 60.45% | 0 | 0% | 60.45% | 0 | 0% | 60.45% | 0 | 0 | 0% | 2.555% | 0 | 0% | 2.555% | 0 | 0% | 2.555% | 0 | 100% | 0.2772% | 0.12392 | 0% | 0.2772% | 0 | 0% | 0.2772% | 0 | 76.45% | 0.8673% | 0.29643 | 76.45% | 0.8673% | 0.29643 | 76.45% | 0.8673% | 0.29643 | 76.59% | 0.8478% | 0.29028 | 99.86% | 0.8478% | 0.37849 | 76.45% | 0.8478% | 0.28976 | 98.56% | 6.406% | 2.8229 | 0% | 6.406% | 0 | 0% | 6.406% | 0 | 0% | 0.3426% | 0 | 0% | 0.3426% | 0 | 0% | 0.3426% | 0 |  |  |  | 12.35% | 11.8% | 0.65146 | 0% | 11.8% | 0 | 0% | 11.8% | 0 | 0% | 0.3529% | 0 | 0% | 0.3529% | 0 | 0% | 0.3529% | 0 | 0% | 100% | 0 | 0% | 100% | 0 | 0% | 100% | 0 | 0% | 100% | 0 |  |  | 0 |  |  | 0.011945 |  |  | 0.0087025 |  |  |  |  | 65% |  |  | 65% |  | 100% | 65%
VACAVILLE 110838316 | 0.0056058 | 15.6887 | 26.193 | 1.2678 | 27.4608 | 0.023149 | 0.032301 | 0.010588 | 0% | 99% | 0 | 20.2% | 99% | 5.2371 | 6.123% | 99% | 1.5878 | 8.127% | 99% | 2.1075 | 0% | 62.67% | 0 | 0% | 62.67% | 0 | 0% | 62.67% | 0 | 0% | 62.67% | 0 | 1.2678 | 0% | 2.831% | 0 | 0% | 2.831% | 0 | 0% | 2.831% | 0 | 0% | 0.3033% | 0 | 0% | 0.3033% | 0 | 0% | 0.3033% | 0 | 13.28% | 0.733% | 0.025491 | 87.39% | 0.733% | 0.16777 | 23.1% | 0.733% | 0.044354 | 88.25% | 0.736% | 0.17012 | 23.86% | 0.736% | 0.045999 | 87.06% | 0.736% | 0.16782 | 0% | 5.416% | 0 | 42.46% | 5.416% | 0.60243 | 0% | 5.416% | 0 | 0% | 1.943% | 0 | 0% | 1.943% | 0 | 0% | 1.943% | 0 |  |  |  | 25.33% | 11.8% | 0.78282 | 0% | 11.8% | 0 | 0% | 11.8% | 0 | 0% | 0.3651% | 0 | 0% | 0.3651% | 0 | 0% | 0.3651% | 0 | 0% | 100% | 0 | 0% | 100% | 0 | 0% | 100% | 0 | 0% | 100% | 0 |  |  | 0 |  |  | 0.0043856 |  |  | 0 | 100% | 65% |  | 100% | 65% |  | 100% | 65% |  | 100% | 65% |  | 100% | 90% |  | 100% | 90% |  | 100% | 90%
GUSTINE 1102999258 | 0.0033754 | 0 | 5.6269 | 0.0028011 | 5.6297 | 0.0012767 | 0.0084141 | 0.0045186 | 0% | 99% | 0 | 0% | 99% | 0 | 0% | 99% | 0 | 0% | 99% | 0 | 0% | 60.67% | 0 | 0% | 60.67% | 0 | 0% | 60.67% | 0 | 0% | 60.67% | 0 | 0.0028011 | 0% | 3.4% | 0 | 0% | 3.4% | 0 | 0% | 3.4% | 0 | 100% | 0.3436% | 0.019332 | 0% | 0.3436% | 0 | 0% | 0.3436% | 0 | 0% | 0.8958% | 0 | 86.59% | 0.8958% | 0.043645 | 13.41% | 0.8958% | 0.0067608 | 86.59% | 0.8407% | 0.040962 | 13.41% | 0.8407% | 0.0063452 | 86.59% | 0.8407% | 0.040962 | 100% | 6.467% | 0.36388 | 0% | 6.467% | 0 | 0% | 6.467% | 0 | 0% | 0.5964% | 0 | 0% | 0.5964% | 0 | 0% | 0.5964% | 0 |  |  |  | 0% | 11.8% | 0 | 0% | 11.8% | 0 | 0% | 11.8% | 0 | 0% | 0.3466% | 0 | 0% | 0.3466% | 0 | 0% | 0.3466% | 0 | 0% | 100% | 0 | 0% | 100% | 0 | 0% | 100% | 0 | 0% | 100% | 0 |  |  | 0 |  |  | 0 |  |  | 0 |  |  |  |  | 65% |  |  | 65% |  | 100% | 65%
SHINGLE SPRINGS 210985766 | 0.0084494 | 19.7062 | 41.5524 | 0.51794 | 42.0703 | 0.036606 | 0.040551 | 0.028414 | 0% | 99% | 0 | 0% | 99% | 0 | 0% | 99% | 0 | 0% | 99% | 0 | 0% | 64.28% | 0 | 0% | 64.28% | 0 | 0% | 64.28% | 0 | 0% | 64.28% | 0 | 0.51794 | 80% | 2.154% | 0.71588 | 0% | 2.154% | 0 | 0% | 2.154% | 0 | 0% | 0.242% | 0 | 0% | 0.242% | 0 | 0% | 0.242% | 0 | 16.67% | 0.5688% | 0.039413 | 61.06% | 0.5688% | 0.14431 | 55.46% | 0.5688% | 0.13109 | 99.84% | 0.5904% | 0.24496 | 16.67% | 0.5904% | 0.040911 | 45.77% | 0.5904% | 0.11229 | 37.23% | 4.257% | 0.65851 | 43.81% | 4.257% | 0.77483 | 0% | 4.257% | 0 | 0% | 2.284% | 0 | 0% | 2.284% | 0 | 0% | 2.284% | 0 |  |  |  | 35% | 11.8% | 1.7161 | 0% | 11.8% | 0 | 0% | 11.8% | 0 | 0% | 0.3747% | 0 | 0% | 0.3747% | 0 | 0% | 0.3747% | 0 | 0% | 100% | 0 | 0% | 100% | 0 | 0% | 100% | 0 | 0% | 100% | 0 |  |  | 9.7265e-05 |  |  | 0 |  |  | 0 | 100% | 65% |  | 100% | 65% |  | 100% | 65% |  | 100% | 65% |  | 100% | 90% |  | 100% | 90% |  | 100% | 90%
CHOLAME 2102796386 | 0.0038963 | 34.3743 | 31.7615 | 0.051418 | 31.8129 | 0.013677 | 0.040289 | 0.027157 | 0% | 99% | 0 | 0% | 99% | 0 | 0% | 99% | 0 | 0% | 99% | 0 | 0% | 63.11% | 0 | 0% | 63.11% | 0 | 0% | 63.11% | 0 | 0% | 63.11% | 0 | 0.051418 | 0% | 2.568% | 0 | 0% | 2.568% | 0 | 0% | 2.568% | 0 | 0% | 0.287% | 0 | 0% | 0.287% | 0 | 0% | 0.287% | 0 | 70.51% | 0.7273% | 0.16287 | 36.04% | 0.7273% | 0.083264 | 70.51% | 0.7273% | 0.16287 | 36.04% | 0.7277% | 0.083313 | 90.76% | 0.7277% | 0.20978 | 45.19% | 0.7277% | 0.10446 | 23.86% | 5.377% | 0.40754 | 49.41% | 5.377% | 0.84385 | 0% | 5.377% | 0 | 0% | 1.025% | 0 | 0% | 1.025% | 0 | 0% | 1.025% | 0 |  |  |  | 0% | 11.8% | 0 | 2.837% | 11.8% | 0.10634 | 0% | 11.8% | 0 | 0% | 0.3606% | 0 | 0% | 0.3606% | 0 | 0% | 0.3606% | 0 | 0% | 100% | 0 | 0% | 100% | 0 | 0% | 100% | 0 | 0% | 100% | 0 |  |  | 0 |  |  | 0.046329 |  |  | 0 | 100% | 65% |  | 100% | 65% |  | 100% | 65% |  | 100% | 65% |  | 100% | 90% |  | 100% | 90% |  | 100% | 90%
TEJON 11022455 | 0.020158 | 7.8407 | 24.5905 | 4.7741 | 29.3646 | 0.034802 | 0.024855 | 0.0031844 | 0% | 99% | 0 | 0% | 99% | 0 | 94.72% | 99% | 23.0585 | 0% | 99% | 0 | 0% | 63.93% | 0 | 0% | 63.93% | 0 | 0% | 63.93% | 0 | 0% | 63.93% | 0 | 4.7741 | 0% | 2.398% | 0 | 0% | 2.398% | 0 | 0% | 2.398% | 0 | 0% | 0.2467% | 0 | 0% | 0.2467% | 0 | 0% | 0.2467% | 0 | 0% | 0.6084% | 0 | 3.994% | 0.6084% | 0.0059758 | 44.42% | 0.6084% | 0.066463 | 43.82% | 0.612% | 0.065948 | 54.85% | 0.612% | 0.082543 | 3.905% | 0.612% | 0.005876 | 0% | 4.501% | 0 | 0% | 4.501% | 0 | 73.07% | 4.501% | 0.80875 | 0% | 0.2605% | 0 | 0% | 0.2605% | 0 | 0% | 0.2605% | 0 |  |  |  | 34.65% | 11.8% | 1.0055 | 0% | 11.8% | 0 | 0% | 11.8% | 0 | 0% | 0.3739% | 0 | 0% | 0.3739% | 0 | 0% | 0.3739% | 0 | 0% | 100% | 0 | 0% | 100% | 0 | 0% | 100% | 0 | 0% | 100% | 0 |  |  | 0.097706 |  |  | 0.02319 |  |  | 0.064041 | 100% | 65% |  | 100% | 65% |  | 100% | 65% |  | 100% | 65% |  | 100% | 90% |  | 100% | 90% |  | 100% | 90%
JOLON 11027040 | 0.0069053 | 20.286 | 31.6004 | 0.079674 | 31.6801 | 0.012492 | 0.04977 | 0.018631 | 0% | 99% | 0 | 0% | 99% | 0 | 0% | 99% | 0 | 0% | 99% | 0 | 0% | 61% | 0 | 0% | 61% | 0 | 0% | 61% | 0 | 0% | 61% | 0 | 0.079674 | 0% | 2.628% | 0 | 0% | 2.628% | 0 | 0% | 2.628% | 0 | 0% | 0.3105% | 0 | 0% | 0.3105% | 0 | 0% | 0.3105% | 0 | 20.55% | 0.8949% | 0.058122 | 46.38% | 0.8949% | 0.13117 | 21.93% | 0.8949% | 0.062011 | 44.88% | 0.9098% | 0.12903 | 52.97% | 0.9098% | 0.15228 | 46.49% | 0.9098% | 0.13365 | 68.45% | 6.698% | 1.4488 | 24.44% | 6.698% | 0.51738 | 2.314% | 6.698% | 0.04897 | 0% | 0.9568% | 0 | 0% | 0.9568% | 0 | 0% | 0.9568% | 0 |  |  |  | 0% | 11.8% | 0 | 31.74% | 11.8% | 1.1834 | 0% | 11.8% | 0 | 0% | 0.3542% | 0 | 0% | 0.3542% | 0 | 0% | 0.3542% | 0 | 0% | 100% | 0 | 0% | 100% | 0 | 0% | 100% | 0 | 0% | 100% | 0 |  |  | 0 |  |  | 0.033011 |  |  | 0.10617 | 100% | 65% |  | 100% | 65% |  | 100% | 65% |  | 100% | 65% |  | 100% | 90% |  | 100% | 90% |  | 100% | 90%
OILFIELDS 1103N48 | 0.0043433 | 48.2979 | 43.1617 | 0 | 43.1617 | 0.025282 | 0.053298 | 0.032745 | 0% | 99% | 0 | 0% | 99% | 0 | 0% | 99% | 0 | 0% | 99% | 0 | 0% | 63.53% | 0 | 0% | 63.53% | 0 | 0% | 63.53% | 0 | 0% | 63.53% | 0 | 0 | 50% | 2.503% | 0.54008 | 0% | 2.503% | 0 | 0% | 2.503% | 0 | 0% | 0.2757% | 0 | 0% | 0.2757% | 0 | 0% | 0.2757% | 0 | 37.88% | 0.7045% | 0.11517 | 48.21% | 0.7045% | 0.14659 | 51.79% | 0.7045% | 0.15747 | 0% | 0.6981% | 0 | 51.79% | 0.6981% | 0.15606 | 48.21% | 0.6981% | 0.14527 | 61.69% | 5.189% | 1.3817 | 17.25% | 5.189% | 0.38626 | 0.944% | 5.189% | 0.021143 | 0% | 1.496% | 0 | 0% | 1.496% | 0 | 0% | 1.496% | 0 |  |  |  | 31.55% | 11.8% | 1.6068 | 0% | 11.8% | 0 | 0% | 11.8% | 0 | 0% | 0.3608% | 0 | 0% | 0.3608% | 0 | 0% | 0.3608% | 0 | 1.033% | 100% | 0.44583 | 0% | 100% | 0 | 0% | 100% | 0 | 0% | 100% | 0 |  |  | 0 |  |  | 0.099604 |  |  | 0.045287 | 100% | 65% |  | 100% | 65% |  | 100% | 65% |  | 100% | 65% |  | 100% | 90% |  | 100% | 90% |  | 100% | 90%
PEORIA 17051834 | 0.0052718 | 24.0063 | 26.3317 | 0 | 26.3317 | 0.014099 | 0.029486 | 0.024372 | 0% | 99% | 0 | 0% | 99% | 0 | 0% | 99% | 0 | 0% | 99% | 0 | 0% | 63.74% | 0 | 0% | 63.74% | 0 | 0% | 63.74% | 0 | 0% | 63.74% | 0 | 0 | 50% | 1.957% | 0.25762 | 0% | 1.957% | 0 | 0% | 1.957% | 0 | 0% | 0.218% | 0 | 0% | 0.218% | 0 | 0% | 0.218% | 0 | 17.57% | 0.6373% | 0.029495 | 46.55% | 0.6373% | 0.078123 | 28.36% | 0.6373% | 0.047596 | 37.26% | 0.6324% | 0.06204 | 40.02% | 0.6324% | 0.066644 | 53.07% | 0.6324% | 0.088373 | 40.35% | 4.713% | 0.50073 | 0% | 4.713% | 0 | 7.267% | 4.713% | 0.090186 | 0% | 1.28% | 0 | 0% | 1.28% | 0 | 0% | 1.28% | 0 |  |  |  | 27.73% | 11.8% | 0.86168 | 0% | 11.8% | 0 | 0% | 11.8% | 0 | 0% | 0.3643% | 0 | 0% | 0.3643% | 0 | 0% | 0.3643% | 0 | 0% | 100% | 0 | 0% | 100% | 0 | 0% | 100% | 0 | 0% | 100% | 0 |  |  | 0.0018222 |  |  | 0 |  |  | 0.071679 | 100% | 65% |  | 100% | 65% |  | 100% | 65% |  | 100% | 65% |  | 100% | 90% |  | 100% | 90% |  | 100% | 90%
UKIAH 1113548420 | 0.007899 | 5.5821 | 7.2158 | 0 | 7.2158 | 0.010195 | 0.0065345 | 0.0019661 | 0% | 99% | 0 | 0% | 99% | 0 | 0% | 99% | 0 | 0% | 99% | 0 | 0% | 61.83% | 0 | 0% | 61.83% | 0 | 0% | 61.83% | 0 | 0% | 61.83% | 0 | 0 | 33.33% | 1.836% | 0.044152 | 0% | 1.836% | 0 | 0% | 1.836% | 0 | 100% | 0.1843% | 0.013301 | 0% | 0.1843% | 0 | 0% | 0.1843% | 0 | 0% | 0.5361% | 0 | 1.752% | 0.5361% | 0.00067781 | 93.3% | 0.5361% | 0.036094 | 93.3% | 0.5215% | 0.035107 | 4.939% | 0.5215% | 0.0018582 | 1.752% | 0.5215% | 0.00065928 | 22.41% | 3.931% | 0.063571 | 43.1% | 3.931% | 0.12224 | 1.917% | 3.931% | 0.0054383 | 0% | 3.537% | 0 | 0% | 3.537% | 0 | 0% | 3.537% | 0 |  |  |  | 0% | 11.8% | 0 | 0% | 11.8% | 0 | 0% | 11.8% | 0 | 0% | 0.3732% | 0 | 0% | 0.3732% | 0 | 0% | 0.3732% | 0 | 1.794% | 100% | 0.12943 | 0% | 100% | 0 | 0% | 100% | 0 | 0% | 100% | 0 |  |  | 0 |  |  | 0.00090801 |  |  | 0 | 100% | 65% |  | 100% | 65% |  | 100% | 65% |  | 100% | 65% |  | 100% | 90% |  | 100% | 90% |  | 100% | 90%
SOLEDAD 2101107872 | 0.0030371 | 11.187 | 8.6886 | 0 | 8.6886 | 0.0014197 | 0.013883 | 0.0072172 | 0% | 99% | 0 | 0% | 99% | 0 | 0% | 99% | 0 | 0% | 99% | 0 | 0% | 63.71% | 0 | 0% | 63.71% | 0 | 0% | 63.71% | 0 | 0% | 63.71% | 0 | 0 | 0% | 3.874% | 0 | 0% | 3.874% | 0 | 0% | 3.874% | 0 | 0% | 0.4271% | 0 | 0% | 0.4271% | 0 | 0% | 0.4271% | 0 | 0% | 0.9298% | 0 | 0% | 0.9298% | 0 | 0% | 0.9298% | 0 | 0% | 0.9928% | 0 | 0% | 0.9928% | 0 | 86.23% | 0.9928% | 0.074382 | 72% | 7.024% | 0.43943 | 0% | 7.024% | 0 | 0% | 7.024% | 0 | 0% | 0.4307% | 0 | 0% | 0.4307% | 0 | 0% | 0.4307% | 0 |  |  |  | 0% | 11.8% | 0 | 0% | 11.8% | 0 | 0% | 11.8% | 0 | 0% | 0.3697% | 0 | 0% | 0.3697% | 0 | 0% | 0.3697% | 0 | 0% | 100% | 0 | 0% | 100% | 0 | 0% | 100% | 0 | 0% | 100% | 0 |  |  | 0 |  |  | 0 |  |  | 0 | 100% | 65% |  | 100% | 65% |  | 100% | 65% |  | 100% | 65% |  | 100% | 90% |  | 100% | 90% |  | 100% | 90%
BEAR VALLEY 210190550 | 0.004555 | 8.3667 | 6.915 | 0 | 6.915 | 0.0049618 | 0.0090162 | 0.0039838 | 0% | 99% | 0 | 0% | 99% | 0 | 0% | 99% | 0 | 0% | 99% | 0 | 0% | 62.55% | 0 | 0% | 62.55% | 0 | 0% | 62.55% | 0 | 0% | 62.55% | 0 | 0 | 100% | 2.571% | 0.1778 | 0% | 2.571% | 0 | 0% | 2.571% | 0 | 100% | 0.289% | 0.019983 | 0% | 0.289% | 0 | 0% | 0.289% | 0 | 43.8% | 0.7394% | 0.022395 | 44.1% | 0.7394% | 0.022551 | 55.9% | 0.7394% | 0.028581 | 0% | 0.7543% | 0 | 55.9% | 0.7543% | 0.029154 | 44.1% | 0.7543% | 0.023003 | 57.83% | 5.512% | 0.22042 | 0% | 5.512% | 0 | 27.86% | 5.512% | 0.1062 | 0% | 1.718% | 0 | 0% | 1.718% | 0 | 0% | 1.718% | 0 |  |  |  | 0% | 11.8% | 0 | 0% | 11.8% | 0 | 0% | 11.8% | 0 | 0% | 0.3641% | 0 | 0% | 0.3641% | 0 | 0% | 0.3641% | 0 | 0% | 100% | 0 | 0% | 100% | 0 | 0% | 100% | 0 | 0% | 100% | 0 |  |  | 0 |  |  | 0 |  |  | 0.0017699 | 100% | 65% |  | 100% | 65% |  | 100% | 65% |  | 100% | 65% |  | 100% | 90% |  | 100% | 90% |  | 100% | 90%
LOS OSITOS 2102258878 | 0.0060726 | 2.515 | 6.7136 | 0 | 6.7136 | 0.0011208 | 0.01093 | 0.0054042 | 0% | 99% | 0 | 0% | 99% | 0 | 0% | 99% | 0 | 0% | 99% | 0 | 0% | 63.67% | 0 | 0% | 63.67% | 0 | 0% | 63.67% | 0 | 0% | 63.67% | 0 | 0 | 0% | 3.95% | 0 | 0% | 3.95% | 0 | 0% | 3.95% | 0 | 0% | 0.4261% | 0 | 0% | 0.4261% | 0 | 0% | 0.4261% | 0 | 98.73% | 0.9414% | 0.062398 | 0% | 0.9414% | 0 | 98.73% | 0.9414% | 0.062398 | 0% | 0.9687% | 0 | 98.74% | 0.9687% | 0.064212 | 1.004% | 0.9687% | 0.00065273 | 100% | 7.004% | 0.47025 | 0% | 7.004% | 0 | 0% | 7.004% | 0 | 0% | 0.4546% | 0 | 0% | 0.4546% | 0 | 0% | 0.4546% | 0 |  |  |  | 0% | 11.8% | 0 | 24.55% | 11.8% | 0.19446 | 0% | 11.8% | 0 | 0% | 0.3607% | 0 | 0% | 0.3607% | 0 | 0% | 0.3607% | 0 | 0% | 100% | 0 | 0% | 100% | 0 | 0% | 100% | 0 | 0% | 100% | 0 |  |  | 0 |  |  | 0 |  |  | 0 | 100% | 65% |  | 100% | 65% |  | 100% | 65% |  | 100% | 65% |  | 100% | 90% |  | 100% | 90% |  | 100% | 90%
MARIPOSA 2102241564 | 0.0052627 | 0.68367 | 3.0482 | 0 | 3.0482 | 0.001415 | 0.0042091 | 0.0023284 | 0% | 99% | 0 | 0% | 99% | 0 | 0% | 99% | 0 | 0% | 99% | 0 | 0% | 63.41% | 0 | 0% | 63.41% | 0 | 0% | 63.41% | 0 | 0% | 63.41% | 0 | 0 | 0% | 2.575% | 0 | 0% | 2.575% | 0 | 0% | 2.575% | 0 | 0% | 0.2991% | 0 | 0% | 0.2991% | 0 | 0% | 0.2991% | 0 | 0% | 0.775% | 0 | 3.147% | 0.775% | 0.00074336 | 0% | 0.775% | 0 | 3.147% | 0.8049% | 0.000772 | 0% | 0.8049% | 0 | 3.147% | 0.8049% | 0.000772 | 0% | 5.828% | 0 | 0% | 5.828% | 0 | 0% | 5.828% | 0 | 0% | 0.9337% | 0 | 0% | 0.9337% | 0 | 0% | 0.9337% | 0 |  |  |  | 0% | 11.8% | 0 | 0% | 11.8% | 0 | 0% | 11.8% | 0 | 0% | 0.3646% | 0 | 0% | 0.3646% | 0 | 0% | 0.3646% | 0 | 0% | 100% | 0 | 0% | 100% | 0 | 0% | 100% | 0 | 0% | 100% | 0 |  |  | 0 |  |  | 0 |  |  | 0 | 100% | 65% |  | 100% | 65% |  | 100% | 65% |  | 100% | 65% |  | 100% | 90% |  | 100% | 90% |  | 100% | 90%
CURTIS 170247488 | 0.0040259 | 20.4528 | 30.8681 | 0 | 30.8681 | 0.024419 | 0.036215 | 0.019908 | 0% | 99% | 0 | 0% | 99% | 0 | 0% | 99% | 0 | 0% | 99% | 0 | 0% | 62.42% | 0 | 0% | 62.42% | 0 | 0% | 62.42% | 0 | 0% | 62.42% | 0 | 0 | 100% | 2.054% | 0.63408 | 0% | 2.054% | 0 | 0% | 2.054% | 0 | 0% | 0.2309% | 0 | 0% | 0.2309% | 0 | 0% | 0.2309% | 0 | 1.816% | 0.6709% | 0.003762 | 94.18% | 0.6709% | 0.19504 | 5.029% | 0.6709% | 0.010415 | 94.56% | 0.6801% | 0.19852 | 4.642% | 0.6801% | 0.0097442 | 72.3% | 0.6801% | 0.15179 | 9.277% | 5.006% | 0.14335 | 0% | 5.006% | 0 | 51.22% | 5.006% | 0.79149 | 0% | 1.835% | 0 | 0% | 1.835% | 0 | 0% | 1.835% | 0 |  |  |  | 0% | 11.8% | 0 | 0% | 11.8% | 0 | 0% | 11.8% | 0 | 0% | 0.3674% | 0 | 0% | 0.3674% | 0 | 0% | 0.3674% | 0 | 0% | 100% | 0 | 0% | 100% | 0 | 0% | 100% | 0 | 0% | 100% | 0 |  |  | 0 |  |  | 0 |  |  | 0.00099404 | 100% | 65% |  | 100% | 65% |  | 100% | 65% |  | 100% | 65% |  | 100% | 90% |  | 100% | 90% |  | 100% | 90%
WYANDOTTE 1103640652 | 0.010796 | 35.7204 | 86.1307 | 1.8226 | 87.9533 | 0.10675 | 0.10374 | 0.01459 | 0% | 99% | 0 | 0.0095% | 99% | 0.0081008 | 0% | 99% | 0 | 0% | 99% | 0 | 0% | 61.82% | 0 | 0% | 61.82% | 0 | 0% | 61.82% | 0 | 0% | 61.82% | 0 | 1.8226 | 0% | 3.354% | 0 | 0% | 3.354% | 0 | 0% | 3.354% | 0 | 0% | 0.3469% | 0 | 0% | 0.3469% | 0 | 0% | 0.3469% | 0 | 22.26% | 0.715% | 0.13707 | 42.69% | 0.715% | 0.26289 | 30.48% | 0.715% | 0.18773 | 34.38% | 0.7454% | 0.22071 | 58.11% | 0.7454% | 0.37305 | 58.47% | 0.7454% | 0.3754 | 0% | 5.332% | 0 | 0% | 5.332% | 0 | 0% | 5.332% | 0 | 0% | 3.553% | 0 | 40.07% | 3.553% | 1.2262 | 0% | 3.553% | 0 |  |  |  | 0% | 11.8% | 0 | 0% | 11.8% | 0 | 0% | 11.8% | 0 | 0% | 0.3776% | 0 | 0% | 0.3776% | 0 | 0% | 0.3776% | 0 | 0% | 100% | 0 | 0% | 100% | 0 | 0% | 100% | 0 | 0% | 100% | 0 |  |  | 0 |  |  | 0 |  |  | 0 | 100% | 65% |  | 100% | 65% |  | 100% | 65% |  | 100% | 65% |  | 100% | 90% |  | 100% | 90% |  | 100% | 90%
CURTIS 170384944 | 0.0048395 | 59.7865 | 61.2115 | 0 | 61.2115 | 0.042159 | 0.060612 | 0.058058 | 0% | 99% | 0 | 0% | 99% | 0 | 0% | 99% | 0 | 0% | 99% | 0 | 0% | 64.03% | 0 | 0% | 64.03% | 0 | 0% | 64.03% | 0 | 0% | 64.03% | 0 | 0 | 85.71% | 1.827% | 0.95848 | 0% | 1.827% | 0 | 0% | 1.827% | 0 | 0% | 0.2023% | 0 | 0% | 0.2023% | 0 | 0% | 0.2023% | 0 | 3.526% | 0.5578% | 0.012039 | 91.59% | 0.5578% | 0.31272 | 9.123% | 0.5578% | 0.031149 | 97.18% | 0.5579% | 0.33187 | 3.526% | 0.5579% | 0.01204 | 70.53% | 0.5579% | 0.24085 | 56.2% | 4.134% | 1.4222 | 0% | 4.134% | 0 | 1.694% | 4.134% | 0.042876 | 0% | 1.781% | 0 | 0% | 1.781% | 0 | 45.22% | 1.781% | 0.49287 |  |  |  | 35% | 11.8% | 2.528 | 0% | 11.8% | 0 | 0% | 11.8% | 0 | 0% | 0.3701% | 0 | 0% | 0.3701% | 0 | 0% | 0.3701% | 0 | 0% | 100% | 0 | 0% | 100% | 0 | 0% | 100% | 0 | 0% | 100% | 0 |  |  | 0.00020607 |  |  | 0 |  |  | 0 | 100% | 65% |  | 100% | 65% |  | 100% | 65% |  | 100% | 65% |  | 100% | 90% |  | 100% | 90% |  | 100% | 90%
PLACERVILLE 210692012 | 0.018499 | 20.4197 | 61.7379 | 1.9832 | 63.7211 | 0.095233 | 0.05003 | 0.017478 | 0% | 99% | 0 | 0% | 99% | 0 | 0% | 99% | 0 | 0% | 99% | 0 | 0% | 61.94% | 0 | 0% | 61.94% | 0 | 0% | 61.94% | 0 | 0% | 61.94% | 0 | 1.9832 | 100% | 1.584% | 0.97806 | 0% | 1.584% | 0 | 0% | 1.584% | 0 | 0% | 0.1756% | 0 | 0% | 0.1756% | 0 | 0% | 0.1756% | 0 | 43.79% | 0.4571% | 0.12358 | 26.86% | 0.4571% | 0.075808 | 49.66% | 0.4571% | 0.14013 | 0% | 0.4649% | 0 | 60.12% | 0.4649% | 0.17253 | 39.88% | 0.4649% | 0.11446 | 93.93% | 3.405% | 1.9744 | 0.8959% | 3.405% | 0.018831 | 1.22% | 3.405% | 0.02565 | 0% | 3.855% | 0 | 0% | 3.855% | 0 | 0% | 3.855% | 0 |  |  |  | 34.95% | 11.8% | 2.5459 | 0% | 11.8% | 0 | 0% | 11.8% | 0 | 0% | 0.3782% | 0 | 0% | 0.3782% | 0 | 0% | 0.3782% | 0 | 0% | 100% | 0 | 0% | 100% | 0 | 0% | 100% | 0 | 0% | 100% | 0 |  |  | 0.079608 |  |  | 0.0010988 |  |  | 0.031858 | 100% | 65% |  | 100% | 65% |  | 100% | 65% |  | 100% | 65% |  | 100% | 90% |  | 100% | 90% |  | 100% | 90%
SWIFT 2110XR254 | 0.0039097 | 25.0165 | 20.6972 | 0.0045693 | 20.7017 | 0.014832 | 0.029078 | 0.010751 | 0% | 99% | 0 | 0% | 99% | 0 | 0% | 99% | 0 | 0% | 99% | 0 | 0% | 62.34% | 0 | 0% | 62.34% | 0 | 0% | 62.34% | 0 | 0% | 62.34% | 0 | 0.0045693 | 0% | 2.992% | 0 | 0% | 2.992% | 0 | 0% | 2.992% | 0 | 0% | 0.3191% | 0 | 0% | 0.3191% | 0 | 0% | 0.3191% | 0 | 0% | 0.7967% | 0 | 47.24% | 0.7967% | 0.077898 | 18.31% | 0.7967% | 0.030189 | 65.07% | 0.7917% | 0.10662 | 34.91% | 0.7917% | 0.057196 | 0% | 0.7917% | 0 | 0% | 5.872% | 0 | 97.24% | 5.872% | 1.1818 | 0% | 5.872% | 0 | 0% | 1.475% | 0 | 0% | 1.475% | 0 | 0% | 1.475% | 0 |  |  |  | 0% | 11.8% | 0 | 3.452% | 11.8% | 0.084309 | 0% | 11.8% | 0 | 0% | 0.3603% | 0 | 0% | 0.3603% | 0 | 0% | 0.3603% | 0 | 0% | 100% | 0 | 0% | 100% | 0 | 0% | 100% | 0 | 0% | 100% | 0 |  |  | 0 |  |  | 0 |  |  | 0 | 100% | 65% |  | 100% | 65% |  | 100% | 65% |  | 100% | 65% |  | 100% | 90% |  | 100% | 90% |  | 100% | 90%
MONTICELLO 110165454 | 0.010399 | 1.0047 | 4.5088 | 1.369 | 5.8778 | 0.0053631 | 0.0044771 | 0.002129 | 0% | 99% | 0 | 0% | 99% | 0 | 0% | 99% | 0 | 0% | 99% | 0 | 0% | 63.33% | 0 | 0% | 63.33% | 0 | 0% | 63.33% | 0 | 0% | 63.33% | 0 | 1.369 | 0% | 2.065% | 0 | 0% | 2.065% | 0 | 0% | 2.065% | 0 | 0% | 0.2269% | 0 | 0% | 0.2269% | 0 | 0% | 0.2269% | 0 | 0% | 0.5547% | 0 | 4.399% | 0.5547% | 0.0011001 | 95.6% | 0.5547% | 0.023908 | 95.6% | 0.5608% | 0.024171 | 0% | 0.5608% | 0 | 4.399% | 0.5608% | 0.0011122 | 15.56% | 4.112% | 0.028848 | 0% | 4.112% | 0 | 0% | 4.112% | 0 | 0% | 2.688% | 0 | 0% | 2.688% | 0 | 0% | 2.688% | 0 |  |  |  | 0% | 11.8% | 0 | 31.3% | 11.8% | 0.16651 | 0% | 11.8% | 0 | 0% | 0.3728% | 0 | 0% | 0.3728% | 0 | 0% | 0.3728% | 0 | 0% | 100% | 0 | 0% | 100% | 0 | 0% | 100% | 0 | 0% | 100% | 0 |  |  | 0 |  |  | 0 |  |  | 0 | 100% | 65% |  | 100% | 65% |  | 100% | 65% |  | 100% | 65% |  | 100% | 90% |  | 100% | 90% |  | 100% | 90%
UPPER LAKE 1101412 | 0.0086415 | 10.0214 | 27.5851 | 0.10714 | 27.6922 | 0.022436 | 0.039843 | 0.011063 | 0% | 99% | 0 | 0% | 99% | 0 | 0% | 99% | 0 | 0% | 99% | 0 | 0% | 62.63% | 0 | 0% | 62.63% | 0 | 0% | 62.63% | 0 | 0% | 62.63% | 0 | 0.10714 | 0% | 3.395% | 0 | 0% | 3.395% | 0 | 0% | 3.395% | 0 | 0% | 0.3648% | 0 | 0% | 0.3648% | 0 | 0% | 0.3648% | 0 | 0% | 0.8196% | 0 | 83.25% | 0.8196% | 0.18822 | 12.04% | 0.8196% | 0.027216 | 83.25% | 0.844% | 0.19382 | 12.04% | 0.844% | 0.028026 | 83.25% | 0.844% | 0.19382 | 33.13% | 6.102% | 0.55776 | 51.19% | 6.102% | 0.86167 | 4.423% | 6.102% | 0.074458 | 0% | 1.98% | 0 | 0% | 1.98% | 0 | 0% | 1.98% | 0 |  |  |  | 29.74% | 11.8% | 0.96799 | 0% | 11.8% | 0 | 0% | 11.8% | 0 | 0% | 0.3669% | 0 | 0% | 0.3669% | 0 | 0% | 0.3669% | 0 | 0% | 100% | 0 | 1.643% | 100% | 0.45323 | 0% | 100% | 0 | 0% | 100% | 0 |  |  | 0 |  |  | 0.0069763 |  |  | 0.0057488 | 100% | 65% |  | 100% | 65% |  | 100% | 65% |  | 100% | 65% |  | 100% | 90% |  | 100% | 90% |  | 100% | 90%
KERCKHOFF 1101R308 | 0.0061096 | 3.8634 | 4.2481 | 0.019118 | 4.2672 | 0.0026865 | 0.0059442 | 0.0027362 | 0% | 99% | 0 | 0% | 99% | 0 | 0% | 99% | 0 | 0% | 99% | 0 | 0% | 61.41% | 0 | 0% | 61.41% | 0 | 0% | 61.41% | 0 | 0% | 61.41% | 0 | 0.019118 | 0% | 2.519% | 0 | 0% | 2.519% | 0 | 0% | 2.519% | 0 | 0% | 0.2742% | 0 | 0% | 0.2742% | 0 | 0% | 0.2742% | 0 | 0% | 0.7745% | 0 | 98.93% | 0.7745% | 0.032551 | 0% | 0.7745% | 0 | 44.23% | 0.7544% | 0.014175 | 0% | 0.7544% | 0 | 54.71% | 0.7544% | 0.017532 | 65.91% | 5.689% | 0.1593 | 32.91% | 5.689% | 0.079535 | 0% | 5.689% | 0 | 0% | 1.445% | 0 | 0% | 1.445% | 0 | 0% | 1.445% | 0 |  |  |  | 35% | 11.8% | 0.17544 | 0% | 11.8% | 0 | 0% | 11.8% | 0 | 0% | 0.3559% | 0 | 0% | 0.3559% | 0 | 0% | 0.3559% | 0 | 0% | 100% | 0 | 0% | 100% | 0 | 0% | 100% | 0 | 0% | 100% | 0 |  |  | 0 |  |  | 0.017951 |  |  | 0 | 100% | 65% |  | 100% | 65% |  | 100% | 65% |  | 100% | 65% |  | 100% | 90% |  | 100% | 90% |  | 100% | 90%
AUBERRY 1101R2839 | 0.0043344 | 13.1341 | 12.1408 | 0.27519 | 12.416 | 0.0095553 | 0.016827 | 0.0061252 | 0% | 99% | 0 | 0.3734% | 99% | 0.044875 | 0% | 99% | 0 | 0% | 99% | 0 | 0% | 60.85% | 0 | 0% | 60.85% | 0 | 0% | 60.85% | 0 | 95.89% | 60.85% | 7.0845 | 0.27519 | 0% | 2.139% | 0 | 0% | 2.139% | 0 | 0% | 2.139% | 0 | 100% | 0.2339% | 0.028403 | 0.7412% | 0.2339% | 0.00021052 | 0% | 0.2339% | 0 | 0% | 0.7718% | 0 | 0.1095% | 0.7718% | 0.00010262 | 99.89% | 0.7718% | 0.093596 | 100% | 0.7621% | 0.09253 | 0% | 0.7621% | 0 | 0% | 0.7621% | 0 | 87.47% | 5.723% | 0.60781 | 0% | 5.723% | 0 | 0% | 5.723% | 0 | 0% | 1.799% | 0 | 0% | 1.799% | 0 | 0% | 1.799% | 0 |  |  |  | 0% | 11.8% | 0 | 0% | 11.8% | 0 | 0% | 11.8% | 0 | 55.56% | 0.3593% | 0.024235 | 0% | 0.3593% | 0 | 0% | 0.3593% | 0 | 0% | 100% | 0 | 0% | 100% | 0 | 0% | 100% | 0 | 3.155% | 100% | 0.38303 |  |  | 0 |  |  | 0.0051185 |  |  | 0 | 100% | 65% |  | 100% | 65% |  | 100% | 65% |  | 100% | 65% |  | 100% | 90% |  | 100% | 90% |  | 100% | 90%
UKIAH 1111807988 | 0.0048798 | 3.7621 | 4.6209 | 0 | 4.6209 | 0.0050642 | 0.0050166 | 0.0022964 | 0% | 99% | 0 | 0% | 99% | 0 | 0% | 99% | 0 | 0% | 99% | 0 | 0% | 62.98% | 0 | 0% | 62.98% | 0 | 0% | 62.98% | 0 | 0% | 62.98% | 0 | 0 | 0% | 2.449% | 0 | 0% | 2.449% | 0 | 0% | 2.449% | 0 | 0% | 0.2662% | 0 | 0% | 0.2662% | 0 | 0% | 0.2662% | 0 | 0% | 0.6064% | 0 | 0.6953% | 0.6064% | 0.00019484 | 99.29% | 0.6064% | 0.027823 | 99.99% | 0.6211% | 0.028695 | 0% | 0.6211% | 0 | 0% | 0.6211% | 0 | 23.06% | 4.509% | 0.048042 | 0% | 4.509% | 0 | 0% | 4.509% | 0 | 0% | 2.589% | 0 | 0% | 2.589% | 0 | 0% | 2.589% | 0 |  |  |  | 0% | 11.8% | 0 | 0% | 11.8% | 0 | 0% | 11.8% | 0 | 0% | 0.3733% | 0 | 0% | 0.3733% | 0 | 0% | 0.3733% | 0 | 0% | 100% | 0 | 0% | 100% | 0 | 0% | 100% | 0 | 0% | 100% | 0 |  |  | 0 |  |  | 0 |  |  | 0 | 100% | 65% |  | 100% | 65% |  | 100% | 65% |  | 100% | 65% |  | 100% | 90% |  | 100% | 90% |  | 100% | 90%
CURTIS 170390320 | 0.0094919 | 32.034 | 44.9438 | 0.70661 | 45.6504 | 0.038098 | 0.054131 | 0.02818 | 0% | 99% | 0 | 0% | 99% | 0 | 0% | 99% | 0 | 0% | 99% | 0 | 0% | 62.6% | 0 | 0% | 62.6% | 0 | 0% | 62.6% | 0 | 0% | 62.6% | 0 | 0.70661 | 75% | 2.065% | 0.69598 | 0% | 2.065% | 0 | 0% | 2.065% | 0 | 0% | 0.2326% | 0 | 0% | 0.2326% | 0 | 0% | 0.2326% | 0 | 0% | 0.6702% | 0 | 50.75% | 0.6702% | 0.15287 | 48.4% | 0.6702% | 0.14577 | 82.07% | 0.6856% | 0.25291 | 0% | 0.6856% | 0 | 42.8% | 0.6856% | 0.13189 | 55.9% | 5.016% | 1.26 | 0% | 5.016% | 0 | 38.19% | 5.016% | 0.86081 | 0% | 1.857% | 0 | 0% | 1.857% | 0 | 45.22% | 1.857% | 0.37736 |  |  |  | 35% | 11.8% | 1.8562 | 0% | 11.8% | 0 | 0% | 11.8% | 0 | 0% | 0.3689% | 0 | 0% | 0.3689% | 0 | 0% | 0.3689% | 0 | 0% | 100% | 0 | 0% | 100% | 0 | 0% | 100% | 0 | 0% | 100% | 0 |  |  | 0.014686 |  |  | 0.012137 |  |  | 0.05884 | 100% | 65% |  | 100% | 65% |  | 100% | 65% |  | 100% | 65% |  | 100% | 90% |  | 100% | 90% |  | 100% | 90%
APPLE HILL 1104CB | 0.025967 | 5.6478 | 15.7803 | 1.08 | 16.8603 | 0.015804 | 0.020006 | 0.0065331 | 0% | 99% | 0 | 0% | 99% | 0 | 70.92% | 99% | 11.0792 | 0% | 99% | 0 | 0% | 61.54% | 0 | 0% | 61.54% | 0 | 0% | 61.54% | 0 | 0% | 61.54% | 0 | 1.08 | 0% | 2.034% | 0 | 0% | 2.034% | 0 | 0% | 2.034% | 0 | 0% | 0.2354% | 0 | 0% | 0.2354% | 0 | 0% | 0.2354% | 0 | 0% | 0.6989% | 0 | 90.64% | 0.6989% | 0.09996 | 0% | 0.6989% | 0 | 90.64% | 0.7199% | 0.10297 | 0% | 0.7199% | 0 | 100% | 0.7199% | 0.11361 | 96.46% | 5.259% | 0.80058 | 2.76% | 5.259% | 0.022905 | 0.1905% | 5.259% | 0.0015811 | 0% | 2.257% | 0 | 0% | 2.257% | 0 | 0% | 2.257% | 0 |  |  |  | 0% | 11.8% | 0 | 0% | 11.8% | 0 | 0% | 11.8% | 0 | 55.56% | 0.3684% | 0.0323 | 0% | 0.3684% | 0 | 0% | 0.3684% | 0 | 0% | 100% | 0 | 0% | 100% | 0 | 0% | 100% | 0 | 0% | 100% | 0 |  |  | 0.11597 |  |  | 0.022463 |  |  | 0 | 100% | 65% |  | 100% | 65% |  | 100% | 65% |  | 100% | 65% |  | 100% | 90% |  | 100% | 90% |  | 100% | 90%
SANTA YNEZ 1101Y52 | 0.0055232 | 21.0494 | 22.6253 | 0 | 22.6253 | 0.010989 | 0.039656 | 0.010069 | 0% | 99% | 0 | 0% | 99% | 0 | 0% | 99% | 0 | 0% | 99% | 0 | 0% | 61.97% | 0 | 0% | 61.97% | 0 | 0% | 61.97% | 0 | 0% | 61.97% | 0 | 0 | 0% | 4.009% | 0 | 0% | 4.009% | 0 | 0% | 4.009% | 0 | 0% | 0.4276% | 0 | 0% | 0.4276% | 0 | 0% | 0.4276% | 0 | 32.18% | 0.9925% | 0.07226 | 0% | 0.9925% | 0 | 32.76% | 0.9925% | 0.073577 | 0% | 1.024% | 0 | 84.42% | 1.024% | 0.19561 | 15.58% | 1.024% | 0.0361 | 63.55% | 7.41% | 1.0655 | 0.2427% | 7.41% | 0.0040698 | 18.9% | 7.41% | 0.31693 | 0% | 1.079% | 0 | 0% | 1.079% | 0 | 0% | 1.079% | 0 |  |  |  | 0% | 11.8% | 0 | 0% | 11.8% | 0 | 0% | 11.8% | 0 | 0% | 0.3622% | 0 | 0% | 0.3622% | 0 | 0% | 0.3622% | 0 | 0% | 100% | 0 | 0% | 100% | 0 | 0% | 100% | 0 | 0% | 100% | 0 |  |  | 0 |  |  | 0 |  |  | 0.051636 | 100% | 65% |  | 100% | 65% |  | 100% | 65% |  | 100% | 65% |  | 100% | 90% |  | 100% | 90% |  | 100% | 90%
CURTIS 170234426 | 0.0069142 | 5.1626 | 14.6227 | 0 | 14.6227 | 0.0097836 | 0.019968 | 0.0095599 | 0% | 99% | 0 | 0% | 99% | 0 | 0% | 99% | 0 | 0% | 99% | 0 | 0% | 62.65% | 0 | 0% | 62.65% | 0 | 0% | 62.65% | 0 | 0% | 62.65% | 0 | 0 | 0% | 2.244% | 0 | 0% | 2.244% | 0 | 0% | 2.244% | 0 | 0% | 0.253% | 0 | 0% | 0.253% | 0 | 0% | 0.253% | 0 | 86.07% | 0.7639% | 0.096134 | 0% | 0.7639% | 0 | 86.07% | 0.7639% | 0.096137 | 0% | 0.7775% | 0 | 86.07% | 0.7775% | 0.097847 | 6.57% | 0.7775% | 0.0074691 | 72.72% | 5.714% | 0.60755 | 26.78% | 5.714% | 0.22377 | 0% | 5.714% | 0 | 0% | 1.26% | 0 | 0% | 1.26% | 0 | 0% | 1.26% | 0 |  |  |  | 0% | 11.8% | 0 | 0% | 11.8% | 0 | 0% | 11.8% | 0 | 0% | 0.3647% | 0 | 0% | 0.3647% | 0 | 0% | 0.3647% | 0 | 0% | 100% | 0 | 0% | 100% | 0 | 0% | 100% | 0 | 0% | 100% | 0 |  |  | 0.069143 |  |  | 0.056957 |  |  | 0 | 100% | 65% |  | 100% | 65% |  | 100% | 65% |  | 100% | 65% |  | 100% | 90% |  | 100% | 90% |  | 100% | 90%
ORO FINO 110239154 | 0.010009 | 0.89341 | 81.9297 | 0.1285 | 82.0582 | 0.14485 | 0.058523 | 0.018098 | 0% | 99% | 0 | 0% | 99% | 0 | 27.48% | 99% | 22.2928 | 26.73% | 99% | 21.6832 | 0% | 62.13% | 0 | 0% | 62.13% | 0 | 0% | 62.13% | 0 | 0% | 62.13% | 0 | 0.1285 | 0% | 1.497% | 0 | 0% | 1.497% | 0 | 0% | 1.497% | 0 | 0% | 0.1568% | 0 | 0% | 0.1568% | 0 | 0% | 0.1568% | 0 | 27.73% | 0.4012% | 0.091145 | 29.5% | 0.4012% | 0.096981 | 40.12% | 0.4012% | 0.13189 | 35.3% | 0.3998% | 0.11563 | 61.57% | 0.3998% | 0.2017 | 27.26% | 0.3998% | 0.089302 | 61.72% | 2.96% | 1.497 | 31.73% | 2.96% | 0.76954 | 0.5275% | 2.96% | 0.012794 | 33.31% | 4.067% | 1.11 | 0% | 4.067% | 0 | 0% | 4.067% | 0 |  |  |  | 35% | 11.8% | 3.3837 | 0% | 11.8% | 0 | 0% | 11.8% | 0 | 0% | 0.3809% | 0 | 0% | 0.3809% | 0 | 0% | 0.3809% | 0 | 0% | 100% | 0 | 0% | 100% | 0 | 0% | 100% | 0 | 0% | 100% | 0 |  |  | 0.021884 |  |  | 0.067646 |  |  | 0.0010388 | 100% | 65% |  | 100% | 65% |  | 100% | 65% |  | 100% | 65% |  | 100% | 90% |  | 100% | 90% |  | 100% | 90%
RACETRACK 170455798 | 0.0060598 | 24.8186 | 26.3063 | 0 | 26.3063 | 0.017976 | 0.029794 | 0.023466 | 0% | 99% | 0 | 0% | 99% | 0 | 0% | 99% | 0 | 0% | 99% | 0 | 0% | 63.35% | 0 | 0% | 63.35% | 0 | 0% | 63.35% | 0 | 0% | 63.35% | 0 | 0 | 0% | 1.974% | 0 | 0% | 1.974% | 0 | 0% | 1.974% | 0 | 100% | 0.2118% | 0.055727 | 0% | 0.2118% | 0 | 0% | 0.2118% | 0 | 54.51% | 0.6239% | 0.089452 | 64.23% | 0.6239% | 0.10541 | 54.96% | 0.6239% | 0.090194 | 33.54% | 0.6141% | 0.054188 | 56.73% | 0.6141% | 0.091655 | 53.64% | 0.6141% | 0.086658 | 37.74% | 4.6% | 0.45668 | 26.37% | 4.6% | 0.31912 | 8.453% | 4.6% | 0.10228 | 0% | 1.704% | 0 | 0% | 1.704% | 0 | 0% | 1.704% | 0 |  |  |  | 34.92% | 11.8% | 1.084 | 0% | 11.8% | 0 | 0% | 11.8% | 0 | 0% | 0.366% | 0 | 0% | 0.366% | 0 | 0% | 0.366% | 0 | 0% | 100% | 0 | 0% | 100% | 0 | 0% | 100% | 0 | 0% | 100% | 0 |  |  | 0.0076086 |  |  | 0.034517 |  |  | 0.098802 | 100% | 65% |  | 100% | 65% |  | 100% | 65% |  | 100% | 65% |  | 100% | 90% |  | 100% | 90% |  | 100% | 90%
WEST POINT 110113444 | 0.01053 | 18.4126 | 59.8743 | 2.3965 | 62.2707 | 0.095066 | 0.053245 | 0.015094 | 0% | 99% | 0 | 0% | 99% | 0 | 0% | 99% | 0 | 28.06% | 99% | 16.6337 | 0% | 61.91% | 0 | 0% | 61.91% | 0 | 0% | 61.91% | 0 | 0% | 61.91% | 0 | 2.3965 | 0% | 1.85% | 0 | 0% | 1.85% | 0 | 0% | 1.85% | 0 | 0% | 0.1932% | 0 | 0% | 0.1932% | 0 | 0% | 0.1932% | 0 | 37.22% | 0.4974% | 0.11084 | 48.82% | 0.4974% | 0.1454 | 41.59% | 0.4974% | 0.12387 | 12.19% | 0.503% | 0.036708 | 45.63% | 0.503% | 0.1374 | 53.97% | 0.503% | 0.16254 | 53.84% | 3.692% | 1.1901 | 38.41% | 3.692% | 0.84904 | 2.96% | 3.692% | 0.065424 | 0% | 3.724% | 0 | 0% | 3.724% | 0 | 0% | 3.724% | 0 |  |  |  | 35% | 11.8% | 2.4728 | 0% | 11.8% | 0 | 0% | 11.8% | 0 | 55.56% | 0.3786% | 0.12592 | 0% | 0.3786% | 0 | 0% | 0.3786% | 0 | 0% | 100% | 0 | 0% | 100% | 0 | 0% | 100% | 0 | 0% | 100% | 0 |  |  | 0.13891 |  |  | 0.2735 |  |  | 0.077389 | 100% | 65% |  | 100% | 65% |  | 100% | 65% |  | 100% | 65% |  | 100% | 90% |  | 100% | 90% |  | 100% | 90%
WILDWOOD 11011576 | 0.013119 | 8.4843 | 21.9516 | 0.0088235 | 21.9604 | 0.029462 | 0.022634 | 0.0078139 | 0% | 99% | 0 | 0% | 99% | 0 | 0% | 99% | 0 | 0% | 99% | 0 | 0% | 61.48% | 0 | 0% | 61.48% | 0 | 0% | 61.48% | 0 | 0% | 61.48% | 0 | 0.0088235 | 0% | 2.446% | 0 | 0% | 2.446% | 0 | 0% | 2.446% | 0 | 0% | 0.2602% | 0 | 0% | 0.2602% | 0 | 0% | 0.2602% | 0 | 0% | 0.574% | 0 | 19.8% | 0.574% | 0.024947 | 64.69% | 0.574% | 0.081516 | 84.49% | 0.5897% | 0.10936 | 15.51% | 0.5897% | 0.020076 | 16.64% | 0.5897% | 0.021533 | 0.5932% | 4.269% | 0.0055587 | 0% | 4.269% | 0 | 92.6% | 4.269% | 0.86775 | 0% | 3.299% | 0 | 0% | 3.299% | 0 | 0% | 3.299% | 0 |  |  |  | 35% | 11.8% | 0.9066 | 0% | 11.8% | 0 | 0% | 11.8% | 0 | 0% | 0.3768% | 0 | 0% | 0.3768% | 0 | 0% | 0.3768% | 0 | 0% | 100% | 0 | 0% | 100% | 0 | 0% | 100% | 0 | 0% | 100% | 0 |  |  | 0 |  |  | 0 |  |  | 0.0162 | 100% | 65% |  | 100% | 65% |  | 100% | 65% |  | 100% | 65% |  | 100% | 90% |  | 100% | 90% |  | 100% | 90%
BEAR VALLEY 210110019 | 0.0041706 | 1.9565 | 2.0044 | 0 | 2.0044 | 0.0011178 | 0.0026343 | 0.0017216 | 0% | 99% | 0 | 0% | 99% | 0 | 0% | 99% | 0 | 0% | 99% | 0 | 0% | 64.24% | 0 | 0% | 64.24% | 0 | 0% | 64.24% | 0 | 0% | 64.24% | 0 | 0 | 0% | 2.768% | 0 | 0% | 2.768% | 0 | 0% | 2.768% | 0 | 100% | 0.3056% | 0.0061251 | 0% | 0.3056% | 0 | 0% | 0.3056% | 0 | 55.12% | 0.7143% | 0.0078915 | 44.26% | 0.7143% | 0.006336 | 55.12% | 0.7143% | 0.0078915 | 0% | 0.735% | 0 | 55.12% | 0.735% | 0.0081209 | 44.26% | 0.735% | 0.0065202 | 0% | 5.324% | 0 | 0% | 5.324% | 0 | 0% | 5.324% | 0 | 0% | 1.275% | 0 | 0% | 1.275% | 0 | 0% | 1.275% | 0 |  |  |  | 0% | 11.8% | 0 | 0% | 11.8% | 0 | 0% | 11.8% | 0 | 0% | 0.3677% | 0 | 0% | 0.3677% | 0 | 0% | 0.3677% | 0 | 0% | 100% | 0 | 0% | 100% | 0 | 0% | 100% | 0 | 0% | 100% | 0 |  |  | 0 |  |  | 0 |  |  | 0 | 100% | 65% |  | 100% | 65% |  | 100% | 65% |  | 100% | 65% |  | 100% | 90% |  | 100% | 90% |  | 100% | 90%
DUNLAP 11027360 | 0.004509 | 9.3275 | 7.1254 | 0 | 7.1254 | 0.0054427 | 0.009956 | 0.0041499 | 0% | 99% | 0 | 0% | 99% | 0 | 0% | 99% | 0 | 0% | 99% | 0 | 0% | 61.49% | 0 | 0% | 61.49% | 0 | 0% | 61.49% | 0 | 0% | 61.49% | 0 | 0 | 100% | 2.489% | 0.17733 | 0% | 2.489% | 0 | 0% | 2.489% | 0 | 0% | 0.261% | 0 | 0% | 0.261% | 0 | 0% | 0.261% | 0 | 0% | 0.7681% | 0 | 0% | 0.7681% | 0 | 40.14% | 0.7681% | 0.021968 | 0% | 0.7533% | 0 | 100% | 0.7533% | 0.053678 | 0% | 0.7533% | 0 | 70.4% | 5.659% | 0.28386 | 11.92% | 5.659% | 0.048063 | 5.501% | 5.659% | 0.022183 | 0% | 1.676% | 0 | 0% | 1.676% | 0 | 0% | 1.676% | 0 |  |  |  | 34.96% | 11.8% | 0.29392 | 0% | 11.8% | 0 | 0% | 11.8% | 0 | 0% | 0.3604% | 0 | 0% | 0.3604% | 0 | 0% | 0.3604% | 0 | 0% | 100% | 0 | 0% | 100% | 0 | 0% | 100% | 0 | 0% | 100% | 0 |  |  | 0 |  |  | 0.0039815 |  |  | 0.017362 | 100% | 65% |  | 100% | 65% |  | 100% | 65% |  | 100% | 65% |  | 100% | 90% |  | 100% | 90% |  | 100% | 90%
PASO ROBLES 1104R56 | 0.0051132 | 11.4113 | 10.5213 | 0.099054 | 10.6203 | 0.005714 | 0.017236 | 0.0059813 | 0% | 99% | 0 | 0% | 99% | 0 | 0% | 99% | 0 | 0% | 99% | 0 | 0% | 62.01% | 0 | 0% | 62.01% | 0 | 0% | 62.01% | 0 | 0% | 62.01% | 0 | 0.099054 | 100% | 2.766% | 0.291 | 0% | 2.766% | 0 | 0% | 2.766% | 0 | 0% | 0.3197% | 0 | 0% | 0.3197% | 0 | 0% | 0.3197% | 0 | 0% | 0.8651% | 0 | 24.95% | 0.8651% | 0.022713 | 18.44% | 0.8651% | 0.016782 | 29.29% | 0.8755% | 0.026978 | 54.55% | 0.8755% | 0.050249 | 24.95% | 0.8755% | 0.022986 | 61.17% | 6.439% | 0.4144 | 9.902% | 6.439% | 0.067083 | 25.47% | 6.439% | 0.17255 | 0% | 1.236% | 0 | 0% | 1.236% | 0 | 0% | 1.236% | 0 |  |  |  | 0% | 11.8% | 0 | 0% | 11.8% | 0 | 0% | 11.8% | 0 | 0% | 0.3543% | 0 | 0% | 0.3543% | 0 | 0% | 0.3543% | 0 | 0% | 100% | 0 | 0% | 100% | 0 | 0% | 100% | 0 | 0% | 100% | 0 |  |  | 0 |  |  | 0.0021224 |  |  | 0.0084594 | 100% | 65% |  | 100% | 65% |  | 100% | 65% |  | 100% | 65% |  | 100% | 90% |  | 100% | 90% |  | 100% | 90%
SAN ARDO 1102323708 | 0.002628 | 0 | 1.731 | 0.0033263 | 1.7343 | 0.00086235 | 0.0028228 | 0.0010835 | 0% | 99% | 0 | 0% | 99% | 0 | 0% | 99% | 0 | 0% | 99% | 0 | 0% | 59.76% | 0 | 0% | 59.76% | 0 | 0% | 59.76% | 0 | 0% | 59.76% | 0 | 0.0033263 | 0% | 2.855% | 0 | 0% | 2.855% | 0 | 0% | 2.855% | 0 | 0% | 0.2983% | 0 | 0% | 0.2983% | 0 | 0% | 0.2983% | 0 | 0% | 0.8783% | 0 | 0% | 0.8783% | 0 | 100% | 0.8783% | 0.015204 | 100% | 0.8199% | 0.014192 | 0% | 0.8199% | 0 | 0% | 0.8199% | 0 | 94.39% | 6.353% | 0.10379 | 5.613% | 6.353% | 0.0061717 | 0% | 6.353% | 0 | 0% | 1.021% | 0 | 0% | 1.021% | 0 | 0% | 1.021% | 0 |  |  |  | 0% | 11.8% | 0 | 12.72% | 11.8% | 0.025971 | 0% | 11.8% | 0 | 0% | 0.343% | 0 | 0% | 0.343% | 0 | 0% | 0.343% | 0 | 0% | 100% | 0 | 0% | 100% | 0 | 0% | 100% | 0 | 0% | 100% | 0 |  |  | 0 |  |  | 0 |  |  | 0 |  |  |  |  | 65% |  |  | 65% |  | 100% | 65%
MIDDLETOWN 1103830 | 0.006302 | 23.4623 | 50.3596 | 0.21406 | 50.5736 | 0.036411 | 0.069523 | 0.033226 | 13.96% | 99% | 6.9593 | 6.036% | 99% | 3.0091 | 0% | 99% | 0 | 0% | 99% | 0 | 14.47% | 62.34% | 4.5436 | 9.957% | 62.34% | 3.1261 | 0% | 62.34% | 0 | 0% | 62.34% | 0 | 0.21406 | 100% | 2.414% | 1.2156 | 0% | 2.414% | 0 | 0% | 2.414% | 0 | 0% | 0.2754% | 0 | 12.7% | 0.2754% | 0.017612 | 0% | 0.2754% | 0 | 62.15% | 0.7325% | 0.22928 | 25.91% | 0.7325% | 0.095588 | 62.15% | 0.7325% | 0.22928 | 18.69% | 0.7429% | 0.069906 | 62.15% | 0.7429% | 0.23251 | 19.69% | 0.7429% | 0.073661 | 78.53% | 5.46% | 2.1591 | 11.51% | 5.46% | 0.3164 | 0% | 5.46% | 0 | 0% | 1.562% | 0 | 0% | 1.562% | 0 | 45.22% | 1.562% | 0.35575 |  |  |  | 0% | 11.8% | 0 | 0% | 11.8% | 0 | 0% | 11.8% | 0 | 0% | 0.3631% | 0 | 0% | 0.3631% | 0 | 0% | 0.3631% | 0 | 0% | 100% | 0 | 0% | 100% | 0 | 0% | 100% | 0 | 0% | 100% | 0 |  |  | 0 |  |  | 0.071824 |  |  | 0 | 100% | 65% |  | 100% | 65% |  | 100% | 65% |  | 100% | 65% |  | 100% | 90% |  | 100% | 90% |  | 100% | 90%
SILVERADO 2104646776 | 0.034265 | 5.6861 | 22.9267 | 3.6631 | 26.5899 | 0.035897 | 0.022366 | 0.0053984 | 0% | 99% | 0 | 0% | 99% | 0 | 0% | 99% | 0 | 0% | 99% | 0 | 0% | 63.64% | 0 | 0% | 63.64% | 0 | 0% | 63.64% | 0 | 0% | 63.64% | 0 | 3.6631 | 0% | 2.139% | 0 | 0% | 2.139% | 0 | 0% | 2.139% | 0 | 0% | 0.235% | 0 | 0% | 0.235% | 0 | 0% | 0.235% | 0 | 13.52% | 0.5295% | 0.01641 | 81.52% | 0.5295% | 0.098955 | 13.52% | 0.5295% | 0.01641 | 1.383% | 0.5537% | 0.0017558 | 13.9% | 0.5537% | 0.017644 | 82.97% | 0.5537% | 0.10533 | 81.62% | 3.968% | 0.74254 | 17.19% | 3.968% | 0.15639 | 0% | 3.968% | 0 | 0% | 2.857% | 0 | 0% | 2.857% | 0 | 0% | 2.857% | 0 |  |  |  | 0% | 11.8% | 0 | 0% | 11.8% | 0 | 0% | 11.8% | 0 | 0% | 0.3797% | 0 | 0% | 0.3797% | 0 | 0% | 0.3797% | 0 | 0% | 100% | 0 | 0% | 100% | 0 | 0% | 100% | 0 | 0% | 100% | 0 |  |  | 0.29646 |  |  | 0 |  |  | 0 | 100% | 65% |  | 100% | 65% |  | 100% | 65% |  | 100% | 65% |  | 100% | 90% |  | 100% | 90% |  | 100% | 90%
MIWUK 1701767890 | 0.0086221 | 13.3705 | 24.0991 | 0.35238 | 24.4515 | 0.027741 | 0.029051 | 0.010177 | 0% | 99% | 0 | 0% | 99% | 0 | 0% | 99% | 0 | 0% | 99% | 0 | 0% | 62.05% | 0 | 0% | 62.05% | 0 | 0% | 62.05% | 0 | 0% | 62.05% | 0 | 0.35238 | 50% | 2.21% | 0.26628 | 0% | 2.21% | 0 | 0% | 2.21% | 0 | 0% | 0.2419% | 0 | 0% | 0.2419% | 0 | 0% | 0.2419% | 0 | 81.43% | 0.6483% | 0.12723 | 6.805% | 0.6483% | 0.010633 | 82.08% | 0.6483% | 0.12825 | 0% | 0.6554% | 0 | 84.67% | 0.6554% | 0.13373 | 15.33% | 0.6554% | 0.024208 | 79.15% | 4.819% | 0.91922 | 0.6859% | 4.819% | 0.007965 | 12.79% | 4.819% | 0.14852 | 0% | 2.315% | 0 | 0% | 2.315% | 0 | 0% | 2.315% | 0 |  |  |  | 0% | 11.8% | 0 | 0% | 11.8% | 0 | 0% | 11.8% | 0 | 55.56% | 0.369% | 0.049405 | 0% | 0.369% | 0 | 0% | 0.369% | 0 | 0% | 100% | 0 | 0% | 100% | 0 | 0% | 100% | 0 | 0% | 100% | 0 |  |  | 0.00097265 |  |  | 0 |  |  | 0.0413 | 100% | 65% |  | 100% | 65% |  | 100% | 65% |  | 100% | 65% |  | 100% | 90% |  | 100% | 90% |  | 100% | 90%
SALT SPRINGS 210110416 | 0.0085165 | 1.0622 | 1.4382 | 0.60994 | 2.0482 | 0.0010644 | 0.002439 | 0.00050384 | 0% | 99% | 0 | 0% | 99% | 0 | 0% | 99% | 0 | 0% | 99% | 0 | 0% | 60.29% | 0 | 0% | 60.29% | 0 | 0% | 60.29% | 0 | 0% | 60.29% | 0 | 0.60994 | 0% | 3.216% | 0 | 0% | 3.216% | 0 | 0% | 3.216% | 0 | 0% | 0.354% | 0 | 0% | 0.354% | 0 | 0% | 0.354% | 0 | 0% | 0.9091% | 0 | 0% | 0.9091% | 0 | 100% | 0.9091% | 0.013076 | 100% | 0.9134% | 0.013136 | 0% | 0.9134% | 0 | 0% | 0.9134% | 0 | 14.7% | 6.74% | 0.014252 | 85.3% | 6.74% | 0.082679 | 0% | 6.74% | 0 | 0% | 1.525% | 0 | 0% | 1.525% | 0 | 0% | 1.525% | 0 |  |  |  | 35% | 11.8% | 0.0594 | 0% | 11.8% | 0 | 0% | 11.8% | 0 | 0% | 0.3558% | 0 | 0% | 0.3558% | 0 | 0% | 0.3558% | 0 | 0% | 100% | 0 | 0% | 100% | 0 | 0% | 100% | 0 | 0% | 100% | 0 |  |  | 0 |  |  | 0 |  |  | 0 | 100% | 65% |  | 100% | 65% |  | 100% | 65% |  | 100% | 65% |  | 100% | 90% |  | 100% | 90% |  | 100% | 90%
AUBERRY 1101R324 | 0.0080497 | 25.2097 | 35.7315 | 0.33503 | 36.0665 | 0.040046 | 0.050729 | 0.0089542 | 0% | 99% | 0 | 0% | 99% | 0 | 0% | 99% | 0 | 0% | 99% | 0 | 0% | 61.46% | 0 | 0% | 61.46% | 0 | 0% | 61.46% | 0 | 0% | 61.46% | 0 | 0.33503 | 0% | 2.969% | 0 | 0% | 2.969% | 0 | 0% | 2.969% | 0 | 0% | 0.3214% | 0 | 0% | 0.3214% | 0 | 0% | 0.3214% | 0 | 21.72% | 0.7679% | 0.059586 | 2.502% | 0.7679% | 0.0068637 | 31% | 0.7679% | 0.085048 | 0% | 0.7933% | 0 | 96.49% | 0.7933% | 0.27351 | 3.252% | 0.7933% | 0.0092167 | 35.4% | 5.743% | 0.72644 | 45.59% | 5.743% | 0.93559 | 15% | 5.743% | 0.30773 | 0% | 2.411% | 0 | 0% | 2.411% | 0 | 45.22% | 2.411% | 0.38964 |  |  |  | 20.17% | 11.8% | 0.8506 | 0% | 11.8% | 0 | 0% | 11.8% | 0 | 55.56% | 0.3696% | 0.073378 | 0% | 0.3696% | 0 | 0% | 0.3696% | 0 | 0% | 100% | 0 | 0% | 100% | 0 | 0% | 100% | 0 | 0% | 100% | 0 |  |  | 0 |  |  | 0.0024645 |  |  | 0.022301 | 100% | 65% |  | 100% | 65% |  | 100% | 65% |  | 100% | 65% |  | 100% | 90% |  | 100% | 90% |  | 100% | 90%
SPAULDING 1101CB | 0.008868 | 0.044275 | 0.045259 | 0 | 0.045259 | 8.687e-06 | 0.00010631 | 1.145e-05 | 0% | 99% | 0 | 0% | 99% | 0 | 0% | 99% | 0 | 0% | 99% | 0 | 0% | 58.06% | 0 | 0% | 58.06% | 0 | 0% | 58.06% | 0 | 0% | 58.06% | 0 | 0 | 0% | 3.65% | 0 | 0% | 3.65% | 0 | 0% | 3.65% | 0 | 0% | 0.4218% | 0 | 0% | 0.4218% | 0 | 0% | 0.4218% | 0 | 0% | 1.231% | 0 | 0% | 1.231% | 0 | 100% | 1.231% | 0.00055699 | 100% | 1.213% | 0.00054885 | 0% | 1.213% | 0 | 0% | 1.213% | 0 | 100% | 9.092% | 0.0041151 | 0% | 9.092% | 0 | 0% | 9.092% | 0 | 0% | 0.4964% | 0 | 0% | 0.4964% | 0 | 0% | 0.4964% | 0 |  |  |  | 0% | 11.8% | 0 | 0% | 11.8% | 0 | 0% | 11.8% | 0 | 0% | 0.3301% | 0 | 0% | 0.3301% | 0 | 0% | 0.3301% | 0 | 0% | 100% | 0 | 0% | 100% | 0 | 0% | 100% | 0 | 0% | 100% | 0 |  |  | 0 |  |  | 0 |  |  | 0 | 100% | 65% |  | 100% | 65% |  | 100% | 65% |  | 100% | 65% |  | 100% | 90% |  | 100% | 90% |  | 100% | 90%
FORESTHILL 11011802 | 0.013637 | 25.5367 | 65.8352 | 6.1615 | 71.9967 | 0.10217 | 0.062117 | 0.020844 | 0% | 99% | 0 | 0% | 99% | 0 | 46.83% | 99% | 30.5237 | 0% | 99% | 0 | 0% | 62.16% | 0 | 0% | 62.16% | 0 | 0% | 62.16% | 0 | 0% | 62.16% | 0 | 6.1615 | 25% | 1.745% | 0.28727 | 0% | 1.745% | 0 | 0% | 1.745% | 0 | 100% | 0.1895% | 0.12475 | 0% | 0.1895% | 0 | 0% | 0.1895% | 0 | 43.49% | 0.506% | 0.14487 | 29.78% | 0.506% | 0.099185 | 44.15% | 0.506% | 0.14706 | 11.2% | 0.5171% | 0.038119 | 56.8% | 0.5171% | 0.19334 | 53.42% | 0.5171% | 0.18183 | 91.55% | 3.778% | 2.2774 | 3.2% | 3.778% | 0.0796 | 0.1976% | 3.778% | 0.0049143 | 0% | 3.429% | 0 | 40.07% | 3.429% | 0.90449 | 0% | 3.429% | 0 |  |  |  | 0% | 11.8% | 0 | 35% | 11.8% | 2.719 | 0% | 11.8% | 0 | 0% | 0.3781% | 0 | 0% | 0.3781% | 0 | 0% | 0.3781% | 0 | 0% | 100% | 0 | 0% | 100% | 0 | 4.102% | 100% | 2.7003 | 0% | 100% | 0 |  |  | 0.084415 |  |  | 0.055434 |  |  | 0.017462 | 100% | 65% |  | 100% | 65% |  | 100% | 65% |  | 100% | 65% |  | 100% | 90% |  | 100% | 90% |  | 100% | 90%
BEAR VALLEY 21014160 | 0.0063442 | 23.931 | 26.5944 | 0 | 26.5944 | 0.0159 | 0.036137 | 0.022868 | 0% | 99% | 0 | 0% | 99% | 0 | 0% | 99% | 0 | 0% | 99% | 0 | 0% | 63.59% | 0 | 0% | 63.59% | 0 | 0% | 63.59% | 0 | 0% | 63.59% | 0 | 0 | 0% | 2.445% | 0 | 0% | 2.445% | 0 | 0% | 2.445% | 0 | 100% | 0.275% | 0.073135 | 0% | 0.275% | 0 | 0% | 0.275% | 0 | 76.41% | 0.7095% | 0.14417 | 2.18% | 0.7095% | 0.004114 | 95.94% | 0.7095% | 0.18102 | 2.18% | 0.7199% | 0.004174 | 95.94% | 0.7199% | 0.18366 | 2.18% | 0.7199% | 0.004174 | 25.81% | 5.279% | 0.36235 | 36.24% | 5.279% | 0.50877 | 36.75% | 5.279% | 0.51593 | 0% | 1.223% | 0 | 0% | 1.223% | 0 | 0% | 1.223% | 0 |  |  |  | 15.87% | 11.8% | 0.49811 | 0% | 11.8% | 0 | 0% | 11.8% | 0 | 0% | 0.3642% | 0 | 0% | 0.3642% | 0 | 0% | 0.3642% | 0 | 0% | 100% | 0 | 0% | 100% | 0 | 0% | 100% | 0 | 0% | 100% | 0 |  |  | 0 |  |  | 0.058279 |  |  | 0.06787 | 100% | 65% |  | 100% | 65% |  | 100% | 65% |  | 100% | 65% |  | 100% | 90% |  | 100% | 90% |  | 100% | 90%
DIAMOND SPRINGS 110519910 | 0.0062478 | 22.0981 | 22.4094 | 0.36905 | 22.7784 | 0.018961 | 0.033601 | 0.010729 | 0% | 99% | 0 | 0% | 99% | 0 | 0% | 99% | 0 | 0% | 99% | 0 | 0% | 61.84% | 0 | 0% | 61.84% | 0 | 0% | 61.84% | 0 | 0% | 61.84% | 0 | 0.36905 | 80% | 2.786% | 0.49937 | 0% | 2.786% | 0 | 0% | 2.786% | 0 | 0% | 0.2987% | 0 | 0% | 0.2987% | 0 | 0% | 0.2987% | 0 | 0% | 0.805% | 0 | 19.37% | 0.805% | 0.034948 | 4.101% | 0.805% | 0.0073988 | 4.012% | 0.8258% | 0.0074252 | 71.67% | 0.8258% | 0.13264 | 25.76% | 0.8258% | 0.047667 | 67.37% | 6.024% | 0.90944 | 0% | 6.024% | 0 | 9.31% | 6.024% | 0.12567 | 0% | 2.07% | 0 | 0% | 2.07% | 0 | 0% | 2.07% | 0 |  |  |  | 34.06% | 11.8% | 0.90055 | 0% | 11.8% | 0 | 0% | 11.8% | 0 | 0% | 0.3675% | 0 | 0% | 0.3675% | 0 | 0% | 0.3675% | 0 | 0% | 100% | 0 | 0% | 100% | 0 | 0% | 100% | 0 | 0% | 100% | 0 |  |  | 0.012992 |  |  | 0.0048731 |  |  | 0.035624 | 100% | 65% |  | 100% | 65% |  | 100% | 65% |  | 100% | 65% |  | 100% | 90% |  | 100% | 90% |  | 100% | 90%
OAKHURST 1101636114 | 0.0043039 | 20.7702 | 13.7915 | 0.099947 | 13.8914 | 0.012044 | 0.018514 | 0.0085506 | 0% | 99% | 0 | 0% | 99% | 0 | 0% | 99% | 0 | 0% | 99% | 0 | 0% | 62.05% | 0 | 0% | 62.05% | 0 | 0% | 62.05% | 0 | 0% | 62.05% | 0 | 0.099947 | 33.33% | 2.538% | 0.11669 | 0% | 2.538% | 0 | 0% | 2.538% | 0 | 0% | 0.271% | 0 | 0% | 0.271% | 0 | 0% | 0.271% | 0 | 0% | 0.7081% | 0 | 63.52% | 0.7081% | 0.062028 | 2.504% | 0.7081% | 0.0024454 | 63.52% | 0.7022% | 0.061511 | 35.5% | 0.7022% | 0.034376 | 62.52% | 0.7022% | 0.060547 | 67.8% | 5.22% | 0.48811 | 0% | 5.22% | 0 | 0% | 5.22% | 0 | 0% | 1.95% | 0 | 0% | 1.95% | 0 | 0% | 1.95% | 0 |  |  |  | 0% | 11.8% | 0 | 0% | 11.8% | 0 | 0% | 11.8% | 0 | 55.56% | 0.3638% | 0.027878 | 0% | 0.3638% | 0 | 0% | 0.3638% | 0 | 0% | 100% | 0 | 0% | 100% | 0 | 0% | 100% | 0 | 0% | 100% | 0 |  |  | 0 |  |  | 0 |  |  | 0.008606 | 100% | 65% |  | 100% | 65% |  | 100% | 65% |  | 100% | 65% |  | 100% | 90% |  | 100% | 90% |  | 100% | 90%
MONTICELLO 1101666 | 0.0076976 | 10.9447 | 19.1833 | 0.79562 | 19.9789 | 0.021775 | 0.023613 | 0.0090195 | 0% | 99% | 0 | 0% | 99% | 0 | 0% | 99% | 0 | 0% | 99% | 0 | 0% | 62.97% | 0 | 0% | 62.97% | 0 | 0% | 62.97% | 0 | 0% | 62.97% | 0 | 0.79562 | 100% | 2.459% | 0.4718 | 0% | 2.459% | 0 | 0% | 2.459% | 0 | 0% | 0.2741% | 0 | 0% | 0.2741% | 0 | 0% | 0.2741% | 0 | 57.75% | 0.6429% | 0.071228 | 2.044% | 0.6429% | 0.0025206 | 94.63% | 0.6429% | 0.11671 | 38.92% | 0.6615% | 0.049395 | 61.08% | 0.6615% | 0.077515 | 0.005055% | 0.6615% | 6.4146e-06 | 0% | 4.796% | 0 | 10.61% | 4.796% | 0.097633 | 0% | 4.796% | 0 | 0% | 2.408% | 0 | 0% | 2.408% | 0 | 0% | 2.408% | 0 |  |  |  | 0% | 11.8% | 0 | 31.3% | 11.8% | 0.70845 | 0% | 11.8% | 0 | 0% | 0.3712% | 0 | 0% | 0.3712% | 0 | 0% | 0.3712% | 0 | 0% | 100% | 0 | 0% | 100% | 0 | 0% | 100% | 0 | 0% | 100% | 0 |  |  | 0 |  |  | 0 |  |  | 0 | 100% | 65% |  | 100% | 65% |  | 100% | 65% |  | 100% | 65% |  | 100% | 90% |  | 100% | 90% |  | 100% | 90%
MONTICELLO 1101256640 | 0.0086014 | 9.0593 | 12.0721 | 0.092191 | 12.1643 | 0.0081212 | 0.018045 | 0.0081035 | 0% | 99% | 0 | 0% | 99% | 0 | 0% | 99% | 0 | 0% | 99% | 0 | 0% | 62.67% | 0 | 0% | 62.67% | 0 | 0% | 62.67% | 0 | 0% | 62.67% | 0 | 0.092191 | 0% | 2.807% | 0 | 0% | 2.807% | 0 | 0% | 2.807% | 0 | 0% | 0.3126% | 0 | 0% | 0.3126% | 0 | 0% | 0.3126% | 0 | 0% | 0.7787% | 0 | 61.43% | 0.7787% | 0.057743 | 0% | 0.7787% | 0 | 61.43% | 0.7901% | 0.058593 | 38.57% | 0.7901% | 0.036794 | 60.4% | 0.7901% | 0.057612 | 0% | 5.792% | 0 | 79.22% | 5.792% | 0.55391 | 0% | 5.792% | 0 | 0% | 1.222% | 0 | 0% | 1.222% | 0 | 0% | 1.222% | 0 |  |  |  | 0% | 11.8% | 0 | 10.6% | 11.8% | 0.151 | 0% | 11.8% | 0 | 0% | 0.3625% | 0 | 0% | 0.3625% | 0 | 0% | 0.3625% | 0 | 0% | 100% | 0 | 0% | 100% | 0 | 0% | 100% | 0 | 0% | 100% | 0 |  |  | 0 |  |  | 0.042529 |  |  | 0 | 100% | 65% |  | 100% | 65% |  | 100% | 65% |  | 100% | 65% |  | 100% | 90% |  | 100% | 90% |  | 100% | 90%
WESTLEY 1103237522 | 0.0027636 | 0.42602 | 8.9249 | 0.43081 | 9.3557 | 0.0019058 | 0.016242 | 0.0072026 | 0% | 99% | 0 | 0% | 99% | 0 | 0% | 99% | 0 | 0% | 99% | 0 | 0% | 60.5% | 0 | 0% | 60.5% | 0 | 0% | 60.5% | 0 | 0% | 60.5% | 0 | 0.43081 | 0% | 3.723% | 0 | 0% | 3.723% | 0 | 0% | 3.723% | 0 | 100% | 0.3767% | 0.033618 | 0% | 0.3767% | 0 | 0% | 0.3767% | 0 | 0% | 0.9718% | 0 | 62.13% | 0.9718% | 0.053889 | 0% | 0.9718% | 0 | 62.13% | 0.9256% | 0.051326 | 37.87% | 0.9256% | 0.031283 | 62.13% | 0.9256% | 0.051326 | 100% | 7.051% | 0.62934 | 0% | 7.051% | 0 | 0% | 7.051% | 0 | 0% | 0.5143% | 0 | 0% | 0.5143% | 0 | 0% | 0.5143% | 0 |  |  |  | 30.29% | 11.8% | 0.31901 | 0% | 11.8% | 0 | 0% | 11.8% | 0 | 0% | 0.3458% | 0 | 0% | 0.3458% | 0 | 0% | 0.3458% | 0 | 0% | 100% | 0 | 0% | 100% | 0 | 0% | 100% | 0 | 0% | 100% | 0 |  |  | 0 |  |  | 0 |  |  | 0 | 100% | 65% |  | 100% | 65% |  | 100% | 65% |  | 100% | 65% |  | 100% | 90% |  | 100% | 90% |  | 100% | 90%
PINE GROVE 11023168 | 0.0092748 | 31.4938 | 56.6974 | 2.6926 | 59.39 | 0.087121 | 0.055982 | 0.017966 | 0% | 99% | 0 | 0% | 99% | 0 | 0% | 99% | 0 | 0% | 99% | 0 | 0% | 61.28% | 0 | 0% | 61.28% | 0 | 0% | 61.28% | 0 | 0% | 61.28% | 0 | 2.6926 | 0% | 1.876% | 0 | 0% | 1.876% | 0 | 0% | 1.876% | 0 | 0% | 0.2028% | 0 | 0% | 0.2028% | 0 | 0% | 0.2028% | 0 | 0% | 0.5244% | 0 | 59.36% | 0.5244% | 0.17652 | 37.45% | 0.5244% | 0.11134 | 52.38% | 0.5346% | 0.15878 | 5.327% | 0.5346% | 0.016146 | 62.41% | 0.5346% | 0.18917 | 43.15% | 3.911% | 0.95667 | 20.18% | 3.911% | 0.44745 | 29.45% | 3.911% | 0.65292 | 0% | 3.865% | 0 | 40.07% | 3.865% | 0.878 | 0% | 3.865% | 0 |  |  |  | 34.97% | 11.8% | 2.3397 | 0% | 11.8% | 0 | 0% | 11.8% | 0 | 0% | 0.3772% | 0 | 0% | 0.3772% | 0 | 0% | 0.3772% | 0 | 0% | 100% | 0 | 0% | 100% | 0 | 0% | 100% | 0 | 0% | 100% | 0 |  |  | 0.062417 |  |  | 0.0077441 |  |  | 0.067158 | 100% | 65% |  | 100% | 65% |  | 100% | 65% |  | 100% | 65% |  | 100% | 90% |  | 100% | 90% |  | 100% | 90%
ALLEGHANY 1101VR816 | 0.016217 | 6.1811 | 13.3357 | 4.7972 | 18.1329 | 0.013621 | 0.020514 | 0.0038416 | 0% | 99% | 0 | 0% | 99% | 0 | 0% | 99% | 0 | 0% | 99% | 0 | 0% | 62.18% | 0 | 0% | 62.18% | 0 | 0% | 62.18% | 0 | 0% | 62.18% | 0 | 4.7972 | 0% | 3.022% | 0 | 0% | 3.022% | 0 | 0% | 3.022% | 0 | 0% | 0.3335% | 0 | 0% | 0.3335% | 0 | 20.02% | 0.3335% | 0.0089047 | 0% | 0.8119% | 0 | 75.77% | 0.8119% | 0.082047 | 0% | 0.8119% | 0 | 0% | 0.8417% | 0 | 24.23% | 0.8417% | 0.027194 | 75.77% | 0.8417% | 0.085058 | 97.96% | 6.08% | 0.79431 | 1.284% | 6.08% | 0.010412 | 0% | 6.08% | 0 | 0% | 1.898% | 0 | 0% | 1.898% | 0 | 0% | 1.898% | 0 |  |  |  | 35% | 11.8% | 0.55076 | 0% | 11.8% | 0 | 0% | 11.8% | 0 | 0% | 0.3674% | 0 | 0% | 0.3674% | 0 | 0% | 0.3674% | 0 | 0% | 100% | 0 | 0% | 100% | 0 | 0% | 100% | 0 | 0% | 100% | 0 |  |  | 0.01954 |  |  | 0 |  |  | 0 | 100% | 65% |  | 100% | 65% |  | 100% | 65% |  | 100% | 65% |  | 100% | 90% |  | 100% | 90% |  | 100% | 90%
MERCED FALLS 110287352 | 0.0027423 | 27.2934 | 22.7069 | 0.040704 | 22.7476 | 0.017282 | 0.031231 | 0.016258 | 0% | 99% | 0 | 0% | 99% | 0 | 0% | 99% | 0 | 0% | 99% | 0 | 0% | 62.86% | 0 | 0% | 62.86% | 0 | 0% | 62.86% | 0 | 0% | 62.86% | 0 | 0.040704 | 0% | 2.466% | 0 | 0% | 2.466% | 0 | 0% | 2.466% | 0 | 0% | 0.2677% | 0 | 0% | 0.2677% | 0 | 0% | 0.2677% | 0 | 0% | 0.7169% | 0 | 100% | 0.7169% | 0.16278 | 0% | 0.7169% | 0 | 100% | 0.7155% | 0.16247 | 0% | 0.7155% | 0 | 0% | 0.7155% | 0 | 0% | 5.3% | 0 | 0% | 5.3% | 0 | 0% | 5.3% | 0 | 0% | 1.596% | 0 | 0% | 1.596% | 0 | 0% | 1.596% | 0 |  |  |  | 0% | 11.8% | 0 | 0% | 11.8% | 0 | 0% | 11.8% | 0 | 0% | 0.3633% | 0 | 0% | 0.3633% | 0 | 0% | 0.3633% | 0 | 0% | 100% | 0 | 0% | 100% | 0 | 0% | 100% | 0 | 0% | 100% | 0 |  |  | 0 |  |  | 0 |  |  | 0 | 100% | 65% |  | 100% | 65% |  | 100% | 65% |  | 100% | 65% |  | 100% | 90% |  | 100% | 90% |  | 100% | 90%
ALLEGHANY 1101CB | 0.014158 | 6.053 | 13.6471 | 1.5056 | 15.1527 | 0.011251 | 0.025078 | 0.0027595 | 0% | 99% | 0 | 0% | 99% | 0 | 0% | 99% | 0 | 0% | 99% | 0 | 0% | 61.97% | 0 | 0% | 61.97% | 0 | 0% | 61.97% | 0 | 0% | 61.97% | 0 | 1.5056 | 25% | 3.911% | 0.13343 | 0% | 3.911% | 0 | 0% | 3.911% | 0 | 0% | 0.4294% | 0 | 0% | 0.4294% | 0 | 0% | 0.4294% | 0 | 94.25% | 0.9632% | 0.1239 | 0% | 0.9632% | 0 | 97.12% | 0.9632% | 0.12767 | 0% | 1.003% | 0 | 97.12% | 1.003% | 0.13291 | 2.88% | 1.003% | 0.0039413 | 77.8% | 7.207% | 0.76514 | 14.55% | 7.207% | 0.14306 | 1.11% | 7.207% | 0.01092 | 0% | 1.657% | 0 | 0% | 1.657% | 0 | 0% | 1.657% | 0 |  |  |  | 0% | 11.8% | 0 | 0% | 11.8% | 0 | 0% | 11.8% | 0 | 0% | 0.3627% | 0 | 0% | 0.3627% | 0 | 0% | 0.3627% | 0 | 0% | 100% | 0 | 0% | 100% | 0 | 0% | 100% | 0 | 0% | 100% | 0 |  |  | 0.020771 |  |  | 0.023056 |  |  | 0.0071998 | 100% | 65% |  | 100% | 65% |  | 100% | 65% |  | 100% | 65% |  | 100% | 90% |  | 100% | 90% |  | 100% | 90%
STANISLAUS 17026028 | 0.021109 | 9.4555 | 29.3681 | 2.1925 | 31.5606 | 0.04223 | 0.03237 | 0.010296 | 0% | 99% | 0 | 0% | 99% | 0 | 0% | 99% | 0 | 80.55% | 99% | 23.4192 | 0% | 62.45% | 0 | 0% | 62.45% | 0 | 0% | 62.45% | 0 | 0% | 62.45% | 0 | 2.1925 | 20% | 2.079% | 0.1221 | 0% | 2.079% | 0 | 0% | 2.079% | 0 | 0% | 0.2245% | 0 | 0% | 0.2245% | 0 | 0% | 0.2245% | 0 | 0% | 0.5759% | 0 | 30.47% | 0.5759% | 0.051525 | 3.219% | 0.5759% | 0.0054439 | 0% | 0.5909% | 0 | 61.06% | 0.5909% | 0.10597 | 38.94% | 0.5909% | 0.067569 | 98.1% | 4.298% | 1.2383 | 0% | 4.298% | 0 | 1.367% | 4.298% | 0.01726 | 0% | 3.09% | 0 | 0% | 3.09% | 0 | 45.22% | 3.09% | 0.41032 |  |  |  | 35% | 11.8% | 1.2129 | 0% | 11.8% | 0 | 0% | 11.8% | 0 | 0% | 0.3757% | 0 | 0% | 0.3757% | 0 | 0% | 0.3757% | 0 | 0% | 100% | 0 | 0% | 100% | 0 | 0% | 100% | 0 | 0% | 100% | 0 |  |  | 0.19133 |  |  | 0.060787 |  |  | 0.020162 | 100% | 65% |  | 100% | 65% |  | 100% | 65% |  | 100% | 65% |  | 100% | 90% |  | 100% | 90% |  | 100% | 90%
MONTICELLO 11014360 | 0.0066706 | 7.32 | 13.7107 | 0.58014 | 14.2908 | 0.017159 | 0.017068 | 0.0054563 | 0% | 99% | 0 | 0% | 99% | 0 | 0% | 99% | 0 | 0% | 99% | 0 | 0% | 62.58% | 0 | 0% | 62.58% | 0 | 0% | 62.58% | 0 | 0% | 62.58% | 0 | 0.58014 | 0% | 2.509% | 0 | 0% | 2.509% | 0 | 0% | 2.509% | 0 | 0% | 0.2697% | 0 | 0% | 0.2697% | 0 | 0% | 0.2697% | 0 | 0% | 0.6464% | 0 | 4.855% | 0.6464% | 0.0043027 | 49.84% | 0.6464% | 0.044165 | 54.69% | 0.6539% | 0.049035 | 44.55% | 0.6539% | 0.039942 | 0% | 0.6539% | 0 | 28.26% | 4.79% | 0.18562 | 0% | 4.79% | 0 | 42.33% | 4.79% | 0.27801 | 0% | 2.629% | 0 | 0% | 2.629% | 0 | 0% | 2.629% | 0 |  |  |  | 0% | 11.8% | 0 | 31.3% | 11.8% | 0.50634 | 0% | 11.8% | 0 | 0% | 0.3706% | 0 | 0% | 0.3706% | 0 | 0% | 0.3706% | 0 | 6.658% | 100% | 0.91284 | 0% | 100% | 0 | 0% | 100% | 0 | 0% | 100% | 0 |  |  | 0 |  |  | 0 |  |  | 0.0031208 | 100% | 65% |  | 100% | 65% |  | 100% | 65% |  | 100% | 65% |  | 100% | 90% |  | 100% | 90% |  | 100% | 90%
PARADISE 110343008 | 0.006875 | 14.9216 | 18.5765 | 3.2918 | 21.8683 | 0.017191 | 0.027592 | 0.0090171 | 0% | 99% | 0 | 0% | 99% | 0 | 1.133% | 99% | 0.20835 | 0% | 99% | 0 | 0% | 62.01% | 0 | 0% | 62.01% | 0 | 0% | 62.01% | 0 | 0% | 62.01% | 0 | 3.2918 | 0% | 2.477% | 0 | 0% | 2.477% | 0 | 0% | 2.477% | 0 | 0% | 0.2794% | 0 | 0% | 0.2794% | 0 | 0% | 0.2794% | 0 | 4.899% | 0.7576% | 0.0068943 | 62.71% | 0.7576% | 0.088257 | 7.592% | 0.7576% | 0.010686 | 52.69% | 0.7668% | 0.075053 | 32.03% | 0.7668% | 0.045617 | 67.45% | 0.7668% | 0.09607 | 78.32% | 5.639% | 0.82052 | 14.96% | 5.639% | 0.15676 | 6.715% | 5.639% | 0.070344 | 0% | 1.825% | 0 | 0% | 1.825% | 0 | 0% | 1.825% | 0 |  |  |  | 34.71% | 11.8% | 0.7608 | 0% | 11.8% | 0 | 0% | 11.8% | 0 | 0% | 0.3626% | 0 | 0% | 0.3626% | 0 | 0% | 0.3626% | 0 | 0% | 100% | 0 | 0% | 100% | 0 | 0% | 100% | 0 | 0% | 100% | 0 |  |  | 0 |  |  | 0 |  |  | 0.00048632 | 100% | 65% |  | 100% | 65% |  | 100% | 65% |  | 100% | 65% |  | 100% | 90% |  | 100% | 90% |  | 100% | 90%
MOUNTAIN QUARRIES 21011102 | 0.0058813 | 45.2716 | 56.0946 | 0.44881 | 56.5434 | 0.049541 | 0.069007 | 0.044153 | 0% | 99% | 0 | 0% | 99% | 0 | 0% | 99% | 0 | 0% | 99% | 0 | 0% | 63.31% | 0 | 0% | 63.31% | 0 | 0% | 63.31% | 0 | 0% | 63.31% | 0 | 0.44881 | 80% | 2.112% | 0.94791 | 0% | 2.112% | 0 | 0% | 2.112% | 0 | 100% | 0.2342% | 0.1314 | 0% | 0.2342% | 0 | 0% | 0.2342% | 0 | 13.43% | 0.6305% | 0.047502 | 65.12% | 0.6305% | 0.2303 | 47.97% | 0.6305% | 0.16964 | 99.59% | 0.6405% | 0.35781 | 13.5% | 0.6405% | 0.048491 | 51.66% | 0.6405% | 0.18561 | 93.8% | 4.7% | 2.4727 | 0% | 4.7% | 0 | 2.437% | 4.7% | 0.064244 | 0% | 2.034% | 0 | 0% | 2.034% | 0 | 45.22% | 2.034% | 0.51598 |  |  |  | 24.88% | 11.8% | 1.647 | 0% | 11.8% | 0 | 0% | 11.8% | 0 | 0% | 0.3697% | 0 | 0% | 0.3697% | 0 | 0% | 0.3697% | 0 | 0% | 100% | 0 | 0% | 100% | 0 | 0% | 100% | 0 | 0% | 100% | 0 |  |  | 0.0052872 |  |  | 0 |  |  | 0.001975 | 100% | 65% |  | 100% | 65% |  | 100% | 65% |  | 100% | 65% |  | 100% | 90% |  | 100% | 90% |  | 100% | 90%
DUNLAP 1103CB | 0.0044679 | 5.601 | 4.7699 | 0 | 4.7699 | 0.0038279 | 0.0077175 | 0.0023366 | 0% | 99% | 0 | 0% | 99% | 0 | 0% | 99% | 0 | 0% | 99% | 0 | 0% | 60.5% | 0 | 0% | 60.5% | 0 | 0% | 60.5% | 0 | 0% | 60.5% | 0 | 0 | 0% | 2.852% | 0 | 0% | 2.852% | 0 | 0% | 2.852% | 0 | 0% | 0.3005% | 0 | 0% | 0.3005% | 0 | 0% | 0.3005% | 0 | 19.69% | 0.828% | 0.0077756 | 0% | 0.828% | 0 | 100% | 0.828% | 0.039493 | 80.31% | 0.7945% | 0.030436 | 19.69% | 0.7945% | 0.0074615 | 0% | 0.7945% | 0 | 5.078% | 6.039% | 0.014627 | 0% | 6.039% | 0 | 77.44% | 6.039% | 0.22307 | 0% | 1.359% | 0 | 0% | 1.359% | 0 | 0% | 1.359% | 0 |  |  |  | 0% | 11.8% | 0 | 0% | 11.8% | 0 | 0% | 11.8% | 0 | 0% | 0.3517% | 0 | 0% | 0.3517% | 0 | 0% | 0.3517% | 0 | 0% | 100% | 0 | 0% | 100% | 0 | 0% | 100% | 0 | 0% | 100% | 0 |  |  | 0 |  |  | 0 |  |  | 0.0087821 | 100% | 65% |  | 100% | 65% |  | 100% | 65% |  | 100% | 65% |  | 100% | 90% |  | 100% | 90% |  | 100% | 90%
SYCAMORE CREEK 11112014 | 0.0064305 | 22.9179 | 30.2167 | 0.47304 | 30.6898 | 0.043339 | 0.031723 | 0.012954 | 0% | 99% | 0 | 0% | 99% | 0 | 0% | 99% | 0 | 53.68% | 99% | 16.0593 | 0% | 62.17% | 0 | 0% | 62.17% | 0 | 0% | 62.17% | 0 | 0% | 62.17% | 0 | 0.47304 | 0% | 1.914% | 0 | 0% | 1.914% | 0 | 0% | 1.914% | 0 | 0% | 0.204% | 0 | 0% | 0.204% | 0 | 0% | 0.204% | 0 | 9.224% | 0.5402% | 0.015056 | 42.92% | 0.5402% | 0.070061 | 45.92% | 0.5402% | 0.074956 | 69.68% | 0.5363% | 0.11291 | 16.78% | 0.5363% | 0.027186 | 50.01% | 0.5363% | 0.081036 | 64.63% | 3.985% | 0.77832 | 0.4939% | 3.985% | 0.0059473 | 5.923% | 3.985% | 0.071326 | 0% | 3.137% | 0 | 0% | 3.137% | 0 | 45.22% | 3.137% | 0.42859 |  |  |  | 33.75% | 11.8% | 1.2033 | 0% | 11.8% | 0 | 0% | 11.8% | 0 | 0% | 0.3727% | 0 | 0% | 0.3727% | 0 | 0% | 0.3727% | 0 | 0.3239% | 100% | 0.097881 | 0% | 100% | 0 | 0% | 100% | 0 | 0% | 100% | 0 |  |  | 0.0087653 |  |  | 0 |  |  | 0.0179 | 100% | 65% |  | 100% | 65% |  | 100% | 65% |  | 100% | 65% |  | 100% | 90% |  | 100% | 90% |  | 100% | 90%
PINE GROVE 11011021 | 0.0089413 | 4.7045 | 6.5801 | 0.49889 | 7.079 | 0.010107 | 0.006698 | 0.0023656 | 0% | 99% | 0 | 0% | 99% | 0 | 0% | 99% | 0 | 0% | 99% | 0 | 0% | 61.05% | 0 | 0% | 61.05% | 0 | 0% | 61.05% | 0 | 0% | 61.05% | 0 | 0.49889 | 0% | 1.735% | 0 | 0% | 1.735% | 0 | 0% | 1.735% | 0 | 0% | 0.1738% | 0 | 0% | 0.1738% | 0 | 0% | 0.1738% | 0 | 0% | 0.5376% | 0 | 25.42% | 0.5376% | 0.0089939 | 74.58% | 0.5376% | 0.026384 | 100% | 0.5235% | 0.034446 | 0% | 0.5235% | 0 | 25.42% | 0.5235% | 0.0087571 | 68.08% | 3.95% | 0.17696 | 17.76% | 3.95% | 0.046159 | 14.17% | 3.95% | 0.036824 | 0% | 3.711% | 0 | 0% | 3.711% | 0 | 0% | 3.711% | 0 |  |  |  | 0% | 11.8% | 0 | 0% | 11.8% | 0 | 0% | 11.8% | 0 | 0% | 0.3733% | 0 | 0% | 0.3733% | 0 | 0% | 0.3733% | 0 | 0% | 100% | 0 | 0% | 100% | 0 | 0% | 100% | 0 | 0% | 100% | 0 |  |  | 0 |  |  | 0.053401 |  |  | 0.03778 | 100% | 65% |  | 100% | 65% |  | 100% | 65% |  | 100% | 65% |  | 100% | 90% |  | 100% | 90% |  | 100% | 90%
APPLE HILL 2102186912 | 0.0063805 | 62.1561 | 80.1831 | 5.4134 | 85.5965 | 0.11819 | 0.083286 | 0.032426 | 0% | 99% | 0 | 0% | 99% | 0 | 0% | 99% | 0 | 0% | 99% | 0 | 0% | 62.07% | 0 | 0% | 62.07% | 0 | 0% | 62.07% | 0 | 0% | 62.07% | 0 | 5.4134 | 100% | 1.941% | 1.5562 | 0% | 1.941% | 0 | 0% | 1.941% | 0 | 100% | 0.2077% | 0.16653 | 0% | 0.2077% | 0 | 0% | 0.2077% | 0 | 0% | 0.5369% | 0 | 7.599% | 0.5369% | 0.032713 | 74.42% | 0.5369% | 0.32034 | 79.34% | 0.5427% | 0.34524 | 18.48% | 0.5427% | 0.080429 | 0% | 0.5427% | 0 | 45.72% | 3.985% | 1.4608 | 10.54% | 3.985% | 0.33694 | 21.83% | 3.985% | 0.69743 | 33.31% | 3.608% | 0.96369 | 0% | 3.608% | 0 | 0% | 3.608% | 0 |  |  |  | 33.65% | 11.8% | 3.1836 | 0% | 11.8% | 0 | 0% | 11.8% | 0 | 0% | 0.3754% | 0 | 0% | 0.3754% | 0 | 0% | 0.3754% | 0 | 0% | 100% | 0 | 0.0674% | 100% | 0.054041 | 0% | 100% | 0 | 0% | 100% | 0 |  |  | 0.033965 |  |  | 0.024231 |  |  | 0.08473 | 100% | 65% |  | 100% | 65% |  | 100% | 65% |  | 100% | 65% |  | 100% | 90% |  | 100% | 90% |  | 100% | 90%
CALISTOGA 110135588 | 0.0071797 | 3.0901 | 4.2056 | 1.6367 | 5.8423 | 0.0056838 | 0.0058522 | 0.00074675 | 0% | 99% | 0 | 0% | 99% | 0 | 0% | 99% | 0 | 0% | 99% | 0 | 0% | 61.24% | 0 | 0% | 61.24% | 0 | 0% | 61.24% | 0 | 0% | 61.24% | 0 | 1.6367 | 0% | 3.279% | 0 | 0% | 3.279% | 0 | 0% | 3.279% | 0 | 0% | 0.339% | 0 | 0% | 0.339% | 0 | 0% | 0.339% | 0 | 0% | 0.7315% | 0 | 0% | 0.7315% | 0 | 0% | 0.7315% | 0 | 0% | 0.7423% | 0 | 100% | 0.7423% | 0.031218 | 0% | 0.7423% | 0 | 83.81% | 5.407% | 0.19057 | 0% | 5.407% | 0 | 10.94% | 5.407% | 0.024881 | 0% | 3.2% | 0 | 0% | 3.2% | 0 | 0% | 3.2% | 0 |  |  |  | 0% | 11.8% | 0 | 4.024% | 11.8% | 0.019971 | 0% | 11.8% | 0 | 0% | 0.3711% | 0 | 0% | 0.3711% | 0 | 0% | 0.3711% | 0 | 0% | 100% | 0 | 0% | 100% | 0 | 0% | 100% | 0 | 0% | 100% | 0 |  |  | 0 |  |  | 0 |  |  | 0.019859 | 100% | 65% |  | 100% | 65% |  | 100% | 65% |  | 100% | 65% |  | 100% | 90% |  | 100% | 90% |  | 100% | 90%
BRUNSWICK 110651486 | 0.0088799 | 61.835 | 117.3267 | 5.1195 | 122.4462 | 0.20908 | 0.10625 | 0.030836 | 0% | 99% | 0 | 12.78% | 99% | 14.8443 | 41.68% | 99% | 48.4074 | 18.2% | 99% | 21.1375 | 0% | 61.89% | 0 | 0% | 61.89% | 0 | 0% | 61.89% | 0 | 0% | 61.89% | 0 | 5.1195 | 20% | 1.759% | 0.41281 | 0% | 1.759% | 0 | 0% | 1.759% | 0 | 0% | 0.1838% | 0 | 0% | 0.1838% | 0 | 0% | 0.1838% | 0 | 39.61% | 0.4696% | 0.21824 | 61.52% | 0.4696% | 0.33894 | 41.99% | 0.4696% | 0.23136 | 39.5% | 0.4769% | 0.22102 | 50.93% | 0.4769% | 0.28497 | 68.84% | 0.4769% | 0.38518 | 89.36% | 3.49% | 3.6594 | 1.344% | 3.49% | 0.055034 | 2.648% | 3.49% | 0.10843 | 33.31% | 4.086% | 1.5969 | 0% | 4.086% | 0 | 0% | 4.086% | 0 |  |  |  | 33.35% | 11.8% | 4.6165 | 0% | 11.8% | 0 | 0% | 11.8% | 0 | 0% | 0.3805% | 0 | 0% | 0.3805% | 0 | 0% | 0.3805% | 0 | 0% | 100% | 0 | 0% | 100% | 0 | 0% | 100% | 0 | 0% | 100% | 0 |  |  | 0.067229 |  |  | 0.064733 |  |  | 0.12617 | 100% | 65% |  | 100% | 65% |  | 100% | 65% |  | 100% | 65% |  | 100% | 90% |  | 100% | 90% |  | 100% | 90%
MARIPOSA 21019400 | 0.00537 | 66.0383 | 74.3995 | 0.39517 | 74.7947 | 0.092615 | 0.10314 | 0.023789 | 0% | 99% | 0 | 12.4% | 99% | 9.1303 | 1.316% | 99% | 0.96937 | 0% | 99% | 0 | 0% | 61.4% | 0 | 0% | 61.4% | 0 | 0% | 61.4% | 0 | 0% | 61.4% | 0 | 0.39517 | 65% | 2.422% | 1.1715 | 0% | 2.422% | 0 | 0% | 2.422% | 0 | 0% | 0.2633% | 0 | 0% | 0.2633% | 0 | 0% | 0.2633% | 0 | 46.14% | 0.7074% | 0.24286 | 33.03% | 0.7074% | 0.17385 | 46.54% | 0.7074% | 0.24494 | 0% | 0.7249% | 0 | 59.49% | 0.7249% | 0.32085 | 39.57% | 0.7249% | 0.21339 | 68.89% | 5.29% | 2.7115 | 1.005% | 5.29% | 0.039565 | 7.393% | 5.29% | 0.29096 | 0% | 2.74% | 0 | 40.07% | 2.74% | 0.81692 | 0% | 2.74% | 0 |  |  |  | 0% | 11.8% | 0 | 0% | 11.8% | 0 | 0% | 11.8% | 0 | 0% | 0.3699% | 0 | 0% | 0.3699% | 0 | 0% | 0.3699% | 0 | 0% | 100% | 0 | 0% | 100% | 0 | 0% | 100% | 0 | 0% | 100% | 0 |  |  | 0 |  |  | 0 |  |  | 0.040547 | 100% | 65% |  | 100% | 65% |  | 100% | 65% |  | 100% | 65% |  | 100% | 90% |  | 100% | 90% |  | 100% | 90%
ELECTRA 11024756 | 0.0075811 | 9.4594 | 14.1679 | 0.3528 | 14.5207 | 0.011109 | 0.020611 | 0.010129 | 0% | 99% | 0 | 0% | 99% | 0 | 0% | 99% | 0 | 0% | 99% | 0 | 0% | 61.87% | 0 | 0% | 61.87% | 0 | 0% | 61.87% | 0 | 0% | 61.87% | 0 | 0.3528 | 100% | 2.231% | 0.31612 | 0% | 2.231% | 0 | 0% | 2.231% | 0 | 0% | 0.2586% | 0 | 0% | 0.2586% | 0 | 0% | 0.2586% | 0 | 17.01% | 0.7264% | 0.017502 | 64.99% | 0.7264% | 0.066891 | 17.01% | 0.7264% | 0.017502 | 0% | 0.7498% | 0 | 29.74% | 0.7498% | 0.031589 | 70.26% | 0.7498% | 0.074643 | 12.16% | 5.466% | 0.094183 | 0% | 5.466% | 0 | 42.78% | 5.466% | 0.33128 | 0% | 1.706% | 0 | 0% | 1.706% | 0 | 0% | 1.706% | 0 |  |  |  | 0% | 11.8% | 0 | 0% | 11.8% | 0 | 0% | 11.8% | 0 | 0% | 0.3671% | 0 | 0% | 0.3671% | 0 | 0% | 0.3671% | 0 | 0% | 100% | 0 | 0% | 100% | 0 | 0% | 100% | 0 | 0% | 100% | 0 |  |  | 0 |  |  | 0 |  |  | 0.0067258 | 100% | 65% |  | 100% | 65% |  | 100% | 65% |  | 100% | 65% |  | 100% | 90% |  | 100% | 90% |  | 100% | 90%
GIRVAN 11011330 | 0.0081786 | 31.1625 | 47.4444 | 2.7035 | 50.1479 | 0.06046 | 0.059823 | 0.019946 | 0% | 99% | 0 | 0% | 99% | 0 | 0% | 99% | 0 | 0% | 99% | 0 | 0% | 61.3% | 0 | 0% | 61.3% | 0 | 0% | 61.3% | 0 | 0% | 61.3% | 0 | 2.7035 | 0% | 2.59% | 0 | 0% | 2.59% | 0 | 0% | 2.59% | 0 | 0% | 0.2738% | 0 | 0% | 0.2738% | 0 | 0% | 0.2738% | 0 | 53.76% | 0.6478% | 0.16524 | 6.708% | 0.6478% | 0.020616 | 68.28% | 0.6478% | 0.20987 | 17.77% | 0.6576% | 0.055458 | 81.01% | 0.6576% | 0.25277 | 4.553% | 0.6576% | 0.014207 | 93.77% | 4.806% | 2.1382 | 0.218% | 4.806% | 0.0049713 | 0.4227% | 4.806% | 0.0096391 | 0% | 3.081% | 0 | 40.07% | 3.081% | 0.58571 | 0% | 3.081% | 0 |  |  |  | 22.93% | 11.8% | 1.2835 | 0% | 11.8% | 0 | 0% | 11.8% | 0 | 0% | 0.3722% | 0 | 0% | 0.3722% | 0 | 0% | 0.3722% | 0 | 0% | 100% | 0 | 0% | 100% | 0 | 0% | 100% | 0 | 0% | 100% | 0 |  |  | 0.00011035 |  |  | 0.20543 |  |  | 0.017953 | 100% | 65% |  | 100% | 65% |  | 100% | 65% |  | 100% | 65% |  | 100% | 90% |  | 100% | 90% |  | 100% | 90%
FROGTOWN 17027134 | 0.0046229 | 19.4184 | 21.1929 | 0.094975 | 21.2879 | 0.012068 | 0.02405 | 0.026527 | 0% | 99% | 0 | 0% | 99% | 0 | 0% | 99% | 0 | 0% | 99% | 0 | 0% | 64.91% | 0 | 0% | 64.91% | 0 | 0% | 64.91% | 0 | 0% | 64.91% | 0 | 0.094975 | 100% | 1.937% | 0.4105 | 0% | 1.937% | 0 | 0% | 1.937% | 0 | 0% | 0.2206% | 0 | 0% | 0.2206% | 0 | 0% | 0.2206% | 0 | 2.178% | 0.5603% | 0.0025864 | 30.86% | 0.5603% | 0.036647 | 25.3% | 0.5603% | 0.030035 | 53.98% | 0.5682% | 0.064997 | 48.2% | 0.5682% | 0.058035 | 30.86% | 0.5682% | 0.037162 | 0.7477% | 4.164% | 0.006598 | 41.56% | 4.164% | 0.3668 | 0% | 4.164% | 0 | 0% | 1.215% | 0 | 0% | 1.215% | 0 | 0% | 1.215% | 0 |  |  |  | 30.31% | 11.8% | 0.75808 | 0% | 11.8% | 0 | 0% | 11.8% | 0 | 0% | 0.3701% | 0 | 0% | 0.3701% | 0 | 0% | 0.3701% | 0 | 0% | 100% | 0 | 0% | 100% | 0 | 0% | 100% | 0 | 0% | 100% | 0 |  |  | 0 |  |  | 0.0040934 |  |  | 0 | 100% | 65% |  | 100% | 65% |  | 100% | 65% |  | 100% | 65% |  | 100% | 90% |  | 100% | 90% |  | 100% | 90%
SCE REFUGIO 1701CB | 0.0040743 | 0.0022449 | 0.020794 | 0 | 0.020794 | 9.0933e-06 | 4.5754e-05 | 6.9693e-06 | 0% | 99% | 0 | 0% | 99% | 0 | 0% | 99% | 0 | 0% | 99% | 0 | 0% | 62.38% | 0 | 0% | 62.38% | 0 | 0% | 62.38% | 0 | 0% | 62.38% | 0 | 0 | 0% | 4.43% | 0 | 0% | 4.43% | 0 | 0% | 4.43% | 0 | 0% | 0.4342% | 0 | 0% | 0.4342% | 0 | 0% | 0.4342% | 0 | 0% | 1.156% | 0 | 0% | 1.156% | 0 | 0% | 1.156% | 0 | 0% | 1.184% | 0 | 0% | 1.184% | 0 | 0% | 1.184% | 0 | 0% | 8.614% | 0 | 0% | 8.614% | 0 | 0% | 8.614% | 0 | 0% | 0.9515% | 0 | 0% | 0.9515% | 0 | 0% | 0.9515% | 0 |  |  |  | 0% | 11.8% | 0 | 0% | 11.8% | 0 | 0% | 11.8% | 0 | 0% | 0.3608% | 0 | 0% | 0.3608% | 0 | 0% | 0.3608% | 0 | 0% | 100% | 0 | 0% | 100% | 0 | 0% | 100% | 0 | 0% | 100% | 0 |  |  | 0 |  |  | 0 |  |  | 0 | 100% | 65% |  | 100% | 65% |  | 100% | 65% |  | 100% | 65% |  | 100% | 90% |  | 100% | 90% |  | 100% | 90%
ELK CREEK 110137334 | 0.0044503 | 10.7979 | 10.0451 | 1.2148 | 11.2599 | 0.0058655 | 0.016157 | 0.0079825 | 0% | 99% | 0 | 0% | 99% | 0 | 0% | 99% | 0 | 0% | 99% | 0 | 0% | 61.28% | 0 | 0% | 61.28% | 0 | 0% | 61.28% | 0 | 0% | 61.28% | 0 | 1.2148 | 100% | 2.356% | 0.23666 | 0% | 2.356% | 0 | 0% | 2.356% | 0 | 0% | 0.2553% | 0 | 0% | 0.2553% | 0 | 0% | 0.2553% | 0 | 8.747% | 0.7942% | 0.0069785 | 54.27% | 0.7942% | 0.043294 | 48.78% | 0.7942% | 0.038916 | 94.3% | 0.7543% | 0.071453 | 14.45% | 0.7543% | 0.01095 | 22.53% | 0.7543% | 0.017074 | 39.19% | 5.79% | 0.22795 | 0% | 5.79% | 0 | 0% | 5.79% | 0 | 0% | 1.118% | 0 | 0% | 1.118% | 0 | 0% | 1.118% | 0 |  |  |  | 17.92% | 11.8% | 0.21245 | 0% | 11.8% | 0 | 0% | 11.8% | 0 | 0% | 0.3496% | 0 | 0% | 0.3496% | 0 | 0% | 0.3496% | 0 | 0% | 100% | 0 | 0% | 100% | 0 | 0% | 100% | 0 | 0% | 100% | 0 |  |  | 0.001422 |  |  | 0 |  |  | 0 | 100% | 65% |  | 100% | 65% |  | 100% | 65% |  | 100% | 65% |  | 100% | 90% |  | 100% | 90% |  | 100% | 90%
REDBUD 1102523244 | 0.0068603 | 16.0278 | 27.9898 | 2.0606 | 30.0503 | 0.016365 | 0.045773 | 0.021481 | 0% | 99% | 0 | 0% | 99% | 0 | 0% | 99% | 0 | 0% | 99% | 0 | 0% | 62.13% | 0 | 0% | 62.13% | 0 | 0% | 62.13% | 0 | 0% | 62.13% | 0 | 2.0606 | 0% | 2.659% | 0 | 0% | 2.659% | 0 | 0% | 2.659% | 0 | 100% | 0.2993% | 0.083773 | 0% | 0.2993% | 0 | 0% | 0.2993% | 0 | 0% | 0.8073% | 0 | 42.92% | 0.8073% | 0.096982 | 57.04% | 0.8073% | 0.1289 | 79.65% | 0.8163% | 0.18199 | 0.1147% | 0.8163% | 0.00026207 | 40.23% | 0.8163% | 0.091929 | 79.82% | 6.011% | 1.343 | 17.94% | 6.011% | 0.30183 | 0% | 6.011% | 0 | 0% | 1.119% | 0 | 0% | 1.119% | 0 | 0% | 1.119% | 0 |  |  |  | 19.76% | 11.8% | 0.65272 | 0% | 11.8% | 0 | 0% | 11.8% | 0 | 0% | 0.3598% | 0 | 0% | 0.3598% | 0 | 0% | 0.3598% | 0 | 0% | 100% | 0 | 0% | 100% | 0 | 0% | 100% | 0 | 0% | 100% | 0 |  |  | 0.00012327 |  |  | 0.01452 |  |  | 0.0048605 | 100% | 65% |  | 100% | 65% |  | 100% | 65% |  | 100% | 65% |  | 100% | 90% |  | 100% | 90% |  | 100% | 90%
PEORIA 170169124 | 0.010697 | 2.9983 | 6.0283 | 0.10963 | 6.1379 | 0.0055441 | 0.0072404 | 0.0053296 | 0% | 99% | 0 | 0% | 99% | 0 | 0% | 99% | 0 | 0% | 99% | 0 | 0% | 63.52% | 0 | 0% | 63.52% | 0 | 0% | 63.52% | 0 | 0% | 63.52% | 0 | 0.10963 | 0% | 1.985% | 0 | 0% | 1.985% | 0 | 0% | 1.985% | 0 | 0% | 0.226% | 0 | 0% | 0.226% | 0 | 0% | 0.226% | 0 | 3.601% | 0.5878% | 0.0012757 | 93.03% | 0.5878% | 0.032961 | 6.971% | 0.5878% | 0.00247 | 26.03% | 0.602% | 0.0094472 | 6.971% | 0.602% | 0.0025299 | 89.15% | 0.602% | 0.032353 | 27.09% | 4.388% | 0.071659 | 71.03% | 4.388% | 0.18789 | 0.7653% | 4.388% | 0.0020244 | 0% | 1.789% | 0 | 0% | 1.789% | 0 | 0% | 1.789% | 0 |  |  |  | 17.18% | 11.8% | 0.12219 | 0% | 11.8% | 0 | 0% | 11.8% | 0 | 55.56% | 0.3714% | 0.012437 | 0% | 0.3714% | 0 | 0% | 0.3714% | 0 | 0% | 100% | 0 | 0% | 100% | 0 | 0% | 100% | 0 | 0% | 100% | 0 |  |  | 0 |  |  | 0.011127 |  |  | 0 | 100% | 65% |  | 100% | 65% |  | 100% | 65% |  | 100% | 65% |  | 100% | 90% |  | 100% | 90% |  | 100% | 90%
JOLON 11027068 | 0.0024997 | 3.8255 | 2.0609 | 0.23319 | 2.2941 | 0.00070812 | 0.0035406 | 0.0019448 | 0% | 99% | 0 | 0% | 99% | 0 | 0% | 99% | 0 | 0% | 99% | 0 | 0% | 62.71% | 0 | 0% | 62.71% | 0 | 0% | 62.71% | 0 | 0% | 62.71% | 0 | 0.23319 | 0% | 3.234% | 0 | 0% | 3.234% | 0 | 0% | 3.234% | 0 | 0% | 0.3569% | 0 | 0% | 0.3569% | 0 | 0% | 0.3569% | 0 | 99.37% | 0.8463% | 0.017331 | 0% | 0.8463% | 0 | 99.63% | 0.8463% | 0.017377 | 0% | 0.8568% | 0 | 99.63% | 0.8568% | 0.017594 | 0.364% | 0.8568% | 6.4281e-05 | 99.23% | 6.275% | 0.12832 | 0% | 6.275% | 0 | 0.771% | 6.275% | 0.00099699 | 0% | 0.7453% | 0 | 0% | 0.7453% | 0 | 0% | 0.7453% | 0 |  |  |  | 0% | 11.8% | 0 | 15.73% | 11.8% | 0.038242 | 0% | 11.8% | 0 | 0% | 0.3586% | 0 | 0% | 0.3586% | 0 | 0% | 0.3586% | 0 | 0% | 100% | 0 | 0% | 100% | 0 | 0% | 100% | 0 | 0% | 100% | 0 |  |  | 0 |  |  | 0 |  |  | 0.0054091 | 100% | 65% |  | 100% | 65% |  | 100% | 65% |  | 100% | 65% |  | 100% | 90% |  | 100% | 90% |  | 100% | 90%
OILFIELDS 1103N62 | 0.0041021 | 5.8183 | 4.5331 | 0 | 4.5331 | 0.002854 | 0.0060926 | 0.0046768 | 0% | 99% | 0 | 0% | 99% | 0 | 0% | 99% | 0 | 0% | 99% | 0 | 0% | 64.68% | 0 | 0% | 64.68% | 0 | 0% | 64.68% | 0 | 0% | 64.68% | 0 | 0 | 0% | 2.105% | 0 | 0% | 2.105% | 0 | 0% | 2.105% | 0 | 0% | 0.2518% | 0 | 0% | 0.2518% | 0 | 0% | 0.2518% | 0 | 0% | 0.639% | 0 | 0% | 0.639% | 0 | 56.96% | 0.639% | 0.016501 | 0% | 0.6479% | 0 | 56.96% | 0.6479% | 0.016729 | 43.04% | 0.6479% | 0.012639 | 100% | 4.751% | 0.21537 | 0% | 4.751% | 0 | 0% | 4.751% | 0 | 0% | 1.324% | 0 | 0% | 1.324% | 0 | 0% | 1.324% | 0 |  |  |  | 31.55% | 11.8% | 0.16875 | 0% | 11.8% | 0 | 0% | 11.8% | 0 | 0% | 0.3629% | 0 | 0% | 0.3629% | 0 | 0% | 0.3629% | 0 | 0% | 100% | 0 | 0% | 100% | 0 | 0% | 100% | 0 | 0% | 100% | 0 |  |  | 0 |  |  | 0 |  |  | 0 | 100% | 65% |  | 100% | 65% |  | 100% | 65% |  | 100% | 65% |  | 100% | 90% |  | 100% | 90% |  | 100% | 90%
MILPITAS 110962157 | 0.0043865 | 0.060309 | 0.044774 | 0.27584 | 0.32061 | 1.5705e-05 | 8.8016e-05 | 3.1045e-05 | 0% | 99% | 0 | 0% | 99% | 0 | 0% | 99% | 0 | 0% | 99% | 0 | 0% | 61.56% | 0 | 0% | 61.56% | 0 | 0% | 61.56% | 0 | 0% | 61.56% | 0 | 0.27584 | 0% | 3.245% | 0 | 0% | 3.245% | 0 | 0% | 3.245% | 0 | 0% | 0.3761% | 0 | 0% | 0.3761% | 0 | 0% | 0.3761% | 0 | 0% | 0.9558% | 0 | 0% | 0.9558% | 0 | 0% | 0.9558% | 0 | 0% | 0.9886% | 0 | 100% | 0.9886% | 0.00044262 | 0% | 0.9886% | 0 | 0% | 7.175% | 0 | 0% | 7.175% | 0 | 0% | 7.175% | 0 | 0% | 0.6641% | 0 | 0% | 0.6641% | 0 | 0% | 0.6641% | 0 |  |  |  | 0% | 11.8% | 0 | 11.5% | 11.8% | 0.00060773 | 0% | 11.8% | 0 | 0% | 0.3563% | 0 | 0% | 0.3563% | 0 | 0% | 0.3563% | 0 | 0% | 100% | 0 | 0% | 100% | 0 | 0% | 100% | 0 | 0% | 100% | 0 |  |  | 0 |  |  | 0 |  |  | 0 | 100% | 65% |  | 100% | 65% |  | 100% | 65% |  | 100% | 65% |  | 100% | 90% |  | 100% | 90% |  | 100% | 90%
RACETRACK 170311270 | 0.0074595 | 13.0258 | 17.4882 | 0.0016281 | 17.4899 | 0.018815 | 0.019364 | 0.014542 | 0% | 99% | 0 | 0% | 99% | 0 | 0% | 99% | 0 | 0% | 99% | 0 | 0% | 63.17% | 0 | 0% | 63.17% | 0 | 0% | 63.17% | 0 | 0% | 63.17% | 0 | 0.0016281 | 66.67% | 1.858% | 0.21661 | 0% | 1.858% | 0 | 0% | 1.858% | 0 | 0% | 0.2077% | 0 | 0% | 0.2077% | 0 | 0% | 0.2077% | 0 | 0% | 0.5415% | 0 | 13.59% | 0.5415% | 0.012867 | 84.39% | 0.5415% | 0.079915 | 97.98% | 0.5479% | 0.093871 | 0% | 0.5479% | 0 | 0% | 0.5479% | 0 | 82.61% | 4.023% | 0.58128 | 0% | 4.023% | 0 | 1.981% | 4.023% | 0.01394 | 0% | 2.491% | 0 | 0% | 2.491% | 0 | 0% | 2.491% | 0 |  |  |  | 35% | 11.8% | 0.72222 | 0% | 11.8% | 0 | 0% | 11.8% | 0 | 0% | 0.3723% | 0 | 0% | 0.3723% | 0 | 0% | 0.3723% | 0 | 0% | 100% | 0 | 0% | 100% | 0 | 0% | 100% | 0 | 0% | 100% | 0 |  |  | 0.00051095 |  |  | 0 |  |  | 0 | 100% | 65% |  | 100% | 65% |  | 100% | 65% |  | 100% | 65% |  | 100% | 90% |  | 100% | 90% |  | 100% | 90%
SHINGLE SPRINGS 210961892 | 0.0073282 | 31.2506 | 42.251 | 0.32083 | 42.5718 | 0.050217 | 0.051517 | 0.025799 | 0% | 99% | 0 | 0% | 99% | 0 | 0% | 99% | 0 | 0% | 99% | 0 | 0% | 63.23% | 0 | 0% | 63.23% | 0 | 0% | 63.23% | 0 | 0% | 63.23% | 0 | 0.32083 | 66.67% | 2.24% | 0.63087 | 0% | 2.24% | 0 | 0% | 2.24% | 0 | 0% | 0.2411% | 0 | 0% | 0.2411% | 0 | 0% | 0.2411% | 0 | 6.602% | 0.6063% | 0.016912 | 11.92% | 0.6063% | 0.030522 | 6.602% | 0.6063% | 0.016912 | 0% | 0.6157% | 0 | 56.58% | 0.6157% | 0.14719 | 43.28% | 0.6157% | 0.1126 | 68.98% | 4.505% | 1.3128 | 7.795% | 4.505% | 0.14835 | 8.664% | 4.505% | 0.1649 | 0% | 2.665% | 0 | 0% | 2.665% | 0 | 45.22% | 2.665% | 0.50926 |  |  |  | 0% | 11.8% | 0 | 0% | 11.8% | 0 | 0% | 11.8% | 0 | 0% | 0.3722% | 0 | 0% | 0.3722% | 0 | 0% | 0.3722% | 0 | 0% | 100% | 0 | 0% | 100% | 0 | 0% | 100% | 0 | 0% | 100% | 0 |  |  | 0.021012 |  |  | 0.062513 |  |  | 0.065256 | 100% | 65% |  | 100% | 65% |  | 100% | 65% |  | 100% | 65% |  | 100% | 90% |  | 100% | 90% |  | 100% | 90%
TEMPLETON 2110N32 | 0.0030638 | 30.8468 | 17.4009 | 0 | 17.4009 | 0.020634 | 0.024021 | 0.0081662 | 0% | 99% | 0 | 0% | 99% | 0 | 0% | 99% | 0 | 0% | 99% | 0 | 0% | 61.92% | 0 | 0% | 61.92% | 0 | 0% | 61.92% | 0 | 0% | 61.92% | 0 | 0 | 50% | 2.235% | 0.19448 | 0% | 2.235% | 0 | 0% | 2.235% | 0 | 0% | 0.2356% | 0 | 0% | 0.2356% | 0 | 0% | 0.2356% | 0 | 15.12% | 0.6831% | 0.017978 | 59.38% | 0.6831% | 0.070579 | 18.26% | 0.6831% | 0.0217 | 0% | 0.6683% | 0 | 40.6% | 0.6683% | 0.047212 | 59.38% | 0.6683% | 0.069045 | 27.99% | 5.023% | 0.24464 | 3.204% | 5.023% | 0.028007 | 24.21% | 5.023% | 0.2116 | 0% | 2.587% | 0 | 0% | 2.587% | 0 | 0% | 2.587% | 0 |  |  |  | 25.59% | 11.8% | 0.52551 | 0% | 11.8% | 0 | 0% | 11.8% | 0 | 0% | 0.3637% | 0 | 0% | 0.3637% | 0 | 0% | 0.3637% | 0 | 0% | 100% | 0 | 0% | 100% | 0 | 0% | 100% | 0 | 0% | 100% | 0 |  |  | 0 |  |  | 0 |  |  | 0.025679 | 100% | 65% |  | 100% | 65% |  | 100% | 65% |  | 100% | 65% |  | 100% | 90% |  | 100% | 90% |  | 100% | 90%
MONTICELLO 1101718 | 0.007832 | 27.0354 | 44.5711 | 2.4507 | 47.0218 | 0.055039 | 0.060156 | 0.02029 | 0% | 99% | 0 | 0% | 99% | 0 | 0% | 99% | 0 | 0% | 99% | 0 | 0% | 62.67% | 0 | 0% | 62.67% | 0 | 0% | 62.67% | 0 | 0% | 62.67% | 0 | 2.4507 | 50% | 2.501% | 0.55736 | 0% | 2.501% | 0 | 0% | 2.501% | 0 | 0% | 0.2713% | 0 | 0% | 0.2713% | 0 | 0% | 0.2713% | 0 | 0% | 0.6647% | 0 | 4.253% | 0.6647% | 0.012602 | 61.45% | 0.6647% | 0.18206 | 54.02% | 0.6744% | 0.16238 | 45.58% | 0.6744% | 0.13701 | 0% | 0.6744% | 0 | 50.65% | 4.936% | 1.1144 | 16.33% | 4.936% | 0.35927 | 23.21% | 4.936% | 0.5106 | 0% | 2.367% | 0 | 0% | 2.367% | 0 | 0% | 2.367% | 0 |  |  |  | 0% | 11.8% | 0 | 31.3% | 11.8% | 1.646 | 0% | 11.8% | 0 | 0% | 0.3697% | 0 | 0% | 0.3697% | 0 | 0% | 0.3697% | 0 | 0% | 100% | 0 | 0% | 100% | 0 | 0% | 100% | 0 | 0% | 100% | 0 |  |  | 0.024878 |  |  | 0.061877 |  |  | 0.053612 | 100% | 65% |  | 100% | 65% |  | 100% | 65% |  | 100% | 65% |  | 100% | 90% |  | 100% | 90% |  | 100% | 90%
WEIMAR 11012740 | 0.010047 | 18.64 | 29.9438 | 3.5571 | 33.5009 | 0.055079 | 0.026293 | 0.010092 | 0% | 99% | 0 | 0% | 99% | 0 | 0% | 99% | 0 | 0% | 99% | 0 | 0% | 61.94% | 0 | 0% | 61.94% | 0 | 0% | 61.94% | 0 | 0% | 61.94% | 0 | 3.5571 | 14.29% | 1.453% | 0.062145 | 0% | 1.453% | 0 | 0% | 1.453% | 0 | 0% | 0.1548% | 0 | 0% | 0.1548% | 0 | 0% | 0.1548% | 0 | 0.9493% | 0.4377% | 0.0012441 | 29.82% | 0.4377% | 0.039085 | 37.58% | 0.4377% | 0.049256 | 35.41% | 0.4441% | 0.047091 | 38.73% | 0.4441% | 0.051503 | 29.82% | 0.4441% | 0.039657 | 93.06% | 3.262% | 0.90886 | 0.3988% | 3.262% | 0.0038946 | 1.439% | 3.262% | 0.014058 | 0% | 4.164% | 0 | 0% | 4.164% | 0 | 0% | 4.164% | 0 |  |  |  | 0% | 11.8% | 0 | 35% | 11.8% | 1.2367 | 0% | 11.8% | 0 | 0% | 0.3809% | 0 | 0% | 0.3809% | 0 | 0% | 0.3809% | 0 | 0% | 100% | 0 | 0% | 100% | 0 | 0% | 100% | 0 | 0% | 100% | 0 |  |  | 0.010946 |  |  | 0.0040642 |  |  | 0.013718 | 100% | 65% |  | 100% | 65% |  | 100% | 65% |  | 100% | 65% |  | 100% | 90% |  | 100% | 90% |  | 100% | 90%
PLACERVILLE 21069712 | 0.011373 | 26.1899 | 57.3043 | 1.2853 | 58.5896 | 0.10507 | 0.052487 | 0.017888 | 0% | 99% | 0 | 0% | 99% | 0 | 0% | 99% | 0 | 0% | 99% | 0 | 0% | 61.81% | 0 | 0% | 61.81% | 0 | 0% | 61.81% | 0 | 0% | 61.81% | 0 | 1.2853 | 20% | 1.686% | 0.19326 | 0% | 1.686% | 0 | 0% | 1.686% | 0 | 0% | 0.1829% | 0 | 0% | 0.1829% | 0 | 0% | 0.1829% | 0 | 11.39% | 0.451% | 0.029434 | 45.03% | 0.451% | 0.11638 | 13.92% | 0.451% | 0.035987 | 0.07351% | 0.4625% | 0.00019484 | 49.42% | 0.4625% | 0.13098 | 50.48% | 0.4625% | 0.1338 | 88.66% | 3.365% | 1.7097 | 5.974% | 3.365% | 0.1152 | 0.8165% | 3.365% | 0.015745 | 0% | 4.132% | 0 | 0% | 4.132% | 0 | 0% | 4.132% | 0 |  |  |  | 34.95% | 11.8% | 2.3631 | 0% | 11.8% | 0 | 0% | 11.8% | 0 | 0% | 0.3807% | 0 | 0% | 0.3807% | 0 | 0% | 0.3807% | 0 | 0% | 100% | 0 | 0% | 100% | 0 | 0% | 100% | 0 | 0% | 100% | 0 |  |  | 0.039145 |  |  | 0.016074 |  |  | 0.00017237 | 100% | 65% |  | 100% | 65% |  | 100% | 65% |  | 100% | 65% |  | 100% | 90% |  | 100% | 90% |  | 100% | 90%
SILVERADO 2105658898 | 0.018978 | 17.4296 | 60.6741 | 0.12936 | 60.8035 | 0.10823 | 0.065692 | 0.012176 | 0% | 99% | 0 | 0% | 99% | 0 | 0% | 99% | 0 | 0% | 99% | 0 | 0% | 63.26% | 0 | 0% | 63.26% | 0 | 0% | 63.26% | 0 | 0% | 63.26% | 0 | 0.12936 | 0% | 2.393% | 0 | 0% | 2.393% | 0 | 0% | 2.393% | 0 | 0% | 0.2602% | 0 | 0% | 0.2602% | 0 | 0% | 0.2602% | 0 | 0% | 0.5343% | 0 | 66.15% | 0.5343% | 0.21444 | 0% | 0.5343% | 0 | 0% | 0.5673% | 0 | 33.65% | 0.5673% | 0.11581 | 66.15% | 0.5673% | 0.22769 | 76.78% | 4.016% | 1.8709 | 20.91% | 4.016% | 0.50944 | 0% | 4.016% | 0 | 0% | 3.557% | 0 | 40.07% | 3.557% | 0.86479 | 0% | 3.557% | 0 |  |  |  | 0% | 11.8% | 0 | 0% | 11.8% | 0 | 0% | 11.8% | 0 | 0% | 0.3824% | 0 | 0% | 0.3824% | 0 | 0% | 0.3824% | 0 | 0% | 100% | 0 | 0% | 100% | 0 | 0% | 100% | 0 | 0% | 100% | 0 |  |  | 0.041026 |  |  | 0.089433 |  |  | 0.0021568 | 100% | 65% |  | 100% | 65% |  | 100% | 65% |  | 100% | 65% |  | 100% | 90% |  | 100% | 90% |  | 100% | 90%
PLACERVILLE 2106CB | 0.011469 | 6.2833 | 15.7829 | 0.12104 | 15.904 | 0.014588 | 0.025233 | 0.0086866 | 0% | 99% | 0 | 0% | 99% | 0 | 0% | 99% | 0 | 0% | 99% | 0 | 0% | 62.25% | 0 | 0% | 62.25% | 0 | 0% | 62.25% | 0 | 0% | 62.25% | 0 | 0.12104 | 0% | 2.712% | 0 | 0% | 2.712% | 0 | 0% | 2.712% | 0 | 0% | 0.3138% | 0 | 0% | 0.3138% | 0 | 0% | 0.3138% | 0 | 33.94% | 0.7673% | 0.04111 | 63.64% | 0.7673% | 0.077078 | 33.94% | 0.7673% | 0.04111 | 14.7% | 0.8119% | 0.018841 | 35.54% | 0.8119% | 0.04554 | 63.8% | 0.8119% | 0.081757 | 22.56% | 5.805% | 0.20675 | 32.17% | 5.805% | 0.29477 | 0% | 5.805% | 0 | 0% | 1.948% | 0 | 0% | 1.948% | 0 | 0% | 1.948% | 0 |  |  |  | 0% | 11.8% | 0 | 0% | 11.8% | 0 | 0% | 11.8% | 0 | 0% | 0.3698% | 0 | 0% | 0.3698% | 0 | 0% | 0.3698% | 0 | 0% | 100% | 0 | 0% | 100% | 0 | 0% | 100% | 0 | 0% | 100% | 0 |  |  | 0 |  |  | 0 |  |  | 0 | 100% | 65% |  | 100% | 65% |  | 100% | 65% |  | 100% | 65% |  | 100% | 90% |  | 100% | 90% |  | 100% | 90%
KETTLEMAN HILLS 2104358094 | 0.0027121 | 0 | 3.2385 | 0.00066526 | 3.2392 | 0.00073811 | 0.0043922 | 0.0048319 | 0% | 99% | 0 | 0% | 99% | 0 | 0% | 99% | 0 | 0% | 99% | 0 | 0% | 65.86% | 0 | 0% | 65.86% | 0 | 0% | 65.86% | 0 | 0% | 65.86% | 0 | 0.00066526 | 0% | 2.753% | 0 | 0% | 2.753% | 0 | 0% | 2.753% | 0 | 0% | 0.3111% | 0 | 0% | 0.3111% | 0 | 0% | 0.3111% | 0 | 0% | 0.6549% | 0 | 0% | 0.6549% | 0 | 0% | 0.6549% | 0 | 0% | 0.7025% | 0 | 100% | 0.7025% | 0.022751 | 0% | 0.7025% | 0 | 0% | 4.951% | 0 | 0% | 4.951% | 0 | 0% | 4.951% | 0 | 0% | 0.4515% | 0 | 0% | 0.4515% | 0 | 0% | 0.4515% | 0 |  |  |  | 0% | 11.8% | 0 | 0% | 11.8% | 0 | 0% | 11.8% | 0 | 0% | 0.376% | 0 | 0% | 0.376% | 0 | 0% | 0.376% | 0 | 0% | 100% | 0 | 0% | 100% | 0 | 0% | 100% | 0 | 0% | 100% | 0 |  |  | 0 |  |  | 0 |  |  | 0 |  |  |  |  | 65% |  |  | 65% |  | 100% | 65%
MONTICELLO 11011780 | 0.016132 | 0.071662 | 0.054888 | 0.44643 | 0.50131 | 3.5554e-05 | 0.0001096 | 2.3845e-05 | 0% | 99% | 0 | 0% | 99% | 0 | 0% | 99% | 0 | 0% | 99% | 0 | 0% | 60.54% | 0 | 0% | 60.54% | 0 | 0% | 60.54% | 0 | 0% | 60.54% | 0 | 0.44643 | 0% | 2.187% | 0 | 0% | 2.187% | 0 | 0% | 2.187% | 0 | 0% | 0.2977% | 0 | 0% | 0.2977% | 0 | 0% | 0.2977% | 0 | 16.82% | 0.8784% | 8.1072e-05 | 0% | 0.8784% | 0 | 100% | 0.8784% | 0.00048212 | 83.18% | 0.8539% | 0.00038988 | 16.82% | 0.8539% | 7.8815e-05 | 0% | 0.8539% | 0 | 100% | 6.458% | 0.0035449 | 0% | 6.458% | 0 | 0% | 6.458% | 0 | 0% | 1.254% | 0 | 0% | 1.254% | 0 | 0% | 1.254% | 0 |  |  |  | 0% | 11.8% | 0 | 31.3% | 11.8% | 0.002027 | 0% | 11.8% | 0 | 0% | 0.3325% | 0 | 0% | 0.3325% | 0 | 0% | 0.3325% | 0 | 0% | 100% | 0 | 0% | 100% | 0 | 0% | 100% | 0 | 0% | 100% | 0 |  |  | 0 |  |  | 0 |  |  | 0 | 100% | 65% |  | 100% | 65% |  | 100% | 65% |  | 100% | 65% |  | 100% | 90% |  | 100% | 90% |  | 100% | 90%
MIDDLETOWN 1101932140 | 0.015654 | 1.1572 | 3.4984 | 0.28426 | 3.7826 | 0.0037745 | 0.0049349 | 0.0020757 | 0% | 99% | 0 | 0% | 99% | 0 | 0% | 99% | 0 | 0% | 99% | 0 | 0% | 63.26% | 0 | 0% | 63.26% | 0 | 0% | 63.26% | 0 | 0% | 63.26% | 0 | 0.28426 | 0% | 2.123% | 0 | 0% | 2.123% | 0 | 0% | 2.123% | 0 | 0% | 0.2432% | 0 | 0% | 0.2432% | 0 | 0% | 0.2432% | 0 | 0% | 0.6775% | 0 | 99.99% | 0.6775% | 0.0237 | 0% | 0.6775% | 0 | 0% | 0.6959% | 0 | 0.005187% | 0.6959% | 1.2627e-06 | 99.99% | 0.6959% | 0.024343 | 93.54% | 5.077% | 0.16615 | 0% | 5.077% | 0 | 6.461% | 5.077% | 0.011476 | 0% | 1.731% | 0 | 0% | 1.731% | 0 | 0% | 1.731% | 0 |  |  |  | 0% | 11.8% | 0 | 0% | 11.8% | 0 | 0% | 11.8% | 0 | 0% | 0.3689% | 0 | 0% | 0.3689% | 0 | 0% | 0.3689% | 0 | 0% | 100% | 0 | 0% | 100% | 0 | 0% | 100% | 0 | 0% | 100% | 0 |  |  | 0 |  |  | 0 |  |  | 0.0080351 | 100% | 65% |  | 100% | 65% |  | 100% | 65% |  | 100% | 65% |  | 100% | 90% |  | 100% | 90% |  | 100% | 90%
BRUNSWICK 11052130 | 0.00981 | 12.1747 | 20.2047 | 0.83448 | 21.0392 | 0.03584 | 0.02036 | 0.0062199 | 0% | 99% | 0 | 0% | 99% | 0 | 0% | 99% | 0 | 0% | 99% | 0 | 0% | 61.94% | 0 | 0% | 61.94% | 0 | 0% | 61.94% | 0 | 0% | 61.94% | 0 | 0.83448 | 100% | 1.921% | 0.38814 | 0% | 1.921% | 0 | 0% | 1.921% | 0 | 100% | 0.1968% | 0.039755 | 0% | 0.1968% | 0 | 0% | 0.1968% | 0 | 15.31% | 0.4998% | 0.015464 | 19.23% | 0.4998% | 0.019416 | 68.65% | 0.4998% | 0.069326 | 19.23% | 0.4979% | 0.019343 | 68.65% | 0.4979% | 0.069067 | 31.35% | 0.4979% | 0.031542 | 86.16% | 3.687% | 0.64176 | 11.96% | 3.687% | 0.089057 | 0.1147% | 3.687% | 0.00085471 | 0% | 3.314% | 0 | 0% | 3.314% | 0 | 0% | 3.314% | 0 |  |  |  | 35% | 11.8% | 0.83445 | 0% | 11.8% | 0 | 0% | 11.8% | 0 | 0% | 0.3773% | 0 | 0% | 0.3773% | 0 | 0% | 0.3773% | 0 | 0% | 100% | 0 | 0% | 100% | 0 | 0% | 100% | 0 | 0% | 100% | 0 |  |  | 0.047583 |  |  | 0.038165 |  |  | 0 | 100% | 65% |  | 100% | 65% |  | 100% | 65% |  | 100% | 65% |  | 100% | 90% |  | 100% | 90% |  | 100% | 90%
ELECTRA 110136816 | 0.0096899 | 5.3424 | 8.868 | 0.28438 | 9.1524 | 0.012447 | 0.010195 | 0.0048938 | 0% | 99% | 0 | 0% | 99% | 0 | 0% | 99% | 0 | 0% | 99% | 0 | 0% | 62.19% | 0 | 0% | 62.19% | 0 | 0% | 62.19% | 0 | 0% | 62.19% | 0 | 0.28438 | 100% | 1.873% | 0.1661 | 0% | 1.873% | 0 | 0% | 1.873% | 0 | 0% | 0.206% | 0 | 0% | 0.206% | 0 | 0% | 0.206% | 0 | 0% | 0.5511% | 0 | 82.13% | 0.5511% | 0.040136 | 0% | 0.5511% | 0 | 58.41% | 0.5559% | 0.028793 | 0% | 0.5559% | 0 | 100% | 0.5559% | 0.049296 | 87.39% | 4.095% | 0.31732 | 0% | 4.095% | 0 | 0% | 4.095% | 0 | 0% | 3.047% | 0 | 0% | 3.047% | 0 | 0% | 3.047% | 0 |  |  |  | 0% | 11.8% | 0 | 0% | 11.8% | 0 | 0% | 11.8% | 0 | 0% | 0.373% | 0 | 0% | 0.373% | 0 | 0% | 0.373% | 0 | 0% | 100% | 0 | 0% | 100% | 0 | 0% | 100% | 0 | 0% | 100% | 0 |  |  | 0.037549 |  |  | 0 |  |  | 0 | 100% | 65% |  | 100% | 65% |  | 100% | 65% |  | 100% | 65% |  | 100% | 90% |  | 100% | 90% |  | 100% | 90%
CLOVERDALE 110247214 | 0.0042493 | 0.019382 | 0.021687 | 0.0015056 | 0.023193 | 1.2836e-05 | 4.188e-05 | 1.2748e-05 | 0% | 99% | 0 | 0% | 99% | 0 | 0% | 99% | 0 | 0% | 99% | 0 | 0% | 59.41% | 0 | 0% | 59.41% | 0 | 0% | 59.41% | 0 | 0% | 59.41% | 0 | 0.0015056 | 0% | 3.592% | 0 | 0% | 3.592% | 0 | 0% | 3.592% | 0 | 0% | 0.3386% | 0 | 0% | 0.3386% | 0 | 0% | 0.3386% | 0 | 0% | 0.961% | 0 | 0% | 0.961% | 0 | 100% | 0.961% | 0.00020841 | 100% | 0.8793% | 0.00019069 | 0% | 0.8793% | 0 | 0% | 0.8793% | 0 | 0% | 6.883% | 0 | 0% | 6.883% | 0 | 0% | 6.883% | 0 | 0% | 0.8975% | 0 | 0% | 0.8975% | 0 | 0% | 0.8975% | 0 |  |  |  | 34.47% | 11.8% | 0.00088204 | 0% | 11.8% | 0 | 0% | 11.8% | 0 | 0% | 0.343% | 0 | 0% | 0.343% | 0 | 0% | 0.343% | 0 | 0% | 100% | 0 | 0% | 100% | 0 | 0% | 100% | 0 | 0% | 100% | 0 |  |  | 0 |  |  | 0 |  |  | 0 | 100% | 65% |  | 100% | 65% |  | 100% | 65% |  | 100% | 65% |  | 100% | 90% |  | 100% | 90% |  | 100% | 90%
AUBERRY 1101R2838 | 0.00462 | 22.9119 | 21.3026 | 0.89112 | 22.1937 | 0.027207 | 0.032108 | 0.0069804 | 0% | 99% | 0 | 0% | 99% | 0 | 0% | 99% | 0 | 0% | 99% | 0 | 0% | 60.85% | 0 | 0% | 60.85% | 0 | 0% | 60.85% | 0 | 0% | 60.85% | 0 | 0.89112 | 100% | 2.416% | 0.51469 | 0% | 2.416% | 0 | 0% | 2.416% | 0 | 0% | 0.2526% | 0 | 0% | 0.2526% | 0 | 0% | 0.2526% | 0 | 0% | 0.7333% | 0 | 64.54% | 0.7333% | 0.10082 | 35.05% | 0.7333% | 0.054742 | 99.59% | 0.7227% | 0.15331 | 0% | 0.7227% | 0 | 47.37% | 0.7227% | 0.072918 | 6.793% | 5.407% | 0.078249 | 82.81% | 5.407% | 0.95379 | 9.699% | 5.407% | 0.11171 | 0% | 2.593% | 0 | 0% | 2.593% | 0 | 0% | 2.593% | 0 |  |  |  | 35% | 11.8% | 0.8798 | 0% | 11.8% | 0 | 0% | 11.8% | 0 | 55.56% | 0.3634% | 0.043008 | 0% | 0.3634% | 0 | 0% | 0.3634% | 0 | 0% | 100% | 0 | 0% | 100% | 0 | 0% | 100% | 0 | 0% | 100% | 0 |  |  | 0 |  |  | 0 |  |  | 0.0059455 | 100% | 65% |  | 100% | 65% |  | 100% | 65% |  | 100% | 65% |  | 100% | 90% |  | 100% | 90% |  | 100% | 90%
HOPLAND 1101960 | 0.0032637 | 9.642 | 13.5195 | 0.021271 | 13.5408 | 0.015874 | 0.020131 | 0.0062617 | 0% | 99% | 0 | 0% | 99% | 0 | 0% | 99% | 0 | 0% | 99% | 0 | 0% | 62.95% | 0 | 0% | 62.95% | 0 | 0% | 62.95% | 0 | 0% | 62.95% | 0 | 0.021271 | 0% | 2.993% | 0 | 0% | 2.993% | 0 | 0% | 2.993% | 0 | 0% | 0.3259% | 0 | 0% | 0.3259% | 0 | 0% | 0.3259% | 0 | 0% | 0.7129% | 0 | 61.74% | 0.7129% | 0.0595 | 27.8% | 0.7129% | 0.02679 | 89.54% | 0.7379% | 0.089327 | 10.39% | 0.7379% | 0.010365 | 46.4% | 0.7379% | 0.046295 | 14.81% | 5.314% | 0.10641 | 17.1% | 5.314% | 0.12284 | 0% | 5.314% | 0 | 0% | 2.304% | 0 | 0% | 2.304% | 0 | 0% | 2.304% | 0 |  |  |  | 29.13% | 11.8% | 0.46468 | 0% | 11.8% | 0 | 0% | 11.8% | 0 | 0% | 0.3708% | 0 | 0% | 0.3708% | 0 | 0% | 0.3708% | 0 | 0% | 100% | 0 | 0% | 100% | 0 | 0% | 100% | 0 | 0% | 100% | 0 |  |  | 0 |  |  | 0 |  |  | 0.0032221 | 100% | 65% |  | 100% | 65% |  | 100% | 65% |  | 100% | 65% |  | 100% | 90% |  | 100% | 90% |  | 100% | 90%
CLOVERDALE 1102801904 | 0.0044269 | 0.032241 | 0.045187 | 0.0015056 | 0.046692 | 4.6182e-05 | 8.1632e-05 | 1.348e-05 | 0% | 99% | 0 | 0% | 99% | 0 | 0% | 99% | 0 | 0% | 99% | 0 | 0% | 60.38% | 0 | 0% | 60.38% | 0 | 0% | 60.38% | 0 | 0% | 60.38% | 0 | 0.0015056 | 0% | 2.304% | 0 | 0% | 2.304% | 0 | 0% | 2.304% | 0 | 0% | 0.2588% | 0 | 0% | 0.2588% | 0 | 0% | 0.2588% | 0 | 0% | 0.8796% | 0 | 0% | 0.8796% | 0 | 90.47% | 0.8796% | 0.00035957 | 90.47% | 0.883% | 0.00036097 | 0% | 0.883% | 0 | 0% | 0.883% | 0 | 0% | 6.564% | 0 | 0% | 6.564% | 0 | 0% | 6.564% | 0 | 0% | 2.202% | 0 | 0% | 2.202% | 0 | 0% | 2.202% | 0 |  |  |  | 14.96% | 11.8% | 0.00079785 | 0% | 11.8% | 0 | 0% | 11.8% | 0 | 0% | 0.3591% | 0 | 0% | 0.3591% | 0 | 0% | 0.3591% | 0 | 0% | 100% | 0 | 0% | 100% | 0 | 0% | 100% | 0 | 0% | 100% | 0 |  |  | 0 |  |  | 0 |  |  | 0 | 100% | 65% |  | 100% | 65% |  | 100% | 65% |  | 100% | 65% |  | 100% | 90% |  | 100% | 90% |  | 100% | 90%
HALSEY 1102CB | 0.0083105 | 8.588 | 32.9483 | 0.16022 | 33.1086 | 0.047706 | 0.038682 | 0.01704 | 0% | 99% | 0 | 0% | 99% | 0 | 0% | 99% | 0 | 0% | 99% | 0 | 0% | 62.06% | 0 | 0% | 62.06% | 0 | 0% | 62.06% | 0 | 0% | 62.06% | 0 | 0.16022 | 45.45% | 1.667% | 0.24969 | 0% | 1.667% | 0 | 0% | 1.667% | 0 | 0% | 0.1922% | 0 | 0% | 0.1922% | 0 | 0% | 0.1922% | 0 | 0% | 0.5515% | 0 | 45.31% | 0.5515% | 0.082333 | 27.04% | 0.5515% | 0.049146 | 71.52% | 0.5662% | 0.13343 | 28.47% | 0.5662% | 0.053126 | 41.68% | 0.5662% | 0.077766 | 81.46% | 4.14% | 1.1111 | 9.674% | 4.14% | 0.13196 | 5.305% | 4.14% | 0.072361 | 0% | 3.019% | 0 | 0% | 3.019% | 0 | 0% | 3.019% | 0 |  |  |  | 0% | 11.8% | 0 | 0% | 11.8% | 0 | 0% | 11.8% | 0 | 0% | 0.3742% | 0 | 0% | 0.3742% | 0 | 0% | 0.3742% | 0 | 0% | 100% | 0 | 0% | 100% | 0 | 0% | 100% | 0 | 0% | 100% | 0 |  |  | 0.053335 |  |  | 0 |  |  | 0.015975 | 100% | 65% |  | 100% | 65% |  | 100% | 65% |  | 100% | 65% |  | 100% | 90% |  | 100% | 90% |  | 100% | 90%
HOPLAND 110194006 | 0.0036028 | 12.7766 | 12.5283 | 0 | 12.5283 | 0.019382 | 0.01521 | 0.004853 | 0% | 99% | 0 | 0% | 99% | 0 | 0% | 99% | 0 | 0% | 99% | 0 | 0% | 62.37% | 0 | 0% | 62.37% | 0 | 0% | 62.37% | 0 | 0% | 62.37% | 0 | 0 | 0% | 2.287% | 0 | 0% | 2.287% | 0 | 0% | 2.287% | 0 | 0% | 0.2417% | 0 | 0% | 0.2417% | 0 | 0% | 0.2417% | 0 | 0% | 0.5839% | 0 | 1.137% | 0.5839% | 0.00083169 | 98.52% | 0.5839% | 0.072065 | 91.41% | 0.592% | 0.067798 | 8.238% | 0.592% | 0.0061095 | 1.137% | 0.592% | 0.00084322 | 100% | 4.329% | 0.54239 | 0% | 4.329% | 0 | 0% | 4.329% | 0 | 0% | 3.201% | 0 | 0% | 3.201% | 0 | 0% | 3.201% | 0 |  |  |  | 0% | 11.8% | 0 | 0% | 11.8% | 0 | 0% | 11.8% | 0 | 0% | 0.3745% | 0 | 0% | 0.3745% | 0 | 0% | 0.3745% | 0 | 0% | 100% | 0 | 0% | 100% | 0 | 0% | 100% | 0 | 0% | 100% | 0 |  |  | 0.0034097 |  |  | 0 |  |  | 0 | 100% | 65% |  | 100% | 65% |  | 100% | 65% |  | 100% | 65% |  | 100% | 90% |  | 100% | 90% |  | 100% | 90%
MARIPOSA 210237282 | 0.0057135 | 53.3867 | 56.6156 | 0 | 56.6156 | 0.066062 | 0.079098 | 0.033326 | 0% | 99% | 0 | 0% | 99% | 0 | 0% | 99% | 0 | 0% | 99% | 0 | 0% | 62.43% | 0 | 0% | 62.43% | 0 | 0% | 62.43% | 0 | 0% | 62.43% | 0 | 0 | 66.67% | 2.111% | 0.79659 | 0% | 2.111% | 0 | 0% | 2.111% | 0 | 0% | 0.2339% | 0 | 0% | 0.2339% | 0 | 0% | 0.2339% | 0 | 48.46% | 0.6594% | 0.18092 | 55.36% | 0.6594% | 0.20668 | 48.59% | 0.6594% | 0.18141 | 15.21% | 0.667% | 0.057424 | 48.59% | 0.667% | 0.18351 | 64.02% | 0.667% | 0.24175 | 29.65% | 4.914% | 0.82489 | 26.04% | 4.914% | 0.72453 | 14.57% | 4.914% | 0.40532 | 0% | 2.32% | 0 | 40.07% | 2.32% | 0.52622 | 0% | 2.32% | 0 |  |  |  | 0% | 11.8% | 0 | 0% | 11.8% | 0 | 0% | 11.8% | 0 | 0% | 0.3683% | 0 | 0% | 0.3683% | 0 | 0% | 0.3683% | 0 | 0% | 100% | 0 | 0% | 100% | 0 | 0% | 100% | 0 | 0% | 100% | 0 |  |  | 0 |  |  | 0.017166 |  |  | 0.032227 | 100% | 65% |  | 100% | 65% |  | 100% | 65% |  | 100% | 65% |  | 100% | 90% |  | 100% | 90% |  | 100% | 90%
CALPINE 1146400 | 0.0049805 | 1.8423 | 1.9002 | 0 | 1.9002 | 0.0010815 | 0.0042121 | 0.00070037 | 0% | 99% | 0 | 0% | 99% | 0 | 0% | 99% | 0 | 0% | 99% | 0 | 0% | 64.07% | 0 | 0% | 64.07% | 0 | 0% | 64.07% | 0 | 0% | 64.07% | 0 | 0 | 0% | 5.441% | 0 | 0% | 5.441% | 0 | 0% | 5.441% | 0 | 0% | 0.5797% | 0 | 0% | 0.5797% | 0 | 0% | 0.5797% | 0 | 0% | 1.08% | 0 | 0% | 1.08% | 0 | 0% | 1.08% | 0 | 0% | 1.167% | 0 | 0% | 1.167% | 0 | 100% | 1.167% | 0.022172 | 34.07% | 8.14% | 0.0527 | 0% | 8.14% | 0 | 0% | 8.14% | 0 | 0% | 1.18% | 0 | 0% | 1.18% | 0 | 0% | 1.18% | 0 |  |  |  | 0% | 11.8% | 0 | 0% | 11.8% | 0 | 0% | 11.8% | 0 | 0% | 0.3734% | 0 | 0% | 0.3734% | 0 | 0% | 0.3734% | 0 | 0% | 100% | 0 | 0% | 100% | 0 | 0% | 100% | 0 | 0% | 100% | 0 |  |  | 0 |  |  | 0 |  |  | 0 | 100% | 65% |  | 100% | 65% |  | 100% | 65% |  | 100% | 65% |  | 100% | 90% |  | 100% | 90% |  | 100% | 90%
DOBBINS 11011264 | 0.0082955 | 28.5369 | 38.8974 | 6.1642 | 45.0617 | 0.064797 | 0.043197 | 0.014928 | 0% | 99% | 0 | 0% | 99% | 0 | 0% | 99% | 0 | 0% | 99% | 0 | 0% | 61.73% | 0 | 0% | 61.73% | 0 | 0% | 61.73% | 0 | 0% | 61.73% | 0 | 6.1642 | 80% | 2.03% | 0.63164 | 0% | 2.03% | 0 | 0% | 2.03% | 0 | 100% | 0.2134% | 0.083026 | 0% | 0.2134% | 0 | 0% | 0.2134% | 0 | 68.88% | 0.5323% | 0.14261 | 48.71% | 0.5323% | 0.10085 | 72.75% | 0.5323% | 0.15064 | 48.71% | 0.5349% | 0.10133 | 77.25% | 0.5349% | 0.16071 | 54.59% | 0.5349% | 0.11358 | 79.72% | 3.938% | 1.2212 | 0% | 3.938% | 0 | 5.643% | 3.938% | 0.086445 | 0% | 3.581% | 0 | 40.07% | 3.581% | 0.55807 | 0% | 3.581% | 0 |  |  |  | 0% | 11.8% | 0 | 26.28% | 11.8% | 1.206 | 0% | 11.8% | 0 | 0% | 0.3756% | 0 | 0% | 0.3756% | 0 | 0% | 0.3756% | 0 | 0.2735% | 100% | 0.10638 | 0% | 100% | 0 | 0% | 100% | 0 | 0% | 100% | 0 |  |  | 0.018128 |  |  | 0 |  |  | 0.011658 | 100% | 65% |  | 100% | 65% |  | 100% | 65% |  | 100% | 65% |  | 100% | 90% |  | 100% | 90% |  | 100% | 90%
TEMPLETON 2110941946 | 0.0032361 | 27.5522 | 22.5318 | 0 | 22.5318 | 0.02567 | 0.033912 | 0.011651 | 0% | 99% | 0 | 0% | 99% | 0 | 0% | 99% | 0 | 0% | 99% | 0 | 0% | 62.35% | 0 | 0% | 62.35% | 0 | 0% | 62.35% | 0 | 0% | 62.35% | 0 | 0 | 50% | 2.46% | 0.27716 | 0% | 2.46% | 0 | 0% | 2.46% | 0 | 100% | 0.2768% | 0.062364 | 0% | 0.2768% | 0 | 0% | 0.2768% | 0 | 0% | 0.6973% | 0 | 3.389% | 0.6973% | 0.0053245 | 45.39% | 0.6973% | 0.071321 | 0% | 0.7047% | 0 | 85.6% | 0.7047% | 0.13591 | 11.63% | 0.7047% | 0.018464 | 46.02% | 5.175% | 0.53665 | 0% | 5.175% | 0 | 20.56% | 5.175% | 0.23973 | 0% | 2.31% | 0 | 0% | 2.31% | 0 | 0% | 2.31% | 0 |  |  |  | 25.59% | 11.8% | 0.68047 | 0% | 11.8% | 0 | 0% | 11.8% | 0 | 0% | 0.3642% | 0 | 0% | 0.3642% | 0 | 0% | 0.3642% | 0 | 0% | 100% | 0 | 0% | 100% | 0 | 0% | 100% | 0 | 0% | 100% | 0 |  |  | 0 |  |  | 0 |  |  | 0.034374 | 100% | 65% |  | 100% | 65% |  | 100% | 65% |  | 100% | 65% |  | 100% | 90% |  | 100% | 90% |  | 100% | 90%
VACAVILLE 11046542 | 0.0073117 | 16.1351 | 28.6608 | 8.3033 | 36.9641 | 0.025514 | 0.047398 | 0.017872 | 14.21% | 99% | 4.033 | 14.58% | 99% | 4.1371 | 0% | 99% | 0 | 0% | 99% | 0 | 53.17% | 62.45% | 9.5164 | 0% | 62.45% | 0 | 0% | 62.45% | 0 | 0% | 62.45% | 0 | 8.3033 | 71.43% | 2.794% | 0.57205 | 0% | 2.794% | 0 | 0% | 2.794% | 0 | 0% | 0.3053% | 0 | 0% | 0.3053% | 0 | 0% | 0.3053% | 0 | 0% | 0.7778% | 0 | 7.4% | 0.7778% | 0.016496 | 70.27% | 0.7778% | 0.15666 | 77.67% | 0.7833% | 0.17439 | 0% | 0.7833% | 0 | 1.275% | 0.7833% | 0.0028631 | 53.11% | 5.771% | 0.87839 | 21.71% | 5.771% | 0.35909 | 21.58% | 5.771% | 0.35693 | 0% | 1.209% | 0 | 0% | 1.209% | 0 | 0% | 1.209% | 0 |  |  |  | 31.4% | 11.8% | 1.062 | 0% | 11.8% | 0 | 0% | 11.8% | 0 | 0% | 0.3628% | 0 | 0% | 0.3628% | 0 | 0% | 0.3628% | 0 | 0.4198% | 100% | 0.12032 | 5.686% | 100% | 1.6296 | 0% | 100% | 0 | 0% | 100% | 0 |  |  | 8.1413e-05 |  |  | 0.016572 |  |  | 0.0015595 | 100% | 65% |  | 100% | 65% |  | 100% | 65% |  | 100% | 65% |  | 100% | 90% |  | 100% | 90% |  | 100% | 90%
POTTER VALLEY P H 1105640888 | 0.005901 | 9.2267 | 10.2338 | 0 | 10.2338 | 0.020282 | 0.0095055 | 0.0027194 | 0% | 99% | 0 | 0% | 99% | 0 | 0% | 99% | 0 | 0% | 99% | 0 | 0% | 61.05% | 0 | 0% | 61.05% | 0 | 0% | 61.05% | 0 | 0% | 61.05% | 0 | 0 | 0% | 1.67% | 0 | 0% | 1.67% | 0 | 0% | 1.67% | 0 | 0% | 0.1703% | 0 | 0% | 0.1703% | 0 | 0% | 0.1703% | 0 | 0% | 0.4476% | 0 | 0% | 0.4476% | 0 | 100% | 0.4476% | 0.045809 | 100% | 0.4351% | 0.044531 | 0% | 0.4351% | 0 | 0% | 0.4351% | 0 | 90.84% | 3.274% | 0.3044 | 0% | 3.274% | 0 | 0.6831% | 3.274% | 0.0022889 | 0% | 4.438% | 0 | 0% | 4.438% | 0 | 0% | 4.438% | 0 |  |  |  | 34.85% | 11.8% | 0.42079 | 0% | 11.8% | 0 | 0% | 11.8% | 0 | 0% | 0.3772% | 0 | 0% | 0.3772% | 0 | 0% | 0.3772% | 0 | 0% | 100% | 0 | 0% | 100% | 0 | 0% | 100% | 0 | 0% | 100% | 0 |  |  | 0 |  |  | 0 |  |  | 0 | 100% | 65% |  | 100% | 65% |  | 100% | 65% |  | 100% | 65% |  | 100% | 90% |  | 100% | 90% |  | 100% | 90%
MORGAN HILL 2111123422 | 0.0051696 | 1.3588 | 1.1617 | 0 | 1.1617 | 0.0017218 | 0.0015982 | 0.00037108 | 0% | 99% | 0 | 0% | 99% | 0 | 0% | 99% | 0 | 0% | 99% | 0 | 0% | 60.99% | 0 | 0% | 60.99% | 0 | 0% | 60.99% | 0 | 0% | 60.99% | 0 | 0 | 0% | 2.413% | 0 | 0% | 2.413% | 0 | 0% | 2.413% | 0 | 0% | 0.2386% | 0 | 0% | 0.2386% | 0 | 0% | 0.2386% | 0 | 0% | 0.6628% | 0 | 79.54% | 0.6628% | 0.0061245 | 0% | 0.6628% | 0 | 0% | 0.6343% | 0 | 20.46% | 0.6343% | 0.001508 | 79.54% | 0.6343% | 0.0058612 | 21.96% | 4.824% | 0.012307 | 66.54% | 4.824% | 0.037289 | 10.74% | 4.824% | 0.0060204 | 0% | 3.034% | 0 | 0% | 3.034% | 0 | 0% | 3.034% | 0 |  |  |  | 0% | 11.8% | 0 | 0% | 11.8% | 0 | 0% | 11.8% | 0 | 0% | 0.3649% | 0 | 0% | 0.3649% | 0 | 0% | 0.3649% | 0 | 0% | 100% | 0 | 0% | 100% | 0 | 0% | 100% | 0 | 0% | 100% | 0 |  |  | 0 |  |  | 0.0066047 |  |  | 0 | 100% | 65% |  | 100% | 65% |  | 100% | 65% |  | 100% | 65% |  | 100% | 90% |  | 100% | 90% |  | 100% | 90%
COVELO 1101430286 | 0.0024413 | 2.773 | 3.0332 | 0.0056722 | 3.0389 | 0.0039086 | 0.0039063 | 0.0018362 | 0% | 99% | 0 | 0% | 99% | 0 | 0% | 99% | 0 | 0% | 99% | 0 | 0% | 60.69% | 0 | 0% | 60.69% | 0 | 0% | 60.69% | 0 | 0% | 60.69% | 0 | 0.0056722 | 0% | 2.347% | 0 | 0% | 2.347% | 0 | 0% | 2.347% | 0 | 0% | 0.2379% | 0 | 0% | 0.2379% | 0 | 0% | 0.2379% | 0 | 0% | 0.6148% | 0 | 45.01% | 0.6148% | 0.0083943 | 1.711% | 0.6148% | 0.00031907 | 45.01% | 0.5864% | 0.0080065 | 54.99% | 0.5864% | 0.0097802 | 17.95% | 0.5864% | 0.0031934 | 0% | 4.463% | 0 | 0% | 4.463% | 0 | 100% | 4.463% | 0.13538 | 0% | 2.745% | 0 | 0% | 2.745% | 0 | 0% | 2.745% | 0 |  |  |  | 10.43% | 11.8% | 0.037318 | 0% | 11.8% | 0 | 0% | 11.8% | 0 | 0% | 0.3655% | 0 | 0% | 0.3655% | 0 | 0% | 0.3655% | 0 | 0% | 100% | 0 | 0% | 100% | 0 | 0% | 100% | 0 | 0% | 100% | 0 |  |  | 0 |  |  | 0 |  |  | 0.0074648 | 100% | 65% |  | 100% | 65% |  | 100% | 65% |  | 100% | 65% |  | 100% | 90% |  | 100% | 90% |  | 100% | 90%
CLEAR LAKE 1101406 | 0.0054037 | 11.4451 | 43.0947 | 0 | 43.0947 | 0.03274 | 0.068583 | 0.036043 | 0% | 99% | 0 | 0% | 99% | 0 | 0% | 99% | 0 | 0% | 99% | 0 | 0% | 63.39% | 0 | 0% | 63.39% | 0 | 0% | 63.39% | 0 | 0% | 63.39% | 0 | 0 | 0% | 2.67% | 0 | 0% | 2.67% | 0 | 0% | 2.67% | 0 | 0% | 0.2956% | 0 | 0% | 0.2956% | 0 | 0% | 0.2956% | 0 | 0% | 0.7421% | 0 | 0% | 0.7421% | 0 | 0% | 0.7421% | 0 | 0% | 0.7567% | 0 | 0% | 0.7567% | 0 | 0% | 0.7567% | 0 | 0% | 5.526% | 0 | 0% | 5.526% | 0 | 0% | 5.526% | 0 | 0% | 1.402% | 0 | 0% | 1.402% | 0 | 0% | 1.402% | 0 |  |  |  | 0% | 11.8% | 0 | 0% | 11.8% | 0 | 0% | 11.8% | 0 | 0% | 0.3654% | 0 | 0% | 0.3654% | 0 | 0% | 0.3654% | 0 | 0% | 100% | 0 | 0% | 100% | 0 | 0% | 100% | 0 | 0% | 100% | 0 |  |  | 0 |  |  | 0 |  |  | 0 | 100% | 65% |  | 100% | 65% |  | 100% | 65% |  | 100% | 65% |  | 100% | 90% |  | 100% | 90% |  | 100% | 90%
EL DORADO PH 2102542272 | 0.016629 | 8.0398 | 24.2061 | 1.0026 | 25.2086 | 0.036884 | 0.032286 | 0.0081163 | 0% | 99% | 0 | 0% | 99% | 0 | 0% | 99% | 0 | 0% | 99% | 0 | 0% | 62.43% | 0 | 0% | 62.43% | 0 | 0% | 62.43% | 0 | 0% | 62.43% | 0 | 1.0026 | 0% | 2.353% | 0 | 0% | 2.353% | 0 | 0% | 2.353% | 0 | 0% | 0.2635% | 0 | 0% | 0.2635% | 0 | 0% | 0.2635% | 0 | 0% | 0.6239% | 0 | 66.23% | 0.6239% | 0.10002 | 8.051% | 0.6239% | 0.012158 | 10.4% | 0.6562% | 0.016521 | 8.051% | 0.6562% | 0.012787 | 91.95% | 0.6562% | 0.14605 | 30.47% | 4.701% | 0.34668 | 68.66% | 4.701% | 0.78131 | 0% | 4.701% | 0 | 0% | 2.667% | 0 | 0% | 2.667% | 0 | 0% | 2.667% | 0 |  |  |  | 35% | 11.8% | 0.99971 | 0% | 11.8% | 0 | 0% | 11.8% | 0 | 0% | 0.3761% | 0 | 0% | 0.3761% | 0 | 0% | 0.3761% | 0 | 0% | 100% | 0 | 0% | 100% | 0 | 0% | 100% | 0 | 0% | 100% | 0 |  |  | 0 |  |  | 0.014452 |  |  | 0 | 100% | 65% |  | 100% | 65% |  | 100% | 65% |  | 100% | 65% |  | 100% | 90% |  | 100% | 90% |  | 100% | 90%
PIT NO 1 1101CB | 0.0041462 | 6.8021 | 6.475 | 0.054166 | 6.5292 | 0.0019906 | 0.014195 | 0.0045071 | 0% | 99% | 0 | 0% | 99% | 0 | 0% | 99% | 0 | 0% | 99% | 0 | 0% | 59.58% | 0 | 0% | 59.58% | 0 | 0% | 59.58% | 0 | 0% | 59.58% | 0 | 0.054166 | 66.67% | 3.108% | 0.13416 | 0% | 3.108% | 0 | 0% | 3.108% | 0 | 0% | 0.3498% | 0 | 0% | 0.3498% | 0 | 0% | 0.3498% | 0 | 75.39% | 0.995% | 0.048568 | 16.72% | 0.995% | 0.010771 | 75.39% | 0.995% | 0.048568 | 0% | 0.9619% | 0 | 75.39% | 0.9619% | 0.046952 | 24.61% | 0.9619% | 0.015329 | 96.84% | 7.29% | 0.45707 | 0% | 7.29% | 0 | 0% | 7.29% | 0 | 0% | 0.5014% | 0 | 0% | 0.5014% | 0 | 0% | 0.5014% | 0 |  |  |  | 0% | 11.8% | 0 | 0% | 11.8% | 0 | 0% | 11.8% | 0 | 0% | 0.338% | 0 | 0% | 0.338% | 0 | 0% | 0.338% | 0 | 0% | 100% | 0 | 0% | 100% | 0 | 0% | 100% | 0 | 0% | 100% | 0 |  |  | 0 |  |  | 0 |  |  | 0 | 100% | 65% |  | 100% | 65% |  | 100% | 65% |  | 100% | 65% |  | 100% | 90% |  | 100% | 90% |  | 100% | 90%
STANISLAUS 170237278 | 0.01848 | 7.4855 | 22.025 | 2.0149 | 24.0399 | 0.033771 | 0.027819 | 0.0089246 | 0% | 99% | 0 | 0% | 99% | 0 | 0% | 99% | 0 | 80.5% | 99% | 17.5521 | 0% | 62.57% | 0 | 0% | 62.57% | 0 | 0% | 62.57% | 0 | 0% | 62.57% | 0 | 2.0149 | 9.091% | 2.142% | 0.042891 | 0% | 2.142% | 0 | 0% | 2.142% | 0 | 0% | 0.2304% | 0 | 0% | 0.2304% | 0 | 0% | 0.2304% | 0 | 7.595% | 0.5941% | 0.0099388 | 0% | 0.5941% | 0 | 12.91% | 0.5941% | 0.016889 | 0% | 0.6065% | 0 | 96.71% | 0.6065% | 0.12919 | 3.287% | 0.6065% | 0.0043903 | 98.46% | 4.426% | 0.95969 | 0.1449% | 4.426% | 0.0014125 | 0.2076% | 4.426% | 0.0020235 | 0% | 2.876% | 0 | 0% | 2.876% | 0 | 0% | 2.876% | 0 |  |  |  | 35% | 11.8% | 0.90962 | 0% | 11.8% | 0 | 0% | 11.8% | 0 | 0% | 0.3741% | 0 | 0% | 0.3741% | 0 | 0% | 0.3741% | 0 | 0% | 100% | 0 | 0.8365% | 100% | 0.18423 | 0% | 100% | 0 | 0% | 100% | 0 |  |  | 0.094884 |  |  | 0 |  |  | 3.0626e-05 | 100% | 65% |  | 100% | 65% |  | 100% | 65% |  | 100% | 65% |  | 100% | 90% |  | 100% | 90% |  | 100% | 90%
RED BLUFF 11041302 | 0.0042782 | 13.6919 | 14.9314 | 0.67191 | 15.6033 | 0.01291 | 0.023471 | 0.011547 | 0% | 99% | 0 | 0% | 99% | 0 | 0% | 99% | 0 | 0% | 99% | 0 | 0% | 62.35% | 0 | 0% | 62.35% | 0 | 0% | 62.35% | 0 | 0% | 62.35% | 0 | 0.67191 | 0% | 2.404% | 0 | 0% | 2.404% | 0 | 0% | 2.404% | 0 | 0% | 0.273% | 0 | 0% | 0.273% | 0 | 0% | 0.273% | 0 | 0% | 0.7173% | 0 | 57.75% | 0.7173% | 0.061854 | 0% | 0.7173% | 0 | 0.695% | 0.7265% | 0.0007539 | 42.17% | 0.7265% | 0.045744 | 57.12% | 0.7265% | 0.061959 | 66.95% | 5.339% | 0.53377 | 7.08% | 5.339% | 0.05644 | 0% | 5.339% | 0 | 0% | 1.445% | 0 | 0% | 1.445% | 0 | 0% | 1.445% | 0 |  |  |  | 28.39% | 11.8% | 0.50027 | 0% | 11.8% | 0 | 0% | 11.8% | 0 | 0% | 0.3634% | 0 | 0% | 0.3634% | 0 | 0% | 0.3634% | 0 | 0% | 100% | 0 | 0% | 100% | 0 | 0% | 100% | 0 | 0% | 100% | 0 |  |  | 0 |  |  | 0.060072 |  |  | 0 | 100% | 65% |  | 100% | 65% |  | 100% | 65% |  | 100% | 65% |  | 100% | 90% |  | 100% | 90% |  | 100% | 90%
MONTICELLO 110137384 | 0.006753 | 9.6283 | 11.2068 | 0.53834 | 11.7452 | 0.017646 | 0.013991 | 0.0043813 | 0% | 99% | 0 | 0% | 99% | 0 | 0% | 99% | 0 | 0% | 99% | 0 | 0% | 62.76% | 0 | 0% | 62.76% | 0 | 0% | 62.76% | 0 | 0% | 62.76% | 0 | 0.53834 | 0% | 2.346% | 0 | 0% | 2.346% | 0 | 0% | 2.346% | 0 | 0% | 0.2554% | 0 | 0% | 0.2554% | 0 | 0% | 0.2554% | 0 | 0% | 0.582% | 0 | 6.742% | 0.582% | 0.0043974 | 93.26% | 0.582% | 0.060827 | 100% | 0.5992% | 0.067149 | 0% | 0.5992% | 0 | 0% | 0.5992% | 0 | 0% | 4.337% | 0 | 61.49% | 4.337% | 0.29885 | 0% | 4.337% | 0 | 0% | 3.07% | 0 | 0% | 3.07% | 0 | 0% | 3.07% | 0 |  |  |  | 0% | 11.8% | 0 | 31.3% | 11.8% | 0.41387 | 0% | 11.8% | 0 | 0% | 0.3754% | 0 | 0% | 0.3754% | 0 | 0% | 0.3754% | 0 | 0% | 100% | 0 | 0% | 100% | 0 | 0% | 100% | 0 | 0% | 100% | 0 |  |  | 0 |  |  | 0 |  |  | 0.00076027 | 100% | 65% |  | 100% | 65% |  | 100% | 65% |  | 100% | 65% |  | 100% | 90% |  | 100% | 90% |  | 100% | 90%
CLARK ROAD 110290548 | 0.0058163 | 18.5922 | 19.638 | 3.045 | 22.683 | 0.020144 | 0.034979 | 0.0081528 | 0% | 99% | 0 | 0% | 99% | 0 | 0% | 99% | 0 | 0% | 99% | 0 | 0% | 61.89% | 0 | 0% | 61.89% | 0 | 0% | 61.89% | 0 | 0% | 61.89% | 0 | 3.045 | 75% | 3.558% | 0.52405 | 0% | 3.558% | 0 | 0% | 3.558% | 0 | 0% | 0.3695% | 0 | 0% | 0.3695% | 0 | 0% | 0.3695% | 0 | 41.45% | 0.8453% | 0.068805 | 31.37% | 0.8453% | 0.052071 | 41.45% | 0.8453% | 0.068805 | 0% | 0.8582% | 0 | 41.45% | 0.8582% | 0.069855 | 58.55% | 0.8582% | 0.098676 | 79.34% | 6.26% | 0.97539 | 1.516% | 6.26% | 0.018634 | 0.5607% | 6.26% | 0.0068936 | 0% | 2.079% | 0 | 0% | 2.079% | 0 | 0% | 2.079% | 0 |  |  |  | 19.87% | 11.8% | 0.46037 | 0% | 11.8% | 0 | 0% | 11.8% | 0 | 0% | 0.3659% | 0 | 0% | 0.3659% | 0 | 0% | 0.3659% | 0 | 0% | 100% | 0 | 0% | 100% | 0 | 0% | 100% | 0 | 0% | 100% | 0 |  |  | 0.0022778 |  |  | 0.0068342 |  |  | 0.0033512 | 100% | 65% |  | 100% | 65% |  | 100% | 65% |  | 100% | 65% |  | 100% | 90% |  | 100% | 90% |  | 100% | 90%
PARADISE 1104954322 | 0.012514 | 3.3785 | 8.503 | 2.723 | 11.226 | 0.012212 | 0.011573 | 0.0036887 | 0% | 99% | 0 | 78% | 99% | 6.5661 | 0% | 99% | 0 | 0% | 99% | 0 | 0% | 62.33% | 0 | 0% | 62.33% | 0 | 0% | 62.33% | 0 | 0% | 62.33% | 0 | 2.723 | 0% | 2.001% | 0 | 0% | 2.001% | 0 | 0% | 2.001% | 0 | 0% | 0.2371% | 0 | 0% | 0.2371% | 0 | 0% | 0.2371% | 0 | 0% | 0.6126% | 0 | 0% | 0.6126% | 0 | 0% | 0.6126% | 0 | 0% | 0.6339% | 0 | 100% | 0.6339% | 0.053901 | 0% | 0.6339% | 0 | 24.44% | 4.597% | 0.095536 | 75.56% | 4.597% | 0.29535 | 0% | 4.597% | 0 | 0% | 2.618% | 0 | 0% | 2.618% | 0 | 0% | 2.618% | 0 |  |  |  | 35% | 11.8% | 0.35118 | 0% | 11.8% | 0 | 0% | 11.8% | 0 | 0% | 0.3705% | 0 | 0% | 0.3705% | 0 | 0% | 0.3705% | 0 | 0% | 100% | 0 | 0% | 100% | 0 | 0% | 100% | 0 | 0% | 100% | 0 |  |  | 0 |  |  | 0 |  |  | 0 | 100% | 65% |  | 100% | 65% |  | 100% | 65% |  | 100% | 65% |  | 100% | 90% |  | 100% | 90% |  | 100% | 90%
SILVERADO 2103920793 | 0.0081455 | 6.5628 | 14.0813 | 0.071341 | 14.1526 | 0.017247 | 0.02162 | 0.0067605 | 0% | 99% | 0 | 0% | 99% | 0 | 0% | 99% | 0 | 0% | 99% | 0 | 0% | 63.71% | 0 | 0% | 63.71% | 0 | 0% | 63.71% | 0 | 0% | 63.71% | 0 | 0.071341 | 100% | 3.17% | 0.4464 | 0% | 3.17% | 0 | 0% | 3.17% | 0 | 0% | 0.3443% | 0 | 0% | 0.3443% | 0 | 0% | 0.3443% | 0 | 0% | 0.7145% | 0 | 97.89% | 0.7145% | 0.098486 | 0% | 0.7145% | 0 | 14.96% | 0.7536% | 0.01587 | 0% | 0.7536% | 0 | 85.04% | 0.7536% | 0.090246 | 96.06% | 5.356% | 0.72453 | 0% | 5.356% | 0 | 1.939% | 5.356% | 0.014628 | 0% | 2.213% | 0 | 0% | 2.213% | 0 | 0% | 2.213% | 0 |  |  |  | 0% | 11.8% | 0 | 0% | 11.8% | 0 | 0% | 11.8% | 0 | 55.56% | 0.3747% | 0.029315 | 0% | 0.3747% | 0 | 0% | 0.3747% | 0 | 0% | 100% | 0 | 0% | 100% | 0 | 0% | 100% | 0 | 0% | 100% | 0 |  |  | 0.053824 |  |  | 0 |  |  | 0 | 100% | 65% |  | 100% | 65% |  | 100% | 65% |  | 100% | 65% |  | 100% | 90% |  | 100% | 90% |  | 100% | 90%
CALISTOGA 1101122350 | 0.016019 | 14.5262 | 41.4914 | 1.5678 | 43.0591 | 0.076165 | 0.050425 | 0.0080482 | 0% | 99% | 0 | 0% | 99% | 0 | 0% | 99% | 0 | 0% | 99% | 0 | 0% | 62.5% | 0 | 0% | 62.5% | 0 | 0% | 62.5% | 0 | 0% | 62.5% | 0 | 1.5678 | 100% | 2.52% | 1.0454 | 0% | 2.52% | 0 | 0% | 2.52% | 0 | 0% | 0.2719% | 0 | 0% | 0.2719% | 0 | 0% | 0.2719% | 0 | 0% | 0.5689% | 0 | 37.56% | 0.5689% | 0.088642 | 0% | 0.5689% | 0 | 0% | 0.6005% | 0 | 29.3% | 0.6005% | 0.072998 | 69.74% | 0.6005% | 0.17377 | 35.35% | 4.268% | 0.62607 | 0% | 4.268% | 0 | 16.61% | 4.268% | 0.29415 | 0% | 3.761% | 0 | 40.07% | 3.761% | 0.62521 | 0% | 3.761% | 0 |  |  |  | 0% | 11.8% | 0 | 4.024% | 11.8% | 0.19702 | 0% | 11.8% | 0 | 0% | 0.3809% | 0 | 0% | 0.3809% | 0 | 0% | 0.3809% | 0 | 0% | 100% | 0 | 0% | 100% | 0 | 0% | 100% | 0 | 0% | 100% | 0 |  |  | 0.0012512 |  |  | 0.0051954 |  |  | 0.0011589 | 100% | 65% |  | 100% | 65% |  | 100% | 65% |  | 100% | 65% |  | 100% | 90% |  | 100% | 90% |  | 100% | 90%
OILFIELDS 11032757 | 0.0039244 | 2.5178 | 2.0226 | 0 | 2.0226 | 0.00095628 | 0.0033917 | 0.0022155 | 0% | 99% | 0 | 0% | 99% | 0 | 0% | 99% | 0 | 0% | 99% | 0 | 0% | 64.35% | 0 | 0% | 64.35% | 0 | 0% | 64.35% | 0 | 0% | 64.35% | 0 | 0 | 0% | 2.799% | 0 | 0% | 2.799% | 0 | 0% | 2.799% | 0 | 0% | 0.3127% | 0 | 0% | 0.3127% | 0 | 0% | 0.3127% | 0 | 0% | 0.7602% | 0 | 0% | 0.7602% | 0 | 26.55% | 0.7602% | 0.004083 | 0% | 0.775% | 0 | 100% | 0.775% | 0.015674 | 0% | 0.775% | 0 | 48.57% | 5.653% | 0.055541 | 0% | 5.653% | 0 | 51.43% | 5.653% | 0.058805 | 0% | 0.9036% | 0 | 0% | 0.9036% | 0 | 0% | 0.9036% | 0 |  |  |  | 31.55% | 11.8% | 0.075293 | 0% | 11.8% | 0 | 0% | 11.8% | 0 | 0% | 0.3622% | 0 | 0% | 0.3622% | 0 | 0% | 0.3622% | 0 | 0% | 100% | 0 | 0% | 100% | 0 | 0% | 100% | 0 | 0% | 100% | 0 |  |  | 0 |  |  | 0 |  |  | 0.016246 | 100% | 65% |  | 100% | 65% |  | 100% | 65% |  | 100% | 65% |  | 100% | 90% |  | 100% | 90% |  | 100% | 90%
KONOCTI 110275382 | 0.0065452 | 25.0595 | 30.7048 | 1.3026 | 32.0074 | 0.044268 | 0.044498 | 0.011309 | 0% | 99% | 0 | 0% | 99% | 0 | 0% | 99% | 0 | 0% | 99% | 0 | 0% | 61.82% | 0 | 0% | 61.82% | 0 | 0% | 61.82% | 0 | 0% | 61.82% | 0 | 1.3026 | 100% | 2.636% | 0.80942 | 0% | 2.636% | 0 | 0% | 2.636% | 0 | 0% | 0.2773% | 0 | 0% | 0.2773% | 0 | 0% | 0.2773% | 0 | 0% | 0.6752% | 0 | 7.178% | 0.6752% | 0.014882 | 3.888% | 0.6752% | 0.008061 | 0% | 0.6801% | 0 | 85.29% | 0.6801% | 0.17809 | 14.09% | 0.6801% | 0.029432 | 78.71% | 4.997% | 1.2075 | 3.878% | 4.997% | 0.05949 | 15.02% | 4.997% | 0.23047 | 0% | 2.921% | 0 | 0% | 2.921% | 0 | 45.22% | 2.921% | 0.40553 |  |  |  | 32.48% | 11.8% | 1.1766 | 0% | 11.8% | 0 | 0% | 11.8% | 0 | 0% | 0.3702% | 0 | 0% | 0.3702% | 0 | 0% | 0.3702% | 0 | 0% | 100% | 0 | 0% | 100% | 0 | 0% | 100% | 0 | 0% | 100% | 0 |  |  | 0.072536 |  |  | 0.017311 |  |  | 0.04523 | 100% | 65% |  | 100% | 65% |  | 100% | 65% |  | 100% | 65% |  | 100% | 90% |  | 100% | 90% |  | 100% | 90%
BIG BEND 1102884340 | 0.010152 | 22.2289 | 44.8549 | 1.9271 | 46.782 | 0.078705 | 0.059814 | 0.0082777 | 0% | 99% | 0 | 0.166% | 99% | 0.073725 | 0% | 99% | 0 | 0% | 99% | 0 | 0% | 61.94% | 0 | 0% | 61.94% | 0 | 0% | 61.94% | 0 | 0% | 61.94% | 0 | 1.9271 | 0% | 2.9% | 0 | 0% | 2.9% | 0 | 0% | 2.9% | 0 | 0% | 0.3028% | 0 | 0% | 0.3028% | 0 | 0% | 0.3028% | 0 | 0% | 0.6291% | 0 | 0% | 0.6291% | 0 | 34.26% | 0.6291% | 0.096667 | 34.26% | 0.656% | 0.1008 | 63.77% | 0.656% | 0.18764 | 1.969% | 0.656% | 0.0057928 | 0% | 4.693% | 0 | 0% | 4.693% | 0 | 0% | 4.693% | 0 | 0% | 3.805% | 0 | 40.07% | 3.805% | 0.68392 | 0% | 3.805% | 0 |  |  |  | 0% | 11.8% | 0 | 0% | 11.8% | 0 | 0% | 11.8% | 0 | 0% | 0.3795% | 0 | 0% | 0.3795% | 0 | 0% | 0.3795% | 0 | 0% | 100% | 0 | 0% | 100% | 0 | 0% | 100% | 0 | 0% | 100% | 0 |  |  | 0 |  |  | 0 |  |  | 0 | 100% | 65% |  | 100% | 65% |  | 100% | 65% |  | 100% | 65% |  | 100% | 90% |  | 100% | 90% |  | 100% | 90%
SAN JOAQUIN #3 1101CB | 0.0074779 | 5.3628 | 9.0936 | 0.021569 | 9.1152 | 0.0081835 | 0.018112 | 0.0034731 | 0% | 99% | 0 | 0% | 99% | 0 | 0% | 99% | 0 | 0% | 99% | 0 | 0% | 58.84% | 0 | 0% | 58.84% | 0 | 0% | 58.84% | 0 | 0% | 58.84% | 0 | 0.021569 | 100% | 2.619% | 0.2382 | 0% | 2.619% | 0 | 0% | 2.619% | 0 | 0% | 0.2951% | 0 | 0% | 0.2951% | 0 | 0% | 0.2951% | 0 | 0% | 0.9229% | 0 | 90.72% | 0.9229% | 0.076139 | 8.076% | 0.9229% | 0.0067777 | 0% | 0.9637% | 0 | 8.076% | 0.9637% | 0.0070774 | 91.92% | 0.9637% | 0.080561 | 84.74% | 7.011% | 0.54025 | 0% | 7.011% | 0 | 5.115% | 7.011% | 0.032612 | 0% | 1.932% | 0 | 0% | 1.932% | 0 | 0% | 1.932% | 0 |  |  |  | 0% | 11.8% | 0 | 0% | 11.8% | 0 | 0% | 11.8% | 0 | 0% | 0.3669% | 0 | 0% | 0.3669% | 0 | 0% | 0.3669% | 0 | 0% | 100% | 0 | 0% | 100% | 0 | 0% | 100% | 0 | 0% | 100% | 0 |  |  | 0 |  |  | 0 |  |  | 0.047301 | 100% | 65% |  | 100% | 65% |  | 100% | 65% |  | 100% | 65% |  | 100% | 90% |  | 100% | 90% |  | 100% | 90%
FORESTHILL 110137238 | 0.0088134 | 12.1545 | 21.6312 | 1.0824 | 22.7137 | 0.038212 | 0.026723 | 0.0064416 | 0% | 99% | 0 | 0% | 99% | 0 | 0% | 99% | 0 | 46.84% | 99% | 10.0313 | 0% | 62.01% | 0 | 0% | 62.01% | 0 | 0% | 62.01% | 0 | 0% | 62.01% | 0 | 1.0824 | 0% | 2.251% | 0 | 0% | 2.251% | 0 | 0% | 2.251% | 0 | 0% | 0.2382% | 0 | 0% | 0.2382% | 0 | 0% | 0.2382% | 0 | 54.69% | 0.5685% | 0.067252 | 10.42% | 0.5685% | 0.012811 | 89.37% | 0.5685% | 0.1099 | 10.42% | 0.5762% | 0.012984 | 89.37% | 0.5762% | 0.11138 | 10.42% | 0.5762% | 0.012984 | 59.01% | 4.216% | 0.53811 | 15.08% | 4.216% | 0.1375 | 5.837% | 4.216% | 0.053232 | 0% | 3.157% | 0 | 0% | 3.157% | 0 | 0% | 3.157% | 0 |  |  |  | 0% | 11.8% | 0 | 35% | 11.8% | 0.89336 | 0% | 11.8% | 0 | 0% | 0.3755% | 0 | 0% | 0.3755% | 0 | 0% | 0.3755% | 0 | 4.687% | 100% | 1.0138 | 0% | 100% | 0 | 0% | 100% | 0 | 0% | 100% | 0 |  |  | 0.013283 |  |  | 0 |  |  | 0.0011281 | 100% | 65% |  | 100% | 65% |  | 100% | 65% |  | 100% | 65% |  | 100% | 90% |  | 100% | 90% |  | 100% | 90%
CANTUA 1103792930 | 0.0020297 | 0 | 1.7369 | 0.0034664 | 1.7403 | 0.0003792 | 0.0030668 | 0.0023075 | 0% | 99% | 0 | 0% | 99% | 0 | 0% | 99% | 0 | 0% | 99% | 0 | 0% | 62.82% | 0 | 0% | 62.82% | 0 | 0% | 62.82% | 0 | 0% | 62.82% | 0 | 0.0034664 | 0% | 3.048% | 0 | 0% | 3.048% | 0 | 0% | 3.048% | 0 | 0% | 0.3233% | 0 | 0% | 0.3233% | 0 | 0% | 0.3233% | 0 | 0% | 0.7964% | 0 | 80.94% | 0.7964% | 0.011196 | 19.01% | 0.7964% | 0.0026291 | 80.94% | 0.7783% | 0.010941 | 19.01% | 0.7783% | 0.0025693 | 80.99% | 0.7783% | 0.010949 | 0% | 5.83% | 0 | 0% | 5.83% | 0 | 0% | 5.83% | 0 | 0% | 0.3223% | 0 | 0% | 0.3223% | 0 | 0% | 0.3223% | 0 |  |  |  | 0% | 11.8% | 0 | 9.499% | 11.8% | 0.019469 | 0% | 11.8% | 0 | 0% | 0.3559% | 0 | 0% | 0.3559% | 0 | 0% | 0.3559% | 0 | 0% | 100% | 0 | 0% | 100% | 0 | 0% | 100% | 0 | 0% | 100% | 0 |  |  | 0 |  |  | 0 |  |  | 0 |  |  |  |  | 65% |  |  | 65% |  | 100% | 65%
MOUNTAIN QUARRIES 21011346 | 0.0058394 | 32.6198 | 41.5519 | 2.0481 | 43.6 | 0.057774 | 0.055001 | 0.025027 | 0% | 99% | 0 | 0% | 99% | 0 | 0% | 99% | 0 | 0% | 99% | 0 | 0% | 62.39% | 0 | 0% | 62.39% | 0 | 0% | 62.39% | 0 | 0% | 62.39% | 0 | 2.0481 | 0% | 1.957% | 0 | 0% | 1.957% | 0 | 0% | 1.957% | 0 | 0% | 0.2064% | 0 | 0% | 0.2064% | 0 | 0% | 0.2064% | 0 | 0% | 0.601% | 0 | 64.49% | 0.601% | 0.16106 | 35.38% | 0.601% | 0.088369 | 99.87% | 0.5986% | 0.24841 | 0% | 0.5986% | 0 | 55.51% | 0.5986% | 0.13806 | 89.89% | 4.45% | 1.662 | 3.062% | 4.45% | 0.056606 | 3.117% | 4.45% | 0.057637 | 0% | 2.689% | 0 | 0% | 2.689% | 0 | 45.22% | 2.689% | 0.5052 |  |  |  | 24.88% | 11.8% | 1.22 | 0% | 11.8% | 0 | 0% | 11.8% | 0 | 0% | 0.3704% | 0 | 0% | 0.3704% | 0 | 0% | 0.3704% | 0 | 0% | 100% | 0 | 0% | 100% | 0 | 0% | 100% | 0 | 0% | 100% | 0 |  |  | 0.059691 |  |  | 0.0064416 |  |  | 0.020617 | 100% | 65% |  | 100% | 65% |  | 100% | 65% |  | 100% | 65% |  | 100% | 90% |  | 100% | 90% |  | 100% | 90%
ALLEGHANY 1101806 | 0.010591 | 12.0979 | 27.2046 | 0.89154 | 28.0961 | 0.039326 | 0.04411 | 0.0073738 | 0% | 99% | 0 | 0% | 99% | 0 | 0% | 99% | 0 | 0% | 99% | 0 | 0% | 62.09% | 0 | 0% | 62.09% | 0 | 0% | 62.09% | 0 | 0% | 62.09% | 0 | 0.89154 | 0% | 3.204% | 0 | 0% | 3.204% | 0 | 0% | 3.204% | 0 | 0% | 0.3429% | 0 | 0% | 0.3429% | 0 | 0% | 0.3429% | 0 | 24.58% | 0.7345% | 0.049114 | 59.24% | 0.7345% | 0.11836 | 40.76% | 0.7345% | 0.081451 | 32.7% | 0.7581% | 0.067441 | 40.76% | 0.7581% | 0.084066 | 59.24% | 0.7581% | 0.12216 | 91.66% | 5.465% | 1.3629 | 0% | 5.465% | 0 | 0% | 5.465% | 0 | 0% | 2.571% | 0 | 0% | 2.571% | 0 | 0% | 2.571% | 0 |  |  |  | 34.91% | 11.8% | 1.1207 | 0% | 11.8% | 0 | 0% | 11.8% | 0 | 0% | 0.3712% | 0 | 0% | 0.3712% | 0 | 0% | 0.3712% | 0 | 0.3769% | 100% | 0.10252 | 0.9329% | 100% | 0.2538 | 0% | 100% | 0 | 0% | 100% | 0 |  |  | 0.034574 |  |  | 0 |  |  | 0.0026754 | 100% | 65% |  | 100% | 65% |  | 100% | 65% |  | 100% | 65% |  | 100% | 90% |  | 100% | 90% |  | 100% | 90%
ATASCADERO 1103492068 | 0.0036645 | 5.9882 | 5.3336 | 0 | 5.3336 | 0.005665 | 0.008597 | 0.003544 | 0% | 99% | 0 | 0% | 99% | 0 | 0% | 99% | 0 | 0% | 99% | 0 | 0% | 62.71% | 0 | 0% | 62.71% | 0 | 0% | 62.71% | 0 | 0% | 62.71% | 0 | 0 | 100% | 2.203% | 0.11747 | 0% | 2.203% | 0 | 0% | 2.203% | 0 | 0% | 0.2581% | 0 | 0% | 0.2581% | 0 | 0% | 0.2581% | 0 | 0% | 0.7025% | 0 | 75.1% | 0.7025% | 0.028136 | 12.38% | 0.7025% | 0.0046373 | 0% | 0.7223% | 0 | 23.18% | 0.7223% | 0.0089289 | 75.1% | 0.7223% | 0.028931 | 64.71% | 5.265% | 0.18172 | 12.5% | 5.265% | 0.035103 | 0% | 5.265% | 0 | 0% | 2.008% | 0 | 0% | 2.008% | 0 | 0% | 2.008% | 0 |  |  |  | 0% | 11.8% | 0 | 0% | 11.8% | 0 | 0% | 11.8% | 0 | 0% | 0.3653% | 0 | 0% | 0.3653% | 0 | 0% | 0.3653% | 0 | 0% | 100% | 0 | 0% | 100% | 0 | 0% | 100% | 0 | 0% | 100% | 0 |  |  | 0 |  |  | 0 |  |  | 0 | 100% | 65% |  | 100% | 65% |  | 100% | 65% |  | 100% | 65% |  | 100% | 90% |  | 100% | 90% |  | 100% | 90%
RACETRACK 1704CB | 0.0050601 | 23.7129 | 22.8773 | 0 | 22.8773 | 0.011203 | 0.035771 | 0.029454 | 0% | 99% | 0 | 0% | 99% | 0 | 0% | 99% | 0 | 0% | 99% | 0 | 0% | 63.91% | 0 | 0% | 63.91% | 0 | 0% | 63.91% | 0 | 0% | 63.91% | 0 | 0 | 100% | 2.194% | 0.50204 | 0% | 2.194% | 0 | 0% | 2.194% | 0 | 100% | 0.2504% | 0.057295 | 0% | 0.2504% | 0 | 0% | 0.2504% | 0 | 23.31% | 0.684% | 0.036483 | 5.744% | 0.684% | 0.008989 | 26.96% | 0.684% | 0.042186 | 5.744% | 0.6894% | 0.0090592 | 92.36% | 0.6894% | 0.14565 | 8.257% | 0.6894% | 0.013022 | 61.52% | 5.085% | 0.71558 | 0% | 5.085% | 0 | 10.37% | 5.085% | 0.12067 | 0% | 0.9482% | 0 | 0% | 0.9482% | 0 | 0% | 0.9482% | 0 |  |  |  | 0% | 11.8% | 0 | 0% | 11.8% | 0 | 0% | 11.8% | 0 | 0% | 0.3633% | 0 | 0% | 0.3633% | 0 | 0% | 0.3633% | 0 | 0% | 100% | 0 | 0% | 100% | 0 | 0% | 100% | 0 | 0% | 100% | 0 |  |  | 0.00041245 |  |  | 0 |  |  | 0.078879 | 100% | 65% |  | 100% | 65% |  | 100% | 65% |  | 100% | 65% |  | 100% | 90% |  | 100% | 90% |  | 100% | 90%
CLOVERDALE 1102674 | 0.0044866 | 16.948 | 23.6851 | 1.6259 | 25.3111 | 0.027399 | 0.039623 | 0.012268 | 0% | 99% | 0 | 0% | 99% | 0 | 0% | 99% | 0 | 0% | 99% | 0 | 0% | 62.75% | 0 | 0% | 62.75% | 0 | 0% | 62.75% | 0 | 0% | 62.75% | 0 | 1.6259 | 77.78% | 3.048% | 0.56141 | 0% | 3.048% | 0 | 0% | 3.048% | 0 | 0% | 0.3315% | 0 | 0% | 0.3315% | 0 | 0% | 0.3315% | 0 | 27.19% | 0.7521% | 0.048441 | 13.82% | 0.7521% | 0.02462 | 45.71% | 0.7521% | 0.081429 | 21.1% | 0.7804% | 0.038997 | 66.56% | 0.7804% | 0.12302 | 10.99% | 0.7804% | 0.020307 | 55.85% | 5.622% | 0.74368 | 4.208% | 5.622% | 0.056025 | 0% | 5.622% | 0 | 0% | 2.071% | 0 | 0% | 2.071% | 0 | 0% | 2.071% | 0 |  |  |  | 28.88% | 11.8% | 0.80708 | 0% | 11.8% | 0 | 0% | 11.8% | 0 | 0% | 0.3704% | 0 | 0% | 0.3704% | 0 | 0% | 0.3704% | 0 | 0% | 100% | 0 | 0% | 100% | 0 | 0% | 100% | 0 | 0% | 100% | 0 |  |  | 0 |  |  | 0 |  |  | 0 | 100% | 65% |  | 100% | 65% |  | 100% | 65% |  | 100% | 65% |  | 100% | 90% |  | 100% | 90% |  | 100% | 90%
PARADISE 1105829194 | 0.014996 | 16.4654 | 29.8594 | 7.4034 | 37.2629 | 0.052571 | 0.035465 | 0.01207 | 0% | 99% | 0 | 0% | 99% | 0 | 75.38% | 99% | 22.2821 | 0% | 99% | 0 | 0% | 62.44% | 0 | 0% | 62.44% | 0 | 0% | 62.44% | 0 | 0% | 62.44% | 0 | 7.4034 | 0% | 1.712% | 0 | 0% | 1.712% | 0 | 0% | 1.712% | 0 | 0% | 0.1923% | 0 | 0% | 0.1923% | 0 | 0% | 0.1923% | 0 | 0.2792% | 0.5275% | 0.00043967 | 61.61% | 0.5275% | 0.097038 | 0.4313% | 0.5275% | 0.00067929 | 0% | 0.5347% | 0 | 27.44% | 0.5347% | 0.043812 | 72.56% | 0.5347% | 0.11584 | 81.08% | 3.93% | 0.95139 | 16.22% | 3.93% | 0.19032 | 2.415% | 3.93% | 0.028341 | 0% | 3.062% | 0 | 0% | 3.062% | 0 | 45.22% | 3.062% | 0.41347 |  |  |  | 35% | 11.8% | 1.2332 | 0% | 11.8% | 0 | 0% | 11.8% | 0 | 0% | 0.3746% | 0 | 0% | 0.3746% | 0 | 0% | 0.3746% | 0 | 0% | 100% | 0 | 0% | 100% | 0 | 0% | 100% | 0 | 0% | 100% | 0 |  |  | 0.0010912 |  |  | 0.013601 |  |  | 0.019924 | 100% | 65% |  | 100% | 65% |  | 100% | 65% |  | 100% | 65% |  | 100% | 90% |  | 100% | 90% |  | 100% | 90%
POTTER VALLEY P H 11051904 | 0.0046795 | 25.2997 | 37.3565 | 0.33538 | 37.6919 | 0.038581 | 0.065032 | 0.021734 | 0% | 99% | 0 | 3.649% | 99% | 1.3496 | 0% | 99% | 0 | 0% | 99% | 0 | 0% | 62.53% | 0 | 36.58% | 62.53% | 8.5454 | 31.51% | 62.53% | 7.3607 | 1.491% | 62.53% | 0.34815 | 0.33538 | 0% | 3.024% | 0 | 0% | 3.024% | 0 | 0% | 3.024% | 0 | 100% | 0.3248% | 0.12135 | 5.801% | 0.3248% | 0.0070388 | 0% | 0.3248% | 0 | 3.235% | 0.786% | 0.0094985 | 32.77% | 0.786% | 0.09623 | 66.59% | 0.786% | 0.19552 | 90.44% | 0.8106% | 0.27388 | 8.456% | 0.8106% | 0.025608 | 32.94% | 0.8106% | 0.099735 | 0.7467% | 5.874% | 0.016384 | 0% | 5.874% | 0 | 84.52% | 5.874% | 1.8547 | 0% | 1.933% | 0 | 0% | 1.933% | 0 | 45.22% | 1.933% | 0.32659 |  |  |  | 28.72% | 11.8% | 1.2659 | 0% | 11.8% | 0 | 0% | 11.8% | 0 | 0% | 0.3691% | 0 | 0% | 0.3691% | 0 | 0% | 0.3691% | 0 | 0% | 100% | 0 | 0% | 100% | 0 | 4.049% | 100% | 1.5126 | 0% | 100% | 0 |  |  | 0 |  |  | 0.022999 |  |  | 0.010459 | 100% | 65% |  | 100% | 65% |  | 100% | 65% |  | 100% | 65% |  | 100% | 90% |  | 100% | 90% |  | 100% | 90%
PINE GROVE 11013170 | 0.0068091 | 42.0511 | 55.5037 | 2.9779 | 58.4815 | 0.087489 | 0.068739 | 0.031017 | 0% | 99% | 0 | 0% | 99% | 0 | 0% | 99% | 0 | 0% | 99% | 0 | 0% | 61.87% | 0 | 0% | 61.87% | 0 | 0% | 61.87% | 0 | 0% | 61.87% | 0 | 2.9779 | 20% | 1.803% | 0.20012 | 0% | 1.803% | 0 | 0% | 1.803% | 0 | 0% | 0.1952% | 0 | 0% | 0.1952% | 0 | 0% | 0.1952% | 0 | 0% | 0.5527% | 0 | 42.76% | 0.5527% | 0.13118 | 57.05% | 0.5527% | 0.175 | 99.81% | 0.5612% | 0.3109 | 0% | 0.5612% | 0 | 7.694% | 0.5612% | 0.023967 | 57.33% | 4.125% | 1.3127 | 5.969% | 4.125% | 0.13666 | 29.02% | 4.125% | 0.6645 | 0% | 3.217% | 0 | 0% | 3.217% | 0 | 0% | 3.217% | 0 |  |  |  | 34.8% | 11.8% | 2.2792 | 0% | 11.8% | 0 | 0% | 11.8% | 0 | 0% | 0.3752% | 0 | 0% | 0.3752% | 0 | 0% | 0.3752% | 0 | 0% | 100% | 0 | 0% | 100% | 0 | 0% | 100% | 0 | 0% | 100% | 0 |  |  | 3.4012e-05 |  |  | 0.0039695 |  |  | 0.079162 | 100% | 65% |  | 100% | 65% |  | 100% | 65% |  | 100% | 65% |  | 100% | 90% |  | 100% | 90% |  | 100% | 90%
PASO ROBLES 1103N50 | 0.0034276 | 1.8588 | 1.3479 | 0.11878 | 1.4667 | 0.00066324 | 0.0026947 | 0.0011965 | 0% | 99% | 0 | 0% | 99% | 0 | 0% | 99% | 0 | 0% | 99% | 0 | 0% | 62.07% | 0 | 0% | 62.07% | 0 | 71.38% | 62.07% | 0.59723 | 0% | 62.07% | 0 | 0.11878 | 0% | 2.792% | 0 | 0% | 2.792% | 0 | 0% | 2.792% | 0 | 0% | 0.3326% | 0 | 0% | 0.3326% | 0 | 0% | 0.3326% | 0 | 0% | 0.8528% | 0 | 52.92% | 0.8528% | 0.0060829 | 40.76% | 0.8528% | 0.0046851 | 93.67% | 0.8789% | 0.011097 | 6.327% | 0.8789% | 0.00074955 | 52.92% | 0.8789% | 0.0062686 | 0% | 6.392% | 0 | 0% | 6.392% | 0 | 0% | 6.392% | 0 | 0% | 0.926% | 0 | 0% | 0.926% | 0 | 0% | 0.926% | 0 |  |  |  | 31.02% | 11.8% | 0.049336 | 0% | 11.8% | 0 | 0% | 11.8% | 0 | 0% | 0.3571% | 0 | 0% | 0.3571% | 0 | 0% | 0.3571% | 0 | 0% | 100% | 0 | 0% | 100% | 0 | 0% | 100% | 0 | 0% | 100% | 0 |  |  | 0 |  |  | 0 |  |  | 0 | 100% | 65% |  | 100% | 65% |  | 100% | 65% |  | 100% | 65% |  | 100% | 90% |  | 100% | 90% |  | 100% | 90%
SAN JOAQUIN #3 11035100 | 0.0055802 | 22.6432 | 33.1514 | 0 | 33.1514 | 0.035419 | 0.057909 | 0.019176 | 0% | 99% | 0 | 0% | 99% | 0 | 0% | 99% | 0 | 0% | 99% | 0 | 0% | 61.86% | 0 | 0% | 61.86% | 0 | 0% | 61.86% | 0 | 0% | 61.86% | 0 | 0 | 0% | 2.4% | 0 | 0% | 2.4% | 0 | 0% | 2.4% | 0 | 0% | 0.2747% | 0 | 0% | 0.2747% | 0 | 0% | 0.2747% | 0 | 0% | 0.7657% | 0 | 0% | 0.7657% | 0 | 0% | 0.7657% | 0 | 0% | 0.7871% | 0 | 0% | 0.7871% | 0 | 0% | 0.7871% | 0 | 0% | 5.74% | 0 | 0% | 5.74% | 0 | 0% | 5.74% | 0 | 0% | 1.963% | 0 | 0% | 1.963% | 0 | 0% | 1.963% | 0 |  |  |  | 0% | 11.8% | 0 | 0% | 11.8% | 0 | 0% | 11.8% | 0 | 0% | 0.3653% | 0 | 0% | 0.3653% | 0 | 0% | 0.3653% | 0 | 0% | 100% | 0 | 0% | 100% | 0 | 0% | 100% | 0 | 0% | 100% | 0 |  |  | 0 |  |  | 0 |  |  | 0 | 100% | 65% |  | 100% | 65% |  | 100% | 65% |  | 100% | 65% |  | 100% | 90% |  | 100% | 90% |  | 100% | 90%
OAKHURST 1102683678 | 0.0045005 | 7.9741 | 14.6683 | 0.46911 | 15.1374 | 0.018935 | 0.02074 | 0.010154 | 0% | 99% | 0 | 0% | 99% | 0 | 0% | 99% | 0 | 0% | 99% | 0 | 0% | 62.87% | 0 | 0% | 62.87% | 0 | 0% | 62.87% | 0 | 0% | 62.87% | 0 | 0.46911 | 50% | 2.006% | 0.14713 | 0% | 2.006% | 0 | 0% | 2.006% | 0 | 0% | 0.2276% | 0 | 0% | 0.2276% | 0 | 0% | 0.2276% | 0 | 36.16% | 0.6213% | 0.032955 | 39.52% | 0.6213% | 0.036021 | 36.16% | 0.6213% | 0.032955 | 2.996% | 0.6485% | 0.00285 | 36.16% | 0.6485% | 0.034398 | 59.63% | 0.6485% | 0.056725 | 58.45% | 4.686% | 0.40179 | 0% | 4.686% | 0 | 0% | 4.686% | 0 | 0% | 2.46% | 0 | 0% | 2.46% | 0 | 0% | 2.46% | 0 |  |  |  | 0% | 11.8% | 0 | 0% | 11.8% | 0 | 0% | 11.8% | 0 | 0% | 0.3748% | 0 | 0% | 0.3748% | 0 | 0% | 0.3748% | 0 | 0% | 100% | 0 | 0% | 100% | 0 | 0% | 100% | 0 | 0% | 100% | 0 |  |  | 0 |  |  | 0 |  |  | 0 | 100% | 65% |  | 100% | 65% |  | 100% | 65% |  | 100% | 65% |  | 100% | 90% |  | 100% | 90% |  | 100% | 90%
LAYTONVILLE 11022502 | 0.0053046 | 17.8831 | 18.7813 | 0 | 18.7813 | 0.032888 | 0.022901 | 0.0080579 | 0% | 99% | 0 | 0% | 99% | 0 | 0% | 99% | 0 | 0% | 99% | 0 | 0% | 61.86% | 0 | 0% | 61.86% | 0 | 0% | 61.86% | 0 | 0% | 61.86% | 0 | 0 | 100% | 2.103% | 0.39499 | 0% | 2.103% | 0 | 0% | 2.103% | 0 | 0% | 0.2306% | 0 | 0% | 0.2306% | 0 | 0% | 0.2306% | 0 | 0% | 0.5358% | 0 | 24.86% | 0.5358% | 0.025016 | 75.14% | 0.5358% | 0.075611 | 100% | 0.5503% | 0.10334 | 0% | 0.5503% | 0 | 0% | 0.5503% | 0 | 12.67% | 3.992% | 0.094974 | 0% | 3.992% | 0 | 0% | 3.992% | 0 | 0% | 3.656% | 0 | 0% | 3.656% | 0 | 45.22% | 3.656% | 0.31049 |  |  |  | 26.22% | 11.8% | 0.58115 | 0% | 11.8% | 0 | 0% | 11.8% | 0 | 55.56% | 0.3766% | 0.039298 | 0% | 0.3766% | 0 | 0% | 0.3766% | 0 | 0% | 100% | 0 | 0% | 100% | 0 | 0% | 100% | 0 | 0% | 100% | 0 |  |  | 0.0011758 |  |  | 0 |  |  | 0 | 100% | 65% |  | 100% | 65% |  | 100% | 65% |  | 100% | 65% |  | 100% | 90% |  | 100% | 90% |  | 100% | 90%
MIDDLETOWN 1102302610 | 0.007089 | 4.658 | 8.6247 | 0.14181 | 8.7665 | 0.0054851 | 0.01638 | 0.0075335 | 7.855% | 99% | 0.67071 | 0% | 99% | 0 | 14.08% | 99% | 1.2025 | 0% | 99% | 0 | 19.54% | 61.9% | 1.043 | 12.74% | 61.9% | 0.68002 | 23.61% | 61.9% | 1.2605 | 0% | 61.9% | 0 | 0.14181 | 0% | 2.184% | 0 | 0% | 2.184% | 0 | 0% | 2.184% | 0 | 0% | 0.2711% | 0 | 23.01% | 0.2711% | 0.0053797 | 0% | 0.2711% | 0 | 0% | 0.801% | 0 | 94.14% | 0.801% | 0.065043 | 5.704% | 0.801% | 0.0039407 | 5.704% | 0.8296% | 0.0040814 | 0% | 0.8296% | 0 | 94.14% | 0.8296% | 0.067364 | 0% | 6.046% | 0 | 0% | 6.046% | 0 | 0% | 6.046% | 0 | 0% | 1.047% | 0 | 0% | 1.047% | 0 | 0% | 1.047% | 0 |  |  |  | 0% | 11.8% | 0 | 0% | 11.8% | 0 | 0% | 11.8% | 0 | 0% | 0.36% | 0 | 0% | 0.36% | 0 | 0% | 0.36% | 0 | 0% | 100% | 0 | 0% | 100% | 0 | 0% | 100% | 0 | 0% | 100% | 0 |  |  | 0 |  |  | 0 |  |  | 0 | 100% | 65% |  | 100% | 65% |  | 100% | 65% |  | 100% | 65% |  | 100% | 90% |  | 100% | 90% |  | 100% | 90%
CLARK ROAD 11022582 | 0.0037445 | 18.7444 | 17.0786 | 3.1606 | 20.2392 | 0.01915 | 0.026759 | 0.012554 | 0% | 99% | 0 | 0% | 99% | 0 | 0% | 99% | 0 | 0% | 99% | 0 | 0% | 62.55% | 0 | 0% | 62.55% | 0 | 0% | 62.55% | 0 | 0% | 62.55% | 0 | 3.1606 | 100% | 2.363% | 0.40358 | 0% | 2.363% | 0 | 0% | 2.363% | 0 | 0% | 0.251% | 0 | 0% | 0.251% | 0 | 0% | 0.251% | 0 | 0% | 0.6864% | 0 | 42.53% | 0.6864% | 0.04985 | 33.4% | 0.6864% | 0.039155 | 68.84% | 0.6785% | 0.079768 | 25.47% | 0.6785% | 0.029519 | 40.39% | 0.6785% | 0.046801 | 63.45% | 5.06% | 0.54837 | 0% | 5.06% | 0 | 0% | 5.06% | 0 | 0% | 1.892% | 0 | 0% | 1.892% | 0 | 0% | 1.892% | 0 |  |  |  | 33.39% | 11.8% | 0.67296 | 0% | 11.8% | 0 | 0% | 11.8% | 0 | 0% | 0.3648% | 0 | 0% | 0.3648% | 0 | 0% | 0.3648% | 0 | 0% | 100% | 0 | 0% | 100% | 0 | 0% | 100% | 0 | 0% | 100% | 0 |  |  | 0 |  |  | 0 |  |  | 0.0064126 | 100% | 65% |  | 100% | 65% |  | 100% | 65% |  | 100% | 65% |  | 100% | 90% |  | 100% | 90% |  | 100% | 90%
JOLON 1103CB | 0.0053075 | 12.4623 | 24.8559 | 0.78314 | 25.639 | 0.0092221 | 0.053405 | 0.02253 | 0% | 99% | 0 | 0% | 99% | 0 | 0% | 99% | 0 | 0% | 99% | 0 | 0% | 62.17% | 0 | 0% | 62.17% | 0 | 0% | 62.17% | 0 | 0% | 62.17% | 0 | 0.78314 | 0% | 2.484% | 0 | 0% | 2.484% | 0 | 0% | 2.484% | 0 | 0% | 0.3212% | 0 | 0% | 0.3212% | 0 | 0% | 0.3212% | 0 | 2.2% | 0.8864% | 0.0048464 | 59.43% | 0.8864% | 0.13095 | 2.286% | 0.8864% | 0.0050374 | 52.38% | 0.928% | 0.12082 | 37.79% | 0.928% | 0.087163 | 59.43% | 0.928% | 0.1371 | 90.48% | 6.708% | 1.5086 | 4.123% | 6.708% | 0.068753 | 3.789% | 6.708% | 0.06317 | 0% | 0.6573% | 0 | 0% | 0.6573% | 0 | 0% | 0.6573% | 0 |  |  |  | 0% | 11.8% | 0 | 0% | 11.8% | 0 | 0% | 11.8% | 0 | 0% | 0.3545% | 0 | 0% | 0.3545% | 0 | 0% | 0.3545% | 0 | 0% | 100% | 0 | 0% | 100% | 0 | 0% | 100% | 0 | 0% | 100% | 0 |  |  | 0 |  |  | 0 |  |  | 0.012125 | 100% | 65% |  | 100% | 65% |  | 100% | 65% |  | 100% | 65% |  | 100% | 90% |  | 100% | 90% |  | 100% | 90%
PLACERVILLE 210619552 | 0.0091386 | 24.0662 | 37.8597 | 3.1738 | 41.0335 | 0.068386 | 0.04592 | 0.015415 | 0% | 99% | 0 | 0% | 99% | 0 | 0% | 99% | 0 | 0% | 99% | 0 | 0% | 62.12% | 0 | 0% | 62.12% | 0 | 0% | 62.12% | 0 | 0% | 62.12% | 0 | 3.1738 | 50% | 1.869% | 0.35379 | 0% | 1.869% | 0 | 0% | 1.869% | 0 | 0% | 0.1985% | 0 | 0% | 0.1985% | 0 | 0% | 0.1985% | 0 | 24.7% | 0.5373% | 0.050247 | 24.61% | 0.5373% | 0.050062 | 24.81% | 0.5373% | 0.050475 | 0.5219% | 0.5429% | 0.0010727 | 73.07% | 0.5429% | 0.1502 | 25.93% | 0.5429% | 0.053306 | 89.16% | 3.994% | 1.3483 | 5.779% | 3.994% | 0.087387 | 0.3564% | 3.994% | 0.0053897 | 0% | 3.363% | 0 | 0% | 3.363% | 0 | 0% | 3.363% | 0 |  |  |  | 13.13% | 11.8% | 0.58646 | 0% | 11.8% | 0 | 0% | 11.8% | 0 | 0% | 0.3762% | 0 | 0% | 0.3762% | 0 | 0% | 0.3762% | 0 | 0% | 100% | 0 | 0% | 100% | 0 | 0% | 100% | 0 | 0% | 100% | 0 |  |  | 0.046102 |  |  | 0.074534 |  |  | 0 | 100% | 65% |  | 100% | 65% |  | 100% | 65% |  | 100% | 65% |  | 100% | 90% |  | 100% | 90% |  | 100% | 90%
CLOVERDALE 1101964556 | 0.0038441 | 5.4334 | 4.639 | 0.093347 | 4.7324 | 0.0093091 | 0.0050014 | 0.001614 | 0% | 99% | 0 | 0% | 99% | 0 | 0% | 99% | 0 | 0% | 99% | 0 | 0% | 62.34% | 0 | 0% | 62.34% | 0 | 0% | 62.34% | 0 | 0% | 62.34% | 0 | 0.093347 | 0% | 1.932% | 0 | 0% | 1.932% | 0 | 0% | 1.932% | 0 | 0% | 0.2047% | 0 | 0% | 0.2047% | 0 | 0% | 0.2047% | 0 | 0% | 0.4798% | 0 | 17.44% | 0.4798% | 0.0038819 | 38.11% | 0.4798% | 0.0084829 | 55.55% | 0.4909% | 0.01265 | 44.45% | 0.4909% | 0.010123 | 0% | 0.4909% | 0 | 63.2% | 3.568% | 0.10461 | 0% | 3.568% | 0 | 0% | 3.568% | 0 | 0% | 3.949% | 0 | 0% | 3.949% | 0 | 0% | 3.949% | 0 |  |  |  | 0% | 11.8% | 0 | 0% | 11.8% | 0 | 0% | 11.8% | 0 | 0% | 0.3806% | 0 | 0% | 0.3806% | 0 | 0% | 0.3806% | 0 | 0% | 100% | 0 | 0% | 100% | 0 | 0% | 100% | 0 | 0% | 100% | 0 |  |  | 0 |  |  | 0 |  |  | 0 | 100% | 65% |  | 100% | 65% |  | 100% | 65% |  | 100% | 65% |  | 100% | 90% |  | 100% | 90% |  | 100% | 90%
WEST POINT 110234416 | 0.0090883 | 27.8292 | 58.6687 | 2.3672 | 61.0359 | 0.11747 | 0.066064 | 0.018054 | 0% | 99% | 0 | 0% | 99% | 0 | 0% | 99% | 0 | 0% | 99% | 0 | 0% | 61.12% | 0 | 0% | 61.12% | 0 | 0% | 61.12% | 0 | 0% | 61.12% | 0 | 2.3672 | 100% | 1.919% | 1.1258 | 0% | 1.919% | 0 | 0% | 1.919% | 0 | 0% | 0.2052% | 0 | 0% | 0.2052% | 0 | 0% | 0.2052% | 0 | 7.587% | 0.4974% | 0.022141 | 89.19% | 0.4974% | 0.26027 | 8.802% | 0.4974% | 0.025687 | 0% | 0.5083% | 0 | 8.802% | 0.5083% | 0.026249 | 91.16% | 0.5083% | 0.27184 | 89.75% | 3.702% | 1.9495 | 1.617% | 3.702% | 0.035122 | 0% | 3.702% | 0 | 0% | 4.333% | 0 | 40.07% | 4.333% | 1.0185 | 0% | 4.333% | 0 |  |  |  | 35% | 11.8% | 2.423 | 0% | 11.8% | 0 | 0% | 11.8% | 0 | 0% | 0.3791% | 0 | 0% | 0.3791% | 0 | 0% | 0.3791% | 0 | 0% | 100% | 0 | 0% | 100% | 0 | 0% | 100% | 0 | 0% | 100% | 0 |  |  | 0.03282 |  |  | 0.17156 |  |  | 0 | 100% | 65% |  | 100% | 65% |  | 100% | 65% |  | 100% | 65% |  | 100% | 90% |  | 100% | 90% |  | 100% | 90%
CLARK ROAD 11022068 | 0.0051287 | 11.0281 | 10.1584 | 1.4883 | 11.6467 | 0.0096626 | 0.02065 | 0.0049136 | 0% | 99% | 0 | 0% | 99% | 0 | 0% | 99% | 0 | 0% | 99% | 0 | 0% | 61.8% | 0 | 0% | 61.8% | 0 | 0% | 61.8% | 0 | 0% | 61.8% | 0 | 1.4883 | 50% | 3.804% | 0.19324 | 0% | 3.804% | 0 | 0% | 3.804% | 0 | 0% | 0.3971% | 0 | 0% | 0.3971% | 0 | 0% | 0.3971% | 0 | 10.33% | 0.8937% | 0.0093747 | 20.37% | 0.8937% | 0.018494 | 10.33% | 0.8937% | 0.0093747 | 4.499% | 0.9089% | 0.0041535 | 79.46% | 0.9089% | 0.073358 | 15.87% | 0.9089% | 0.014656 | 88.15% | 6.62% | 0.59278 | 0% | 6.62% | 0 | 2.691% | 6.62% | 0.018093 | 0% | 1.816% | 0 | 0% | 1.816% | 0 | 0% | 1.816% | 0 |  |  |  | 19.87% | 11.8% | 0.23814 | 0% | 11.8% | 0 | 0% | 11.8% | 0 | 0% | 0.3637% | 0 | 0% | 0.3637% | 0 | 0% | 0.3637% | 0 | 0% | 100% | 0 | 0% | 100% | 0 | 0% | 100% | 0 | 0% | 100% | 0 |  |  | 0 |  |  | 0 |  |  | 0.0082409 | 100% | 65% |  | 100% | 65% |  | 100% | 65% |  | 100% | 65% |  | 100% | 90% |  | 100% | 90% |  | 100% | 90%
SPRING GAP 1702188426 | 0.0084938 | 0.0028409 | 0.043349 | 0 | 0.043349 | 2.6804e-05 | 9.5913e-05 | 2.764e-05 | 0% | 99% | 0 | 0% | 99% | 0 | 0% | 99% | 0 | 0% | 99% | 0 | 0% | 60.76% | 0 | 0% | 60.76% | 0 | 0% | 60.76% | 0 | 0% | 60.76% | 0 | 0 | 0% | 3.048% | 0 | 0% | 3.048% | 0 | 0% | 3.048% | 0 | 0% | 0.3515% | 0 | 0% | 0.3515% | 0 | 0% | 0.3515% | 0 | 0% | 0.935% | 0 | 100% | 0.935% | 0.0004053 | 0% | 0.935% | 0 | 0% | 0.9354% | 0 | 0% | 0.9354% | 0 | 100% | 0.9354% | 0.0004055 | 0% | 6.926% | 0 | 0% | 6.926% | 0 | 0% | 6.926% | 0 | 0% | 1.11% | 0 | 0% | 1.11% | 0 | 0% | 1.11% | 0 |  |  |  | 0% | 11.8% | 0 | 0% | 11.8% | 0 | 35% | 11.8% | 0.0017903 | 0% | 0.3494% | 0 | 0% | 0.3494% | 0 | 0% | 0.3494% | 0 | 0% | 100% | 0 | 0% | 100% | 0 | 0% | 100% | 0 | 0% | 100% | 0 |  |  | 0 |  |  | 0 |  |  | 0 | 100% | 65% |  | 100% | 65% |  | 100% | 65% |  | 100% | 65% |  | 100% | 90% |  | 100% | 90% |  | 100% | 90%
HIGHLANDS 1103520 | 0.0037595 | 47.9831 | 35.7902 | 4.1101 | 39.9003 | 0.045527 | 0.055536 | 0.023151 | 0% | 99% | 0 | 0% | 99% | 0 | 0% | 99% | 0 | 0% | 99% | 0 | 0% | 61.93% | 0 | 0% | 61.93% | 0 | 0% | 61.93% | 0 | 0% | 61.93% | 0 | 4.1101 | 62.5% | 2.161% | 0.48341 | 0% | 2.161% | 0 | 0% | 2.161% | 0 | 0% | 0.228% | 0 | 0% | 0.228% | 0 | 0% | 0.228% | 0 | 0% | 0.6706% | 0 | 72.52% | 0.6706% | 0.17404 | 26.62% | 0.6706% | 0.063896 | 97.37% | 0.6527% | 0.22748 | 1.767% | 0.6527% | 0.0041272 | 55.54% | 0.6527% | 0.12976 | 44.97% | 4.923% | 0.79251 | 11.81% | 4.923% | 0.20818 | 0% | 4.923% | 0 | 0% | 2.267% | 0 | 0% | 2.267% | 0 | 0% | 2.267% | 0 |  |  |  | 32.86% | 11.8% | 1.3876 | 0% | 11.8% | 0 | 0% | 11.8% | 0 | 0% | 0.3633% | 0 | 0% | 0.3633% | 0 | 0% | 0.3633% | 0 | 0% | 100% | 0 | 0% | 100% | 0 | 0% | 100% | 0 | 0% | 100% | 0 |  |  | 0 |  |  | 0.0083423 |  |  | 0 | 100% | 65% |  | 100% | 65% |  | 100% | 65% |  | 100% | 65% |  | 100% | 90% |  | 100% | 90% |  | 100% | 90%
KONOCTI 1102948 | 0.006375 | 6.8339 | 8.6389 | 0.30236 | 8.9412 | 0.0098592 | 0.014526 | 0.0057023 | 0% | 99% | 0 | 0% | 99% | 0 | 0% | 99% | 0 | 0% | 99% | 0 | 0% | 62.1% | 0 | 0% | 62.1% | 0 | 0% | 62.1% | 0 | 0% | 62.1% | 0 | 0.30236 | 100% | 2.6% | 0.2246 | 0% | 2.6% | 0 | 0% | 2.6% | 0 | 0% | 0.2792% | 0 | 0% | 0.2792% | 0 | 0% | 0.2792% | 0 | 0% | 0.7216% | 0 | 12.06% | 0.7216% | 0.0075172 | 86.64% | 0.7216% | 0.054011 | 97.76% | 0.7164% | 0.060504 | 0.938% | 0.7164% | 0.00058053 | 12.06% | 0.7164% | 0.007463 | 47.95% | 5.32% | 0.22034 | 44.81% | 5.32% | 0.20594 | 0% | 5.32% | 0 | 0% | 2.128% | 0 | 0% | 2.128% | 0 | 0% | 2.128% | 0 |  |  |  | 32.48% | 11.8% | 0.33105 | 0% | 11.8% | 0 | 0% | 11.8% | 0 | 0% | 0.3632% | 0 | 0% | 0.3632% | 0 | 0% | 0.3632% | 0 | 0% | 100% | 0 | 0% | 100% | 0 | 0% | 100% | 0 | 0% | 100% | 0 |  |  | 0 |  |  | 0 |  |  | 0 | 100% | 65% |  | 100% | 65% |  | 100% | 65% |  | 100% | 65% |  | 100% | 90% |  | 100% | 90% |  | 100% | 90%
MARTELL 110111244 | 0.0063783 | 14.4458 | 32.1327 | 0.13188 | 32.2646 | 0.05712 | 0.036575 | 0.018872 | 0% | 99% | 0 | 0% | 99% | 0 | 0% | 99% | 0 | 0% | 99% | 0 | 0% | 62.14% | 0 | 0% | 62.14% | 0 | 0% | 62.14% | 0 | 0% | 62.14% | 0 | 0.13188 | 33.33% | 1.683% | 0.18024 | 0% | 1.683% | 0 | 0% | 1.683% | 0 | 0% | 0.1836% | 0 | 0% | 0.1836% | 0 | 0% | 0.1836% | 0 | 14.79% | 0.4872% | 0.023155 | 14.77% | 0.4872% | 0.023117 | 30.33% | 0.4872% | 0.047472 | 30.3% | 0.4946% | 0.04816 | 40.29% | 0.4946% | 0.064036 | 28.61% | 0.4946% | 0.045466 | 34.62% | 3.629% | 0.40371 | 55.39% | 3.629% | 0.64593 | 1.367% | 3.629% | 0.015938 | 0% | 3.613% | 0 | 0% | 3.613% | 0 | 0% | 3.613% | 0 |  |  |  | 0% | 11.8% | 0 | 0% | 11.8% | 0 | 0% | 11.8% | 0 | 0% | 0.3776% | 0 | 0% | 0.3776% | 0 | 0% | 0.3776% | 0 | 0% | 100% | 0 | 0% | 100% | 0 | 0% | 100% | 0 | 0% | 100% | 0 |  |  | 0 |  |  | 0.066522 |  |  | 0.0057708 | 100% | 65% |  | 100% | 65% |  | 100% | 65% |  | 100% | 65% |  | 100% | 90% |  | 100% | 90% |  | 100% | 90%
LAURELES 1111432 | 0.0036006 | 51.385 | 35.8337 | 0.61022 | 36.444 | 0.043656 | 0.064531 | 0.017627 | 0% | 99% | 0 | 0% | 99% | 0 | 0% | 99% | 0 | 0% | 99% | 0 | 0% | 62.08% | 0 | 0% | 62.08% | 0 | 0% | 62.08% | 0 | 0% | 62.08% | 0 | 0.61022 | 50% | 3.153% | 0.56497 | 0% | 3.153% | 0 | 0% | 3.153% | 0 | 0% | 0.3259% | 0 | 0% | 0.3259% | 0 | 0% | 0.3259% | 0 | 0% | 0.7858% | 0 | 39.94% | 0.7858% | 0.11246 | 33.27% | 0.7858% | 0.093692 | 11.79% | 0.7921% | 0.033455 | 57.24% | 0.7921% | 0.16246 | 41.68% | 0.7921% | 0.11829 | 27.56% | 5.814% | 0.57425 | 47.74% | 5.814% | 0.99469 | 20.4% | 5.814% | 0.42507 | 0% | 2.283% | 0 | 0% | 2.283% | 0 | 45.22% | 2.283% | 0.36992 |  |  |  | 0% | 11.8% | 0 | 35% | 11.8% | 1.4799 | 0% | 11.8% | 0 | 0% | 0.3671% | 0 | 0% | 0.3671% | 0 | 0% | 0.3671% | 0 | 0% | 100% | 0 | 0% | 100% | 0 | 0% | 100% | 0 | 0% | 100% | 0 |  |  | 0.017719 |  |  | 0.11001 |  |  | 0.11673 | 100% | 65% |  | 100% | 65% |  | 100% | 65% |  | 100% | 65% |  | 100% | 90% |  | 100% | 90% |  | 100% | 90%
DIAMOND SPRINGS 11062100 | 0.0054595 | 41.1928 | 51.358 | 0.53571 | 51.8937 | 0.10557 | 0.054329 | 0.020825 | 0% | 99% | 0 | 0% | 99% | 0 | 0% | 99% | 0 | 0% | 99% | 0 | 0% | 61.56% | 0 | 0% | 61.56% | 0 | 0% | 61.56% | 0 | 0% | 61.56% | 0 | 0.53571 | 59.26% | 1.599% | 0.48666 | 0% | 1.599% | 0 | 0% | 1.599% | 0 | 100% | 0.1663% | 0.085415 | 0% | 0.1663% | 0 | 0% | 0.1663% | 0 | 0% | 0.4588% | 0 | 7.385% | 0.4588% | 0.017402 | 92.19% | 0.4588% | 0.21722 | 99.58% | 0.4593% | 0.23486 | 0% | 0.4593% | 0 | 0% | 0.4593% | 0 | 54.29% | 3.399% | 0.94759 | 1.166% | 3.399% | 0.020358 | 0.7918% | 3.399% | 0.013821 | 0% | 4.152% | 0 | 40.07% | 4.152% | 0.85428 | 0% | 4.152% | 0 |  |  |  | 34.02% | 11.8% | 2.0615 | 0% | 11.8% | 0 | 0% | 11.8% | 0 | 0% | 0.3791% | 0 | 0% | 0.3791% | 0 | 0% | 0.3791% | 0 | 0.1959% | 100% | 0.10062 | 0% | 100% | 0 | 0% | 100% | 0 | 0% | 100% | 0 |  |  | 0 |  |  | 0 |  |  | 0.023791 | 100% | 65% |  | 100% | 65% |  | 100% | 65% |  | 100% | 65% |  | 100% | 90% |  | 100% | 90% |  | 100% | 90%
JOLON 11027002 | 0.0015171 | 8.3135 | 8.4223 | 0.19553 | 8.6178 | 0.0036856 | 0.017156 | 0.0088106 | 0% | 99% | 0 | 0% | 99% | 0 | 0% | 99% | 0 | 0% | 99% | 0 | 0% | 61.53% | 0 | 0% | 61.53% | 0 | 0% | 61.53% | 0 | 0% | 61.53% | 0 | 0.19553 | 0% | 2.678% | 0 | 0% | 2.678% | 0 | 0% | 2.678% | 0 | 0% | 0.2927% | 0 | 0% | 0.2927% | 0 | 0% | 0.2927% | 0 | 23.8% | 0.8483% | 0.017006 | 23.8% | 0.8483% | 0.017006 | 23.8% | 0.8483% | 0.017006 | 23.8% | 0.8137% | 0.016312 | 99.33% | 0.8137% | 0.068075 | 24.08% | 0.8137% | 0.0165 | 42.69% | 6.194% | 0.2227 | 7.037% | 6.194% | 0.03671 | 37.96% | 6.194% | 0.198 | 0% | 0.7673% | 0 | 0% | 0.7673% | 0 | 0% | 0.7673% | 0 |  |  |  | 0% | 11.8% | 0 | 16.08% | 11.8% | 0.15984 | 0% | 11.8% | 0 | 0% | 0.3468% | 0 | 0% | 0.3468% | 0 | 0% | 0.3468% | 0 | 0% | 100% | 0 | 0% | 100% | 0 | 0% | 100% | 0 | 0% | 100% | 0 |  |  | 0 |  |  | 0 |  |  | 0.00074641 | 100% | 65% |  | 100% | 65% |  | 100% | 65% |  | 100% | 65% |  | 100% | 90% |  | 100% | 90% |  | 100% | 90%
MARIPOSA 21021960 | 0.0050042 | 25.0477 | 22.2144 | 0.065861 | 22.2803 | 0.029747 | 0.035302 | 0.013279 | 0% | 99% | 0 | 0% | 99% | 0 | 0% | 99% | 0 | 0% | 99% | 0 | 0% | 62.32% | 0 | 0% | 62.32% | 0 | 0% | 62.32% | 0 | 0% | 62.32% | 0 | 0.065861 | 50% | 2.347% | 0.26071 | 0% | 2.347% | 0 | 0% | 2.347% | 0 | 0% | 0.2547% | 0 | 0% | 0.2547% | 0 | 0% | 0.2547% | 0 | 40.79% | 0.6744% | 0.061113 | 13.19% | 0.6744% | 0.019759 | 45.37% | 0.6744% | 0.067963 | 0% | 0.681% | 0 | 73.26% | 0.681% | 0.11084 | 25.82% | 0.681% | 0.039062 | 13.15% | 5.011% | 0.14633 | 22.51% | 5.011% | 0.25057 | 14.16% | 5.011% | 0.15764 | 0% | 2.446% | 0 | 0% | 2.446% | 0 | 0% | 2.446% | 0 |  |  |  | 0% | 11.8% | 0 | 0% | 11.8% | 0 | 0% | 11.8% | 0 | 0% | 0.3682% | 0 | 0% | 0.3682% | 0 | 0% | 0.3682% | 0 | 0% | 100% | 0 | 0% | 100% | 0 | 0% | 100% | 0 | 0% | 100% | 0 |  |  | 0 |  |  | 0 |  |  | 0.034561 | 100% | 65% |  | 100% | 65% |  | 100% | 65% |  | 100% | 65% |  | 100% | 90% |  | 100% | 90% |  | 100% | 90%
APPLE HILL 21028372 | 0.0060081 | 59.3546 | 79.1717 | 4.1843 | 83.356 | 0.13621 | 0.10687 | 0.036181 | 0% | 99% | 0 | 0% | 99% | 0 | 0% | 99% | 0 | 0% | 99% | 0 | 0% | 62.16% | 0 | 0% | 62.16% | 0 | 0% | 62.16% | 0 | 0% | 62.16% | 0 | 4.1843 | 73.68% | 2.13% | 1.2425 | 0% | 2.13% | 0 | 0% | 2.13% | 0 | 100% | 0.2294% | 0.18162 | 0% | 0.2294% | 0 | 0% | 0.2294% | 0 | 13.61% | 0.5754% | 0.062015 | 48.65% | 0.5754% | 0.22164 | 27.64% | 0.5754% | 0.12593 | 46.67% | 0.5851% | 0.21621 | 36.72% | 0.5851% | 0.17008 | 53.75% | 0.5851% | 0.24899 | 71.66% | 4.278% | 2.427 | 6.032% | 4.278% | 0.20429 | 9.818% | 4.278% | 0.33254 | 0% | 3.167% | 0 | 40.07% | 3.167% | 1.0045 | 0% | 3.167% | 0 |  |  |  | 33.65% | 11.8% | 3.1435 | 0% | 11.8% | 0 | 0% | 11.8% | 0 | 0% | 0.3742% | 0 | 0% | 0.3742% | 0 | 0% | 0.3742% | 0 | 0.1738% | 100% | 0.13762 | 0% | 100% | 0 | 0% | 100% | 0 | 0% | 100% | 0 |  |  | 0.026142 |  |  | 0.028291 |  |  | 0.041107 | 100% | 65% |  | 100% | 65% |  | 100% | 65% |  | 100% | 65% |  | 100% | 90% |  | 100% | 90% |  | 100% | 90%
SILVERADO 210234959 | 0.005726 | 25.503 | 30.3071 | 0.98648 | 31.2936 | 0.042641 | 0.049274 | 0.016049 | 0% | 99% | 0 | 0% | 99% | 0 | 0% | 99% | 0 | 0% | 99% | 0 | 0% | 62.92% | 0 | 0% | 62.92% | 0 | 0% | 62.92% | 0 | 0% | 62.92% | 0 | 0.98648 | 40% | 2.825% | 0.34251 | 0% | 2.825% | 0 | 0% | 2.825% | 0 | 0% | 0.3048% | 0 | 0% | 0.3048% | 0 | 0% | 0.3048% | 0 | 0% | 0.6851% | 0 | 92.27% | 0.6851% | 0.19159 | 0.695% | 0.6851% | 0.0014431 | 2.773% | 0.6998% | 0.0058811 | 0.695% | 0.6998% | 0.001474 | 96.4% | 0.6998% | 0.20445 | 60.55% | 5.085% | 0.9332 | 6.325% | 5.085% | 0.097478 | 5.43% | 5.085% | 0.083684 | 0% | 2.339% | 0 | 0% | 2.339% | 0 | 0% | 2.339% | 0 |  |  |  | 0% | 11.8% | 0 | 0% | 11.8% | 0 | 0% | 11.8% | 0 | 0% | 0.3702% | 0 | 0% | 0.3702% | 0 | 0% | 0.3702% | 0 | 0.08406% | 100% | 0.025477 | 0% | 100% | 0 | 0% | 100% | 0 | 0% | 100% | 0 |  |  | 0.0005802 |  |  | 0.026155 |  |  | 0.0084341 | 100% | 65% |  | 100% | 65% |  | 100% | 65% |  | 100% | 65% |  | 100% | 90% |  | 100% | 90% |  | 100% | 90%
HARTLEY 1101698 | 0.0056859 | 6.5377 | 13.042 | 0 | 13.042 | 0.015402 | 0.022371 | 0.008745 | 0% | 99% | 0 | 1.372% | 99% | 0.17714 | 0% | 99% | 0 | 0% | 99% | 0 | 0% | 62.9% | 0 | 72.98% | 62.9% | 5.9864 | 0% | 62.9% | 0 | 0% | 62.9% | 0 | 0 | 0% | 2.803% | 0 | 0% | 2.803% | 0 | 0% | 2.803% | 0 | 0% | 0.3049% | 0 | 2.618% | 0.3049% | 0.0010411 | 0% | 0.3049% | 0 | 0% | 0.7185% | 0 | 65.51% | 0.7185% | 0.061382 | 18.35% | 0.7185% | 0.017195 | 83.86% | 0.7328% | 0.080145 | 14.75% | 0.7328% | 0.014093 | 65.51% | 0.7328% | 0.062607 | 46.68% | 5.338% | 0.32499 | 52.41% | 5.338% | 0.36485 | 0% | 5.338% | 0 | 0% | 2.089% | 0 | 0% | 2.089% | 0 | 0% | 2.089% | 0 |  |  |  | 23.78% | 11.8% | 0.36591 | 0% | 11.8% | 0 | 0% | 11.8% | 0 | 0% | 0.3677% | 0 | 0% | 0.3677% | 0 | 0% | 0.3677% | 0 | 0% | 100% | 0 | 0% | 100% | 0 | 0% | 100% | 0 | 0% | 100% | 0 |  |  | 0.017759 |  |  | 0 |  |  | 0 | 100% | 65% |  | 100% | 65% |  | 100% | 65% |  | 100% | 65% |  | 100% | 90% |  | 100% | 90% |  | 100% | 90%
SAN LUIS OBISPO 1104982992 | 0.0034215 | 8.6322 | 5.8118 | 0.023354 | 5.8351 | 0.010949 | 0.0077874 | 0.0020119 | 0% | 99% | 0 | 0% | 99% | 0 | 0% | 99% | 0 | 0% | 99% | 0 | 0% | 61.56% | 0 | 0% | 61.56% | 0 | 0% | 61.56% | 0 | 0% | 61.56% | 0 | 0.023354 | 0% | 2.274% | 0 | 0% | 2.274% | 0 | 0% | 2.274% | 0 | 0% | 0.2335% | 0 | 0% | 0.2335% | 0 | 0% | 0.2335% | 0 | 0% | 0.5712% | 0 | 10.41% | 0.5712% | 0.0034549 | 50.81% | 0.5712% | 0.016865 | 0% | 0.5597% | 0 | 89.59% | 0.5597% | 0.029144 | 10.41% | 0.5597% | 0.0033856 | 34.07% | 4.181% | 0.082792 | 38.94% | 4.181% | 0.094625 | 0% | 4.181% | 0 | 0% | 3.564% | 0 | 0% | 3.564% | 0 | 0% | 3.564% | 0 |  |  |  | 35% | 11.8% | 0.24003 | 0% | 11.8% | 0 | 0% | 11.8% | 0 | 0% | 0.3716% | 0 | 0% | 0.3716% | 0 | 0% | 0.3716% | 0 | 0% | 100% | 0 | 0% | 100% | 0 | 0% | 100% | 0 | 0% | 100% | 0 |  |  | 0 |  |  | 0.010704 |  |  | 0 | 100% | 65% |  | 100% | 65% |  | 100% | 65% |  | 100% | 65% |  | 100% | 90% |  | 100% | 90% |  | 100% | 90%
MONTICELLO 110152910 | 0.0078039 | 2.1931 | 3.211 | 1.8989 | 5.1099 | 0.0040448 | 0.0052034 | 0.0022155 | 0% | 99% | 0 | 0% | 99% | 0 | 0% | 99% | 0 | 0% | 99% | 0 | 0% | 62.5% | 0 | 0% | 62.5% | 0 | 0% | 62.5% | 0 | 0% | 62.5% | 0 | 1.8989 | 0% | 2.472% | 0 | 0% | 2.472% | 0 | 0% | 2.472% | 0 | 0% | 0.2653% | 0 | 0% | 0.2653% | 0 | 0% | 0.2653% | 0 | 19.48% | 0.6742% | 0.0042179 | 52.11% | 0.6742% | 0.011282 | 57.52% | 0.6742% | 0.012453 | 90.15% | 0.6643% | 0.019229 | 21.55% | 0.6643% | 0.0045958 | 52.11% | 0.6643% | 0.011116 | 75.68% | 4.954% | 0.12039 | 8.785% | 4.954% | 0.013975 | 15.53% | 4.954% | 0.024711 | 0% | 2.013% | 0 | 0% | 2.013% | 0 | 0% | 2.013% | 0 |  |  |  | 0% | 11.8% | 0 | 31.3% | 11.8% | 0.11859 | 0% | 11.8% | 0 | 0% | 0.364% | 0 | 0% | 0.364% | 0 | 0% | 0.364% | 0 | 0% | 100% | 0 | 0% | 100% | 0 | 0% | 100% | 0 | 0% | 100% | 0 |  |  | 0 |  |  | 0.0031624 |  |  | 0.0030765 | 100% | 65% |  | 100% | 65% |  | 100% | 65% |  | 100% | 65% |  | 100% | 90% |  | 100% | 90% |  | 100% | 90%
JAMESON 110265516 | 0.0089196 | 8.3553 | 22.1923 | 4.4108 | 26.6031 | 0.03089 | 0.037852 | 0.010707 | 0% | 99% | 0 | 50.74% | 99% | 11.1478 | 0% | 99% | 0 | 0% | 99% | 0 | 0% | 62.3% | 0 | 0% | 62.3% | 0 | 0% | 62.3% | 0 | 0% | 62.3% | 0 | 4.4108 | 0% | 2.657% | 0 | 0% | 2.657% | 0 | 0% | 2.657% | 0 | 0% | 0.2807% | 0 | 0% | 0.2807% | 0 | 0% | 0.2807% | 0 | 0% | 0.7207% | 0 | 65.74% | 0.7207% | 0.10516 | 21.82% | 0.7207% | 0.034907 | 87.57% | 0.7201% | 0.13995 | 10.09% | 0.7201% | 0.016128 | 65.22% | 0.7201% | 0.10424 | 88.12% | 5.327% | 1.0416 | 7.84% | 5.327% | 0.09268 | 0% | 5.327% | 0 | 0% | 2.047% | 0 | 0% | 2.047% | 0 | 0% | 2.047% | 0 |  |  |  | 15.9% | 11.8% | 0.41639 | 0% | 11.8% | 0 | 0% | 11.8% | 0 | 0% | 0.3664% | 0 | 0% | 0.3664% | 0 | 0% | 0.3664% | 0 | 0% | 100% | 0 | 0% | 100% | 0 | 0% | 100% | 0 | 37.65% | 100% | 8.3545 |  |  | 0.014555 |  |  | 0.021665 |  |  | 0 | 100% | 65% |  | 100% | 65% |  | 100% | 65% |  | 100% | 65% |  | 100% | 90% |  | 100% | 90% |  | 100% | 90%
DIAMOND SPRINGS 110656026 | 0.0066886 | 15.9062 | 19.686 | 0.19464 | 19.8807 | 0.041843 | 0.021229 | 0.0076258 | 0% | 99% | 0 | 0% | 99% | 0 | 0% | 99% | 0 | 0% | 99% | 0 | 0% | 61.67% | 0 | 0% | 61.67% | 0 | 0% | 61.67% | 0 | 0% | 61.67% | 0 | 0.19464 | 100% | 1.503% | 0.29595 | 0% | 1.503% | 0 | 0% | 1.503% | 0 | 0% | 0.1592% | 0 | 0% | 0.1592% | 0 | 0% | 0.1592% | 0 | 0% | 0.4537% | 0 | 9.179% | 0.4537% | 0.0081994 | 90.79% | 0.4537% | 0.081101 | 99.97% | 0.4537% | 0.089301 | 0% | 0.4537% | 0 | 0% | 0.4537% | 0 | 11.38% | 3.364% | 0.075342 | 64.83% | 3.364% | 0.42927 | 0% | 3.364% | 0 | 0% | 4.03% | 0 | 0% | 4.03% | 0 | 45.22% | 4.03% | 0.35879 |  |  |  | 34.02% | 11.8% | 0.79021 | 0% | 11.8% | 0 | 0% | 11.8% | 0 | 0% | 0.3782% | 0 | 0% | 0.3782% | 0 | 0% | 0.3782% | 0 | 0% | 100% | 0 | 0% | 100% | 0 | 0% | 100% | 0 | 0% | 100% | 0 |  |  | 6.0637e-05 |  |  | 0 |  |  | 0 | 100% | 65% |  | 100% | 65% |  | 100% | 65% |  | 100% | 65% |  | 100% | 90% |  | 100% | 90% |  | 100% | 90%
SILVERADO 2105167360 | 0.0070204 | 6.0689 | 14.7639 | 0.084926 | 14.8488 | 0.026551 | 0.020863 | 0.0057091 | 0% | 99% | 0 | 0% | 99% | 0 | 47.88% | 99% | 6.9984 | 0% | 99% | 0 | 0% | 63.42% | 0 | 0% | 63.42% | 0 | 0% | 63.42% | 0 | 0% | 63.42% | 0 | 0.084926 | 0% | 2.661% | 0 | 0% | 2.661% | 0 | 0% | 2.661% | 0 | 0% | 0.2865% | 0 | 0% | 0.2865% | 0 | 0% | 0.2865% | 0 | 0% | 0.5953% | 0 | 27.07% | 0.5953% | 0.02379 | 0% | 0.5953% | 0 | 0% | 0.6257% | 0 | 63.34% | 0.6257% | 0.058518 | 36.65% | 0.6257% | 0.033857 | 86.27% | 4.457% | 0.56768 | 0% | 4.457% | 0 | 0% | 4.457% | 0 | 0% | 2.931% | 0 | 0% | 2.931% | 0 | 0% | 2.931% | 0 |  |  |  | 0% | 11.8% | 0 | 0% | 11.8% | 0 | 0% | 11.8% | 0 | 0% | 0.3791% | 0 | 0% | 0.3791% | 0 | 0% | 0.3791% | 0 | 0% | 100% | 0 | 0% | 100% | 0 | 0% | 100% | 0 | 0% | 100% | 0 |  |  | 0.035674 |  |  | 0 |  |  | 0 | 100% | 65% |  | 100% | 65% |  | 100% | 65% |  | 100% | 65% |  | 100% | 90% |  | 100% | 90% |  | 100% | 90%
UKIAH 1114408 | 0.0048805 | 37.8981 | 37.8517 | 0 | 37.8517 | 0.064931 | 0.055888 | 0.015849 | 0% | 99% | 0 | 0% | 99% | 0 | 0% | 99% | 0 | 0% | 99% | 0 | 0% | 61.85% | 0 | 0% | 61.85% | 0 | 0% | 61.85% | 0 | 0% | 61.85% | 0 | 0 | 100% | 2.374% | 0.89843 | 0% | 2.374% | 0 | 0% | 2.374% | 0 | 0% | 0.254% | 0 | 0% | 0.254% | 0 | 0% | 0.254% | 0 | 0% | 0.615% | 0 | 3.8% | 0.615% | 0.0088465 | 90.38% | 0.615% | 0.21038 | 94.18% | 0.6225% | 0.22192 | 5.813% | 0.6225% | 0.013699 | 0% | 0.6225% | 0 | 9.347% | 4.56% | 0.16132 | 0% | 4.56% | 0 | 1.381% | 4.56% | 0.023833 | 0% | 3.253% | 0 | 0% | 3.253% | 0 | 45.22% | 3.253% | 0.55679 |  |  |  | 25.15% | 11.8% | 1.1235 | 0% | 11.8% | 0 | 0% | 11.8% | 0 | 0% | 0.3722% | 0 | 0% | 0.3722% | 0 | 0% | 0.3722% | 0 | 0% | 100% | 0 | 0% | 100% | 0 | 0% | 100% | 0 | 0% | 100% | 0 |  |  | 0.0014559 |  |  | 0 |  |  | 0 | 100% | 65% |  | 100% | 65% |  | 100% | 65% |  | 100% | 65% |  | 100% | 90% |  | 100% | 90% |  | 100% | 90%
OILFIELDS 110387034 | 0.0028046 | 5.9881 | 3.9934 | 0 | 3.9934 | 0.003915 | 0.0072358 | 0.0032681 | 0% | 99% | 0 | 0% | 99% | 0 | 0% | 99% | 0 | 0% | 99% | 0 | 0% | 62.98% | 0 | 0% | 62.98% | 0 | 0% | 62.98% | 0 | 0% | 62.98% | 0 | 0 | 0% | 2.43% | 0 | 0% | 2.43% | 0 | 0% | 2.43% | 0 | 0% | 0.2909% | 0 | 0% | 0.2909% | 0 | 0% | 0.2909% | 0 | 54.02% | 0.7194% | 0.015519 | 0% | 0.7194% | 0 | 74.47% | 0.7194% | 0.021393 | 0% | 0.7419% | 0 | 99.75% | 0.7419% | 0.02955 | 0.1836% | 0.7419% | 5.4405e-05 | 19.15% | 5.384% | 0.041172 | 30.88% | 5.384% | 0.06639 | 0% | 5.384% | 0 | 0% | 1.718% | 0 | 0% | 1.718% | 0 | 0% | 1.718% | 0 |  |  |  | 31.55% | 11.8% | 0.14866 | 0% | 11.8% | 0 | 0% | 11.8% | 0 | 0% | 0.3628% | 0 | 0% | 0.3628% | 0 | 0% | 0.3628% | 0 | 0% | 100% | 0 | 0% | 100% | 0 | 0% | 100% | 0 | 0% | 100% | 0 |  |  | 0 |  |  | 0 |  |  | 0 | 100% | 65% |  | 100% | 65% |  | 100% | 65% |  | 100% | 65% |  | 100% | 90% |  | 100% | 90% |  | 100% | 90%
LONE TREE 2105708440 | 0.0021833 | 11.1333 | 8.4854 | 0.10557 | 8.591 | 0.0045367 | 0.017004 | 0.0091123 | 0% | 99% | 0 | 0% | 99% | 0 | 0% | 99% | 0 | 0% | 99% | 0 | 0% | 62.13% | 0 | 0% | 62.13% | 0 | 0% | 62.13% | 0 | 0% | 62.13% | 0 | 0.10557 | 100% | 3.025% | 0.25667 | 0% | 3.025% | 0 | 0% | 3.025% | 0 | 0% | 0.3113% | 0 | 0% | 0.3113% | 0 | 0% | 0.3113% | 0 | 0% | 0.8348% | 0 | 99.84% | 0.8348% | 0.070725 | 0.1517% | 0.8348% | 0.00010747 | 44.5% | 0.8003% | 0.030215 | 0.1517% | 0.8003% | 0.00010303 | 99.85% | 0.8003% | 0.067803 | 56.17% | 6.078% | 0.28967 | 42.74% | 6.078% | 0.22044 | 0% | 6.078% | 0 | 0% | 0.7842% | 0 | 0% | 0.7842% | 0 | 0% | 0.7842% | 0 |  |  |  | 0% | 11.8% | 0 | 0% | 11.8% | 0 | 0% | 11.8% | 0 | 0% | 0.3525% | 0 | 0% | 0.3525% | 0 | 0% | 0.3525% | 0 | 0% | 100% | 0 | 0% | 100% | 0 | 0% | 100% | 0 | 0% | 100% | 0 |  |  | 0 |  |  | 0.0013528 |  |  | 0 | 100% | 65% |  | 100% | 65% |  | 100% | 65% |  | 100% | 65% |  | 100% | 90% |  | 100% | 90% |  | 100% | 90%
CALPELLA 1101908688 | 0.0081025 | 9.5479 | 14.1169 | 0 | 14.1169 | 0.026469 | 0.01763 | 0.007015 | 0% | 99% | 0 | 0% | 99% | 0 | 0% | 99% | 0 | 0% | 99% | 0 | 0% | 62.42% | 0 | 0% | 62.42% | 0 | 0% | 62.42% | 0 | 0% | 62.42% | 0 | 0 | 0% | 1.714% | 0 | 0% | 1.714% | 0 | 0% | 1.714% | 0 | 0% | 0.1849% | 0 | 0% | 0.1849% | 0 | 0% | 0.1849% | 0 | 0% | 0.5202% | 0 | 7.333% | 0.5202% | 0.0053847 | 92.67% | 0.5202% | 0.068044 | 96.77% | 0.5247% | 0.071681 | 3.226% | 0.5247% | 0.0023898 | 0% | 0.5247% | 0 | 36.99% | 3.87% | 0.2021 | 2.516% | 3.87% | 0.013744 | 2.315% | 3.87% | 0.012649 | 0% | 3.314% | 0 | 0% | 3.314% | 0 | 0% | 3.314% | 0 |  |  |  | 0% | 11.8% | 0 | 0% | 11.8% | 0 | 0% | 11.8% | 0 | 0% | 0.3761% | 0 | 0% | 0.3761% | 0 | 0% | 0.3761% | 0 | 0% | 100% | 0 | 0% | 100% | 0 | 0% | 100% | 0 | 0% | 100% | 0 |  |  | 0.013701 |  |  | 0.0065037 |  |  | 0.0066685 | 100% | 65% |  | 100% | 65% |  | 100% | 65% |  | 100% | 65% |  | 100% | 90% |  | 100% | 90% |  | 100% | 90%
CORNING 110253184 | 0.0037456 | 32.6979 | 21.4344 | 2.082 | 23.5164 | 0.016686 | 0.04139 | 0.019563 | 0% | 99% | 0 | 45.02% | 99% | 9.5536 | 0% | 99% | 0 | 0% | 99% | 0 | 0% | 61.09% | 0 | 0% | 61.09% | 0 | 0% | 61.09% | 0 | 0% | 61.09% | 0 | 2.082 | 0% | 2.595% | 0 | 0% | 2.595% | 0 | 0% | 2.595% | 0 | 0% | 0.2773% | 0 | 0% | 0.2773% | 0 | 0% | 0.2773% | 0 | 0% | 0.7888% | 0 | 99.58% | 0.7888% | 0.16836 | 0.4225% | 0.7888% | 0.00071426 | 100% | 0.7508% | 0.16094 | 0% | 0.7508% | 0 | 2.561% | 0.7508% | 0.0041214 | 51.35% | 5.741% | 0.63197 | 0% | 5.741% | 0 | 0% | 5.741% | 0 | 0% | 1.152% | 0 | 0% | 1.152% | 0 | 0% | 1.152% | 0 |  |  |  | 29.3% | 11.8% | 0.74116 | 0% | 11.8% | 0 | 0% | 11.8% | 0 | 0% | 0.351% | 0 | 0% | 0.351% | 0 | 0% | 0.351% | 0 | 0% | 100% | 0 | 26.56% | 100% | 5.6928 | 13.92% | 100% | 2.9843 | 0% | 100% | 0 |  |  | 0 |  |  | 0 |  |  | 0 | 100% | 65% |  | 100% | 65% |  | 100% | 65% |  | 100% | 65% |  | 100% | 90% |  | 100% | 90% |  | 100% | 90%
CALAVERAS CEMENT 110111188 | 0.0053345 | 33.4908 | 32.4386 | 0.018452 | 32.4571 | 0.037535 | 0.056013 | 0.024057 | 0% | 99% | 0 | 0% | 99% | 0 | 0% | 99% | 0 | 0% | 99% | 0 | 0% | 62.23% | 0 | 0% | 62.23% | 0 | 0% | 62.23% | 0 | 0% | 62.23% | 0 | 0.018452 | 50% | 2.364% | 0.38341 | 0% | 2.364% | 0 | 0% | 2.364% | 0 | 0% | 0.2597% | 0 | 0% | 0.2597% | 0 | 0% | 0.2597% | 0 | 0% | 0.7112% | 0 | 31.38% | 0.7112% | 0.072388 | 68.01% | 0.7112% | 0.1569 | 96.47% | 0.7189% | 0.22496 | 2.769% | 0.7189% | 0.0064563 | 1.437% | 0.7189% | 0.0033502 | 48.42% | 5.292% | 0.83127 | 5.036% | 5.292% | 0.086463 | 13.24% | 5.292% | 0.22733 | 0% | 2.05% | 0 | 0% | 2.05% | 0 | 0% | 2.05% | 0 |  |  |  | 0% | 11.8% | 0 | 0% | 11.8% | 0 | 0% | 11.8% | 0 | 0% | 0.3663% | 0 | 0% | 0.3663% | 0 | 0% | 0.3663% | 0 | 0.03796% | 100% | 0.012315 | 0% | 100% | 0 | 0% | 100% | 0 | 0% | 100% | 0 |  |  | 0.003882 |  |  | 0.0045341 |  |  | 0.0093326 | 100% | 65% |  | 100% | 65% |  | 100% | 65% |  | 100% | 65% |  | 100% | 90% |  | 100% | 90% |  | 100% | 90%
MOUNTAIN QUARRIES 210151584 | 0.0050499 | 23.1744 | 20.7228 | 0.23571 | 20.9585 | 0.027293 | 0.029709 | 0.018147 | 0% | 99% | 0 | 0% | 99% | 0 | 0% | 99% | 0 | 0% | 99% | 0 | 0% | 63.24% | 0 | 0% | 63.24% | 0 | 0% | 63.24% | 0 | 0% | 63.24% | 0 | 0.23571 | 72.73% | 2.152% | 0.32428 | 0% | 2.152% | 0 | 0% | 2.152% | 0 | 0% | 0.2293% | 0 | 0% | 0.2293% | 0 | 0% | 0.2293% | 0 | 0% | 0.5947% | 0 | 26.4% | 0.5947% | 0.032537 | 73.09% | 0.5947% | 0.090075 | 99.49% | 0.5981% | 0.1233 | 0.3186% | 0.5981% | 0.00039489 | 0.3446% | 0.5981% | 0.00042711 | 15.88% | 4.406% | 0.14497 | 0% | 4.406% | 0 | 0% | 4.406% | 0 | 0% | 2.446% | 0 | 0% | 2.446% | 0 | 0% | 2.446% | 0 |  |  |  | 24.88% | 11.8% | 0.60844 | 0% | 11.8% | 0 | 0% | 11.8% | 0 | 0% | 0.3718% | 0 | 0% | 0.3718% | 0 | 0% | 0.3718% | 0 | 0% | 100% | 0 | 0% | 100% | 0 | 0% | 100% | 0 | 0% | 100% | 0 |  |  | 0.00011666 |  |  | 0 |  |  | 0.0074375 | 100% | 65% |  | 100% | 65% |  | 100% | 65% |  | 100% | 65% |  | 100% | 90% |  | 100% | 90% |  | 100% | 90%
KONOCTI 1102714370 | 0.0085492 | 2.9563 | 4.1121 | 0.31297 | 4.4251 | 0.0058476 | 0.0064744 | 0.0026417 | 0% | 99% | 0 | 0% | 99% | 0 | 0% | 99% | 0 | 0% | 99% | 0 | 0% | 60.88% | 0 | 0% | 60.88% | 0 | 0% | 60.88% | 0 | 0% | 60.88% | 0 | 0.31297 | 0% | 1.871% | 0 | 0% | 1.871% | 0 | 0% | 1.871% | 0 | 0% | 0.1922% | 0 | 0% | 0.1922% | 0 | 0% | 0.1922% | 0 | 0% | 0.6489% | 0 | 0% | 0.6489% | 0 | 70.47% | 0.6489% | 0.018804 | 70.47% | 0.6027% | 0.017465 | 0% | 0.6027% | 0 | 29.53% | 0.6027% | 0.0073181 | 56.22% | 4.698% | 0.10861 | 40.18% | 4.698% | 0.07762 | 0% | 4.698% | 0 | 0% | 2.445% | 0 | 0% | 2.445% | 0 | 0% | 2.445% | 0 |  |  |  | 32.48% | 11.8% | 0.15758 | 0% | 11.8% | 0 | 0% | 11.8% | 0 | 0% | 0.3583% | 0 | 0% | 0.3583% | 0 | 0% | 0.3583% | 0 | 0% | 100% | 0 | 0% | 100% | 0 | 0% | 100% | 0 | 0% | 100% | 0 |  |  | 0 |  |  | 0.01172 |  |  | 0 | 100% | 65% |  | 100% | 65% |  | 100% | 65% |  | 100% | 65% |  | 100% | 90% |  | 100% | 90% |  | 100% | 90%
HIGGINS 1104324510 | 0.0050836 | 12.916 | 12.2302 | 0.20952 | 12.4397 | 0.028671 | 0.012003 | 0.0039513 | 0% | 99% | 0 | 0% | 99% | 0 | 0% | 99% | 0 | 0% | 99% | 0 | 0% | 61.12% | 0 | 0% | 61.12% | 0 | 0% | 61.12% | 0 | 0% | 61.12% | 0 | 0.20952 | 100% | 1.382% | 0.16902 | 0% | 1.382% | 0 | 0% | 1.382% | 0 | 0% | 0.1351% | 0 | 0% | 0.1351% | 0 | 0% | 0.1351% | 0 | 23.65% | 0.4152% | 0.012006 | 0% | 0.4152% | 0 | 26.03% | 0.4152% | 0.013216 | 0.6039% | 0.402% | 0.00029688 | 72.78% | 0.402% | 0.035779 | 26.62% | 0.402% | 0.013086 | 38.01% | 3.041% | 0.14137 | 0% | 3.041% | 0 | 0% | 3.041% | 0 | 0% | 4.696% | 0 | 0% | 4.696% | 0 | 0% | 4.696% | 0 |  |  |  | 0% | 11.8% | 0 | 35% | 11.8% | 0.50511 | 0% | 11.8% | 0 | 0% | 0.3791% | 0 | 0% | 0.3791% | 0 | 0% | 0.3791% | 0 | 0% | 100% | 0 | 0% | 100% | 0 | 0% | 100% | 0 | 0% | 100% | 0 |  |  | 0.0014297 |  |  | 0 |  |  | 0 | 100% | 65% |  | 100% | 65% |  | 100% | 65% |  | 100% | 65% |  | 100% | 90% |  | 100% | 90% |  | 100% | 90%
DUNBAR 1101534 | 0.0063584 | 15.955 | 21.0112 | 2.3882 | 23.3994 | 0.044988 | 0.026661 | 0.0051235 | 0% | 99% | 0 | 0% | 99% | 0 | 4.794% | 99% | 0.9973 | 0% | 99% | 0 | 0% | 62.43% | 0 | 0% | 62.43% | 0 | 0% | 62.43% | 0 | 0% | 62.43% | 0 | 2.3882 | 0% | 2.302% | 0 | 0% | 2.302% | 0 | 0% | 2.302% | 0 | 0% | 0.2402% | 0 | 0% | 0.2402% | 0 | 0% | 0.2402% | 0 | 0% | 0.5329% | 0 | 62.48% | 0.5329% | 0.069958 | 0.004317% | 0.5329% | 4.833e-06 | 0.1194% | 0.5486% | 0.0001376 | 0.004317% | 0.5486% | 4.9756e-06 | 97.72% | 0.5486% | 0.11263 | 84.19% | 3.964% | 0.7011 | 0% | 3.964% | 0 | 4.12% | 3.964% | 0.034314 | 0% | 3.87% | 0 | 0% | 3.87% | 0 | 45.22% | 3.87% | 0.3677 |  |  |  | 32.09% | 11.8% | 0.79563 | 0% | 11.8% | 0 | 0% | 11.8% | 0 | 0% | 0.3802% | 0 | 0% | 0.3802% | 0 | 0% | 0.3802% | 0 | 0% | 100% | 0 | 0% | 100% | 0 | 0% | 100% | 0 | 0% | 100% | 0 |  |  | 0.0019573 |  |  | 0 |  |  | 0.0051754 | 100% | 65% |  | 100% | 65% |  | 100% | 65% |  | 100% | 65% |  | 100% | 90% |  | 100% | 90% |  | 100% | 90%
LAYTONVILLE 1101518 | 0.0041384 | 2.133 | 19.2542 | 0.43063 | 19.6848 | 0.042569 | 0.022283 | 0.0055548 | 0% | 99% | 0 | 0% | 99% | 0 | 0% | 99% | 0 | 0% | 99% | 0 | 0% | 62.05% | 0 | 0% | 62.05% | 0 | 0% | 62.05% | 0 | 0% | 62.05% | 0 | 0.43063 | 0% | 1.882% | 0 | 0% | 1.882% | 0 | 0% | 1.882% | 0 | 100% | 0.1969% | 0.037904 | 0% | 0.1969% | 0 | 0% | 0.1969% | 0 | 0% | 0.4815% | 0 | 11.15% | 0.4815% | 0.010336 | 48.78% | 0.4815% | 0.045232 | 59.93% | 0.4851% | 0.055978 | 39.35% | 0.4851% | 0.036753 | 0% | 0.4851% | 0 | 67.21% | 3.564% | 0.46119 | 3.184% | 3.564% | 0.021846 | 3.735% | 3.564% | 0.025627 | 0% | 3.934% | 0 | 0% | 3.934% | 0 | 45.22% | 3.934% | 0.34257 |  |  |  | 34.96% | 11.8% | 0.79437 | 0% | 11.8% | 0 | 0% | 11.8% | 0 | 0% | 0.3788% | 0 | 0% | 0.3788% | 0 | 0% | 0.3788% | 0 | 0% | 100% | 0 | 0% | 100% | 0 | 0% | 100% | 0 | 0% | 100% | 0 |  |  | 0 |  |  | 0.0059887 |  |  | 0 | 100% | 65% |  | 100% | 65% |  | 100% | 65% |  | 100% | 65% |  | 100% | 90% |  | 100% | 90% |  | 100% | 90%
CALISTOGA 110143924 | 0.017566 | 8.6373 | 29.7808 | 4.4015 | 34.1823 | 0.058799 | 0.038297 | 0.012063 | 0% | 99% | 0 | 0% | 99% | 0 | 0% | 99% | 0 | 0% | 99% | 0 | 0% | 63.3% | 0 | 0% | 63.3% | 0 | 0% | 63.3% | 0 | 0% | 63.3% | 0 | 4.4015 | 0% | 2.117% | 0 | 0% | 2.117% | 0 | 0% | 2.117% | 0 | 0% | 0.2312% | 0 | 0% | 0.2312% | 0 | 0% | 0.2312% | 0 | 0% | 0.5298% | 0 | 89.84% | 0.5298% | 0.14174 | 0% | 0.5298% | 0 | 0% | 0.5546% | 0 | 0.002265% | 0.5546% | 3.741e-06 | 99.62% | 0.5546% | 0.16454 | 59.43% | 3.976% | 0.7036 | 39.72% | 3.976% | 0.47028 | 0.1285% | 3.976% | 0.0015211 | 0% | 3.187% | 0 | 0% | 3.187% | 0 | 45.22% | 3.187% | 0.42913 |  |  |  | 0% | 11.8% | 0 | 0% | 11.8% | 0 | 0% | 11.8% | 0 | 0% | 0.3804% | 0 | 0% | 0.3804% | 0 | 0% | 0.3804% | 0 | 0% | 100% | 0 | 0% | 100% | 0 | 0% | 100% | 0 | 0% | 100% | 0 |  |  | 0.33304 |  |  | 0.084678 |  |  | 0.0062222 | 100% | 65% |  | 100% | 65% |  | 100% | 65% |  | 100% | 65% |  | 100% | 90% |  | 100% | 90% |  | 100% | 90%
COVELO 1101694140 | 0.00075638 | 0 | 0.58275 | 0.002626 | 0.58537 | 0.00077842 | 0.00095969 | 0.00040135 | 0% | 99% | 0 | 0% | 99% | 0 | 0% | 99% | 0 | 0% | 99% | 0 | 0% | 60.61% | 0 | 0% | 60.61% | 0 | 0% | 60.61% | 0 | 0% | 60.61% | 0 | 0.002626 | 0% | 2.283% | 0 | 0% | 2.283% | 0 | 0% | 2.283% | 0 | 100% | 0.2245% | 0.0013085 | 0% | 0.2245% | 0 | 0% | 0.2245% | 0 | 0% | 0.6777% | 0 | 100% | 0.6777% | 0.0039493 | 0% | 0.6777% | 0 | 100% | 0.6179% | 0.0036007 | 0% | 0.6179% | 0 | 100% | 0.6179% | 0.0036007 | 0% | 4.858% | 0 | 0% | 4.858% | 0 | 0% | 4.858% | 0 | 0% | 2.234% | 0 | 0% | 2.234% | 0 | 0% | 2.234% | 0 |  |  |  | 22.43% | 11.8% | 0.015422 | 0% | 11.8% | 0 | 0% | 11.8% | 0 | 0% | 0.3556% | 0 | 0% | 0.3556% | 0 | 0% | 0.3556% | 0 | 0% | 100% | 0 | 0% | 100% | 0 | 0% | 100% | 0 | 0% | 100% | 0 |  |  | 0 |  |  | 0 |  |  | 0 |  |  |  |  | 65% |  |  | 65% |  | 100% | 65%
BRUNSWICK 1105875388 | 0.0095744 | 3.2545 | 5.4146 | 0.2199 | 5.6345 | 0.011588 | 0.0066265 | 0.0017163 | 0% | 99% | 0 | 0% | 99% | 0 | 0% | 99% | 0 | 0% | 99% | 0 | 0% | 62.03% | 0 | 0% | 62.03% | 0 | 0% | 62.03% | 0 | 0% | 62.03% | 0 | 0.2199 | 40% | 1.913% | 0.04144 | 0% | 1.913% | 0 | 0% | 1.913% | 0 | 0% | 0.1973% | 0 | 0% | 0.1973% | 0 | 0% | 0.1973% | 0 | 89.47% | 0.5081% | 0.024615 | 0% | 0.5081% | 0 | 92.07% | 0.5081% | 0.025329 | 0% | 0.5061% | 0 | 92.07% | 0.5061% | 0.02523 | 7.93% | 0.5061% | 0.0021731 | 50.6% | 3.75% | 0.10273 | 47.38% | 3.75% | 0.096199 | 0.8946% | 3.75% | 0.0018164 | 0% | 3.21% | 0 | 0% | 3.21% | 0 | 0% | 3.21% | 0 |  |  |  | 35% | 11.8% | 0.22362 | 0% | 11.8% | 0 | 0% | 11.8% | 0 | 0% | 0.3767% | 0 | 0% | 0.3767% | 0 | 0% | 0.3767% | 0 | 0% | 100% | 0 | 0% | 100% | 0 | 0% | 100% | 0 | 0% | 100% | 0 |  |  | 0.071318 |  |  | 0.013656 |  |  | 0 | 100% | 65% |  | 100% | 65% |  | 100% | 65% |  | 100% | 65% |  | 100% | 90% |  | 100% | 90% |  | 100% | 90%
PARADISE 11032486 | 0.0054934 | 15.2916 | 20.8389 | 5.3595 | 26.1985 | 0.033121 | 0.03372 | 0.0099213 | 0% | 99% | 0 | 0% | 99% | 0 | 21.08% | 99% | 4.3499 | 0% | 99% | 0 | 0% | 62.3% | 0 | 0% | 62.3% | 0 | 0% | 62.3% | 0 | 0% | 62.3% | 0 | 5.3595 | 0% | 2.223% | 0 | 0% | 2.223% | 0 | 0% | 2.223% | 0 | 0% | 0.2508% | 0 | 0% | 0.2508% | 0 | 0% | 0.2508% | 0 | 0% | 0.6504% | 0 | 42.65% | 0.6504% | 0.057804 | 18.96% | 0.6504% | 0.025693 | 35.05% | 0.6632% | 0.048436 | 19.15% | 0.6632% | 0.026468 | 80.37% | 0.6632% | 0.11108 | 79.62% | 4.849% | 0.80454 | 18.78% | 4.849% | 0.18976 | 0% | 4.849% | 0 | 0% | 2.516% | 0 | 0% | 2.516% | 0 | 0% | 2.516% | 0 |  |  |  | 34.71% | 11.8% | 0.85346 | 0% | 11.8% | 0 | 0% | 11.8% | 0 | 0% | 0.3691% | 0 | 0% | 0.3691% | 0 | 0% | 0.3691% | 0 | 0% | 100% | 0 | 0% | 100% | 0 | 0% | 100% | 0 | 0% | 100% | 0 |  |  | 0 |  |  | 0.0010327 |  |  | 0 | 100% | 65% |  | 100% | 65% |  | 100% | 65% |  | 100% | 65% |  | 100% | 90% |  | 100% | 90% |  | 100% | 90%
GIRVAN 1101323094 | 0.005863 | 35.6033 | 31.1929 | 2.6897 | 33.8826 | 0.047018 | 0.048159 | 0.019832 | 0% | 99% | 0 | 0% | 99% | 0 | 0% | 99% | 0 | 0% | 99% | 0 | 0% | 61.25% | 0 | 0% | 61.25% | 0 | 0% | 61.25% | 0 | 0% | 61.25% | 0 | 2.6897 | 0% | 2.383% | 0 | 0% | 2.383% | 0 | 0% | 2.383% | 0 | 0% | 0.2519% | 0 | 0% | 0.2519% | 0 | 0% | 0.2519% | 0 | 0% | 0.6302% | 0 | 41.42% | 0.6302% | 0.081411 | 55.05% | 0.6302% | 0.10821 | 92.57% | 0.6227% | 0.17981 | 6.953% | 0.6227% | 0.013506 | 26.34% | 0.6227% | 0.051162 | 94.14% | 4.634% | 1.3607 | 0% | 4.634% | 0 | 5.179% | 4.634% | 0.074866 | 0% | 2.847% | 0 | 40.07% | 2.847% | 0.35581 | 0% | 2.847% | 0 |  |  |  | 22.93% | 11.8% | 0.84387 | 0% | 11.8% | 0 | 0% | 11.8% | 0 | 0% | 0.368% | 0 | 0% | 0.368% | 0 | 0% | 0.368% | 0 | 0% | 100% | 0 | 0% | 100% | 0 | 0% | 100% | 0 | 0% | 100% | 0 |  |  | 0.0030281 |  |  | 0 |  |  | 0.10752 | 100% | 65% |  | 100% | 65% |  | 100% | 65% |  | 100% | 65% |  | 100% | 90% |  | 100% | 90% |  | 100% | 90%
ELK CREEK 11012008 | 0.0030963 | 4.1188 | 13.5289 | 3.3137 | 16.8426 | 0.009274 | 0.027472 | 0.013288 | 0% | 99% | 0 | 0% | 99% | 0 | 0% | 99% | 0 | 0% | 99% | 0 | 0% | 61.83% | 0 | 0% | 61.83% | 0 | 0% | 61.83% | 0 | 0% | 61.83% | 0 | 3.3137 | 0% | 2.437% | 0 | 0% | 2.437% | 0 | 0% | 2.437% | 0 | 0% | 0.2661% | 0 | 0% | 0.2661% | 0 | 0% | 0.2661% | 0 | 60.93% | 0.805% | 0.066359 | 93.2% | 0.805% | 0.10151 | 60.93% | 0.805% | 0.066359 | 94.38% | 0.7714% | 0.098504 | 60.93% | 0.7714% | 0.06359 | 93.15% | 0.7714% | 0.097217 | 0% | 5.882% | 0 | 0% | 5.882% | 0 | 0% | 5.882% | 0 | 0% | 1.039% | 0 | 0% | 1.039% | 0 | 0% | 1.039% | 0 |  |  |  | 27.1% | 11.8% | 0.43257 | 0% | 11.8% | 0 | 0% | 11.8% | 0 | 0% | 0.3493% | 0 | 0% | 0.3493% | 0 | 0% | 0.3493% | 0 | 0% | 100% | 0 | 0% | 100% | 0 | 0% | 100% | 0 | 0% | 100% | 0 |  |  | 0 |  |  | 0.03133 |  |  | 0 | 100% | 65% |  | 100% | 65% |  | 100% | 65% |  | 100% | 65% |  | 100% | 90% |  | 100% | 90% |  | 100% | 90%
SAN LUIS OBISPO 1101V12 | 0.0041542 | 21.5897 | 18.1316 | 0.70457 | 18.8361 | 0.021872 | 0.03565 | 0.0095408 | 0% | 99% | 0 | 0% | 99% | 0 | 0% | 99% | 0 | 0% | 99% | 0 | 0% | 62.88% | 0 | 0% | 62.88% | 0 | 0% | 62.88% | 0 | 0% | 62.88% | 0 | 0.70457 | 40% | 3.12% | 0.22628 | 0% | 3.12% | 0 | 0% | 3.12% | 0 | 0% | 0.3403% | 0 | 0% | 0.3403% | 0 | 0% | 0.3403% | 0 | 0% | 0.7985% | 0 | 51.36% | 0.7985% | 0.074355 | 15.2% | 0.7985% | 0.022009 | 0% | 0.8275% | 0 | 33.76% | 0.8275% | 0.050646 | 65.71% | 0.8275% | 0.098584 | 40.17% | 5.973% | 0.43502 | 47.47% | 5.973% | 0.51404 | 1.385% | 5.973% | 0.014999 | 0% | 1.777% | 0 | 0% | 1.777% | 0 | 0% | 1.777% | 0 |  |  |  | 26.17% | 11.8% | 0.55996 | 0% | 11.8% | 0 | 0% | 11.8% | 0 | 0% | 0.3681% | 0 | 0% | 0.3681% | 0 | 0% | 0.3681% | 0 | 0% | 100% | 0 | 0% | 100% | 0 | 0% | 100% | 0 | 0% | 100% | 0 |  |  | 0 |  |  | 0.015129 |  |  | 0.012806 | 100% | 65% |  | 100% | 65% |  | 100% | 65% |  | 100% | 65% |  | 100% | 90% |  | 100% | 90% |  | 100% | 90%
CARBONA 1101975330 | 0.0022582 | 0 | 0.71666 | 0.0021008 | 0.71876 | 0.00013185 | 0.0016911 | 0.00083445 | 0% | 99% | 0 | 0% | 99% | 0 | 0% | 99% | 0 | 0% | 99% | 0 | 0% | 62.1% | 0 | 0% | 62.1% | 0 | 0% | 62.1% | 0 | 0% | 62.1% | 0 | 0.0021008 | 0% | 4.004% | 0 | 0% | 4.004% | 0 | 0% | 4.004% | 0 | 0% | 0.4158% | 0 | 0% | 0.4158% | 0 | 0% | 0.4158% | 0 | 0% | 0.9647% | 0 | 0% | 0.9647% | 0 | 96.48% | 0.9647% | 0.0066699 | 96.48% | 0.9544% | 0.0065991 | 0% | 0.9544% | 0 | 0% | 0.9544% | 0 | 77.77% | 7.079% | 0.039456 | 0% | 7.079% | 0 | 0% | 7.079% | 0 | 0% | 0.3771% | 0 | 0% | 0.3771% | 0 | 0% | 0.3771% | 0 |  |  |  | 0% | 11.8% | 0 | 0% | 11.8% | 0 | 0% | 11.8% | 0 | 0% | 0.3538% | 0 | 0% | 0.3538% | 0 | 0% | 0.3538% | 0 | 0% | 100% | 0 | 0% | 100% | 0 | 0% | 100% | 0 | 0% | 100% | 0 |  |  | 0 |  |  | 0 |  |  | 0 |  |  |  |  | 65% |  |  | 65% |  | 100% | 65%
ORO FINO 11022556 | 0.013572 | 8.5808 | 19.4528 | 4.1761 | 23.6289 | 0.027319 | 0.038306 | 0.0066549 | 0% | 99% | 0 | 0% | 99% | 0 | 0% | 99% | 0 | 0% | 99% | 0 | 0% | 62.64% | 0 | 0% | 62.64% | 0 | 0% | 62.64% | 0 | 0% | 62.64% | 0 | 4.1761 | 0% | 3.378% | 0 | 0% | 3.378% | 0 | 0% | 3.378% | 0 | 0% | 0.368% | 0 | 0% | 0.368% | 0 | 0% | 0.368% | 0 | 0% | 0.7999% | 0 | 0% | 0.7999% | 0 | 0% | 0.7999% | 0 | 0% | 0.8387% | 0 | 58.31% | 0.8387% | 0.095139 | 41.69% | 0.8387% | 0.068013 | 96.23% | 5.995% | 1.1223 | 0% | 5.995% | 0 | 1.103% | 5.995% | 0.012865 | 0% | 2.08% | 0 | 0% | 2.08% | 0 | 0% | 2.08% | 0 |  |  |  | 0% | 11.8% | 0 | 0% | 11.8% | 0 | 0% | 11.8% | 0 | 0% | 0.3711% | 0 | 0% | 0.3711% | 0 | 0% | 0.3711% | 0 | 0% | 100% | 0 | 0% | 100% | 0 | 0% | 100% | 0 | 0% | 100% | 0 |  |  | 0 |  |  | 0 |  |  | 0 | 100% | 65% |  | 100% | 65% |  | 100% | 65% |  | 100% | 65% |  | 100% | 90% |  | 100% | 90% |  | 100% | 90%
PIT NO 3 2101CB | 0.0086689 | 5.5034 | 9.2842 | 0 | 9.2842 | 0.013341 | 0.015843 | 0.0053364 | 0% | 99% | 0 | 0% | 99% | 0 | 0% | 99% | 0 | 26.81% | 99% | 2.4638 | 0% | 61.72% | 0 | 0% | 61.72% | 0 | 0% | 61.72% | 0 | 0% | 61.72% | 0 | 0 | 0% | 2.14% | 0 | 0% | 2.14% | 0 | 0% | 2.14% | 0 | 0% | 0.2548% | 0 | 100% | 0.2548% | 0.023652 | 0% | 0.2548% | 0 | 0% | 0.6593% | 0 | 81.36% | 0.6593% | 0.049799 | 17.51% | 0.6593% | 0.010719 | 98.87% | 0.668% | 0.061316 | 0% | 0.668% | 0 | 0% | 0.668% | 0 | 0% | 4.908% | 0 | 0% | 4.908% | 0 | 0% | 4.908% | 0 | 0% | 2.053% | 0 | 0% | 2.053% | 0 | 0% | 2.053% | 0 |  |  |  | 0% | 11.8% | 0 | 0% | 11.8% | 0 | 0% | 11.8% | 0 | 0% | 0.3634% | 0 | 0% | 0.3634% | 0 | 0% | 0.3634% | 0 | 0% | 100% | 0 | 0% | 100% | 0 | 0% | 100% | 0 | 0% | 100% | 0 |  |  | 0 |  |  | 0 |  |  | 0 | 100% | 65% |  | 100% | 65% |  | 100% | 65% |  | 100% | 65% |  | 100% | 90% |  | 100% | 90% |  | 100% | 90%
MORGAN HILL 2111919856 | 0.0046575 | 9.9308 | 9.8423 | 0.062132 | 9.9045 | 0.019009 | 0.013975 | 0.0036746 | 0% | 99% | 0 | 0% | 99% | 0 | 0% | 99% | 0 | 0% | 99% | 0 | 0% | 61.96% | 0 | 0% | 61.96% | 0 | 0% | 61.96% | 0 | 0% | 61.96% | 0 | 0.062132 | 100% | 2.381% | 0.23431 | 0% | 2.381% | 0 | 0% | 2.381% | 0 | 0% | 0.2492% | 0 | 0% | 0.2492% | 0 | 0% | 0.2492% | 0 | 0% | 0.58% | 0 | 47.46% | 0.58% | 0.027096 | 3.414% | 0.58% | 0.001949 | 3.414% | 0.5841% | 0.0019626 | 3.057% | 0.5841% | 0.0017572 | 93.53% | 0.5841% | 0.053766 | 28.89% | 4.285% | 0.12185 | 0% | 4.285% | 0 | 68.29% | 4.285% | 0.28798 | 0% | 3.415% | 0 | 0% | 3.415% | 0 | 0% | 3.415% | 0 |  |  |  | 0% | 11.8% | 0 | 0% | 11.8% | 0 | 0% | 11.8% | 0 | 0% | 0.3745% | 0 | 0% | 0.3745% | 0 | 0% | 0.3745% | 0 | 0% | 100% | 0 | 0% | 100% | 0 | 0% | 100% | 0 | 0% | 100% | 0 |  |  | 0 |  |  | 0 |  |  | 0.023548 | 100% | 65% |  | 100% | 65% |  | 100% | 65% |  | 100% | 65% |  | 100% | 90% |  | 100% | 90% |  | 100% | 90%
CLOVERDALE 1102383183 | 0.0025886 | 14.6824 | 8.7944 | 0.046673 | 8.8411 | 0.015598 | 0.01314 | 0.0041894 | 0% | 99% | 0 | 0% | 99% | 0 | 0% | 99% | 0 | 0% | 99% | 0 | 0% | 62.35% | 0 | 0% | 62.35% | 0 | 0% | 62.35% | 0 | 0% | 62.35% | 0 | 0.046673 | 85.71% | 2.598% | 0.19585 | 0% | 2.598% | 0 | 0% | 2.598% | 0 | 0% | 0.2742% | 0 | 0% | 0.2742% | 0 | 0% | 0.2742% | 0 | 0% | 0.606% | 0 | 20.13% | 0.606% | 0.010727 | 76.72% | 0.606% | 0.04089 | 96.84% | 0.617% | 0.052553 | 0% | 0.617% | 0 | 0% | 0.617% | 0 | 0% | 4.489% | 0 | 0% | 4.489% | 0 | 51.25% | 4.489% | 0.20236 | 0% | 3.115% | 0 | 0% | 3.115% | 0 | 0% | 3.115% | 0 |  |  |  | 34.47% | 11.8% | 0.35768 | 0% | 11.8% | 0 | 0% | 11.8% | 0 | 0% | 0.3747% | 0 | 0% | 0.3747% | 0 | 0% | 0.3747% | 0 | 0% | 100% | 0 | 0% | 100% | 0 | 0% | 100% | 0 | 0% | 100% | 0 |  |  | 0 |  |  | 0 |  |  | 0 | 100% | 65% |  | 100% | 65% |  | 100% | 65% |  | 100% | 65% |  | 100% | 90% |  | 100% | 90% |  | 100% | 90%
PUEBLO 2102378860 | 0.0083787 | 19.5808 | 34.9981 | 0.54683 | 35.5449 | 0.074808 | 0.045564 | 0.011034 | 0% | 99% | 0 | 0% | 99% | 0 | 0% | 99% | 0 | 0% | 99% | 0 | 0% | 62.66% | 0 | 0% | 62.66% | 0 | 0% | 62.66% | 0 | 0% | 62.66% | 0 | 0.54683 | 77.78% | 2.165% | 0.58943 | 0% | 2.165% | 0 | 0% | 2.165% | 0 | 0% | 0.2327% | 0 | 0% | 0.2327% | 0 | 0% | 0.2327% | 0 | 0% | 0.5245% | 0 | 83.83% | 0.5245% | 0.15387 | 6.326% | 0.5245% | 0.011612 | 0% | 0.5417% | 0 | 6.326% | 0.5417% | 0.011994 | 93.66% | 0.5417% | 0.17757 | 59.97% | 3.911% | 0.82078 | 15.26% | 3.911% | 0.20888 | 17.74% | 3.911% | 0.24285 | 0% | 3.647% | 0 | 0% | 3.647% | 0 | 45.22% | 3.647% | 0.57724 |  |  |  | 0% | 11.8% | 0 | 15.12% | 11.8% | 0.62452 | 0% | 11.8% | 0 | 0% | 0.3792% | 0 | 0% | 0.3792% | 0 | 0% | 0.3792% | 0 | 0% | 100% | 0 | 0% | 100% | 0 | 0% | 100% | 0 | 0% | 100% | 0 |  |  | 0 |  |  | 0.011038 |  |  | 0.051752 | 100% | 65% |  | 100% | 65% |  | 100% | 65% |  | 100% | 65% |  | 100% | 90% |  | 100% | 90% |  | 100% | 90%
VACAVILLE 11088762 | 0.0032459 | 14.8285 | 20.7996 | 1.4401 | 22.2397 | 0.021215 | 0.042997 | 0.013978 | 0% | 99% | 0 | 21.99% | 99% | 4.5285 | 0% | 99% | 0 | 0% | 99% | 0 | 0% | 62.4% | 0 | 0% | 62.4% | 0 | 0% | 62.4% | 0 | 0% | 62.4% | 0 | 1.4401 | 0% | 3.01% | 0 | 0% | 3.01% | 0 | 0% | 3.01% | 0 | 0% | 0.3273% | 0 | 0% | 0.3273% | 0 | 0% | 0.3273% | 0 | 1.466% | 0.821% | 0.0025029 | 8.461% | 0.821% | 0.014449 | 92.91% | 0.821% | 0.15866 | 99.44% | 0.8274% | 0.17114 | 2.015% | 0.8274% | 0.0034674 | 1.473% | 0.8274% | 0.0025345 | 64.22% | 6.087% | 0.813 | 0% | 6.087% | 0 | 0% | 6.087% | 0 | 0% | 1.316% | 0 | 0% | 1.316% | 0 | 0% | 1.316% | 0 |  |  |  | 25.33% | 11.8% | 0.62163 | 0% | 11.8% | 0 | 0% | 11.8% | 0 | 0% | 0.3611% | 0 | 0% | 0.3611% | 0 | 0% | 0.3611% | 0 | 0% | 100% | 0 | 0% | 100% | 0 | 0% | 100% | 0 | 0% | 100% | 0 |  |  | 0.0019651 |  |  | 0 |  |  | 0 | 100% | 65% |  | 100% | 65% |  | 100% | 65% |  | 100% | 65% |  | 100% | 90% |  | 100% | 90% |  | 100% | 90%
SILVERADO 2105900104 | 0.018786 | 0.1244 | 0.28763 | 0.0021884 | 0.28982 | 0.00059887 | 0.00037503 | 0.0001077 | 0% | 99% | 0 | 0% | 99% | 0 | 100% | 99% | 0.28475 | 0% | 99% | 0 | 0% | 63.79% | 0 | 0% | 63.79% | 0 | 0% | 63.79% | 0 | 0% | 63.79% | 0 | 0.0021884 | 0% | 1.957% | 0 | 0% | 1.957% | 0 | 0% | 1.957% | 0 | 0% | 0.2177% | 0 | 0% | 0.2177% | 0 | 0% | 0.2177% | 0 | 0% | 0.5226% | 0 | 99.98% | 0.5226% | 0.001503 | 0% | 0.5226% | 0 | 0% | 0.5504% | 0 | 0% | 0.5504% | 0 | 100% | 0.5504% | 0.0015831 | 0% | 3.937% | 0 | 0% | 3.937% | 0 | 0% | 3.937% | 0 | 0% | 3.161% | 0 | 0% | 3.161% | 0 | 0% | 3.161% | 0 |  |  |  | 0% | 11.8% | 0 | 0% | 11.8% | 0 | 0% | 11.8% | 0 | 0% | 0.3807% | 0 | 0% | 0.3807% | 0 | 0% | 0.3807% | 0 | 0% | 100% | 0 | 0% | 100% | 0 | 0% | 100% | 0 | 0% | 100% | 0 |  |  | 0 |  |  | 0 |  |  | 0 | 100% | 65% |  | 100% | 65% |  | 100% | 65% |  | 100% | 65% |  | 100% | 90% |  | 100% | 90% |  | 100% | 90%
DUNLAP 1102CB | 0.0053343 | 8.0538 | 7.3212 | 0 | 7.3212 | 0.0081898 | 0.015183 | 0.0042291 | 0% | 99% | 0 | 0% | 99% | 0 | 0% | 99% | 0 | 0% | 99% | 0 | 0% | 61.28% | 0 | 0% | 61.28% | 0 | 0% | 61.28% | 0 | 0% | 61.28% | 0 | 0 | 0% | 2.533% | 0 | 0% | 2.533% | 0 | 0% | 2.533% | 0 | 0% | 0.2833% | 0 | 0% | 0.2833% | 0 | 0% | 0.2833% | 0 | 0% | 0.8146% | 0 | 26.88% | 0.8146% | 0.01603 | 70.16% | 0.8146% | 0.041839 | 66.09% | 0.8134% | 0.039358 | 5.374% | 0.8134% | 0.0032003 | 26.88% | 0.8134% | 0.016006 | 45.26% | 6.04% | 0.20014 | 40% | 6.04% | 0.17685 | 4.053% | 6.04% | 0.017923 | 0% | 1.779% | 0 | 0% | 1.779% | 0 | 0% | 1.779% | 0 |  |  |  | 0% | 11.8% | 0 | 0% | 11.8% | 0 | 0% | 11.8% | 0 | 0% | 0.3577% | 0 | 0% | 0.3577% | 0 | 0% | 0.3577% | 0 | 0% | 100% | 0 | 0% | 100% | 0 | 0% | 100% | 0 | 0% | 100% | 0 |  |  | 0 |  |  | 0.023937 |  |  | 0.0017753 | 100% | 65% |  | 100% | 65% |  | 100% | 65% |  | 100% | 65% |  | 100% | 90% |  | 100% | 90% |  | 100% | 90%
BEAR VALLEY 210110000 | 0.0025111 | 30.8734 | 17.4171 | 0 | 17.4171 | 0.013418 | 0.035533 | 0.016822 | 0% | 99% | 0 | 0% | 99% | 0 | 0% | 99% | 0 | 0% | 99% | 0 | 0% | 61.85% | 0 | 0% | 61.85% | 0 | 0% | 61.85% | 0 | 0% | 61.85% | 0 | 0 | 100% | 2.643% | 0.46027 | 0% | 2.643% | 0 | 0% | 2.643% | 0 | 100% | 0.2882% | 0.05019 | 0% | 0.2882% | 0 | 0% | 0.2882% | 0 | 29.34% | 0.8016% | 0.040964 | 33.02% | 0.8016% | 0.046101 | 42.77% | 0.8016% | 0.059714 | 7.182% | 0.7943% | 0.0099349 | 57.46% | 0.7943% | 0.079494 | 35.01% | 0.7943% | 0.048433 | 8.318% | 5.921% | 0.085782 | 14.2% | 5.921% | 0.1464 | 1.444% | 5.921% | 0.014894 | 0% | 1.309% | 0 | 0% | 1.309% | 0 | 0% | 1.309% | 0 |  |  |  | 30.71% | 11.8% | 0.63124 | 0% | 11.8% | 0 | 0% | 11.8% | 0 | 0% | 0.3575% | 0 | 0% | 0.3575% | 0 | 0% | 0.3575% | 0 | 0% | 100% | 0 | 0% | 100% | 0 | 0% | 100% | 0 | 0% | 100% | 0 |  |  | 0 |  |  | 0 |  |  | 0 | 100% | 65% |  | 100% | 65% |  | 100% | 65% |  | 100% | 65% |  | 100% | 90% |  | 100% | 90% |  | 100% | 90%
WEIMAR 1101CB | 0.012028 | 10.9129 | 18.8754 | 2.0517 | 20.9272 | 0.038948 | 0.023387 | 0.0089995 | 0% | 99% | 0 | 0% | 99% | 0 | 0% | 99% | 0 | 0% | 99% | 0 | 0% | 62.05% | 0 | 0% | 62.05% | 0 | 0% | 62.05% | 0 | 0% | 62.05% | 0 | 2.0517 | 33.33% | 1.617% | 0.10175 | 0% | 1.617% | 0 | 0% | 1.617% | 0 | 0% | 0.1789% | 0 | 0% | 0.1789% | 0 | 0% | 0.1789% | 0 | 0% | 0.4899% | 0 | 62.09% | 0.4899% | 0.057412 | 30.59% | 0.4899% | 0.028286 | 26.76% | 0.5% | 0.025256 | 13.09% | 0.5% | 0.012352 | 60.15% | 0.5% | 0.056768 | 94.85% | 3.659% | 0.65508 | 2.288% | 3.659% | 0.015804 | 0% | 3.659% | 0 | 0% | 3.609% | 0 | 0% | 3.609% | 0 | 0% | 3.609% | 0 |  |  |  | 0% | 11.8% | 0 | 0% | 11.8% | 0 | 0% | 11.8% | 0 | 0% | 0.3776% | 0 | 0% | 0.3776% | 0 | 0% | 0.3776% | 0 | 0% | 100% | 0 | 0% | 100% | 0 | 0% | 100% | 0 | 0% | 100% | 0 |  |  | 0.012954 |  |  | 0 |  |  | 0 | 100% | 65% |  | 100% | 65% |  | 100% | 65% |  | 100% | 65% |  | 100% | 90% |  | 100% | 90% |  | 100% | 90%
CLARKSVILLE 210419772 | 0.0043871 | 17.5325 | 17.4635 | 0.19821 | 17.6617 | 0.017995 | 0.032153 | 0.015868 | 0% | 99% | 0 | 0% | 99% | 0 | 0% | 99% | 0 | 0% | 99% | 0 | 0% | 63.51% | 0 | 0% | 63.51% | 0 | 0% | 63.51% | 0 | 0% | 63.51% | 0 | 0.19821 | 100% | 2.838% | 0.49567 | 0% | 2.838% | 0 | 0% | 2.838% | 0 | 0% | 0.3046% | 0 | 0% | 0.3046% | 0 | 0% | 0.3046% | 0 | 0% | 0.7306% | 0 | 4.3% | 0.7306% | 0.0054866 | 15.09% | 0.7306% | 0.019254 | 0% | 0.7426% | 0 | 74.63% | 0.7426% | 0.096782 | 24.22% | 0.7426% | 0.031411 | 74.72% | 5.422% | 0.70741 | 2.823% | 5.422% | 0.026724 | 2.572% | 5.422% | 0.024354 | 0% | 1.661% | 0 | 0% | 1.661% | 0 | 0% | 1.661% | 0 |  |  |  | 0% | 11.8% | 0 | 0% | 11.8% | 0 | 0% | 11.8% | 0 | 0% | 0.3668% | 0 | 0% | 0.3668% | 0 | 0% | 0.3668% | 0 | 0% | 100% | 0 | 0% | 100% | 0 | 0% | 100% | 0 | 0% | 100% | 0 |  |  | 0.054896 |  |  | 0.013979 |  |  | 0 | 100% | 65% |  | 100% | 65% |  | 100% | 65% |  | 100% | 65% |  | 100% | 90% |  | 100% | 90% |  | 100% | 90%
LOS COCHES 1101625902 | 0.0060529 | 2.3491 | 7.384 | 0 | 7.384 | 0.0022376 | 0.019438 | 0.0063917 | 0% | 99% | 0 | 0% | 99% | 0 | 0% | 99% | 0 | 27.57% | 99% | 2.0158 | 0% | 62.96% | 0 | 0% | 62.96% | 0 | 0% | 62.96% | 0 | 0% | 62.96% | 0 | 0 | 0% | 4.609% | 0 | 0% | 4.609% | 0 | 0% | 4.609% | 0 | 0% | 0.4906% | 0 | 0% | 0.4906% | 0 | 0% | 0.4906% | 0 | 0% | 1.057% | 0 | 0% | 1.057% | 0 | 99.87% | 1.057% | 0.077976 | 99.87% | 1.105% | 0.081501 | 0% | 1.105% | 0 | 0% | 1.105% | 0 | 61.78% | 7.912% | 0.36095 | 38.22% | 7.912% | 0.22326 | 0% | 7.912% | 0 | 0% | 0.5503% | 0 | 0% | 0.5503% | 0 | 0% | 0.5503% | 0 |  |  |  | 0% | 11.8% | 0 | 16.18% | 11.8% | 0.14098 | 0% | 11.8% | 0 | 0% | 0.364% | 0 | 0% | 0.364% | 0 | 0% | 0.364% | 0 | 0% | 100% | 0 | 0% | 100% | 0 | 0% | 100% | 0 | 0% | 100% | 0 |  |  | 0 |  |  | 0.012851 |  |  | 0 | 100% | 65% |  | 100% | 65% |  | 100% | 65% |  | 100% | 65% |  | 100% | 90% |  | 100% | 90% |  | 100% | 90%
SILVERADO 210478268 | 0.018153 | 13.6153 | 43.2977 | 6.9165 | 50.2142 | 0.09651 | 0.057661 | 0.010934 | 0% | 99% | 0 | 0% | 99% | 0 | 59.81% | 99% | 25.6378 | 30.55% | 99% | 13.0951 | 0% | 63.15% | 0 | 0% | 63.15% | 0 | 0% | 63.15% | 0 | 0% | 63.15% | 0 | 6.9165 | 11.11% | 2.209% | 0.10627 | 0% | 2.209% | 0 | 0% | 2.209% | 0 | 0% | 0.2405% | 0 | 0% | 0.2405% | 0 | 0% | 0.2405% | 0 | 0% | 0.5264% | 0 | 32.99% | 0.5264% | 0.075197 | 11.4% | 0.5264% | 0.025981 | 0% | 0.5505% | 0 | 55.27% | 0.5505% | 0.13173 | 44.51% | 0.5505% | 0.10607 | 98.74% | 3.941% | 1.6848 | 0.584% | 3.941% | 0.009966 | 0.06661% | 3.941% | 0.0011366 | 0% | 3.318% | 0 | 0% | 3.318% | 0 | 45.22% | 3.318% | 0.64959 |  |  |  | 0% | 11.8% | 0 | 0% | 11.8% | 0 | 0% | 11.8% | 0 | 0% | 0.3801% | 0 | 0% | 0.3801% | 0 | 0% | 0.3801% | 0 | 0% | 100% | 0 | 0% | 100% | 0 | 0% | 100% | 0 | 0% | 100% | 0 |  |  | 0.29022 |  |  | 0.051215 |  |  | 0.0016473 | 100% | 65% |  | 100% | 65% |  | 100% | 65% |  | 100% | 65% |  | 100% | 90% |  | 100% | 90% |  | 100% | 90%
PIKE CITY 11011730 | 0.0093855 | 9.1141 | 14.616 | 2.3375 | 16.9535 | 0.031075 | 0.018679 | 0.0062051 | 0% | 99% | 0 | 0% | 99% | 0 | 0% | 99% | 0 | 59.77% | 99% | 8.649 | 0% | 61.78% | 0 | 0% | 61.78% | 0 | 0% | 61.78% | 0 | 0% | 61.78% | 0 | 2.3375 | 0% | 1.941% | 0 | 0% | 1.941% | 0 | 0% | 1.941% | 0 | 0% | 0.2065% | 0 | 0% | 0.2065% | 0 | 0% | 0.2065% | 0 | 0% | 0.5063% | 0 | 30.93% | 0.5063% | 0.022887 | 5.467% | 0.5063% | 0.004046 | 0.05793% | 0.5138% | 4.3502e-05 | 62.76% | 0.5138% | 0.047125 | 37.24% | 0.5138% | 0.027967 | 80.21% | 3.76% | 0.4408 | 9.489% | 3.76% | 0.052147 | 9.482% | 3.76% | 0.052107 | 0% | 3.609% | 0 | 0% | 3.609% | 0 | 0% | 3.609% | 0 |  |  |  | 34.83% | 11.8% | 0.60069 | 0% | 11.8% | 0 | 0% | 11.8% | 0 | 0% | 0.3779% | 0 | 0% | 0.3779% | 0 | 0% | 0.3779% | 0 | 0% | 100% | 0 | 0% | 100% | 0 | 0% | 100% | 0 | 0% | 100% | 0 |  |  | 0 |  |  | 0.00098958 |  |  | 0.035209 | 100% | 65% |  | 100% | 65% |  | 100% | 65% |  | 100% | 65% |  | 100% | 90% |  | 100% | 90% |  | 100% | 90%
AUBERRY 110137536 | 0.0088053 | 3.4555 | 5.51 | 0.036047 | 5.5461 | 0.0068696 | 0.012051 | 0.0021931 | 0% | 99% | 0 | 0% | 99% | 0 | 0% | 99% | 0 | 0% | 99% | 0 | 0% | 62.54% | 0 | 0% | 62.54% | 0 | 0% | 62.54% | 0 | 0% | 62.54% | 0 | 0.036047 | 0% | 3.398% | 0 | 0% | 3.398% | 0 | 0% | 3.398% | 0 | 0% | 0.382% | 0 | 0% | 0.382% | 0 | 0% | 0.382% | 0 | 0% | 0.8465% | 0 | 0% | 0.8465% | 0 | 6.338% | 0.8465% | 0.0029565 | 0% | 0.8948% | 0 | 100% | 0.8948% | 0.049305 | 0% | 0.8948% | 0 | 70.47% | 6.373% | 0.24745 | 0% | 6.373% | 0 | 19.39% | 6.373% | 0.06809 | 0% | 1.668% | 0 | 0% | 1.668% | 0 | 0% | 1.668% | 0 |  |  |  | 20.17% | 11.8% | 0.13117 | 0% | 11.8% | 0 | 0% | 11.8% | 0 | 55.56% | 0.3679% | 0.011261 | 0% | 0.3679% | 0 | 0% | 0.3679% | 0 | 0% | 100% | 0 | 0% | 100% | 0 | 0% | 100% | 0 | 0% | 100% | 0 |  |  | 0 |  |  | 0 |  |  | 0.0022265 | 100% | 65% |  | 100% | 65% |  | 100% | 65% |  | 100% | 65% |  | 100% | 90% |  | 100% | 90% |  | 100% | 90%
CALISTOGA 11015934 | 0.0094322 | 27.6107 | 49.0842 | 2.2097 | 51.2939 | 0.092373 | 0.078804 | 0.016912 | 0% | 99% | 0 | 0% | 99% | 0 | 0% | 99% | 0 | 0% | 99% | 0 | 0% | 62.9% | 0 | 0% | 62.9% | 0 | 0% | 62.9% | 0 | 0% | 62.9% | 0 | 2.2097 | 100% | 2.756% | 1.3528 | 0% | 2.756% | 0 | 0% | 2.756% | 0 | 0% | 0.2972% | 0 | 0% | 0.2972% | 0 | 0% | 0.2972% | 0 | 0% | 0.6367% | 0 | 6.433% | 0.6367% | 0.020104 | 0.2478% | 0.6367% | 0.00077439 | 0% | 0.6708% | 0 | 50.01% | 0.6708% | 0.16466 | 49.45% | 0.6708% | 0.16283 | 69.02% | 4.778% | 1.6185 | 20.78% | 4.778% | 0.48722 | 2.124% | 4.778% | 0.049811 | 0% | 3.12% | 0 | 40.07% | 3.12% | 0.61357 | 0% | 3.12% | 0 |  |  |  | 0% | 11.8% | 0 | 0% | 11.8% | 0 | 0% | 11.8% | 0 | 0% | 0.3785% | 0 | 0% | 0.3785% | 0 | 0% | 0.3785% | 0 | 0% | 100% | 0 | 0% | 100% | 0 | 0% | 100% | 0 | 0% | 100% | 0 |  |  | 0 |  |  | 0.1192 |  |  | 0.0090153 | 100% | 65% |  | 100% | 65% |  | 100% | 65% |  | 100% | 65% |  | 100% | 90% |  | 100% | 90% |  | 100% | 90%
ATASCADERO 1103440856 | 0.0034579 | 36.609 | 22.4101 | 0.041071 | 22.4511 | 0.033426 | 0.039637 | 0.012991 | 0% | 99% | 0 | 0% | 99% | 0 | 0% | 99% | 0 | 0% | 99% | 0 | 0% | 62.53% | 0 | 0% | 62.53% | 0 | 0% | 62.53% | 0 | 0% | 62.53% | 0 | 0.041071 | 66.67% | 2.452% | 0.36627 | 0% | 2.452% | 0 | 0% | 2.452% | 0 | 0% | 0.2586% | 0 | 0% | 0.2586% | 0 | 0% | 0.2586% | 0 | 0% | 0.6936% | 0 | 26.42% | 0.6936% | 0.041061 | 25.37% | 0.6936% | 0.039436 | 0% | 0.6904% | 0 | 58.94% | 0.6904% | 0.091192 | 39.62% | 0.6904% | 0.061293 | 59.38% | 5.121% | 0.68152 | 14.43% | 5.121% | 0.16564 | 16.35% | 5.121% | 0.1876 | 0% | 2.425% | 0 | 0% | 2.425% | 0 | 0% | 2.425% | 0 |  |  |  | 0% | 11.8% | 0 | 0% | 11.8% | 0 | 0% | 11.8% | 0 | 0% | 0.3662% | 0 | 0% | 0.3662% | 0 | 0% | 0.3662% | 0 | 0% | 100% | 0 | 0% | 100% | 0 | 0% | 100% | 0 | 0% | 100% | 0 |  |  | 0.00043246 |  |  | 0.017486 |  |  | 0.044497 | 100% | 65% |  | 100% | 65% |  | 100% | 65% |  | 100% | 65% |  | 100% | 90% |  | 100% | 90% |  | 100% | 90%
BUCKS CREEK 1103CB | 0.0069107 | 2.2342 | 4.7432 | 1.3658 | 6.109 | 0.0040916 | 0.013042 | 0.0011361 | 0% | 99% | 0 | 0% | 99% | 0 | 0% | 99% | 0 | 0% | 99% | 0 | 0% | 62.53% | 0 | 59.28% | 62.53% | 1.7584 | 0% | 62.53% | 0 | 0% | 62.53% | 0 | 1.3658 | 0% | 5.206% | 0 | 0% | 5.206% | 0 | 0% | 5.206% | 0 | 0% | 0.5525% | 0 | 0% | 0.5525% | 0 | 0% | 0.5525% | 0 | 71.05% | 1.095% | 0.036897 | 12.73% | 1.095% | 0.0066116 | 74.01% | 1.095% | 0.038435 | 12.73% | 1.162% | 0.0070155 | 74.01% | 1.162% | 0.040782 | 25.99% | 1.162% | 0.014321 | 54.36% | 8.215% | 0.21182 | 44.98% | 8.215% | 0.17527 | 0% | 8.215% | 0 | 0% | 1.445% | 0 | 0% | 1.445% | 0 | 0% | 1.445% | 0 |  |  |  | 0% | 11.8% | 0 | 0% | 11.8% | 0 | 0% | 11.8% | 0 | 0% | 0.3681% | 0 | 0% | 0.3681% | 0 | 0% | 0.3681% | 0 | 4.107% | 100% | 0.19479 | 0% | 100% | 0 | 0% | 100% | 0 | 0% | 100% | 0 |  |  | 0 |  |  | 9.1109e-05 |  |  | 0 | 100% | 65% |  | 100% | 65% |  | 100% | 65% |  | 100% | 65% |  | 100% | 90% |  | 100% | 90% |  | 100% | 90%
APPLE HILL 1103CB | 0.0098301 | 21.5541 | 44.7489 | 5.0759 | 49.8248 | 0.071875 | 0.072548 | 0.028024 | 0% | 99% | 0 | 0% | 99% | 0 | 0% | 99% | 0 | 0% | 99% | 0 | 0% | 61.96% | 0 | 0% | 61.96% | 0 | 0% | 61.96% | 0 | 0% | 61.96% | 0 | 5.0759 | 88.89% | 2.002% | 0.7964 | 0% | 2.002% | 0 | 0% | 2.002% | 0 | 0% | 0.2261% | 0 | 0% | 0.2261% | 0 | 0% | 0.2261% | 0 | 7.411% | 0.6254% | 0.020741 | 35.33% | 0.6254% | 0.098863 | 33.83% | 0.6254% | 0.094667 | 25.63% | 0.6432% | 0.073757 | 39.09% | 0.6432% | 0.1125 | 36.75% | 0.6432% | 0.10578 | 80.15% | 4.693% | 1.6831 | 14.54% | 4.693% | 0.3053 | 1.387% | 4.693% | 0.029115 | 0% | 2.496% | 0 | 0% | 2.496% | 0 | 0% | 2.496% | 0 |  |  |  | 0% | 11.8% | 0 | 0% | 11.8% | 0 | 0% | 11.8% | 0 | 55.56% | 0.3722% | 0.09252 | 0% | 0.3722% | 0 | 0% | 0.3722% | 0 | 0% | 100% | 0 | 0% | 100% | 0 | 0% | 100% | 0 | 0% | 100% | 0 |  |  | 0.03879 |  |  | 0.022989 |  |  | 0.012094 | 100% | 65% |  | 100% | 65% |  | 100% | 65% |  | 100% | 65% |  | 100% | 90% |  | 100% | 90% |  | 100% | 90%
SISQUOC 1103858898 | 0.003179 | 20.1701 | 12.861 | 0 | 12.861 | 0.018331 | 0.025268 | 0.0062299 | 0% | 99% | 0 | 0% | 99% | 0 | 0% | 99% | 0 | 0% | 99% | 0 | 0% | 61.6% | 0 | 0% | 61.6% | 0 | 0% | 61.6% | 0 | 0% | 61.6% | 0 | 0 | 0% | 2.816% | 0 | 0% | 2.816% | 0 | 0% | 2.816% | 0 | 0% | 0.2922% | 0 | 0% | 0.2922% | 0 | 0% | 0.2922% | 0 | 32.57% | 0.7686% | 0.032198 | 0% | 0.7686% | 0 | 32.57% | 0.7686% | 0.032198 | 0% | 0.7609% | 0 | 76.86% | 0.7609% | 0.07521 | 22.82% | 0.7609% | 0.022331 | 74.18% | 5.66% | 0.53998 | 0.1041% | 5.66% | 0.00075754 | 13.86% | 5.66% | 0.10091 | 0% | 2.46% | 0 | 0% | 2.46% | 0 | 0% | 2.46% | 0 |  |  |  | 34.61% | 11.8% | 0.52523 | 0% | 11.8% | 0 | 0% | 11.8% | 0 | 0% | 0.3629% | 0 | 0% | 0.3629% | 0 | 0% | 0.3629% | 0 | 0% | 100% | 0 | 0% | 100% | 0 | 0% | 100% | 0 | 0% | 100% | 0 |  |  | 0 |  |  | 0.013075 |  |  | 0.052228 | 100% | 65% |  | 100% | 65% |  | 100% | 65% |  | 100% | 65% |  | 100% | 90% |  | 100% | 90% |  | 100% | 90%
TEMPLETON 2111R86 | 0.0030906 | 10.8987 | 9.3695 | 0 | 9.3695 | 0.013278 | 0.016006 | 0.0070429 | 0% | 99% | 0 | 0% | 99% | 0 | 0% | 99% | 0 | 0% | 99% | 0 | 0% | 62.54% | 0 | 0% | 62.54% | 0 | 0% | 62.54% | 0 | 0% | 62.54% | 0 | 0 | 100% | 2.05% | 0.19205 | 0% | 2.05% | 0 | 0% | 2.05% | 0 | 0% | 0.225% | 0 | 0% | 0.225% | 0 | 0% | 0.225% | 0 | 0% | 0.6498% | 0 | 19% | 0.6498% | 0.011569 | 13.06% | 0.6498% | 0.0079526 | 0.1153% | 0.6407% | 6.9219e-05 | 77.9% | 0.6407% | 0.046767 | 18.97% | 0.6407% | 0.011389 | 73.94% | 4.793% | 0.33202 | 0% | 4.793% | 0 | 0.7777% | 4.793% | 0.0034924 | 0% | 2.344% | 0 | 0% | 2.344% | 0 | 0% | 2.344% | 0 |  |  |  | 0% | 11.8% | 0 | 0% | 11.8% | 0 | 0% | 11.8% | 0 | 0% | 0.3638% | 0 | 0% | 0.3638% | 0 | 0% | 0.3638% | 0 | 0% | 100% | 0 | 0% | 100% | 0 | 0% | 100% | 0 | 0% | 100% | 0 |  |  | 0.00059251 |  |  | 0 |  |  | 0 | 100% | 65% |  | 100% | 65% |  | 100% | 65% |  | 100% | 65% |  | 100% | 90% |  | 100% | 90% |  | 100% | 90%
WEST POINT 110293116 | 0.0073052 | 44.3983 | 64.6001 | 2.8816 | 67.4818 | 0.14101 | 0.08313 | 0.027148 | 0% | 99% | 0 | 0% | 99% | 0 | 0% | 99% | 0 | 0% | 99% | 0 | 0% | 61.31% | 0 | 0% | 61.31% | 0 | 0% | 61.31% | 0 | 0% | 61.31% | 0 | 2.8816 | 66.67% | 1.894% | 0.81576 | 0% | 1.894% | 0 | 0% | 1.894% | 0 | 0% | 0.2034% | 0 | 0% | 0.2034% | 0 | 0% | 0.2034% | 0 | 38.72% | 0.501% | 0.12531 | 59.4% | 0.501% | 0.19225 | 40.33% | 0.501% | 0.13054 | 0% | 0.5127% | 0 | 40.33% | 0.5127% | 0.13358 | 59.67% | 0.5127% | 0.19762 | 86.14% | 3.733% | 2.0775 | 1.938% | 3.733% | 0.04673 | 3.094% | 3.733% | 0.074614 | 33.31% | 4.144% | 0.89185 | 0% | 4.144% | 0 | 0% | 4.144% | 0 |  |  |  | 0% | 11.8% | 0 | 0% | 11.8% | 0 | 0% | 11.8% | 0 | 0% | 0.3789% | 0 | 0% | 0.3789% | 0 | 0% | 0.3789% | 0 | 0.7457% | 100% | 0.48172 | 0% | 100% | 0 | 0% | 100% | 0 | 0% | 100% | 0 |  |  | 0.041669 |  |  | 0.056019 |  |  | 0.10856 | 100% | 65% |  | 100% | 65% |  | 100% | 65% |  | 100% | 65% |  | 100% | 90% |  | 100% | 90% |  | 100% | 90%
KONOCTI 1102806668 | 0.015365 | 2.4929 | 6.0629 | 0.88739 | 6.9503 | 0.010938 | 0.011157 | 0.001509 | 0% | 99% | 0 | 0% | 99% | 0 | 0% | 99% | 0 | 0% | 99% | 0 | 0% | 62.98% | 0 | 0% | 62.98% | 0 | 0% | 62.98% | 0 | 0% | 62.98% | 0 | 0.88739 | 0% | 3.3% | 0 | 0% | 3.3% | 0 | 0% | 3.3% | 0 | 0% | 0.3537% | 0 | 0% | 0.3537% | 0 | 0% | 0.3537% | 0 | 29.07% | 0.7239% | 0.012757 | 40.06% | 0.7239% | 0.017582 | 29.07% | 0.7239% | 0.012757 | 0% | 0.7713% | 0 | 59.94% | 0.7713% | 0.028028 | 40.06% | 0.7713% | 0.018733 | 91.73% | 5.447% | 0.30296 | 1.217% | 5.447% | 0.0040202 | 0% | 5.447% | 0 | 0% | 3.026% | 0 | 0% | 3.026% | 0 | 0% | 3.026% | 0 |  |  |  | 34.82% | 11.8% | 0.24908 | 0% | 11.8% | 0 | 0% | 11.8% | 0 | 0% | 0.3789% | 0 | 0% | 0.3789% | 0 | 0% | 0.3789% | 0 | 0% | 100% | 0 | 0% | 100% | 0 | 0% | 100% | 0 | 0% | 100% | 0 |  |  | 0 |  |  | 0 |  |  | 0 | 100% | 65% |  | 100% | 65% |  | 100% | 65% |  | 100% | 65% |  | 100% | 90% |  | 100% | 90% |  | 100% | 90%
PASO ROBLES 1103N58 | 0.0032279 | 4.6206 | 6.9595 | 0.047916 | 7.0074 | 0.0047868 | 0.01713 | 0.0051908 | 0% | 99% | 0 | 0% | 99% | 0 | 0% | 99% | 0 | 0% | 99% | 0 | 13.89% | 60.93% | 0.58877 | 16.03% | 60.93% | 0.67956 | 13.96% | 60.93% | 0.59191 | 0% | 60.93% | 0 | 0.047916 | 0% | 2.844% | 0 | 0% | 2.844% | 0 | 0% | 2.844% | 0 | 0% | 0.3141% | 0 | 0% | 0.3141% | 0 | 0% | 0.3141% | 0 | 0% | 0.9396% | 0 | 3.524% | 0.9396% | 0.0023045 | 89.61% | 0.9396% | 0.0586 | 93.14% | 0.9388% | 0.060852 | 6.864% | 0.9388% | 0.0044847 | 3.524% | 0.9388% | 0.0023025 | 67.53% | 6.982% | 0.32815 | 18.07% | 6.982% | 0.08782 | 3.52% | 6.982% | 0.017102 | 0% | 1.028% | 0 | 0% | 1.028% | 0 | 0% | 1.028% | 0 |  |  |  | 31.02% | 11.8% | 0.25473 | 0% | 11.8% | 0 | 0% | 11.8% | 0 | 0% | 0.3527% | 0 | 0% | 0.3527% | 0 | 0% | 0.3527% | 0 | 0% | 100% | 0 | 0% | 100% | 0 | 0% | 100% | 0 | 0% | 100% | 0 |  |  | 0 |  |  | 0 |  |  | 0 | 100% | 65% |  | 100% | 65% |  | 100% | 65% |  | 100% | 65% |  | 100% | 90% |  | 100% | 90% |  | 100% | 90%
PUEBLO 2103678 | 0.010549 | 34.8621 | 73.3248 | 2.3398 | 75.6646 | 0.16929 | 0.097907 | 0.019451 | 0% | 99% | 0 | 0% | 99% | 0 | 33.24% | 99% | 24.1299 | 59.92% | 99% | 43.4936 | 0% | 62.78% | 0 | 0% | 62.78% | 0 | 0% | 62.78% | 0 | 0% | 62.78% | 0 | 2.3398 | 0% | 2.19% | 0 | 0% | 2.19% | 0 | 0% | 2.19% | 0 | 0% | 0.2362% | 0 | 0% | 0.2362% | 0 | 0% | 0.2362% | 0 | 0% | 0.5155% | 0 | 66.15% | 0.5155% | 0.25003 | 19.84% | 0.5155% | 0.074989 | 0% | 0.5355% | 0 | 24.25% | 0.5355% | 0.095228 | 75.58% | 0.5355% | 0.29678 | 63.35% | 3.847% | 1.7871 | 30.35% | 3.847% | 0.85618 | 0.4594% | 3.847% | 0.012961 | 33.31% | 3.637% | 0.88841 | 0% | 3.637% | 0 | 0% | 3.637% | 0 |  |  |  | 0% | 11.8% | 0 | 0% | 11.8% | 0 | 0% | 11.8% | 0 | 0% | 0.38% | 0 | 0% | 0.38% | 0 | 0% | 0.38% | 0 | 0.7146% | 100% | 0.52398 | 0% | 100% | 0 | 0% | 100% | 0 | 0% | 100% | 0 |  |  | 0.027727 |  |  | 0.061873 |  |  | 0.026346 | 100% | 65% |  | 100% | 65% |  | 100% | 65% |  | 100% | 65% |  | 100% | 90% |  | 100% | 90% |  | 100% | 90%
TEMPLETON 2111A66 | 0.0048868 | 37.2814 | 33.7548 | 0 | 33.7548 | 0.053624 | 0.054011 | 0.025004 | 0% | 99% | 0 | 0% | 99% | 0 | 0% | 99% | 0 | 0% | 99% | 0 | 0% | 63.19% | 0 | 0% | 63.19% | 0 | 0% | 63.19% | 0 | 0% | 63.19% | 0 | 0 | 57.89% | 1.838% | 0.35911 | 0% | 1.838% | 0 | 0% | 1.838% | 0 | 0% | 0.2056% | 0 | 0% | 0.2056% | 0 | 0% | 0.2056% | 0 | 0% | 0.6004% | 0 | 32.79% | 0.6004% | 0.066462 | 28.15% | 0.6004% | 0.057054 | 0% | 0.6027% | 0 | 62.61% | 0.6027% | 0.12736 | 37.16% | 0.6027% | 0.075592 | 78.96% | 4.461% | 1.1891 | 0.08754% | 4.461% | 0.0013183 | 4.527% | 4.461% | 0.068164 | 0% | 2.5% | 0 | 0% | 2.5% | 0 | 0% | 2.5% | 0 |  |  |  | 0% | 11.8% | 0 | 0% | 11.8% | 0 | 0% | 11.8% | 0 | 0% | 0.3685% | 0 | 0% | 0.3685% | 0 | 0% | 0.3685% | 0 | 0% | 100% | 0 | 0% | 100% | 0 | 0% | 100% | 0 | 0% | 100% | 0 |  |  | 0.00047555 |  |  | 0 |  |  | 0.0105 | 100% | 65% |  | 100% | 65% |  | 100% | 65% |  | 100% | 65% |  | 100% | 90% |  | 100% | 90% |  | 100% | 90%
OILFIELDS 1103451760 | 0.0040085 | 0.061054 | 0.054555 | 0 | 0.054555 | 1.5042e-05 | 0.00014257 | 5.7602e-05 | 0% | 99% | 0 | 0% | 99% | 0 | 0% | 99% | 0 | 0% | 99% | 0 | 0% | 60.37% | 0 | 0% | 60.37% | 0 | 0% | 60.37% | 0 | 0% | 60.37% | 0 | 0 | 0% | 2.668% | 0 | 0% | 2.668% | 0 | 0% | 2.668% | 0 | 0% | 0.3196% | 0 | 0% | 0.3196% | 0 | 0% | 0.3196% | 0 | 0% | 0.9683% | 0 | 0% | 0.9683% | 0 | 100% | 0.9683% | 0.00052828 | 0% | 0.9959% | 0 | 100% | 0.9959% | 0.00054331 | 0% | 0.9959% | 0 | 100% | 7.3% | 0.0039827 | 0% | 7.3% | 0 | 0% | 7.3% | 0 | 0% | 0.4369% | 0 | 0% | 0.4369% | 0 | 0% | 0.4369% | 0 |  |  |  | 31.55% | 11.8% | 0.0020309 | 0% | 11.8% | 0 | 0% | 11.8% | 0 | 0% | 0.3541% | 0 | 0% | 0.3541% | 0 | 0% | 0.3541% | 0 | 0% | 100% | 0 | 0% | 100% | 0 | 0% | 100% | 0 | 0% | 100% | 0 |  |  | 0 |  |  | 0 |  |  | 0 | 100% | 65% |  | 100% | 65% |  | 100% | 65% |  | 100% | 65% |  | 100% | 90% |  | 100% | 90% |  | 100% | 90%
PASO ROBLES 1103N02 | 0.0066878 | 0.032736 | 0.034132 | 0.4997 | 0.53383 | 1.5913e-05 | 8.2031e-05 | 3.6701e-05 | 0% | 99% | 0 | 0% | 99% | 0 | 0% | 99% | 0 | 0% | 99% | 0 | 0% | 61.78% | 0 | 0% | 61.78% | 0 | 0% | 61.78% | 0 | 0% | 61.78% | 0 | 0.4997 | 0% | 2.794% | 0 | 0% | 2.794% | 0 | 0% | 2.794% | 0 | 0% | 0.3371% | 0 | 0% | 0.3371% | 0 | 0% | 0.3371% | 0 | 0% | 0.8695% | 0 | 0% | 0.8695% | 0 | 100% | 0.8695% | 0.00029678 | 100% | 0.8858% | 0.00030235 | 0% | 0.8858% | 0 | 0% | 0.8858% | 0 | 0% | 6.488% | 0 | 0% | 6.488% | 0 | 0% | 6.488% | 0 | 0% | 0.701% | 0 | 0% | 0.701% | 0 | 0% | 0.701% | 0 |  |  |  | 31.02% | 11.8% | 0.0012493 | 0% | 11.8% | 0 | 0% | 11.8% | 0 | 0% | 0.3523% | 0 | 0% | 0.3523% | 0 | 0% | 0.3523% | 0 | 0% | 100% | 0 | 0% | 100% | 0 | 0% | 100% | 0 | 0% | 100% | 0 |  |  | 0 |  |  | 0 |  |  | 0 | 100% | 65% |  | 100% | 65% |  | 100% | 65% |  | 100% | 65% |  | 100% | 90% |  | 100% | 90% |  | 100% | 90%
OILFIELDS 1103N04 | 0.0040162 | 0.37741 | 0.36212 | 0 | 0.36212 | 0.00021278 | 0.0008434 | 0.00037233 | 0% | 99% | 0 | 0% | 99% | 0 | 0% | 99% | 0 | 0% | 99% | 0 | 0% | 61.86% | 0 | 0% | 61.86% | 0 | 0% | 61.86% | 0 | 0% | 61.86% | 0 | 0 | 0% | 2.63% | 0 | 0% | 2.63% | 0 | 0% | 2.63% | 0 | 0% | 0.3154% | 0 | 0% | 0.3154% | 0 | 0% | 0.3154% | 0 | 0% | 0.8618% | 0 | 0% | 0.8618% | 0 | 100% | 0.8618% | 0.0031206 | 71.11% | 0.9037% | 0.0023272 | 28.89% | 0.9037% | 0.00094532 | 0% | 0.9037% | 0 | 0% | 6.526% | 0 | 0% | 6.526% | 0 | 0% | 6.526% | 0 | 0% | 0.8602% | 0 | 0% | 0.8602% | 0 | 0% | 0.8602% | 0 |  |  |  | 31.55% | 11.8% | 0.01348 | 0% | 11.8% | 0 | 0% | 11.8% | 0 | 0% | 0.3626% | 0 | 0% | 0.3626% | 0 | 0% | 0.3626% | 0 | 0% | 100% | 0 | 0% | 100% | 0 | 0% | 100% | 0 | 0% | 100% | 0 |  |  | 0 |  |  | 0 |  |  | 0 | 100% | 65% |  | 100% | 65% |  | 100% | 65% |  | 100% | 65% |  | 100% | 90% |  | 100% | 90% |  | 100% | 90%
CALAVERAS CEMENT 110111236 | 0.0041131 | 20.2735 | 18.4349 | 0.018995 | 18.4539 | 0.015484 | 0.028402 | 0.02888 | 0% | 99% | 0 | 0% | 99% | 0 | 0% | 99% | 0 | 0% | 99% | 0 | 0% | 64.35% | 0 | 0% | 64.35% | 0 | 0% | 64.35% | 0 | 0% | 64.35% | 0 | 0.018995 | 75% | 1.936% | 0.26766 | 0% | 1.936% | 0 | 0% | 1.936% | 0 | 0% | 0.221% | 0 | 0% | 0.221% | 0 | 0% | 0.221% | 0 | 0% | 0.5708% | 0 | 53.4% | 0.5708% | 0.056193 | 44.03% | 0.5708% | 0.046337 | 97.43% | 0.5777% | 0.10376 | 0% | 0.5777% | 0 | 32.98% | 0.5777% | 0.035121 | 66.54% | 4.243% | 0.52056 | 0% | 4.243% | 0 | 13.29% | 4.243% | 0.10398 | 0% | 1.367% | 0 | 0% | 1.367% | 0 | 0% | 1.367% | 0 |  |  |  | 35% | 11.8% | 0.76136 | 0% | 11.8% | 0 | 0% | 11.8% | 0 | 0% | 0.3696% | 0 | 0% | 0.3696% | 0 | 0% | 0.3696% | 0 | 0% | 100% | 0 | 0% | 100% | 0 | 0% | 100% | 0 | 0% | 100% | 0 |  |  | 0 |  |  | 0 |  |  | 0.069535 | 100% | 65% |  | 100% | 65% |  | 100% | 65% |  | 100% | 65% |  | 100% | 90% |  | 100% | 90% |  | 100% | 90%
WILLITS 11032500 | 0.0041992 | 30.1151 | 22.0928 | 0 | 22.0928 | 0.049573 | 0.028168 | 0.0095587 | 0% | 99% | 0 | 0% | 99% | 0 | 0% | 99% | 0 | 0% | 99% | 0 | 0% | 61.59% | 0 | 0% | 61.59% | 0 | 0% | 61.59% | 0 | 0% | 61.59% | 0 | 0 | 0% | 1.939% | 0 | 0% | 1.939% | 0 | 0% | 1.939% | 0 | 0% | 0.2025% | 0 | 0% | 0.2025% | 0 | 0% | 0.2025% | 0 | 0% | 0.4892% | 0 | 0% | 0.4892% | 0 | 0% | 0.4892% | 0 | 0% | 0.485% | 0 | 0% | 0.485% | 0 | 0% | 0.485% | 0 | 0% | 3.597% | 0 | 0% | 3.597% | 0 | 0% | 3.597% | 0 | 0% | 3.977% | 0 | 0% | 3.977% | 0 | 45.22% | 3.977% | 0.39733 |  |  |  | 0% | 11.8% | 0 | 0% | 11.8% | 0 | 0% | 11.8% | 0 | 0% | 0.3764% | 0 | 0% | 0.3764% | 0 | 0% | 0.3764% | 0 | 0% | 100% | 0 | 0% | 100% | 0 | 0% | 100% | 0 | 0% | 100% | 0 |  |  | 0 |  |  | 0 |  |  | 0 | 100% | 65% |  | 100% | 65% |  | 100% | 65% |  | 100% | 65% |  | 100% | 90% |  | 100% | 90% |  | 100% | 90%
DUNLAP 110239190 | 0.0038999 | 1.9591 | 1.2538 | 0 | 1.2538 | 0.0017739 | 0.0023171 | 0.0008688 | 0% | 99% | 0 | 0% | 99% | 0 | 0% | 99% | 0 | 0% | 99% | 0 | 0% | 61.34% | 0 | 0% | 61.34% | 0 | 0% | 61.34% | 0 | 0% | 61.34% | 0 | 0 | 100% | 2.303% | 0.02888 | 0% | 2.303% | 0 | 0% | 2.303% | 0 | 0% | 0.245% | 0 | 0% | 0.245% | 0 | 0% | 0.245% | 0 | 0% | 0.6995% | 0 | 0% | 0.6995% | 0 | 66.31% | 0.6995% | 0.0058157 | 1.423% | 0.6771% | 0.00012078 | 98.58% | 0.6771% | 0.0083682 | 0% | 0.6771% | 0 | 0% | 5.124% | 0 | 0% | 5.124% | 0 | 78.47% | 5.124% | 0.050418 | 0% | 1.9% | 0 | 0% | 1.9% | 0 | 0% | 1.9% | 0 |  |  |  | 34.96% | 11.8% | 0.051717 | 0% | 11.8% | 0 | 0% | 11.8% | 0 | 0% | 0.3608% | 0 | 0% | 0.3608% | 0 | 0% | 0.3608% | 0 | 0% | 100% | 0 | 0% | 100% | 0 | 0% | 100% | 0 | 0% | 100% | 0 |  |  | 0 |  |  | 0 |  |  | 0.0012943 | 100% | 65% |  | 100% | 65% |  | 100% | 65% |  | 100% | 65% |  | 100% | 90% |  | 100% | 90% |  | 100% | 90%
CLOVERDALE 1102429006 | 0.0050573 | 2.0056 | 2.0756 | 0.05119 | 2.1268 | 0.0033116 | 0.0035221 | 0.001382 | 0% | 99% | 0 | 0% | 99% | 0 | 0% | 99% | 0 | 0% | 99% | 0 | 0% | 62.73% | 0 | 0% | 62.73% | 0 | 0% | 62.73% | 0 | 0% | 62.73% | 0 | 0.05119 | 100% | 2.504% | 0.051973 | 0% | 2.504% | 0 | 0% | 2.504% | 0 | 0% | 0.2702% | 0 | 0% | 0.2702% | 0 | 0% | 0.2702% | 0 | 0% | 0.6423% | 0 | 19.13% | 0.6423% | 0.0025504 | 80.87% | 0.6423% | 0.010782 | 98.71% | 0.6519% | 0.013356 | 1.286% | 0.6519% | 0.000174 | 0% | 0.6519% | 0 | 0% | 4.765% | 0 | 0% | 4.765% | 0 | 0% | 4.765% | 0 | 0% | 2.474% | 0 | 0% | 2.474% | 0 | 0% | 2.474% | 0 |  |  |  | 14.96% | 11.8% | 0.036648 | 0% | 11.8% | 0 | 0% | 11.8% | 0 | 0% | 0.3709% | 0 | 0% | 0.3709% | 0 | 0% | 0.3709% | 0 | 0% | 100% | 0 | 0% | 100% | 0 | 0% | 100% | 0 | 0% | 100% | 0 |  |  | 0 |  |  | 0 |  |  | 0 | 100% | 65% |  | 100% | 65% |  | 100% | 65% |  | 100% | 65% |  | 100% | 90% |  | 100% | 90% |  | 100% | 90%
UKIAH 1113691436 | 0.0078118 | 1.1264 | 3.8546 | 0 | 3.8546 | 0.007267 | 0.0060233 | 0.0019685 | 0% | 99% | 0 | 0% | 99% | 0 | 0% | 99% | 0 | 0% | 99% | 0 | 0% | 62.96% | 0 | 0% | 62.96% | 0 | 0% | 62.96% | 0 | 0% | 62.96% | 0 | 0 | 0% | 2.103% | 0 | 0% | 2.103% | 0 | 0% | 2.103% | 0 | 0% | 0.2222% | 0 | 0% | 0.2222% | 0 | 0% | 0.2222% | 0 | 0% | 0.6022% | 0 | 0% | 0.6022% | 0 | 78.71% | 0.6022% | 0.018269 | 78.71% | 0.6107% | 0.018528 | 21.21% | 0.6107% | 0.0049928 | 0% | 0.6107% | 0 | 100% | 4.481% | 0.17271 | 0% | 4.481% | 0 | 0% | 4.481% | 0 | 0% | 2.813% | 0 | 0% | 2.813% | 0 | 0% | 2.813% | 0 |  |  |  | 0% | 11.8% | 0 | 0% | 11.8% | 0 | 0% | 11.8% | 0 | 0% | 0.3744% | 0 | 0% | 0.3744% | 0 | 0% | 0.3744% | 0 | 0% | 100% | 0 | 0% | 100% | 0 | 0% | 100% | 0 | 0% | 100% | 0 |  |  | 0 |  |  | 0.02344 |  |  | 0 | 100% | 65% |  | 100% | 65% |  | 100% | 65% |  | 100% | 65% |  | 100% | 90% |  | 100% | 90% |  | 100% | 90%
ELECTRA 11026014 | 0.0051584 | 5.1586 | 4.4769 | 0.070868 | 4.5477 | 0.0060629 | 0.0078606 | 0.0037999 | 0% | 99% | 0 | 0% | 99% | 0 | 0% | 99% | 0 | 0% | 99% | 0 | 0% | 62.72% | 0 | 0% | 62.72% | 0 | 0% | 62.72% | 0 | 0% | 62.72% | 0 | 0.070868 | 100% | 2.393% | 0.10714 | 0% | 2.393% | 0 | 0% | 2.393% | 0 | 0% | 0.2636% | 0 | 0% | 0.2636% | 0 | 0% | 0.2636% | 0 | 1.663% | 0.6618% | 0.00049286 | 39.51% | 0.6618% | 0.011706 | 40.31% | 0.6618% | 0.011945 | 66.71% | 0.6797% | 0.020299 | 1.663% | 0.6797% | 0.00050615 | 31.63% | 0.6797% | 0.0096232 | 0% | 4.945% | 0 | 54.08% | 4.945% | 0.11974 | 0% | 4.945% | 0 | 0% | 2.258% | 0 | 0% | 2.258% | 0 | 0% | 2.258% | 0 |  |  |  | 0% | 11.8% | 0 | 0% | 11.8% | 0 | 0% | 11.8% | 0 | 0% | 0.3709% | 0 | 0% | 0.3709% | 0 | 0% | 0.3709% | 0 | 0% | 100% | 0 | 0% | 100% | 0 | 0% | 100% | 0 | 0% | 100% | 0 |  |  | 0 |  |  | 0.00026933 |  |  | 0 | 100% | 65% |  | 100% | 65% |  | 100% | 65% |  | 100% | 65% |  | 100% | 90% |  | 100% | 90% |  | 100% | 90%
BEAR VALLEY 2105916436 | 0.0033051 | 17.5343 | 8.2692 | 0 | 8.2692 | 0.01114 | 0.014264 | 0.007357 | 0% | 99% | 0 | 0% | 99% | 0 | 0% | 99% | 0 | 0% | 99% | 0 | 0% | 62.58% | 0 | 0% | 62.58% | 0 | 0% | 62.58% | 0 | 0% | 62.58% | 0 | 0 | 0% | 2.291% | 0 | 0% | 2.291% | 0 | 0% | 2.291% | 0 | 0% | 0.2412% | 0 | 0% | 0.2412% | 0 | 0% | 0.2412% | 0 | 0% | 0.6539% | 0 | 51.15% | 0.6539% | 0.027658 | 48.85% | 0.6539% | 0.026417 | 56.14% | 0.6439% | 0.029895 | 43.86% | 0.6439% | 0.023351 | 49.46% | 0.6439% | 0.026336 | 0% | 4.811% | 0 | 0% | 4.811% | 0 | 21.8% | 4.811% | 0.086719 | 0% | 2.127% | 0 | 0% | 2.127% | 0 | 0% | 2.127% | 0 |  |  |  | 35% | 11.8% | 0.34152 | 0% | 11.8% | 0 | 0% | 11.8% | 0 | 0% | 0.3662% | 0 | 0% | 0.3662% | 0 | 0% | 0.3662% | 0 | 0% | 100% | 0 | 0% | 100% | 0 | 0% | 100% | 0 | 0% | 100% | 0 |  |  | 0 |  |  | 0 |  |  | 0.051246 | 100% | 65% |  | 100% | 65% |  | 100% | 65% |  | 100% | 65% |  | 100% | 90% |  | 100% | 90% |  | 100% | 90%
MIWUK 170238218 | 0.0076507 | 12.2736 | 23.6479 | 0.98816 | 24.636 | 0.038693 | 0.040475 | 0.014819 | 0% | 99% | 0 | 0% | 99% | 0 | 0% | 99% | 0 | 0% | 99% | 0 | 11.87% | 62.21% | 1.7462 | 0% | 62.21% | 0 | 0% | 62.21% | 0 | 0% | 62.21% | 0 | 0.98816 | 40% | 2.083% | 0.19705 | 0% | 2.083% | 0 | 0% | 2.083% | 0 | 0% | 0.2305% | 0 | 0% | 0.2305% | 0 | 0% | 0.2305% | 0 | 59.57% | 0.6448% | 0.090829 | 9.974% | 0.6448% | 0.015208 | 59.58% | 0.6448% | 0.09085 | 0% | 0.6571% | 0 | 61.52% | 0.6571% | 0.095595 | 38.48% | 0.6571% | 0.059804 | 63.26% | 4.815% | 0.72035 | 29.98% | 4.815% | 0.34139 | 1.927% | 4.815% | 0.02194 | 0% | 2.229% | 0 | 0% | 2.229% | 0 | 0% | 2.229% | 0 |  |  |  | 0% | 11.8% | 0 | 0% | 11.8% | 0 | 0% | 11.8% | 0 | 0% | 0.3704% | 0 | 0% | 0.3704% | 0 | 0% | 0.3704% | 0 | 0% | 100% | 0 | 0% | 100% | 0 | 0% | 100% | 0 | 0% | 100% | 0 |  |  | 0.18613 |  |  | 0.10865 |  |  | 0.0062567 | 100% | 65% |  | 100% | 65% |  | 100% | 65% |  | 100% | 65% |  | 100% | 90% |  | 100% | 90% |  | 100% | 90%
CORNING 110164090 | 0.0043341 | 14.3731 | 11.9024 | 1.8698 | 13.7722 | 0.015437 | 0.023184 | 0.0086967 | 0% | 99% | 0 | 0% | 99% | 0 | 0% | 99% | 0 | 0% | 99% | 0 | 0% | 61.56% | 0 | 0% | 61.56% | 0 | 0% | 61.56% | 0 | 0% | 61.56% | 0 | 1.8698 | 0% | 2.355% | 0 | 0% | 2.355% | 0 | 0% | 2.355% | 0 | 0% | 0.2476% | 0 | 0% | 0.2476% | 0 | 0% | 0.2476% | 0 | 0% | 0.7319% | 0 | 96.75% | 0.7319% | 0.084282 | 1.626% | 0.7319% | 0.0014168 | 98.38% | 0.7092% | 0.083037 | 0% | 0.7092% | 0 | 72.6% | 0.7092% | 0.061277 | 30.38% | 5.363% | 0.19396 | 62.61% | 5.363% | 0.3997 | 0% | 5.363% | 0 | 0% | 1.672% | 0 | 0% | 1.672% | 0 | 0% | 1.672% | 0 |  |  |  | 35% | 11.8% | 0.49157 | 0% | 11.8% | 0 | 0% | 11.8% | 0 | 0% | 0.3589% | 0 | 0% | 0.3589% | 0 | 0% | 0.3589% | 0 | 0% | 100% | 0 | 0% | 100% | 0 | 0% | 100% | 0 | 0% | 100% | 0 |  |  | 0 |  |  | 0.0025649 |  |  | 0.022724 | 100% | 65% |  | 100% | 65% |  | 100% | 65% |  | 100% | 65% |  | 100% | 90% |  | 100% | 90% |  | 100% | 90%
ATASCADERO 1101A02 | 0.0041179 | 26.9234 | 19.3473 | 0 | 19.3473 | 0.028393 | 0.035466 | 0.01312 | 0% | 99% | 0 | 0% | 99% | 0 | 0% | 99% | 0 | 0% | 99% | 0 | 0% | 62.84% | 0 | 0% | 62.84% | 0 | 0% | 62.84% | 0 | 0% | 62.84% | 0 | 0 | 80% | 2.391% | 0.37013 | 0% | 2.391% | 0 | 0% | 2.391% | 0 | 0% | 0.258% | 0 | 0% | 0.258% | 0 | 0% | 0.258% | 0 | 0% | 0.6874% | 0 | 44.6% | 0.6874% | 0.059315 | 20.82% | 0.6874% | 0.027693 | 0% | 0.6872% | 0 | 46.83% | 0.6872% | 0.062269 | 52.99% | 0.6872% | 0.070452 | 59.16% | 5.085% | 0.58199 | 0% | 5.085% | 0 | 11.33% | 5.085% | 0.11143 | 0% | 2.334% | 0 | 0% | 2.334% | 0 | 0% | 2.334% | 0 |  |  |  | 34.06% | 11.8% | 0.77769 | 0% | 11.8% | 0 | 0% | 11.8% | 0 | 0% | 0.3656% | 0 | 0% | 0.3656% | 0 | 0% | 0.3656% | 0 | 0% | 100% | 0 | 0% | 100% | 0 | 0% | 100% | 0 | 0% | 100% | 0 |  |  | 0 |  |  | 0 |  |  | 0.0029595 | 100% | 65% |  | 100% | 65% |  | 100% | 65% |  | 100% | 65% |  | 100% | 90% |  | 100% | 90% |  | 100% | 90%
UKIAH 1114206824 | 0.0020318 | 10.9241 | 14.442 | 0.022847 | 14.4648 | 0.023001 | 0.024998 | 0.0094902 | 0% | 99% | 0 | 0% | 99% | 0 | 0% | 99% | 0 | 0% | 99% | 0 | 0% | 62.5% | 0 | 0% | 62.5% | 0 | 0% | 62.5% | 0 | 0% | 62.5% | 0 | 0.022847 | 0% | 2.348% | 0 | 0% | 2.348% | 0 | 0% | 2.348% | 0 | 0% | 0.2503% | 0 | 0% | 0.2503% | 0 | 0% | 0.2503% | 0 | 0% | 0.6553% | 0 | 47.7% | 0.6553% | 0.045138 | 52.17% | 0.6553% | 0.04937 | 99.86% | 0.6558% | 0.094578 | 0% | 0.6558% | 0 | 44.14% | 0.6558% | 0.041806 | 54.24% | 4.848% | 0.37973 | 0% | 4.848% | 0 | 0% | 4.848% | 0 | 0% | 2.478% | 0 | 0% | 2.478% | 0 | 0% | 2.478% | 0 |  |  |  | 0% | 11.8% | 0 | 0% | 11.8% | 0 | 0% | 11.8% | 0 | 0% | 0.3688% | 0 | 0% | 0.3688% | 0 | 0% | 0.3688% | 0 | 0% | 100% | 0 | 0% | 100% | 0 | 0% | 100% | 0 | 0% | 100% | 0 |  |  | 0 |  |  | 0 |  |  | 0.0050264 | 100% | 65% |  | 100% | 65% |  | 100% | 65% |  | 100% | 65% |  | 100% | 90% |  | 100% | 90% |  | 100% | 90%
EL DORADO PH 210163464 | 0.0074889 | 14.4122 | 23.6885 | 0.60535 | 24.2939 | 0.043791 | 0.040135 | 0.010877 | 0% | 99% | 0 | 0% | 99% | 0 | 0% | 99% | 0 | 39.54% | 99% | 9.2736 | 0% | 61.56% | 0 | 0% | 61.56% | 0 | 0% | 61.56% | 0 | 0% | 61.56% | 0 | 0.60535 | 0% | 2.61% | 0 | 0% | 2.61% | 0 | 0% | 2.61% | 0 | 0% | 0.2841% | 0 | 4.558% | 0.2841% | 0.0030675 | 0% | 0.2841% | 0 | 0% | 0.6376% | 0 | 22.22% | 0.6376% | 0.033555 | 0% | 0.6376% | 0 | 22.22% | 0.6628% | 0.034883 | 70.77% | 0.6628% | 0.11112 | 5.764% | 0.6628% | 0.0090505 | 87.67% | 4.769% | 0.99045 | 0% | 4.769% | 0 | 4.573% | 4.769% | 0.051659 | 0% | 3.142% | 0 | 0% | 3.142% | 0 | 45.22% | 3.142% | 0.33659 |  |  |  | 27.96% | 11.8% | 0.7816 | 0% | 11.8% | 0 | 0% | 11.8% | 0 | 55.56% | 0.3749% | 0.049344 | 0% | 0.3749% | 0 | 0% | 0.3749% | 0 | 0% | 100% | 0 | 0% | 100% | 0 | 0% | 100% | 0 | 0% | 100% | 0 |  |  | 0 |  |  | 0 |  |  | 0.0073506 | 100% | 65% |  | 100% | 65% |  | 100% | 65% |  | 100% | 65% |  | 100% | 90% |  | 100% | 90% |  | 100% | 90%
CALPELLA 1101542 | 0.0038606 | 34.5444 | 25.1256 | 0.48844 | 25.6141 | 0.046523 | 0.039977 | 0.014503 | 0% | 99% | 0 | 0% | 99% | 0 | 0% | 99% | 0 | 0% | 99% | 0 | 0% | 62.11% | 0 | 0% | 62.11% | 0 | 0% | 62.11% | 0 | 0% | 62.11% | 0 | 0.48844 | 0% | 2.078% | 0 | 0% | 2.078% | 0 | 0% | 2.078% | 0 | 0% | 0.2197% | 0 | 0% | 0.2197% | 0 | 0% | 0.2197% | 0 | 0% | 0.596% | 0 | 82.06% | 0.596% | 0.12288 | 17.63% | 0.596% | 0.026404 | 15.56% | 0.5914% | 0.023125 | 12.15% | 0.5914% | 0.018054 | 71.97% | 0.5914% | 0.10695 | 53.63% | 4.398% | 0.59266 | 0% | 4.398% | 0 | 2.582% | 4.398% | 0.028538 | 0% | 2.969% | 0 | 0% | 2.969% | 0 | 0% | 2.969% | 0 |  |  |  | 34.92% | 11.8% | 1.0353 | 0% | 11.8% | 0 | 0% | 11.8% | 0 | 0% | 0.3704% | 0 | 0% | 0.3704% | 0 | 0% | 0.3704% | 0 | 0% | 100% | 0 | 0% | 100% | 0 | 0% | 100% | 0 | 0% | 100% | 0 |  |  | 0.001182 |  |  | 0 |  |  | 0.035462 | 100% | 65% |  | 100% | 65% |  | 100% | 65% |  | 100% | 65% |  | 100% | 90% |  | 100% | 90% |  | 100% | 90%
SAND CREEK 11037070 | 0.003145 | 17.828 | 11.3707 | 0 | 11.3707 | 0.011249 | 0.023045 | 0.01145 | 0% | 99% | 0 | 0% | 99% | 0 | 0% | 99% | 0 | 0% | 99% | 0 | 0% | 61.57% | 0 | 0% | 61.57% | 0 | 0% | 61.57% | 0 | 0% | 61.57% | 0 | 0 | 0% | 2.525% | 0 | 0% | 2.525% | 0 | 0% | 2.525% | 0 | 0% | 0.2714% | 0 | 0% | 0.2714% | 0 | 0% | 0.2714% | 0 | 0% | 0.7516% | 0 | 40.81% | 0.7516% | 0.034876 | 4.403% | 0.7516% | 0.0037633 | 0% | 0.7339% | 0 | 58.73% | 0.7339% | 0.049014 | 41.07% | 0.7339% | 0.034276 | 75.86% | 5.522% | 0.47633 | 0% | 5.522% | 0 | 7.733% | 5.522% | 0.048554 | 0% | 1.472% | 0 | 0% | 1.472% | 0 | 0% | 1.472% | 0 |  |  |  | 34.16% | 11.8% | 0.45833 | 0% | 11.8% | 0 | 0% | 11.8% | 0 | 0% | 0.3587% | 0 | 0% | 0.3587% | 0 | 0% | 0.3587% | 0 | 0% | 100% | 0 | 0% | 100% | 0 | 0% | 100% | 0 | 0% | 100% | 0 |  |  | 0 |  |  | 0 |  |  | 0.023302 | 100% | 65% |  | 100% | 65% |  | 100% | 65% |  | 100% | 65% |  | 100% | 90% |  | 100% | 90% |  | 100% | 90%
MONTICELLO 11011589 | 0.010317 | 4.8543 | 7.7074 | 2.2145 | 9.9219 | 0.016616 | 0.010887 | 0.0035621 | 0% | 99% | 0 | 0% | 99% | 0 | 0% | 99% | 0 | 0% | 99% | 0 | 0% | 63.13% | 0 | 0% | 63.13% | 0 | 0% | 63.13% | 0 | 0% | 63.13% | 0 | 2.2145 | 0% | 1.921% | 0 | 0% | 1.921% | 0 | 0% | 1.921% | 0 | 0% | 0.2063% | 0 | 0% | 0.2063% | 0 | 0% | 0.2063% | 0 | 0% | 0.5296% | 0 | 56.64% | 0.5296% | 0.023119 | 27.58% | 0.5296% | 0.011258 | 84.22% | 0.5426% | 0.035225 | 15.78% | 0.5426% | 0.0065991 | 0% | 0.5426% | 0 | 5.488% | 3.95% | 0.016707 | 38.53% | 3.95% | 0.11731 | 0% | 3.95% | 0 | 0% | 3.18% | 0 | 0% | 3.18% | 0 | 0% | 3.18% | 0 |  |  |  | 0% | 11.8% | 0 | 31.3% | 11.8% | 0.28464 | 0% | 11.8% | 0 | 0% | 0.3777% | 0 | 0% | 0.3777% | 0 | 0% | 0.3777% | 0 | 0% | 100% | 0 | 0% | 100% | 0 | 0% | 100% | 0 | 0% | 100% | 0 |  |  | 0 |  |  | 0.030983 |  |  | 0 | 100% | 65% |  | 100% | 65% |  | 100% | 65% |  | 100% | 65% |  | 100% | 90% |  | 100% | 90% |  | 100% | 90%
VOLTA 1102CB | 0.0039262 | 3.3373 | 3.8672 | 0.10697 | 3.9742 | 0.0055706 | 0.0081426 | 0.0019301 | 0% | 99% | 0 | 0% | 99% | 0 | 0% | 99% | 0 | 0% | 99% | 0 | 0% | 60.57% | 0 | 0% | 60.57% | 0 | 0% | 60.57% | 0 | 0% | 60.57% | 0 | 0.10697 | 0% | 2.582% | 0 | 0% | 2.582% | 0 | 0% | 2.582% | 0 | 0% | 0.2879% | 0 | 0% | 0.2879% | 0 | 0% | 0.2879% | 0 | 0% | 0.7637% | 0 | 0% | 0.7637% | 0 | 0% | 0.7637% | 0 | 0% | 0.7588% | 0 | 39.8% | 0.7588% | 0.011679 | 60.13% | 0.7588% | 0.017644 | 99.22% | 5.644% | 0.21656 | 0% | 5.644% | 0 | 0% | 5.644% | 0 | 0% | 2.054% | 0 | 0% | 2.054% | 0 | 0% | 2.054% | 0 |  |  |  | 0% | 11.8% | 0 | 0% | 11.8% | 0 | 0% | 11.8% | 0 | 0% | 0.3585% | 0 | 0% | 0.3585% | 0 | 0% | 0.3585% | 0 | 0% | 100% | 0 | 0% | 100% | 0 | 0% | 100% | 0 | 0% | 100% | 0 |  |  | 0.0050422 |  |  | 0 |  |  | 0 | 100% | 65% |  | 100% | 65% |  | 100% | 65% |  | 100% | 65% |  | 100% | 90% |  | 100% | 90% |  | 100% | 90%
CLOVERDALE 110184088 | 0.0037006 | 16.5145 | 15.085 | 0.64648 | 15.7315 | 0.030141 | 0.023115 | 0.0080371 | 0% | 99% | 0 | 0% | 99% | 0 | 0% | 99% | 0 | 0% | 99% | 0 | 0% | 62.42% | 0 | 0% | 62.42% | 0 | 0% | 62.42% | 0 | 0% | 62.42% | 0 | 0.64648 | 16.67% | 2.158% | 0.054251 | 0% | 2.158% | 0 | 0% | 2.158% | 0 | 0% | 0.233% | 0 | 0% | 0.233% | 0 | 0% | 0.233% | 0 | 0% | 0.5688% | 0 | 37.37% | 0.5688% | 0.032067 | 39.34% | 0.5688% | 0.033756 | 76.65% | 0.5824% | 0.067341 | 22.46% | 0.5824% | 0.019733 | 0% | 0.5824% | 0 | 31.27% | 4.238% | 0.19991 | 0% | 4.238% | 0 | 0% | 4.238% | 0 | 0% | 3.236% | 0 | 0% | 3.236% | 0 | 0% | 3.236% | 0 |  |  |  | 25.26% | 11.8% | 0.4496 | 0% | 11.8% | 0 | 0% | 11.8% | 0 | 0% | 0.3758% | 0 | 0% | 0.3758% | 0 | 0% | 0.3758% | 0 | 0% | 100% | 0 | 0% | 100% | 0 | 0% | 100% | 0 | 0% | 100% | 0 |  |  | 0 |  |  | 0 |  |  | 0 | 100% | 65% |  | 100% | 65% |  | 100% | 65% |  | 100% | 65% |  | 100% | 90% |  | 100% | 90% |  | 100% | 90%
OREGON TRAIL 11031448 | 0.0042254 | 31.4739 | 23.8295 | 4.4103 | 28.2398 | 0.033726 | 0.044374 | 0.018805 | 0% | 99% | 0 | 0% | 99% | 0 | 0% | 99% | 0 | 0% | 99% | 0 | 0% | 61.61% | 0 | 0% | 61.61% | 0 | 0% | 61.61% | 0 | 0% | 61.61% | 0 | 4.4103 | 57.14% | 2.477% | 0.33724 | 0% | 2.477% | 0 | 0% | 2.477% | 0 | 0% | 0.2614% | 0 | 0% | 0.2614% | 0 | 0% | 0.2614% | 0 | 53.04% | 0.6881% | 0.086968 | 14.56% | 0.6881% | 0.023872 | 82.59% | 0.6881% | 0.13543 | 3.663% | 0.6785% | 0.005922 | 82.59% | 0.6785% | 0.13354 | 17% | 0.6785% | 0.027494 | 31.62% | 5.064% | 0.38153 | 10.62% | 5.064% | 0.12816 | 21.57% | 5.064% | 0.26026 | 0% | 2.121% | 0 | 0% | 2.121% | 0 | 45.22% | 2.121% | 0.22856 |  |  |  | 35% | 11.8% | 0.98416 | 0% | 11.8% | 0 | 0% | 11.8% | 0 | 0% | 0.3648% | 0 | 0% | 0.3648% | 0 | 0% | 0.3648% | 0 | 0% | 100% | 0 | 0% | 100% | 0 | 0% | 100% | 0 | 0% | 100% | 0 |  |  | 0 |  |  | 0.030716 |  |  | 0.0028364 | 100% | 65% |  | 100% | 65% |  | 100% | 65% |  | 100% | 65% |  | 100% | 90% |  | 100% | 90% |  | 100% | 90%
ELK CREEK 11012212 | 0.0022012 | 10.6557 | 17.4232 | 2.6064 | 20.0296 | 0.017199 | 0.037128 | 0.01671 | 0% | 99% | 0 | 0% | 99% | 0 | 0% | 99% | 0 | 0% | 99% | 0 | 0% | 61.49% | 0 | 0% | 61.49% | 0 | 0% | 61.49% | 0 | 0% | 61.49% | 0 | 2.6064 | 0% | 2.596% | 0 | 0% | 2.596% | 0 | 0% | 2.596% | 0 | 0% | 0.2787% | 0 | 0% | 0.2787% | 0 | 0% | 0.2787% | 0 | 0% | 0.7718% | 0 | 0% | 0.7718% | 0 | 0% | 0.7718% | 0 | 0% | 0.7393% | 0 | 0% | 0.7393% | 0 | 0% | 0.7393% | 0 | 0% | 5.625% | 0 | 0% | 5.625% | 0 | 0% | 5.625% | 0 | 0% | 1.401% | 0 | 0% | 1.401% | 0 | 0% | 1.401% | 0 |  |  |  | 0% | 11.8% | 0 | 0% | 11.8% | 0 | 0% | 11.8% | 0 | 0% | 0.3527% | 0 | 0% | 0.3527% | 0 | 0% | 0.3527% | 0 | 0% | 100% | 0 | 0% | 100% | 0 | 0% | 100% | 0 | 0% | 100% | 0 |  |  | 0 |  |  | 0 |  |  | 0 | 100% | 65% |  | 100% | 65% |  | 100% | 65% |  | 100% | 65% |  | 100% | 90% |  | 100% | 90% |  | 100% | 90%
SILVERADO 2105247660 | 0.0096168 | 2.2928 | 6.2672 | 0.036239 | 6.3034 | 0.015592 | 0.0074559 | 0.0026212 | 0% | 99% | 0 | 0% | 99% | 0 | 0% | 99% | 0 | 0% | 99% | 0 | 0% | 63.31% | 0 | 0% | 63.31% | 0 | 0% | 63.31% | 0 | 0% | 63.31% | 0 | 0.036239 | 0% | 1.792% | 0 | 0% | 1.792% | 0 | 0% | 1.792% | 0 | 0% | 0.1929% | 0 | 0% | 0.1929% | 0 | 0% | 0.1929% | 0 | 0% | 0.4399% | 0 | 33.22% | 0.4399% | 0.009157 | 0% | 0.4399% | 0 | 0% | 0.4543% | 0 | 28.47% | 0.4543% | 0.0081068 | 60.92% | 0.4543% | 0.017346 | 38.69% | 3.282% | 0.079582 | 0% | 3.282% | 0 | 59.95% | 3.282% | 0.12331 | 0% | 3.7% | 0 | 0% | 3.7% | 0 | 0% | 3.7% | 0 |  |  |  | 0% | 11.8% | 0 | 0% | 11.8% | 0 | 0% | 11.8% | 0 | 0% | 0.3825% | 0 | 0% | 0.3825% | 0 | 0% | 0.3825% | 0 | 0% | 100% | 0 | 0% | 100% | 0 | 0% | 100% | 0 | 0% | 100% | 0 |  |  | 0 |  |  | 0 |  |  | 0.0082545 | 100% | 65% |  | 100% | 65% |  | 100% | 65% |  | 100% | 65% |  | 100% | 90% |  | 100% | 90% |  | 100% | 90%
MIDDLETOWN 1102878 | 0.0020761 | 1.9823 | 6.294 | 0.27232 | 6.5663 | 0.0049217 | 0.014 | 0.0068691 | 0% | 99% | 0 | 0% | 99% | 0 | 0% | 99% | 0 | 0% | 99% | 0 | 0% | 62.64% | 0 | 0% | 62.64% | 0 | 0% | 62.64% | 0 | 0% | 62.64% | 0 | 0.27232 | 100% | 2.414% | 0.15193 | 0% | 2.414% | 0 | 0% | 2.414% | 0 | 0% | 0.2899% | 0 | 0% | 0.2899% | 0 | 0% | 0.2899% | 0 | 84.47% | 0.7839% | 0.041673 | 86.06% | 0.7839% | 0.042459 | 98.41% | 0.7839% | 0.048551 | 100% | 0.8105% | 0.051011 | 84.47% | 0.8105% | 0.043088 | 84.47% | 0.8105% | 0.043088 | 0% | 5.892% | 0 | 0% | 5.892% | 0 | 0% | 5.892% | 0 | 0% | 0.9828% | 0 | 0% | 0.9828% | 0 | 0% | 0.9828% | 0 |  |  |  | 0% | 11.8% | 0 | 0% | 11.8% | 0 | 0% | 11.8% | 0 | 0% | 0.3614% | 0 | 0% | 0.3614% | 0 | 0% | 0.3614% | 0 | 0% | 100% | 0 | 0% | 100% | 0 | 0% | 100% | 0 | 0% | 100% | 0 |  |  | 2.447e-06 |  |  | 0 |  |  | 0 | 100% | 65% |  | 100% | 65% |  | 100% | 65% |  | 100% | 65% |  | 100% | 90% |  | 100% | 90% |  | 100% | 90%
KANAKA 110183288 | 0.0055443 | 17.7694 | 24.8724 | 4.6861 | 29.5585 | 0.060363 | 0.032308 | 0.0099458 | 0% | 99% | 0 | 0% | 99% | 0 | 0% | 99% | 0 | 0% | 99% | 0 | 0% | 61.9% | 0 | 0% | 61.9% | 0 | 0% | 61.9% | 0 | 0% | 61.9% | 0 | 4.6861 | 100% | 2.027% | 0.50424 | 0% | 2.027% | 0 | 0% | 2.027% | 0 | 0% | 0.2116% | 0 | 0% | 0.2116% | 0 | 0% | 0.2116% | 0 | 0% | 0.4822% | 0 | 21.56% | 0.4822% | 0.025861 | 53.31% | 0.4822% | 0.063939 | 41.17% | 0.4922% | 0.050403 | 12.14% | 0.4922% | 0.014863 | 46.69% | 0.4922% | 0.057162 | 64.2% | 3.578% | 0.57144 | 0.679% | 3.578% | 0.0060438 | 29.15% | 3.578% | 0.25944 | 0% | 3.772% | 0 | 0% | 3.772% | 0 | 45.22% | 3.772% | 0.42428 |  |  |  | 0% | 11.8% | 0 | 0% | 11.8% | 0 | 0% | 11.8% | 0 | 55.56% | 0.3804% | 0.05257 | 0% | 0.3804% | 0 | 0% | 0.3804% | 0 | 0% | 100% | 0 | 0% | 100% | 0 | 0% | 100% | 0 | 0% | 100% | 0 |  |  | 0 |  |  | 0.012649 |  |  | 0.034144 | 100% | 65% |  | 100% | 65% |  | 100% | 65% |  | 100% | 65% |  | 100% | 90% |  | 100% | 90% |  | 100% | 90%
BEAR VALLEY 2105454432 | 0.0049103 | 14.5742 | 13.313 | 0 | 13.313 | 0.02135 | 0.025031 | 0.0086929 | 0% | 99% | 0 | 0% | 99% | 0 | 0% | 99% | 0 | 0% | 99% | 0 | 0% | 61.86% | 0 | 0% | 61.86% | 0 | 0% | 61.86% | 0 | 0% | 61.86% | 0 | 0 | 0% | 2.542% | 0 | 0% | 2.542% | 0 | 0% | 2.542% | 0 | 0% | 0.2762% | 0 | 0% | 0.2762% | 0 | 0% | 0.2762% | 0 | 0% | 0.684% | 0 | 81.19% | 0.684% | 0.073939 | 6.453% | 0.684% | 0.0058762 | 76.35% | 0.7027% | 0.071423 | 6.453% | 0.7027% | 0.0060364 | 93.53% | 0.7027% | 0.08749 | 43.2% | 5.107% | 0.29374 | 0% | 5.107% | 0 | 0% | 5.107% | 0 | 0% | 2.395% | 0 | 0% | 2.395% | 0 | 0% | 2.395% | 0 |  |  |  | 4.886% | 11.8% | 0.076761 | 0% | 11.8% | 0 | 0% | 11.8% | 0 | 0% | 0.3711% | 0 | 0% | 0.3711% | 0 | 0% | 0.3711% | 0 | 0% | 100% | 0 | 11.63% | 100% | 1.5486 | 0% | 100% | 0 | 0% | 100% | 0 |  |  | 0 |  |  | 0 |  |  | 0 | 100% | 65% |  | 100% | 65% |  | 100% | 65% |  | 100% | 65% |  | 100% | 90% |  | 100% | 90% |  | 100% | 90%
SAN JOAQUIN #2 1103CB | 0.0029695 | 71.1417 | 55.5706 | 2.5562 | 58.1268 | 0.068873 | 0.11392 | 0.04761 | 0% | 99% | 0 | 0% | 99% | 0 | 0% | 99% | 0 | 0% | 99% | 0 | 1.024% | 62.5% | 0.35552 | 0% | 62.5% | 0 | 0% | 62.5% | 0 | 0% | 62.5% | 0 | 2.5562 | 100% | 2.548% | 1.4159 | 0% | 2.548% | 0 | 0% | 2.548% | 0 | 100% | 0.2852% | 0.15847 | 0% | 0.2852% | 0 | 0% | 0.2852% | 0 | 11.31% | 0.7319% | 0.045997 | 20.04% | 0.7319% | 0.081496 | 48.61% | 0.7319% | 0.19769 | 0.8488% | 0.7469% | 0.0035232 | 68.04% | 0.7469% | 0.28241 | 30.7% | 0.7469% | 0.12742 | 45.52% | 5.456% | 1.3801 | 19.99% | 5.456% | 0.6062 | 2.598% | 5.456% | 0.078767 | 0% | 1.895% | 0 | 0% | 1.895% | 0 | 45.22% | 1.895% | 0.47613 |  |  |  | 0% | 11.8% | 0 | 0% | 11.8% | 0 | 0% | 11.8% | 0 | 0% | 0.3655% | 0 | 0% | 0.3655% | 0 | 0% | 0.3655% | 0 | 0% | 100% | 0 | 0% | 100% | 0 | 0% | 100% | 0 | 0% | 100% | 0 |  |  | 0.0010711 |  |  | 0.018376 |  |  | 0.0085719 | 100% | 65% |  | 100% | 65% |  | 100% | 65% |  | 100% | 65% |  | 100% | 90% |  | 100% | 90% |  | 100% | 90%
EL DORADO PH 2102CB | 0.0099516 | 6.6868 | 12.2295 | 2.7076 | 14.9371 | 0.022796 | 0.022464 | 0.0060587 | 0% | 99% | 0 | 0% | 99% | 0 | 0% | 99% | 0 | 0% | 99% | 0 | 0% | 62.47% | 0 | 0% | 62.47% | 0 | 0% | 62.47% | 0 | 0% | 62.47% | 0 | 2.7076 | 0% | 2.382% | 0 | 0% | 2.382% | 0 | 0% | 2.382% | 0 | 0% | 0.2635% | 0 | 0% | 0.2635% | 0 | 0% | 0.2635% | 0 | 88.57% | 0.6548% | 0.070923 | 0% | 0.6548% | 0 | 91.1% | 0.6548% | 0.072948 | 0% | 0.6764% | 0 | 91.1% | 0.6764% | 0.075353 | 8.826% | 0.6764% | 0.007301 | 66.45% | 4.901% | 0.39831 | 19.58% | 4.901% | 0.11734 | 0% | 4.901% | 0 | 0% | 2.439% | 0 | 0% | 2.439% | 0 | 0% | 2.439% | 0 |  |  |  | 0% | 11.8% | 0 | 0% | 11.8% | 0 | 0% | 11.8% | 0 | 0% | 0.3723% | 0 | 0% | 0.3723% | 0 | 0% | 0.3723% | 0 | 0% | 100% | 0 | 0% | 100% | 0 | 0% | 100% | 0 | 0% | 100% | 0 |  |  | 0 |  |  | 0.0095871 |  |  | 0 | 100% | 65% |  | 100% | 65% |  | 100% | 65% |  | 100% | 65% |  | 100% | 90% |  | 100% | 90% |  | 100% | 90%
GRAYS FLAT 0401CB | 0.0051671 | 11.3815 | 12.3681 | 0 | 12.3681 | 0.027024 | 0.020248 | 0.0046344 | 0% | 99% | 0 | 6.895% | 99% | 0.84423 | 0% | 99% | 0 | 0% | 99% | 0 | 0% | 61.66% | 0 | 0% | 61.66% | 0 | 0% | 61.66% | 0 | 0% | 61.66% | 0 | 0 | 0% | 2.241% | 0 | 0% | 2.241% | 0 | 0% | 2.241% | 0 | 0% | 0.2454% | 0 | 0% | 0.2454% | 0 | 0% | 0.2454% | 0 | 0% | 0.5848% | 0 | 0% | 0.5848% | 0 | 100% | 0.5848% | 0.072331 | 100% | 0.6009% | 0.074324 | 0% | 0.6009% | 0 | 0% | 0.6009% | 0 | 0% | 4.361% | 0 | 0% | 4.361% | 0 | 0% | 4.361% | 0 | 0% | 3.457% | 0 | 0% | 3.457% | 0 | 0% | 3.457% | 0 |  |  |  | 0% | 11.8% | 0 | 0% | 11.8% | 0 | 0% | 11.8% | 0 | 0% | 0.3749% | 0 | 0% | 0.3749% | 0 | 0% | 0.3749% | 0 | 0% | 100% | 0 | 0% | 100% | 0 | 0% | 100% | 0 | 0% | 100% | 0 |  |  | 0 |  |  | 0 |  |  | 0 | 100% | 65% |  | 100% | 65% |  | 100% | 65% |  | 100% | 65% |  | 100% | 90% |  | 100% | 90% |  | 100% | 90%
TASSAJARA 2112676362 | 0.0048858 | 3.1568 | 3.3203 | 0.066439 | 3.3867 | 0.0033752 | 0.0087363 | 0.0018478 | 0% | 99% | 0 | 0% | 99% | 0 | 0% | 99% | 0 | 0% | 99% | 0 | 0% | 63.29% | 0 | 0% | 63.29% | 0 | 0% | 63.29% | 0 | 0% | 63.29% | 0 | 0.066439 | 0% | 4.243% | 0 | 0% | 4.243% | 0 | 0% | 4.243% | 0 | 0% | 0.4618% | 0 | 0% | 0.4618% | 0 | 0% | 0.4618% | 0 | 0% | 0.9409% | 0 | 0% | 0.9409% | 0 | 40.02% | 0.9409% | 0.012503 | 0% | 0.9904% | 0 | 92.82% | 0.9904% | 0.030524 | 7.178% | 0.9904% | 0.0023603 | 63.23% | 7.045% | 0.1479 | 0% | 7.045% | 0 | 0% | 7.045% | 0 | 0% | 1.263% | 0 | 0% | 1.263% | 0 | 0% | 1.263% | 0 |  |  |  | 0% | 11.8% | 0 | 0% | 11.8% | 0 | 0% | 11.8% | 0 | 0% | 0.3663% | 0 | 0% | 0.3663% | 0 | 0% | 0.3663% | 0 | 0% | 100% | 0 | 0% | 100% | 0 | 0% | 100% | 0 | 0% | 100% | 0 |  |  | 0 |  |  | 0 |  |  | 0 | 100% | 65% |  | 100% | 65% |  | 100% | 65% |  | 100% | 65% |  | 100% | 90% |  | 100% | 90% |  | 100% | 90%
PIT NO 5 11011658 | 0.0069198 | 4.7141 | 4.8427 | 0.029254 | 4.8719 | 0.0087299 | 0.009029 | 0.0026285 | 0% | 99% | 0 | 0% | 99% | 0 | 0% | 99% | 0 | 0% | 99% | 0 | 0% | 60.97% | 0 | 0% | 60.97% | 0 | 0% | 60.97% | 0 | 0% | 60.97% | 0 | 0.029254 | 0% | 2.599% | 0 | 0% | 2.599% | 0 | 0% | 2.599% | 0 | 0% | 0.2791% | 0 | 0% | 0.2791% | 0 | 0% | 0.2791% | 0 | 0% | 0.6713% | 0 | 100% | 0.6713% | 0.032511 | 0% | 0.6713% | 0 | 100% | 0.6883% | 0.033334 | 0% | 0.6883% | 0 | 35.37% | 0.6883% | 0.011789 | 70.42% | 5.009% | 0.17083 | 15.96% | 5.009% | 0.038705 | 0% | 5.009% | 0 | 0% | 2.652% | 0 | 0% | 2.652% | 0 | 0% | 2.652% | 0 |  |  |  | 35% | 11.8% | 0.2 | 0% | 11.8% | 0 | 0% | 11.8% | 0 | 0% | 0.3725% | 0 | 0% | 0.3725% | 0 | 0% | 0.3725% | 0 | 0% | 100% | 0 | 0% | 100% | 0 | 0% | 100% | 0 | 0% | 100% | 0 |  |  | 3.6782e-05 |  |  | 0 |  |  | 0 | 100% | 65% |  | 100% | 65% |  | 100% | 65% |  | 100% | 65% |  | 100% | 90% |  | 100% | 90% |  | 100% | 90%
DOBBINS 110183186 | 0.0032737 | 7.3711 | 4.3854 | 0.89355 | 5.279 | 0.0094831 | 0.0067728 | 0.0022458 | 0% | 99% | 0 | 0% | 99% | 0 | 0% | 99% | 0 | 0% | 99% | 0 | 0% | 61.35% | 0 | 0% | 61.35% | 0 | 0% | 61.35% | 0 | 0% | 61.35% | 0 | 0.89355 | 100% | 2.04% | 0.089472 | 0% | 2.04% | 0 | 0% | 2.04% | 0 | 0% | 0.2083% | 0 | 0% | 0.2083% | 0 | 0% | 0.2083% | 0 | 0% | 0.5552% | 0 | 52.8% | 0.5552% | 0.012856 | 8.71% | 0.5552% | 0.0021207 | 28.15% | 0.5409% | 0.0066771 | 0% | 0.5409% | 0 | 71.36% | 0.5409% | 0.016928 | 50.09% | 4.064% | 0.089267 | 0% | 4.064% | 0 | 0% | 4.064% | 0 | 0% | 3.622% | 0 | 0% | 3.622% | 0 | 0% | 3.622% | 0 |  |  |  | 0% | 11.8% | 0 | 26.28% | 11.8% | 0.13597 | 0% | 11.8% | 0 | 0% | 0.3713% | 0 | 0% | 0.3713% | 0 | 0% | 0.3713% | 0 | 0% | 100% | 0 | 0% | 100% | 0 | 0% | 100% | 0 | 0% | 100% | 0 |  |  | 0.012395 |  |  | 0 |  |  | 0 | 100% | 65% |  | 100% | 65% |  | 100% | 65% |  | 100% | 65% |  | 100% | 90% |  | 100% | 90% |  | 100% | 90%
CLAYTON 2213167700 | 0.0025986 | 2.4874 | 1.837 | 0.0087184 | 1.8457 | 0.002084 | 0.0039355 | 0.0017333 | 0% | 99% | 0 | 0% | 99% | 0 | 0% | 99% | 0 | 0% | 99% | 0 | 0% | 62.64% | 0 | 0% | 62.64% | 0 | 0% | 62.64% | 0 | 0% | 62.64% | 0 | 0.0087184 | 0% | 3.227% | 0 | 0% | 3.227% | 0 | 0% | 3.227% | 0 | 0% | 0.3347% | 0 | 0% | 0.3347% | 0 | 0% | 0.3347% | 0 | 18.68% | 0.7711% | 0.0026462 | 76.67% | 0.7711% | 0.01086 | 23.33% | 0.7711% | 0.0033053 | 76.67% | 0.7632% | 0.010748 | 23.33% | 0.7632% | 0.0032713 | 74.65% | 0.7632% | 0.010466 | 86.89% | 5.659% | 0.090315 | 0% | 5.659% | 0 | 9.966% | 5.659% | 0.01036 | 0% | 1.175% | 0 | 0% | 1.175% | 0 | 0% | 1.175% | 0 |  |  |  | 0% | 11.8% | 0 | 0% | 11.8% | 0 | 0% | 11.8% | 0 | 0% | 0.3629% | 0 | 0% | 0.3629% | 0 | 0% | 0.3629% | 0 | 0% | 100% | 0 | 0% | 100% | 0 | 0% | 100% | 0 | 0% | 100% | 0 |  |  | 0 |  |  | 0 |  |  | 0.0031169 | 100% | 65% |  | 100% | 65% |  | 100% | 65% |  | 100% | 65% |  | 100% | 90% |  | 100% | 90% |  | 100% | 90%
GIRVAN 11011636 | 0.0083159 | 16.3554 | 33.9918 | 3.4952 | 37.487 | 0.042822 | 0.068452 | 0.032565 | 0% | 99% | 0 | 0% | 99% | 0 | 0% | 99% | 0 | 0% | 99% | 0 | 0% | 62.26% | 0 | 0% | 62.26% | 0 | 0% | 62.26% | 0 | 0% | 62.26% | 0 | 3.4952 | 0% | 2.333% | 0 | 0% | 2.333% | 0 | 0% | 2.333% | 0 | 0% | 0.2647% | 0 | 0% | 0.2647% | 0 | 0% | 0.2647% | 0 | 0% | 0.7052% | 0 | 2.519% | 0.7052% | 0.0060367 | 18.35% | 0.7052% | 0.043983 | 2.519% | 0.7286% | 0.0062372 | 93.27% | 0.7286% | 0.23098 | 3.994% | 0.7286% | 0.0098919 | 98.16% | 5.296% | 1.767 | 0% | 5.296% | 0 | 0% | 5.296% | 0 | 0% | 1.659% | 0 | 0% | 1.659% | 0 | 0% | 1.659% | 0 |  |  |  | 22.93% | 11.8% | 0.91959 | 0% | 11.8% | 0 | 0% | 11.8% | 0 | 0% | 0.3689% | 0 | 0% | 0.3689% | 0 | 0% | 0.3689% | 0 | 0% | 100% | 0 | 0% | 100% | 0 | 0% | 100% | 0 | 0% | 100% | 0 |  |  | 0 |  |  | 0 |  |  | 0 | 100% | 65% |  | 100% | 65% |  | 100% | 65% |  | 100% | 65% |  | 100% | 90% |  | 100% | 90% |  | 100% | 90%
OAKHURST 110310570 | 0.004065 | 9.8705 | 8.3864 | 0.14657 | 8.533 | 0.014212 | 0.017071 | 0.0042336 | 0% | 99% | 0 | 0% | 99% | 0 | 0% | 99% | 0 | 0% | 99% | 0 | 0% | 61.32% | 0 | 0% | 61.32% | 0 | 0% | 61.32% | 0 | 0% | 61.32% | 0 | 0.14657 | 0% | 2.544% | 0 | 0% | 2.544% | 0 | 0% | 2.544% | 0 | 0% | 0.2783% | 0 | 0% | 0.2783% | 0 | 0% | 0.2783% | 0 | 0% | 0.7212% | 0 | 2.079% | 0.7212% | 0.0012576 | 92.79% | 0.7212% | 0.056119 | 2.079% | 0.7382% | 0.0012873 | 92.79% | 0.7382% | 0.057446 | 4.618% | 0.7382% | 0.0028587 | 24.74% | 5.385% | 0.11175 | 0% | 5.385% | 0 | 0.8064% | 5.385% | 0.0036417 | 0% | 2.628% | 0 | 0% | 2.628% | 0 | 0% | 2.628% | 0 |  |  |  | 35% | 11.8% | 0.34636 | 0% | 11.8% | 0 | 0% | 11.8% | 0 | 55.56% | 0.3687% | 0.017176 | 0% | 0.3687% | 0 | 0% | 0.3687% | 0 | 0% | 100% | 0 | 0% | 100% | 0 | 0% | 100% | 0 | 0% | 100% | 0 |  |  | 0 |  |  | 0 |  |  | 0 | 100% | 65% |  | 100% | 65% |  | 100% | 65% |  | 100% | 65% |  | 100% | 90% |  | 100% | 90% |  | 100% | 90%
ORO FINO 1101CB | 0.015008 | 31.615 | 58.8991 | 15.6613 | 74.5604 | 0.14327 | 0.081789 | 0.024717 | 0% | 99% | 0 | 0% | 99% | 0 | 0% | 99% | 0 | 37.89% | 99% | 22.0913 | 0% | 62.5% | 0 | 0% | 62.5% | 0 | 0% | 62.5% | 0 | 0% | 62.5% | 0 | 15.6613 | 0% | 1.696% | 0 | 0% | 1.696% | 0 | 0% | 1.696% | 0 | 0% | 0.1861% | 0 | 0% | 0.1861% | 0 | 0% | 0.1861% | 0 | 31.27% | 0.4901% | 0.090271 | 4.091% | 0.4901% | 0.011811 | 54.93% | 0.4901% | 0.15859 | 0% | 0.4986% | 0 | 90.36% | 0.4986% | 0.26535 | 9.627% | 0.4986% | 0.02827 | 31.02% | 3.651% | 0.66705 | 64.07% | 3.651% | 1.3777 | 2.843% | 3.651% | 0.061138 | 0% | 3.441% | 0 | 40.07% | 3.441% | 0.81192 | 0% | 3.441% | 0 |  |  |  | 0% | 11.8% | 0 | 0% | 11.8% | 0 | 0% | 11.8% | 0 | 0% | 0.3775% | 0 | 0% | 0.3775% | 0 | 0% | 0.3775% | 0 | 0% | 100% | 0 | 0% | 100% | 0 | 0% | 100% | 0 | 0% | 100% | 0 |  |  | 0.012875 |  |  | 0.14603 |  |  | 0.0034741 | 100% | 65% |  | 100% | 65% |  | 100% | 65% |  | 100% | 65% |  | 100% | 90% |  | 100% | 90% |  | 100% | 90%
MORGAN HILL 2111XR398 | 0.0041198 | 25.4231 | 23.868 | 0 | 23.868 | 0.026236 | 0.055274 | 0.019797 | 0% | 99% | 0 | 0% | 99% | 0 | 0% | 99% | 0 | 0% | 99% | 0 | 0% | 62.41% | 0 | 0% | 62.41% | 0 | 0% | 62.41% | 0 | 0% | 62.41% | 0 | 0 | 82.35% | 3.029% | 0.59546 | 0% | 3.029% | 0 | 0% | 3.029% | 0 | 0% | 0.3309% | 0 | 0% | 0.3309% | 0 | 0% | 0.3309% | 0 | 0% | 0.81% | 0 | 55.52% | 0.81% | 0.10735 | 24.21% | 0.81% | 0.046816 | 37.73% | 0.8166% | 0.073549 | 26.7% | 0.8166% | 0.052043 | 33.85% | 0.8166% | 0.065978 | 42.92% | 6% | 0.61463 | 1.038% | 6% | 0.014867 | 37.08% | 6% | 0.53099 | 0% | 1.415% | 0 | 0% | 1.415% | 0 | 0% | 1.415% | 0 |  |  |  | 0% | 11.8% | 0 | 0% | 11.8% | 0 | 0% | 11.8% | 0 | 0% | 0.3607% | 0 | 0% | 0.3607% | 0 | 0% | 0.3607% | 0 | 0% | 100% | 0 | 0% | 100% | 0 | 0% | 100% | 0 | 0% | 100% | 0 |  |  | 0 |  |  | 0 |  |  | 0.14522 | 100% | 65% |  | 100% | 65% |  | 100% | 65% |  | 100% | 65% |  | 100% | 90% |  | 100% | 90% |  | 100% | 90%
CURTIS 170510590 | 0.0060824 | 17.9568 | 16.3246 | 0 | 16.3246 | 0.02456 | 0.032026 | 0.013036 | 0% | 99% | 0 | 0% | 99% | 0 | 0% | 99% | 0 | 0% | 99% | 0 | 0% | 62% | 0 | 0% | 62% | 0 | 0% | 62% | 0 | 0% | 62% | 0 | 0 | 40% | 2.214% | 0.14458 | 0% | 2.214% | 0 | 0% | 2.214% | 0 | 0% | 0.235% | 0 | 0% | 0.235% | 0 | 0% | 0.235% | 0 | 64.69% | 0.6947% | 0.073363 | 1.877% | 0.6947% | 0.0021284 | 74.92% | 0.6947% | 0.08497 | 0.06775% | 0.6973% | 7.7114e-05 | 82.14% | 0.6973% | 0.093498 | 14.65% | 0.6973% | 0.016677 | 49.47% | 5.16% | 0.4167 | 41.01% | 5.16% | 0.34543 | 2.105% | 5.16% | 0.017727 | 0% | 2.094% | 0 | 0% | 2.094% | 0 | 0% | 2.094% | 0 |  |  |  | 34.94% | 11.8% | 0.67296 | 0% | 11.8% | 0 | 0% | 11.8% | 0 | 0% | 0.3672% | 0 | 0% | 0.3672% | 0 | 0% | 0.3672% | 0 | 0% | 100% | 0 | 0% | 100% | 0 | 0% | 100% | 0 | 0% | 100% | 0 |  |  | 0.16632 |  |  | 0.08757 |  |  | 0.0039755 | 100% | 65% |  | 100% | 65% |  | 100% | 65% |  | 100% | 65% |  | 100% | 90% |  | 100% | 90% |  | 100% | 90%
CAYETANO 2109884904 | 0.0021189 | 28.1942 | 13.9304 | 1.1996 | 15.13 | 0.010736 | 0.037464 | 0.011374 | 0% | 99% | 0 | 0% | 99% | 0 | 0% | 99% | 0 | 0% | 99% | 0 | 0% | 61.66% | 0 | 0% | 61.66% | 0 | 0% | 61.66% | 0 | 0% | 61.66% | 0 | 1.1996 | 75% | 3.601% | 0.37623 | 0% | 3.601% | 0 | 0% | 3.601% | 0 | 0% | 0.3828% | 0 | 0% | 0.3828% | 0 | 0% | 0.3828% | 0 | 46.8% | 0.9478% | 0.061797 | 5.183% | 0.9478% | 0.0068431 | 53.11% | 0.9478% | 0.070122 | 5.183% | 0.9511% | 0.0068666 | 72.07% | 0.9511% | 0.095489 | 22.67% | 0.9511% | 0.030038 | 73.44% | 7.011% | 0.71725 | 3.127% | 7.011% | 0.030543 | 3.102% | 7.011% | 0.030294 | 0% | 0.9387% | 0 | 0% | 0.9387% | 0 | 0% | 0.9387% | 0 |  |  |  | 0% | 11.8% | 0 | 0% | 11.8% | 0 | 0% | 11.8% | 0 | 0% | 0.3561% | 0 | 0% | 0.3561% | 0 | 0% | 0.3561% | 0 | 0% | 100% | 0 | 0% | 100% | 0 | 0% | 100% | 0 | 0% | 100% | 0 |  |  | 0 |  |  | 0 |  |  | 0.0020702 | 100% | 65% |  | 100% | 65% |  | 100% | 65% |  | 100% | 65% |  | 100% | 90% |  | 100% | 90% |  | 100% | 90%
WYANDOTTE 11071510 | 0.0039035 | 26.055 | 17.4703 | 2.6547 | 20.125 | 0.039346 | 0.02687 | 0.00865 | 0% | 99% | 0 | 0% | 99% | 0 | 0% | 99% | 0 | 0% | 99% | 0 | 0% | 61.65% | 0 | 0% | 61.65% | 0 | 0% | 61.65% | 0 | 0% | 61.65% | 0 | 2.6547 | 100% | 1.984% | 0.34667 | 0% | 1.984% | 0 | 0% | 1.984% | 0 | 100% | 0.2029% | 0.03544 | 0% | 0.2029% | 0 | 0% | 0.2029% | 0 | 0% | 0.5468% | 0 | 53.69% | 0.5468% | 0.051284 | 43.78% | 0.5468% | 0.041822 | 82.21% | 0.5404% | 0.077613 | 8.012% | 0.5404% | 0.0075635 | 47.82% | 0.5404% | 0.045143 | 68.67% | 4.025% | 0.48287 | 15.12% | 4.025% | 0.1063 | 0.8918% | 4.025% | 0.0062707 | 0% | 3.794% | 0 | 0% | 3.794% | 0 | 45.22% | 3.794% | 0.29972 |  |  |  | 11.01% | 11.8% | 0.22702 | 0% | 11.8% | 0 | 0% | 11.8% | 0 | 0% | 0.3738% | 0 | 0% | 0.3738% | 0 | 0% | 0.3738% | 0 | 0.1811% | 100% | 0.031635 | 0% | 100% | 0 | 0% | 100% | 0 | 0% | 100% | 0 |  |  | 0.0028804 |  |  | 0 |  |  | 0 | 100% | 65% |  | 100% | 65% |  | 100% | 65% |  | 100% | 65% |  | 100% | 90% |  | 100% | 90% |  | 100% | 90%
CALPELLA 1101600 | 0.0028358 | 19.3991 | 17.9422 | 0 | 17.9422 | 0.030687 | 0.033372 | 0.01283 | 0% | 99% | 0 | 0% | 99% | 0 | 0% | 99% | 0 | 0% | 99% | 0 | 0% | 62.86% | 0 | 0% | 62.86% | 0 | 0% | 62.86% | 0 | 0% | 62.86% | 0 | 0 | 0% | 2.592% | 0 | 0% | 2.592% | 0 | 0% | 2.592% | 0 | 0% | 0.2794% | 0 | 0% | 0.2794% | 0 | 0% | 0.2794% | 0 | 0% | 0.6531% | 0 | 0% | 0.6531% | 0 | 0% | 0.6531% | 0 | 0% | 0.669% | 0 | 0% | 0.669% | 0 | 0% | 0.669% | 0 | 0% | 4.859% | 0 | 0% | 4.859% | 0 | 0% | 4.859% | 0 | 0% | 2.479% | 0 | 0% | 2.479% | 0 | 0% | 2.479% | 0 |  |  |  | 0% | 11.8% | 0 | 0% | 11.8% | 0 | 0% | 11.8% | 0 | 0% | 0.3722% | 0 | 0% | 0.3722% | 0 | 0% | 0.3722% | 0 | 0% | 100% | 0 | 0% | 100% | 0 | 0% | 100% | 0 | 0% | 100% | 0 |  |  | 0 |  |  | 0 |  |  | 0 | 100% | 65% |  | 100% | 65% |  | 100% | 65% |  | 100% | 65% |  | 100% | 90% |  | 100% | 90% |  | 100% | 90%
OAKHURST 11035480 | 0.0070741 | 19.4114 | 26.0835 | 0.53802 | 26.6215 | 0.046926 | 0.052464 | 0.012469 | 0% | 99% | 0 | 0% | 99% | 0 | 0% | 99% | 0 | 0% | 99% | 0 | 0% | 61.58% | 0 | 0% | 61.58% | 0 | 0% | 61.58% | 0 | 0% | 61.58% | 0 | 0.53802 | 40% | 2.388% | 0.24911 | 0% | 2.388% | 0 | 0% | 2.388% | 0 | 0% | 0.2653% | 0 | 0% | 0.2653% | 0 | 0% | 0.2653% | 0 | 19.76% | 0.7049% | 0.036327 | 40.98% | 0.7049% | 0.07534 | 32.2% | 0.7049% | 0.059191 | 0% | 0.7269% | 0 | 56.62% | 0.7269% | 0.10736 | 42.92% | 0.7269% | 0.081366 | 63.43% | 5.284% | 0.87418 | 11.73% | 5.284% | 0.16163 | 15.28% | 5.284% | 0.21056 | 0% | 2.694% | 0 | 0% | 2.694% | 0 | 0% | 2.694% | 0 |  |  |  | 22.61% | 11.8% | 0.69579 | 0% | 11.8% | 0 | 0% | 11.8% | 0 | 55.56% | 0.3705% | 0.05369 | 0% | 0.3705% | 0 | 0% | 0.3705% | 0 | 0% | 100% | 0 | 0% | 100% | 0 | 0% | 100% | 0 | 0% | 100% | 0 |  |  | 0.016898 |  |  | 0.011084 |  |  | 0.079329 | 100% | 65% |  | 100% | 65% |  | 100% | 65% |  | 100% | 65% |  | 100% | 90% |  | 100% | 90% |  | 100% | 90%
JAMESON 1105466348 | 0.0035256 | 14.4976 | 31.0361 | 1.1652 | 32.2013 | 0.038523 | 0.070718 | 0.024346 | 0% | 99% | 0 | 29.95% | 99% | 9.2034 | 0% | 99% | 0 | 0% | 99% | 0 | 0% | 62.19% | 0 | 0% | 62.19% | 0 | 0% | 62.19% | 0 | 0% | 62.19% | 0 | 1.1652 | 0% | 2.811% | 0 | 0% | 2.811% | 0 | 0% | 2.811% | 0 | 100% | 0.3017% | 0.093648 | 0% | 0.3017% | 0 | 0% | 0.3017% | 0 | 8.572% | 0.7923% | 0.02108 | 1.699% | 0.7923% | 0.004178 | 73% | 0.7923% | 0.17951 | 1.699% | 0.7884% | 0.0041573 | 73% | 0.7884% | 0.17862 | 4.093% | 0.7884% | 0.010016 | 84.21% | 5.85% | 1.5289 | 0% | 5.85% | 0 | 0% | 5.85% | 0 | 0% | 1.464% | 0 | 0% | 1.464% | 0 | 0% | 1.464% | 0 |  |  |  | 0% | 11.8% | 0 | 0% | 11.8% | 0 | 0% | 11.8% | 0 | 0% | 0.3605% | 0 | 0% | 0.3605% | 0 | 0% | 0.3605% | 0 | 0% | 100% | 0 | 0% | 100% | 0 | 0% | 100% | 0 | 0% | 100% | 0 |  |  | 0.00052157 |  |  | 0 |  |  | 0 | 100% | 65% |  | 100% | 65% |  | 100% | 65% |  | 100% | 65% |  | 100% | 90% |  | 100% | 90% |  | 100% | 90%
FORESTHILL 1101CB | 0.011424 | 11.8197 | 22.6311 | 4.8706 | 27.5016 | 0.048839 | 0.036828 | 0.012001 | 0% | 99% | 0 | 0% | 99% | 0 | 0% | 99% | 0 | 0% | 99% | 0 | 0% | 62.69% | 0 | 0% | 62.69% | 0 | 0% | 62.69% | 0 | 0% | 62.69% | 0 | 4.8706 | 0% | 1.987% | 0 | 0% | 1.987% | 0 | 0% | 1.987% | 0 | 0% | 0.2209% | 0 | 0% | 0.2209% | 0 | 0% | 0.2209% | 0 | 0% | 0.5648% | 0 | 71.92% | 0.5648% | 0.09193 | 8.119% | 0.5648% | 0.010378 | 42.07% | 0.5836% | 0.055567 | 8.119% | 0.5836% | 0.010723 | 91.88% | 0.5836% | 0.12135 | 83.7% | 4.232% | 0.80154 | 6.076% | 4.232% | 0.05819 | 2.235% | 4.232% | 0.021405 | 0% | 2.798% | 0 | 0% | 2.798% | 0 | 0% | 2.798% | 0 |  |  |  | 0% | 11.8% | 0 | 0% | 11.8% | 0 | 0% | 11.8% | 0 | 0% | 0.3761% | 0 | 0% | 0.3761% | 0 | 0% | 0.3761% | 0 | 0% | 100% | 0 | 0% | 100% | 0 | 0% | 100% | 0 | 0% | 100% | 0 |  |  | 0 |  |  | 0.024411 |  |  | 0.0065461 | 100% | 65% |  | 100% | 65% |  | 100% | 65% |  | 100% | 65% |  | 100% | 90% |  | 100% | 90% |  | 100% | 90%
TEJON 1102732836 | 0.011818 | 17.3641 | 31.7919 | 11.6334 | 43.4253 | 0.063545 | 0.064521 | 0.0096318 | 0% | 99% | 0 | 0% | 99% | 0 | 45.01% | 99% | 14.1671 | 48.38% | 99% | 15.226 | 0% | 63.43% | 0 | 0% | 63.43% | 0 | 0% | 63.43% | 0 | 0% | 63.43% | 0 | 11.6334 | 0% | 2.88% | 0 | 0% | 2.88% | 0 | 0% | 2.88% | 0 | 100% | 0.3007% | 0.095605 | 0% | 0.3007% | 0 | 0% | 0.3007% | 0 | 0% | 0.7187% | 0 | 96.32% | 0.7187% | 0.2201 | 2.476% | 0.7187% | 0.0056586 | 96.32% | 0.7338% | 0.22469 | 2.476% | 0.7338% | 0.0057769 | 57.59% | 0.7338% | 0.13434 | 18.75% | 5.348% | 0.31885 | 63.59% | 5.348% | 1.0811 | 11.08% | 5.348% | 0.1883 | 0% | 0.2472% | 0 | 0% | 0.2472% | 0 | 0% | 0.2472% | 0 |  |  |  | 34.65% | 11.8% | 1.2999 | 0% | 11.8% | 0 | 0% | 11.8% | 0 | 0% | 0.3717% | 0 | 0% | 0.3717% | 0 | 0% | 0.3717% | 0 | 0.6832% | 100% | 0.2172 | 0% | 100% | 0 | 0% | 100% | 0 | 0% | 100% | 0 |  |  | 0.0016028 |  |  | 0.0024893 |  |  | 0 | 100% | 65% |  | 100% | 65% |  | 100% | 65% |  | 100% | 65% |  | 100% | 90% |  | 100% | 90% |  | 100% | 90%
RINCON 11035152 | 0.010477 | 1.6839 | 3.4067 | 0.049159 | 3.4558 | 0.0084025 | 0.005499 | 0.00090387 | 0% | 99% | 0 | 0% | 99% | 0 | 0% | 99% | 0 | 0% | 99% | 0 | 0% | 62.19% | 0 | 0% | 62.19% | 0 | 0% | 62.19% | 0 | 0% | 62.19% | 0 | 0.049159 | 0% | 2.615% | 0 | 0% | 2.615% | 0 | 0% | 2.615% | 0 | 0% | 0.2799% | 0 | 0% | 0.2799% | 0 | 0% | 0.2799% | 0 | 0% | 0.565% | 0 | 0% | 0.565% | 0 | 0% | 0.565% | 0 | 0% | 0.5946% | 0 | 0% | 0.5946% | 0 | 100% | 0.5946% | 0.020256 | 0% | 4.227% | 0 | 0% | 4.227% | 0 | 0% | 4.227% | 0 | 0% | 4.111% | 0 | 0% | 4.111% | 0 | 0% | 4.111% | 0 |  |  |  | 34.94% | 11.8% | 0.14045 | 0% | 11.8% | 0 | 0% | 11.8% | 0 | 0% | 0.381% | 0 | 0% | 0.381% | 0 | 0% | 0.381% | 0 | 0% | 100% | 0 | 0% | 100% | 0 | 0% | 100% | 0 | 0% | 100% | 0 |  |  | 0 |  |  | 0 |  |  | 0 | 100% | 65% |  | 100% | 65% |  | 100% | 65% |  | 100% | 65% |  | 100% | 90% |  | 100% | 90% |  | 100% | 90%
SHINGLE SPRINGS 210913322 | 0.0035675 | 44.1347 | 27.0298 | 1.6659 | 28.6958 | 0.044187 | 0.051943 | 0.021546 | 0% | 99% | 0 | 0% | 99% | 0 | 0% | 99% | 0 | 0% | 99% | 0 | 0% | 62.14% | 0 | 0% | 62.14% | 0 | 0% | 62.14% | 0 | 0% | 62.14% | 0 | 1.6659 | 60.87% | 2.287% | 0.37628 | 0% | 2.287% | 0 | 0% | 2.287% | 0 | 0% | 0.2325% | 0 | 0% | 0.2325% | 0 | 0% | 0.2325% | 0 | 17.69% | 0.6748% | 0.032258 | 23.31% | 0.6748% | 0.04251 | 27.76% | 0.6748% | 0.050638 | 10.9% | 0.6637% | 0.019552 | 53.02% | 0.6637% | 0.095126 | 33.42% | 0.6637% | 0.059954 | 38.71% | 4.969% | 0.51982 | 0% | 4.969% | 0 | 1.446% | 4.969% | 0.019424 | 0% | 2.574% | 0 | 0% | 2.574% | 0 | 45.22% | 2.574% | 0.31458 |  |  |  | 35% | 11.8% | 1.1163 | 0% | 11.8% | 0 | 0% | 11.8% | 0 | 0% | 0.3672% | 0 | 0% | 0.3672% | 0 | 0% | 0.3672% | 0 | 0% | 100% | 0 | 0% | 100% | 0 | 0% | 100% | 0 | 0% | 100% | 0 |  |  | 0.22247 |  |  | 0.00050171 |  |  | 0 | 100% | 65% |  | 100% | 65% |  | 100% | 65% |  | 100% | 65% |  | 100% | 90% |  | 100% | 90% |  | 100% | 90%
CALISTOGA 1102141073 | 0.019531 | 1.2828 | 6.5727 | 0.198 | 6.7707 | 0.015958 | 0.0097791 | 0.0030106 | 0% | 99% | 0 | 0% | 99% | 0 | 0% | 99% | 0 | 0% | 99% | 0 | 0% | 63.72% | 0 | 0% | 63.72% | 0 | 0% | 63.72% | 0 | 0% | 63.72% | 0 | 0.198 | 0% | 2.172% | 0 | 0% | 2.172% | 0 | 0% | 2.172% | 0 | 0% | 0.2386% | 0 | 0% | 0.2386% | 0 | 0% | 0.2386% | 0 | 0% | 0.511% | 0 | 99.94% | 0.511% | 0.033562 | 0% | 0.511% | 0 | 0% | 0.5381% | 0 | 0% | 0.5381% | 0 | 100% | 0.5381% | 0.035364 | 100% | 3.834% | 0.252 | 0% | 3.834% | 0 | 0% | 3.834% | 0 | 0% | 3.132% | 0 | 0% | 3.132% | 0 | 0% | 3.132% | 0 |  |  |  | 0% | 11.8% | 0 | 0% | 11.8% | 0 | 0% | 11.8% | 0 | 0% | 0.3813% | 0 | 0% | 0.3813% | 0 | 0% | 0.3813% | 0 | 0% | 100% | 0 | 0% | 100% | 0 | 0% | 100% | 0 | 0% | 100% | 0 |  |  | 0 |  |  | 0 |  |  | 0 | 100% | 65% |  | 100% | 65% |  | 100% | 65% |  | 100% | 65% |  | 100% | 90% |  | 100% | 90% |  | 100% | 90%
MARIPOSA 2101309438 | 0.0047998 | 3.2272 | 9.8987 | 0 | 9.8987 | 0.012931 | 0.019658 | 0.010753 | 0% | 99% | 0 | 0% | 99% | 0 | 0% | 99% | 0 | 0% | 99% | 0 | 0% | 63.72% | 0 | 0% | 63.72% | 0 | 0% | 63.72% | 0 | 39.22% | 63.72% | 2.4735 | 0 | 0% | 2.114% | 0 | 0% | 2.114% | 0 | 0% | 2.114% | 0 | 0% | 0.2435% | 0 | 0% | 0.2435% | 0 | 0% | 0.2435% | 0 | 55.6% | 0.6674% | 0.036729 | 31.67% | 0.6674% | 0.020918 | 57.47% | 0.6674% | 0.037966 | 31.67% | 0.6881% | 0.021569 | 58.41% | 0.6881% | 0.039788 | 31.67% | 0.6881% | 0.021569 | 63.28% | 5.006% | 0.31359 | 10.29% | 5.006% | 0.05098 | 0% | 5.006% | 0 | 0% | 1.644% | 0 | 0% | 1.644% | 0 | 0% | 1.644% | 0 |  |  |  | 0% | 11.8% | 0 | 0% | 11.8% | 0 | 0% | 11.8% | 0 | 0% | 0.3687% | 0 | 0% | 0.3687% | 0 | 0% | 0.3687% | 0 | 1.567% | 100% | 0.15508 | 0.7058% | 100% | 0.069869 | 0% | 100% | 0 | 13.85% | 100% | 1.3713 |  |  | 0 |  |  | 0 |  |  | 0 | 100% | 65% |  | 100% | 65% |  | 100% | 65% |  | 100% | 65% |  | 100% | 90% |  | 100% | 90% |  | 100% | 90%
EL DORADO PH 210219542 | 0.013848 | 11.7801 | 23.4156 | 4.7743 | 28.1899 | 0.054318 | 0.037073 | 0.011818 | 0% | 99% | 0 | 0% | 99% | 0 | 0% | 99% | 0 | 0% | 99% | 0 | 0% | 62.87% | 0 | 0% | 62.87% | 0 | 0% | 62.87% | 0 | 0% | 62.87% | 0 | 4.7743 | 22.22% | 1.944% | 0.10116 | 0% | 1.944% | 0 | 0% | 1.944% | 0 | 0% | 0.2124% | 0 | 0% | 0.2124% | 0 | 0% | 0.2124% | 0 | 0% | 0.5401% | 0 | 33.97% | 0.5401% | 0.042961 | 27.87% | 0.5401% | 0.035253 | 1.969% | 0.5552% | 0.0025604 | 29.05% | 0.5552% | 0.037768 | 70.31% | 0.5552% | 0.091412 | 95.51% | 4.036% | 0.90268 | 3.56% | 4.036% | 0.033643 | 0% | 4.036% | 0 | 0% | 2.764% | 0 | 0% | 2.764% | 0 | 0% | 2.764% | 0 |  |  |  | 35% | 11.8% | 0.96706 | 0% | 11.8% | 0 | 0% | 11.8% | 0 | 0% | 0.377% | 0 | 0% | 0.377% | 0 | 0% | 0.377% | 0 | 0% | 100% | 0 | 0% | 100% | 0 | 0% | 100% | 0 | 0% | 100% | 0 |  |  | 0.023378 |  |  | 0.017521 |  |  | 0.013584 | 100% | 65% |  | 100% | 65% |  | 100% | 65% |  | 100% | 65% |  | 100% | 90% |  | 100% | 90% |  | 100% | 90%
NARROWS 210248484 | 0.00376 | 44.6504 | 37.1364 | 2.2168 | 39.3532 | 0.091525 | 0.056846 | 0.017016 | 0% | 99% | 0 | 0% | 99% | 0 | 0% | 99% | 0 | 0% | 99% | 0 | 0% | 60.97% | 0 | 0% | 60.97% | 0 | 0% | 60.97% | 0 | 0% | 60.97% | 0 | 2.2168 | 75% | 1.636% | 0.45572 | 0% | 1.636% | 0 | 0% | 1.636% | 0 | 0% | 0.1665% | 0 | 0% | 0.1665% | 0 | 0% | 0.1665% | 0 | 0% | 0.522% | 0 | 53.02% | 0.522% | 0.10278 | 46.73% | 0.522% | 0.090586 | 99.75% | 0.5031% | 0.18635 | 0% | 0.5031% | 0 | 22.35% | 0.5031% | 0.041746 | 68.06% | 3.824% | 0.9665 | 13.27% | 3.824% | 0.18841 | 4.583% | 3.824% | 0.065089 | 0% | 3.735% | 0 | 0% | 3.735% | 0 | 45.22% | 3.735% | 0.62732 |  |  |  | 0% | 11.8% | 0 | 0% | 11.8% | 0 | 0% | 11.8% | 0 | 0% | 0.3716% | 0 | 0% | 0.3716% | 0 | 0% | 0.3716% | 0 | 0.1426% | 100% | 0.052949 | 0% | 100% | 0 | 0% | 100% | 0 | 0% | 100% | 0 |  |  | 0.02378 |  |  | 0.01309 |  |  | 0.011937 | 100% | 65% |  | 100% | 65% |  | 100% | 65% |  | 100% | 65% |  | 100% | 90% |  | 100% | 90% |  | 100% | 90%
DOBBINS 11015202 | 0.00293 | 16.5248 | 12.2843 | 2.3875 | 14.6718 | 0.027951 | 0.019503 | 0.0073487 | 0% | 99% | 0 | 0% | 99% | 0 | 0% | 99% | 0 | 0% | 99% | 0 | 0% | 61.59% | 0 | 0% | 61.59% | 0 | 0% | 61.59% | 0 | 0% | 61.59% | 0 | 2.3875 | 0% | 1.793% | 0 | 0% | 1.793% | 0 | 0% | 1.793% | 0 | 100% | 0.1881% | 0.023112 | 0% | 0.1881% | 0 | 0% | 0.1881% | 0 | 60.96% | 0.5381% | 0.040294 | 95.55% | 0.5381% | 0.063156 | 61.15% | 0.5381% | 0.04042 | 95.55% | 0.5353% | 0.062835 | 61.15% | 0.5353% | 0.040214 | 59.28% | 0.5353% | 0.038983 | 0% | 3.983% | 0 | 0% | 3.983% | 0 | 0% | 3.983% | 0 | 0% | 3.598% | 0 | 0% | 3.598% | 0 | 0% | 3.598% | 0 |  |  |  | 0% | 11.8% | 0 | 33.31% | 11.8% | 0.48281 | 0% | 11.8% | 0 | 0% | 0.3741% | 0 | 0% | 0.3741% | 0 | 0% | 0.3741% | 0 | 0% | 100% | 0 | 0% | 100% | 0 | 0% | 100% | 0 | 0% | 100% | 0 |  |  | 0.00025855 |  |  | 0 |  |  | 0.021315 | 100% | 65% |  | 100% | 65% |  | 100% | 65% |  | 100% | 65% |  | 100% | 90% |  | 100% | 90% |  | 100% | 90%
RINCON 1103925054 | 0.0072816 | 12.7756 | 16.9801 | 0.21824 | 17.1983 | 0.039039 | 0.032378 | 0.0045184 | 0% | 99% | 0 | 0% | 99% | 0 | 0% | 99% | 0 | 0% | 99% | 0 | 0% | 62.62% | 0 | 0% | 62.62% | 0 | 0% | 62.62% | 0 | 0% | 62.62% | 0 | 0.21824 | 0% | 3.021% | 0 | 0% | 3.021% | 0 | 0% | 3.021% | 0 | 0% | 0.3201% | 0 | 0% | 0.3201% | 0 | 0% | 0.3201% | 0 | 0% | 0.6544% | 0 | 65.85% | 0.6544% | 0.073167 | 26.38% | 0.6544% | 0.029313 | 88.09% | 0.6892% | 0.10308 | 4.141% | 0.6892% | 0.0048454 | 7.772% | 0.6892% | 0.0090951 | 0% | 4.9% | 0 | 7.582% | 4.9% | 0.063077 | 0% | 4.9% | 0 | 0% | 3.371% | 0 | 0% | 3.371% | 0 | 0% | 3.371% | 0 |  |  |  | 34.94% | 11.8% | 0.70007 | 0% | 11.8% | 0 | 0% | 11.8% | 0 | 0% | 0.3793% | 0 | 0% | 0.3793% | 0 | 0% | 0.3793% | 0 | 0% | 100% | 0 | 0% | 100% | 0 | 0% | 100% | 0 | 0% | 100% | 0 |  |  | 0 |  |  | 0.0049163 |  |  | 0 | 100% | 65% |  | 100% | 65% |  | 100% | 65% |  | 100% | 65% |  | 100% | 90% |  | 100% | 90% |  | 100% | 90%
SILVERADO 2102808 | 0.003821 | 2.8409 | 4.9055 | 0.18191 | 5.0874 | 0.0081311 | 0.0097521 | 0.0040988 | 0% | 99% | 0 | 0% | 99% | 0 | 0% | 99% | 0 | 0% | 99% | 0 | 0% | 63.5% | 0 | 0% | 63.5% | 0 | 0% | 63.5% | 0 | 0% | 63.5% | 0 | 0.18191 | 50% | 2.635% | 0.064633 | 0% | 2.635% | 0 | 0% | 2.635% | 0 | 0% | 0.2889% | 0 | 0% | 0.2889% | 0 | 0% | 0.2889% | 0 | 0% | 0.6606% | 0 | 100% | 0.6606% | 0.032408 | 0% | 0.6606% | 0 | 0% | 0.6779% | 0 | 0% | 0.6779% | 0 | 100% | 0.6779% | 0.033253 | 75.67% | 4.916% | 0.18249 | 0% | 4.916% | 0 | 6.177% | 4.916% | 0.014896 | 0% | 2.143% | 0 | 0% | 2.143% | 0 | 0% | 2.143% | 0 |  |  |  | 0% | 11.8% | 0 | 0% | 11.8% | 0 | 0% | 11.8% | 0 | 0% | 0.3707% | 0 | 0% | 0.3707% | 0 | 0% | 0.3707% | 0 | 0% | 100% | 0 | 0% | 100% | 0 | 0% | 100% | 0 | 0% | 100% | 0 |  |  | 0 |  |  | 0 |  |  | 0.0039072 | 100% | 65% |  | 100% | 65% |  | 100% | 65% |  | 100% | 65% |  | 100% | 90% |  | 100% | 90% |  | 100% | 90%
PIT NO 5 11011618 | 0.005049 | 6.1596 | 5.1409 | 0.010224 | 5.1511 | 0.010221 | 0.010722 | 0.0021081 | 0% | 99% | 0 | 0% | 99% | 0 | 0% | 99% | 0 | 0% | 99% | 0 | 0% | 60.28% | 0 | 0% | 60.28% | 0 | 0% | 60.28% | 0 | 0% | 60.28% | 0 | 0.010224 | 0% | 2.827% | 0 | 0% | 2.827% | 0 | 0% | 2.827% | 0 | 0% | 0.2953% | 0 | 0% | 0.2953% | 0 | 0% | 0.2953% | 0 | 0% | 0.7067% | 0 | 10.28% | 0.7067% | 0.003734 | 72.34% | 0.7067% | 0.026284 | 82.62% | 0.703% | 0.029857 | 17.38% | 0.703% | 0.0062812 | 7.126% | 0.703% | 0.0025753 | 95.83% | 5.206% | 0.25651 | 4.165% | 5.206% | 0.011148 | 0% | 5.206% | 0 | 0% | 2.989% | 0 | 0% | 2.989% | 0 | 0% | 2.989% | 0 |  |  |  | 35% | 11.8% | 0.21232 | 0% | 11.8% | 0 | 0% | 11.8% | 0 | 0% | 0.3672% | 0 | 0% | 0.3672% | 0 | 0% | 0.3672% | 0 | 0% | 100% | 0 | 0% | 100% | 0 | 0% | 100% | 0 | 0% | 100% | 0 |  |  | 0.0013081 |  |  | 0 |  |  | 0 | 100% | 65% |  | 100% | 65% |  | 100% | 65% |  | 100% | 65% |  | 100% | 90% |  | 100% | 90% |  | 100% | 90%
SAN ARDO 110273254 | 0.0023588 | 0 | 1.4302 | 0 | 1.4302 | 0.00043261 | 0.0038536 | 0.0021267 | 0% | 99% | 0 | 0% | 99% | 0 | 0% | 99% | 0 | 0% | 99% | 0 | 0% | 60.46% | 0 | 0% | 60.46% | 0 | 0% | 60.46% | 0 | 0% | 60.46% | 0 | 0 | 0% | 2.886% | 0 | 0% | 2.886% | 0 | 0% | 2.886% | 0 | 0% | 0.3179% | 0 | 0% | 0.3179% | 0 | 0% | 0.3179% | 0 | 0% | 0.8732% | 0 | 0% | 0.8732% | 0 | 99.95% | 0.8732% | 0.012482 | 99.95% | 0.8273% | 0.011827 | 0% | 0.8273% | 0 | 0% | 0.8273% | 0 | 100% | 6.34% | 0.090675 | 0% | 6.34% | 0 | 0% | 6.34% | 0 | 0% | 0.4143% | 0 | 0% | 0.4143% | 0 | 0% | 0.4143% | 0 |  |  |  | 0% | 11.8% | 0 | 12.72% | 11.8% | 0.021458 | 0% | 11.8% | 0 | 0% | 0.3419% | 0 | 0% | 0.3419% | 0 | 0% | 0.3419% | 0 | 0% | 100% | 0 | 0% | 100% | 0 | 0% | 100% | 0 | 0% | 100% | 0 |  |  | 0 |  |  | 0 |  |  | 0 |  |  |  |  | 65% |  |  | 65% |  | 100% | 65%
CEDAR CREEK 1101CB | 0.0045868 | 15.7692 | 35.9303 | 2.3264 | 38.2567 | 0.077838 | 0.06311 | 0.020209 | 0% | 99% | 0 | 0% | 99% | 0 | 0% | 99% | 0 | 0% | 99% | 0 | 0% | 60.89% | 0 | 0% | 60.89% | 0 | 0% | 60.89% | 0 | 0% | 60.89% | 0 | 2.3264 | 87.5% | 2.33% | 0.7326 | 0% | 2.33% | 0 | 0% | 2.33% | 0 | 100% | 0.2396% | 0.086082 | 0% | 0.2396% | 0 | 0% | 0.2396% | 0 | 0% | 0.598% | 0 | 55.67% | 0.598% | 0.11961 | 16.91% | 0.598% | 0.036331 | 57.29% | 0.5918% | 0.12183 | 16.74% | 0.5918% | 0.035604 | 79.85% | 0.5918% | 0.1698 | 60.51% | 4.397% | 0.95593 | 7.356% | 4.397% | 0.11622 | 17.33% | 4.397% | 0.27373 | 0% | 3.251% | 0 | 40.07% | 3.251% | 0.46802 | 0% | 3.251% | 0 |  |  |  | 0% | 11.8% | 0 | 0% | 11.8% | 0 | 0% | 11.8% | 0 | 0% | 0.3716% | 0 | 0% | 0.3716% | 0 | 0% | 0.3716% | 0 | 0% | 100% | 0 | 0% | 100% | 0 | 0% | 100% | 0 | 0% | 100% | 0 |  |  | 0.022122 |  |  | 0 |  |  | 0.010648 | 100% | 65% |  | 100% | 65% |  | 100% | 65% |  | 100% | 65% |  | 100% | 90% |  | 100% | 90% |  | 100% | 90%
PLACERVILLE 21062224 | 0.0092412 | 12.333 | 21.5866 | 2.4407 | 24.0273 | 0.056265 | 0.029956 | 0.010767 | 0% | 99% | 0 | 0% | 99% | 0 | 0% | 99% | 0 | 0% | 99% | 0 | 0% | 62.46% | 0 | 0% | 62.46% | 0 | 0% | 62.46% | 0 | 0% | 62.46% | 0 | 2.4407 | 30.77% | 1.694% | 0.11252 | 0% | 1.694% | 0 | 0% | 1.694% | 0 | 0% | 0.1859% | 0 | 0% | 0.1859% | 0 | 0% | 0.1859% | 0 | 0% | 0.4628% | 0 | 12.36% | 0.4628% | 0.012346 | 9.253% | 0.4628% | 0.0092454 | 0% | 0.4745% | 0 | 73.89% | 0.4745% | 0.075687 | 26.09% | 0.4745% | 0.026724 | 86.49% | 3.452% | 0.64452 | 4.884% | 3.452% | 0.036398 | 0.7988% | 3.452% | 0.0059531 | 0% | 3.617% | 0 | 0% | 3.617% | 0 | 0% | 3.617% | 0 |  |  |  | 34.95% | 11.8% | 0.89018 | 0% | 11.8% | 0 | 0% | 11.8% | 0 | 0% | 0.3795% | 0 | 0% | 0.3795% | 0 | 0% | 0.3795% | 0 | 0% | 100% | 0 | 0% | 100% | 0 | 0% | 100% | 0 | 0% | 100% | 0 |  |  | 0.0018191 |  |  | 0.002694 |  |  | 0 | 100% | 65% |  | 100% | 65% |  | 100% | 65% |  | 100% | 65% |  | 100% | 90% |  | 100% | 90% |  | 100% | 90%
ELECTRA 1101175840 | 0.0030293 | 8.8482 | 6.3278 | 0.2757 | 6.6035 | 0.0099874 | 0.013245 | 0.0052617 | 0% | 99% | 0 | 0% | 99% | 0 | 0% | 99% | 0 | 0% | 99% | 0 | 0% | 61.5% | 0 | 0% | 61.5% | 0 | 0% | 61.5% | 0 | 0% | 61.5% | 0 | 0.2757 | 100% | 2.337% | 0.14789 | 0% | 2.337% | 0 | 0% | 2.337% | 0 | 0% | 0.2492% | 0 | 0% | 0.2492% | 0 | 0% | 0.2492% | 0 | 0% | 0.6996% | 0 | 6.078% | 0.6996% | 0.002691 | 0% | 0.6996% | 0 | 0% | 0.6967% | 0 | 76.78% | 0.6967% | 0.03385 | 23.17% | 0.6967% | 0.010216 | 74.27% | 5.181% | 0.24346 | 4.36% | 5.181% | 0.014294 | 0% | 5.181% | 0 | 0% | 2.365% | 0 | 0% | 2.365% | 0 | 0% | 2.365% | 0 |  |  |  | 0% | 11.8% | 0 | 0% | 11.8% | 0 | 0% | 11.8% | 0 | 0% | 0.3659% | 0 | 0% | 0.3659% | 0 | 0% | 0.3659% | 0 | 0% | 100% | 0 | 0% | 100% | 0 | 0% | 100% | 0 | 0% | 100% | 0 |  |  | 0.024422 |  |  | 0.0033428 |  |  | 0.0053196 | 100% | 65% |  | 100% | 65% |  | 100% | 65% |  | 100% | 65% |  | 100% | 90% |  | 100% | 90% |  | 100% | 90%
HALSEY 110239104 | 0.0057596 | 35.4453 | 46.8481 | 0.87584 | 47.7239 | 0.12327 | 0.062422 | 0.026123 | 0% | 99% | 0 | 0% | 99% | 0 | 0% | 99% | 0 | 0% | 99% | 0 | 0% | 61.95% | 0 | 0% | 61.95% | 0 | 0% | 61.95% | 0 | 0% | 61.95% | 0 | 0.87584 | 61.9% | 1.457% | 0.42265 | 0% | 1.457% | 0 | 0% | 1.457% | 0 | 0% | 0.1556% | 0 | 0% | 0.1556% | 0 | 0% | 0.1556% | 0 | 0% | 0.446% | 0 | 72.61% | 0.446% | 0.15172 | 24.22% | 0.446% | 0.050596 | 72.61% | 0.4469% | 0.15202 | 27.39% | 0.4469% | 0.057337 | 48.49% | 0.4469% | 0.10152 | 46.4% | 3.31% | 0.71951 | 21.71% | 3.31% | 0.33664 | 8.32% | 3.31% | 0.12902 | 0% | 3.88% | 0 | 0% | 3.88% | 0 | 0% | 3.88% | 0 |  |  |  | 0% | 11.8% | 0 | 29.24% | 11.8% | 1.6162 | 0% | 11.8% | 0 | 0% | 0.3789% | 0 | 0% | 0.3789% | 0 | 0% | 0.3789% | 0 | 0% | 100% | 0 | 0% | 100% | 0 | 0% | 100% | 0 | 0% | 100% | 0 |  |  | 0 |  |  | 0.0689 |  |  | 0.0083189 | 100% | 65% |  | 100% | 65% |  | 100% | 65% |  | 100% | 65% |  | 100% | 90% |  | 100% | 90% |  | 100% | 90%
AUBERRY 1101R2845 | 0.0037567 | 18.7968 | 12.4304 | 0.33433 | 12.7648 | 0.023884 | 0.026337 | 0.0060416 | 0% | 99% | 0 | 0% | 99% | 0 | 0% | 99% | 0 | 0% | 99% | 0 | 0% | 61.06% | 0 | 0% | 61.06% | 0 | 0% | 61.06% | 0 | 0% | 61.06% | 0 | 0.33433 | 0% | 2.556% | 0 | 0% | 2.556% | 0 | 0% | 2.556% | 0 | 0% | 0.2668% | 0 | 0% | 0.2668% | 0 | 0% | 0.2668% | 0 | 0% | 0.7097% | 0 | 19.85% | 0.7097% | 0.017513 | 71.99% | 0.7097% | 0.063511 | 91.64% | 0.7037% | 0.080154 | 8.027% | 0.7037% | 0.0070212 | 0% | 0.7037% | 0 | 5.781% | 5.233% | 0.037608 | 82.61% | 5.233% | 0.5374 | 10.94% | 5.233% | 0.071175 | 0% | 2.772% | 0 | 0% | 2.772% | 0 | 0% | 2.772% | 0 |  |  |  | 20.17% | 11.8% | 0.29591 | 0% | 11.8% | 0 | 0% | 11.8% | 0 | 55.56% | 0.3659% | 0.025268 | 0% | 0.3659% | 0 | 0% | 0.3659% | 0 | 0% | 100% | 0 | 0% | 100% | 0 | 0% | 100% | 0 | 0% | 100% | 0 |  |  | 0 |  |  | 0.012441 |  |  | 0 | 100% | 65% |  | 100% | 65% |  | 100% | 65% |  | 100% | 65% |  | 100% | 90% |  | 100% | 90% |  | 100% | 90%
OAKHURST 110110090 | 0.0025801 | 46.6002 | 32.5274 | 0.59159 | 33.119 | 0.062836 | 0.062042 | 0.024451 | 0% | 99% | 0 | 0% | 99% | 0 | 0% | 99% | 0 | 0% | 99% | 0 | 0% | 61.94% | 0 | 0% | 61.94% | 0 | 0% | 61.94% | 0 | 0% | 61.94% | 0 | 0.59159 | 70% | 1.985% | 0.45195 | 0% | 1.985% | 0 | 0% | 1.985% | 0 | 0% | 0.2175% | 0 | 0% | 0.2175% | 0 | 0% | 0.2175% | 0 | 15.04% | 0.6216% | 0.030409 | 41.08% | 0.6216% | 0.083047 | 18.96% | 0.6216% | 0.03833 | 37.02% | 0.627% | 0.075498 | 53.94% | 0.627% | 0.11001 | 8.917% | 0.627% | 0.018187 | 30.17% | 4.626% | 0.45407 | 5.643% | 4.626% | 0.08491 | 0% | 4.626% | 0 | 0% | 2.748% | 0 | 0% | 2.748% | 0 | 45.22% | 2.748% | 0.40427 |  |  |  | 0% | 11.8% | 0 | 0% | 11.8% | 0 | 0% | 11.8% | 0 | 55.56% | 0.3703% | 0.066923 | 0% | 0.3703% | 0 | 0% | 0.3703% | 0 | 0% | 100% | 0 | 3.422% | 100% | 1.113 | 0% | 100% | 0 | 0% | 100% | 0 |  |  | 0 |  |  | 0.010241 |  |  | 0 | 100% | 65% |  | 100% | 65% |  | 100% | 65% |  | 100% | 65% |  | 100% | 90% |  | 100% | 90% |  | 100% | 90%
KONOCTI 1102532 | 0.005813 | 9.2188 | 9.4014 | 2.1494 | 11.5508 | 0.015081 | 0.023737 | 0.0044234 | 0% | 99% | 0 | 0% | 99% | 0 | 0% | 99% | 0 | 0% | 99% | 0 | 0% | 61.85% | 0 | 0% | 61.85% | 0 | 0% | 61.85% | 0 | 0% | 61.85% | 0 | 2.1494 | 0% | 3.361% | 0 | 0% | 3.361% | 0 | 0% | 3.361% | 0 | 0% | 0.3626% | 0 | 0% | 0.3626% | 0 | 0% | 0.3626% | 0 | 14.08% | 0.8309% | 0.011002 | 18.58% | 0.8309% | 0.014518 | 79.23% | 0.8309% | 0.061891 | 0% | 0.86% | 0 | 81.06% | 0.86% | 0.065535 | 18.58% | 0.86% | 0.015026 | 79.43% | 6.206% | 0.46339 | 11.86% | 6.206% | 0.069205 | 7.154% | 6.206% | 0.041736 | 0% | 2.347% | 0 | 0% | 2.347% | 0 | 0% | 2.347% | 0 |  |  |  | 34.82% | 11.8% | 0.38623 | 0% | 11.8% | 0 | 0% | 11.8% | 0 | 0% | 0.368% | 0 | 0% | 0.368% | 0 | 0% | 0.368% | 0 | 0% | 100% | 0 | 0% | 100% | 0 | 0% | 100% | 0 | 0% | 100% | 0 |  |  | 0 |  |  | 0.031942 |  |  | 0.0051634 | 100% | 65% |  | 100% | 65% |  | 100% | 65% |  | 100% | 65% |  | 100% | 90% |  | 100% | 90% |  | 100% | 90%
PUEBLO 1105637242 | 0.0045508 | 15.5836 | 17.6374 | 2.8497 | 20.4871 | 0.031898 | 0.040172 | 0.0096397 | 0% | 99% | 0 | 0% | 99% | 0 | 0% | 99% | 0 | 0% | 99% | 0 | 0% | 62.46% | 0 | 0% | 62.46% | 0 | 0% | 62.46% | 0 | 0% | 62.46% | 0 | 2.8497 | 100% | 3.01% | 0.53089 | 0% | 3.01% | 0 | 0% | 3.01% | 0 | 0% | 0.3255% | 0 | 0% | 0.3255% | 0 | 0% | 0.3255% | 0 | 8.218% | 0.7393% | 0.010716 | 62.85% | 0.7393% | 0.081949 | 37.15% | 0.7393% | 0.048447 | 62.85% | 0.762% | 0.084464 | 37.15% | 0.762% | 0.049934 | 52.8% | 0.762% | 0.070958 | 0% | 5.51% | 0 | 60.53% | 5.51% | 0.58825 | 8.953% | 5.51% | 0.087007 | 0% | 2.39% | 0 | 0% | 2.39% | 0 | 0% | 2.39% | 0 |  |  |  | 0% | 11.8% | 0 | 23.48% | 11.8% | 0.48875 | 0% | 11.8% | 0 | 0% | 0.3697% | 0 | 0% | 0.3697% | 0 | 0% | 0.3697% | 0 | 1.25% | 100% | 0.22048 | 0% | 100% | 0 | 0% | 100% | 0 | 0% | 100% | 0 |  |  | 0 |  |  | 0.008452 |  |  | 0 | 100% | 65% |  | 100% | 65% |  | 100% | 65% |  | 100% | 65% |  | 100% | 90% |  | 100% | 90% |  | 100% | 90%
ELK CREEK 11012004 | 0.001311 | 21.9279 | 18.1783 | 1.4623 | 19.6406 | 0.015237 | 0.0455 | 0.023556 | 0% | 99% | 0 | 0% | 99% | 0 | 0% | 99% | 0 | 0% | 99% | 0 | 0% | 61.21% | 0 | 0% | 61.21% | 0 | 0% | 61.21% | 0 | 0% | 61.21% | 0 | 1.4623 | 0% | 2.711% | 0 | 0% | 2.711% | 0 | 0% | 2.711% | 0 | 0% | 0.2849% | 0 | 0% | 0.2849% | 0 | 0% | 0.2849% | 0 | 43.4% | 0.8005% | 0.063149 | 55.44% | 0.8005% | 0.080666 | 82.47% | 0.8005% | 0.12 | 92.04% | 0.7529% | 0.12598 | 49.3% | 0.7529% | 0.067474 | 55.44% | 0.7529% | 0.075875 | 50.87% | 5.796% | 0.53597 | 0% | 5.796% | 0 | 33.28% | 5.796% | 0.3506 | 0% | 1.059% | 0 | 0% | 1.059% | 0 | 0% | 1.059% | 0 |  |  |  | 17.92% | 11.8% | 0.38446 | 0% | 11.8% | 0 | 0% | 11.8% | 0 | 0% | 0.3489% | 0 | 0% | 0.3489% | 0 | 0% | 0.3489% | 0 | 0% | 100% | 0 | 0% | 100% | 0 | 0% | 100% | 0 | 0% | 100% | 0 |  |  | 6.7593e-05 |  |  | 0 |  |  | 0.010355 | 100% | 65% |  | 100% | 65% |  | 100% | 65% |  | 100% | 65% |  | 100% | 90% |  | 100% | 90% |  | 100% | 90%
OLETA 11021204 | 0.0025746 | 24.8563 | 17.6996 | 0 | 17.6996 | 0.039809 | 0.029492 | 0.012797 | 0% | 99% | 0 | 0% | 99% | 0 | 0% | 99% | 0 | 0% | 99% | 0 | 0% | 61.7% | 0 | 0% | 61.7% | 0 | 0% | 61.7% | 0 | 0% | 61.7% | 0 | 0 | 40% | 1.961% | 0.13885 | 0% | 1.961% | 0 | 0% | 1.961% | 0 | 0% | 0.2046% | 0 | 0% | 0.2046% | 0 | 0% | 0.2046% | 0 | 0% | 0.5428% | 0 | 66.94% | 0.5428% | 0.06431 | 10.84% | 0.5428% | 0.010413 | 5.99% | 0.534% | 0.0056617 | 18.1% | 0.534% | 0.01711 | 81.41% | 0.534% | 0.076942 | 21.96% | 3.99% | 0.1551 | 0% | 3.99% | 0 | 0% | 3.99% | 0 | 0% | 3.403% | 0 | 0% | 3.403% | 0 | 0% | 3.403% | 0 |  |  |  | 20.7% | 11.8% | 0.43227 | 0% | 11.8% | 0 | 0% | 11.8% | 0 | 0% | 0.3723% | 0 | 0% | 0.3723% | 0 | 0% | 0.3723% | 0 | 0% | 100% | 0 | 0% | 100% | 0 | 0% | 100% | 0 | 0% | 100% | 0 |  |  | 0 |  |  | 0 |  |  | 0 | 100% | 65% |  | 100% | 65% |  | 100% | 65% |  | 100% | 65% |  | 100% | 90% |  | 100% | 90% |  | 100% | 90%
BRUNSWICK 11041020 | 0.0051473 | 31.0674 | 31.1063 | 2.0382 | 33.1445 | 0.081179 | 0.048201 | 0.014965 | 0% | 99% | 0 | 0% | 99% | 0 | 0% | 99% | 0 | 0% | 99% | 0 | 0% | 61.37% | 0 | 0% | 61.37% | 0 | 0% | 61.37% | 0 | 0% | 61.37% | 0 | 2.0382 | 52.17% | 1.775% | 0.28801 | 0% | 1.775% | 0 | 0% | 1.775% | 0 | 0% | 0.1809% | 0 | 0% | 0.1809% | 0 | 0% | 0.1809% | 0 | 45.46% | 0.5101% | 0.072136 | 7.69% | 0.5101% | 0.012201 | 54.19% | 0.5101% | 0.085982 | 7.69% | 0.4979% | 0.01191 | 74.2% | 0.4979% | 0.11493 | 25.75% | 0.4979% | 0.039886 | 65.28% | 3.745% | 0.76043 | 5.792% | 3.745% | 0.067466 | 4.395% | 3.745% | 0.051203 | 0% | 3.574% | 0 | 0% | 3.574% | 0 | 45.22% | 3.574% | 0.5028 |  |  |  | 34.51% | 11.8% | 1.2667 | 0% | 11.8% | 0 | 0% | 11.8% | 0 | 0% | 0.3743% | 0 | 0% | 0.3743% | 0 | 0% | 0.3743% | 0 | 0% | 100% | 0 | 0% | 100% | 0 | 0% | 100% | 0 | 0% | 100% | 0 |  |  | 0.03116 |  |  | 0.0059518 |  |  | 0.012146 | 100% | 65% |  | 100% | 65% |  | 100% | 65% |  | 100% | 65% |  | 100% | 90% |  | 100% | 90% |  | 100% | 90%
KERCKHOFF 1101R353 | 0.0013114 | 14.234 | 3.3745 | 0 | 3.3745 | 0.0040017 | 0.0080329 | 0.0036294 | 0% | 99% | 0 | 0% | 99% | 0 | 0% | 99% | 0 | 0% | 99% | 0 | 0% | 60.8% | 0 | 0% | 60.8% | 0 | 0% | 60.8% | 0 | 0% | 60.8% | 0 | 0 | 100% | 2.503% | 0.08446 | 0% | 2.503% | 0 | 0% | 2.503% | 0 | 0% | 0.2607% | 0 | 0% | 0.2607% | 0 | 0% | 0.2607% | 0 | 0% | 0.7711% | 0 | 9.155% | 0.7711% | 0.0023823 | 78.8% | 0.7711% | 0.020504 | 23.24% | 0.7374% | 0.0057834 | 67.89% | 0.7374% | 0.016893 | 8.871% | 0.7374% | 0.0022075 | 22.07% | 5.628% | 0.041922 | 21.9% | 5.628% | 0.04159 | 0% | 5.628% | 0 | 0% | 1.611% | 0 | 0% | 1.611% | 0 | 0% | 1.611% | 0 |  |  |  | 34.99% | 11.8% | 0.13932 | 0% | 11.8% | 0 | 0% | 11.8% | 0 | 0% | 0.3555% | 0 | 0% | 0.3555% | 0 | 0% | 0.3555% | 0 | 0% | 100% | 0 | 0% | 100% | 0 | 0% | 100% | 0 | 0% | 100% | 0 |  |  | 0 |  |  | 0.0076544 |  |  | 0 | 100% | 65% |  | 100% | 65% |  | 100% | 65% |  | 100% | 65% |  | 100% | 90% |  | 100% | 90% |  | 100% | 90%
STELLING 11109265 | 0.0066835 | 5.5972 | 7.1846 | 0.044415 | 7.229 | 0.018399 | 0.011959 | 0.0031539 | 0% | 99% | 0 | 0% | 99% | 0 | 0% | 99% | 0 | 0% | 99% | 0 | 0% | 62.98% | 0 | 0% | 62.98% | 0 | 0% | 62.98% | 0 | 0% | 62.98% | 0 | 0.044415 | 100% | 2.292% | 0.16469 | 0% | 2.292% | 0 | 0% | 2.292% | 0 | 0% | 0.2429% | 0 | 0% | 0.2429% | 0 | 0% | 0.2429% | 0 | 0% | 0.5425% | 0 | 91.07% | 0.5425% | 0.035496 | 6.967% | 0.5425% | 0.0027154 | 91.07% | 0.5601% | 0.036651 | 6.967% | 0.5601% | 0.0028037 | 0% | 0.5601% | 0 | 47.35% | 4.042% | 0.1375 | 50.45% | 4.042% | 0.1465 | 0% | 4.042% | 0 | 0% | 3.475% | 0 | 0% | 3.475% | 0 | 0% | 3.475% | 0 |  |  |  | 0% | 11.8% | 0 | 0% | 11.8% | 0 | 0% | 11.8% | 0 | 0% | 0.3792% | 0 | 0% | 0.3792% | 0 | 0% | 0.3792% | 0 | 0% | 100% | 0 | 0% | 100% | 0 | 0% | 100% | 0 | 0% | 100% | 0 |  |  | 0 |  |  | 0 |  |  | 0 | 100% | 65% |  | 100% | 65% |  | 100% | 65% |  | 100% | 65% |  | 100% | 90% |  | 100% | 90% |  | 100% | 90%
POTTER VALLEY P H 110576498 | 0.0048188 | 7.1562 | 5.8682 | 0.034226 | 5.9025 | 0.013836 | 0.010749 | 0.0028412 | 0% | 99% | 0 | 0% | 99% | 0 | 0% | 99% | 0 | 0% | 99% | 0 | 0% | 61.24% | 0 | 0% | 61.24% | 0 | 0% | 61.24% | 0 | 0% | 61.24% | 0 | 0.034226 | 0% | 2.177% | 0 | 0% | 2.177% | 0 | 0% | 2.177% | 0 | 0% | 0.2332% | 0 | 0% | 0.2332% | 0 | 0% | 0.2332% | 0 | 0% | 0.5928% | 0 | 7.506% | 0.5928% | 0.0026111 | 92.49% | 0.5928% | 0.032177 | 97.93% | 0.5965% | 0.034276 | 2.074% | 0.5965% | 0.00072585 | 0% | 0.5965% | 0 | 0% | 4.395% | 0 | 0% | 4.395% | 0 | 0% | 4.395% | 0 | 0% | 3.445% | 0 | 0% | 3.445% | 0 | 0% | 3.445% | 0 |  |  |  | 34.85% | 11.8% | 0.24129 | 0% | 11.8% | 0 | 0% | 11.8% | 0 | 0% | 0.373% | 0 | 0% | 0.373% | 0 | 0% | 0.373% | 0 | 0% | 100% | 0 | 0% | 100% | 0 | 0% | 100% | 0 | 0% | 100% | 0 |  |  | 0 |  |  | 0 |  |  | 0 | 100% | 65% |  | 100% | 65% |  | 100% | 65% |  | 100% | 65% |  | 100% | 90% |  | 100% | 90% |  | 100% | 90%
PARADISE 1104961990 | 0.0042646 | 7.1069 | 9.1187 | 2.1649 | 11.2836 | 0.019533 | 0.017648 | 0.0055736 | 0% | 99% | 0 | 0% | 99% | 0 | 24.31% | 99% | 2.1943 | 0% | 99% | 0 | 0% | 61.87% | 0 | 0% | 61.87% | 0 | 0% | 61.87% | 0 | 0% | 61.87% | 0 | 2.1649 | 0% | 1.903% | 0 | 0% | 1.903% | 0 | 0% | 1.903% | 0 | 0% | 0.2226% | 0 | 0% | 0.2226% | 0 | 0% | 0.2226% | 0 | 0% | 0.6055% | 0 | 7.911% | 0.6055% | 0.0043677 | 0% | 0.6055% | 0 | 0% | 0.6195% | 0 | 32.49% | 0.6195% | 0.018353 | 41.86% | 0.6195% | 0.023646 | 0% | 4.53% | 0 | 0% | 4.53% | 0 | 0% | 4.53% | 0 | 0% | 2.814% | 0 | 0% | 2.814% | 0 | 0% | 2.814% | 0 |  |  |  | 0% | 11.8% | 0 | 0% | 11.8% | 0 | 0% | 11.8% | 0 | 0% | 0.3704% | 0 | 0% | 0.3704% | 0 | 0% | 0.3704% | 0 | 0% | 100% | 0 | 0% | 100% | 0 | 0% | 100% | 0 | 0% | 100% | 0 |  |  | 0 |  |  | 0 |  |  | 0 | 100% | 65% |  | 100% | 65% |  | 100% | 65% |  | 100% | 65% |  | 100% | 90% |  | 100% | 90% |  | 100% | 90%
LOS GATOS 110760024 | 0.0022767 | 3.7976 | 1.7178 | 0.27048 | 1.9882 | 0.0020798 | 0.004834 | 0.001143 | 0% | 99% | 0 | 0% | 99% | 0 | 0% | 99% | 0 | 0% | 99% | 0 | 0% | 62.29% | 0 | 0% | 62.29% | 0 | 0% | 62.29% | 0 | 0% | 62.29% | 0 | 0.27048 | 100% | 3.67% | 0.063038 | 0% | 3.67% | 0 | 0% | 3.67% | 0 | 0% | 0.3918% | 0 | 0% | 0.3918% | 0 | 0% | 0.3918% | 0 | 0% | 0.9053% | 0 | 0% | 0.9053% | 0 | 100% | 0.9053% | 0.015551 | 0% | 0.9263% | 0 | 100% | 0.9263% | 0.015911 | 0% | 0.9263% | 0 | 49.59% | 6.73% | 0.057324 | 0% | 6.73% | 0 | 27.23% | 6.73% | 0.031484 | 0% | 1.468% | 0 | 0% | 1.468% | 0 | 0% | 1.468% | 0 |  |  |  | 0% | 11.8% | 0 | 0% | 11.8% | 0 | 0% | 11.8% | 0 | 0% | 0.3624% | 0 | 0% | 0.3624% | 0 | 0% | 0.3624% | 0 | 0% | 100% | 0 | 0% | 100% | 0 | 0% | 100% | 0 | 0% | 100% | 0 |  |  | 0 |  |  | 0 |  |  | 0.0048277 | 100% | 65% |  | 100% | 65% |  | 100% | 65% |  | 100% | 65% |  | 100% | 90% |  | 100% | 90% |  | 100% | 90%
MIWUK 17021808 | 0.011878 | 3.2072 | 4.2214 | 1.0072 | 5.2286 | 0.0087278 | 0.0096125 | 0.0015442 | 0% | 99% | 0 | 0% | 99% | 0 | 0% | 99% | 0 | 0% | 99% | 0 | 0% | 61.4% | 0 | 0% | 61.4% | 0 | 0% | 61.4% | 0 | 0% | 61.4% | 0 | 1.0072 | 0% | 2.255% | 0 | 0% | 2.255% | 0 | 0% | 2.255% | 0 | 0% | 0.2506% | 0 | 0% | 0.2506% | 0 | 0% | 0.2506% | 0 | 36.91% | 0.7289% | 0.011358 | 0% | 0.7289% | 0 | 36.91% | 0.7289% | 0.011358 | 0% | 0.7437% | 0 | 36.91% | 0.7437% | 0.011587 | 56.49% | 0.7437% | 0.017735 | 79.08% | 5.454% | 0.18208 | 14.21% | 5.454% | 0.032719 | 0% | 5.454% | 0 | 0% | 2.155% | 0 | 0% | 2.155% | 0 | 0% | 2.155% | 0 |  |  |  | 0% | 11.8% | 0 | 0% | 11.8% | 0 | 0% | 11.8% | 0 | 0% | 0.3678% | 0 | 0% | 0.3678% | 0 | 0% | 0.3678% | 0 | 0% | 100% | 0 | 0% | 100% | 0 | 0% | 100% | 0 | 0% | 100% | 0 |  |  | 0.09779 |  |  | 0 |  |  | 0.0027264 | 100% | 65% |  | 100% | 65% |  | 100% | 65% |  | 100% | 65% |  | 100% | 90% |  | 100% | 90% |  | 100% | 90%
PIERCY 2110XR258 | 0.0028592 | 20.0989 | 18.4579 | 0 | 18.4579 | 0.020479 | 0.043221 | 0.023265 | 0% | 99% | 0 | 0% | 99% | 0 | 0% | 99% | 0 | 0% | 99% | 0 | 0% | 63.6% | 0 | 0% | 63.6% | 0 | 0% | 63.6% | 0 | 0% | 63.6% | 0 | 0 | 100% | 2.848% | 0.52561 | 0% | 2.848% | 0 | 0% | 2.848% | 0 | 0% | 0.3106% | 0 | 0% | 0.3106% | 0 | 0% | 0.3106% | 0 | 0% | 0.7392% | 0 | 37.08% | 0.7392% | 0.050588 | 62.91% | 0.7392% | 0.085842 | 99.82% | 0.744% | 0.13708 | 0.1723% | 0.744% | 0.00023662 | 0.004432% | 0.744% | 6.0856e-06 | 26.5% | 5.467% | 0.26744 | 0% | 5.467% | 0 | 17.56% | 5.467% | 0.17723 | 0% | 1.155% | 0 | 0% | 1.155% | 0 | 0% | 1.155% | 0 |  |  |  | 0% | 11.8% | 0 | 0% | 11.8% | 0 | 0% | 11.8% | 0 | 0% | 0.3635% | 0 | 0% | 0.3635% | 0 | 0% | 0.3635% | 0 | 0% | 100% | 0 | 0% | 100% | 0 | 0% | 100% | 0 | 0% | 100% | 0 |  |  | 0 |  |  | 0 |  |  | 0.0020624 | 100% | 65% |  | 100% | 65% |  | 100% | 65% |  | 100% | 65% |  | 100% | 90% |  | 100% | 90% |  | 100% | 90%
DUNLAP 11037040 | 0.0027108 | 26.7826 | 13.071 | 0 | 13.071 | 0.018488 | 0.028268 | 0.014873 | 0% | 99% | 0 | 0% | 99% | 0 | 0% | 99% | 0 | 0% | 99% | 0 | 0% | 62.2% | 0 | 0% | 62.2% | 0 | 0% | 62.2% | 0 | 0% | 62.2% | 0 | 0 | 0% | 2.222% | 0 | 0% | 2.222% | 0 | 0% | 2.222% | 0 | 0% | 0.2351% | 0 | 0% | 0.2351% | 0 | 0% | 0.2351% | 0 | 0% | 0.6903% | 0 | 69.51% | 0.6903% | 0.062721 | 27.2% | 0.6903% | 0.024543 | 57.9% | 0.6805% | 0.051499 | 27.2% | 0.6805% | 0.024195 | 14.9% | 0.6805% | 0.013256 | 28.58% | 5.094% | 0.19029 | 17.08% | 5.094% | 0.11374 | 18.05% | 5.094% | 0.12017 | 0% | 1.948% | 0 | 0% | 1.948% | 0 | 0% | 1.948% | 0 |  |  |  | 34.83% | 11.8% | 0.53725 | 0% | 11.8% | 0 | 0% | 11.8% | 0 | 0% | 0.3645% | 0 | 0% | 0.3645% | 0 | 0% | 0.3645% | 0 | 0% | 100% | 0 | 0% | 100% | 0 | 0% | 100% | 0 | 0% | 100% | 0 |  |  | 0 |  |  | 0.00065254 |  |  | 0.00096034 | 100% | 65% |  | 100% | 65% |  | 100% | 65% |  | 100% | 65% |  | 100% | 90% |  | 100% | 90% |  | 100% | 90%
PLACERVILLE 21061104 | 0.0070659 | 53.0085 | 70.2756 | 6.0718 | 76.3474 | 0.20587 | 0.098965 | 0.027297 | 0% | 99% | 0 | 0% | 99% | 0 | 0% | 99% | 0 | 0% | 99% | 0 | 0% | 62.11% | 0 | 0% | 62.11% | 0 | 0% | 62.11% | 0 | 0% | 62.11% | 0 | 6.0718 | 35% | 1.816% | 0.44674 | 0% | 1.816% | 0 | 0% | 1.816% | 0 | 100% | 0.1914% | 0.13453 | 0% | 0.1914% | 0 | 0% | 0.1914% | 0 | 21.56% | 0.4542% | 0.068805 | 18.75% | 0.4542% | 0.059834 | 26.45% | 0.4542% | 0.084429 | 0% | 0.4627% | 0 | 70.41% | 0.4627% | 0.22895 | 29.59% | 0.4627% | 0.096204 | 85.2% | 3.373% | 2.0194 | 0.9685% | 3.373% | 0.022956 | 0.4833% | 3.373% | 0.011454 | 0% | 3.991% | 0 | 40.07% | 3.991% | 1.1237 | 0% | 3.991% | 0 |  |  |  | 34.95% | 11.8% | 2.898 | 0% | 11.8% | 0 | 0% | 11.8% | 0 | 0% | 0.381% | 0 | 0% | 0.381% | 0 | 0% | 0.381% | 0 | 0% | 100% | 0 | 0% | 100% | 0 | 0% | 100% | 0 | 0% | 100% | 0 |  |  | 0.085664 |  |  | 0.013719 |  |  | 0.028178 | 100% | 65% |  | 100% | 65% |  | 100% | 65% |  | 100% | 65% |  | 100% | 90% |  | 100% | 90% |  | 100% | 90%
STANISLAUS 17021888 | 0.0073524 | 20.7876 | 28.2927 | 2.8652 | 31.1579 | 0.06859 | 0.04858 | 0.016594 | 0% | 99% | 0 | 14.4% | 99% | 4.0322 | 37.76% | 99% | 10.5766 | 0% | 99% | 0 | 0% | 62.22% | 0 | 0% | 62.22% | 0 | 0% | 62.22% | 0 | 0% | 62.22% | 0 | 2.8652 | 0% | 1.858% | 0 | 0% | 1.858% | 0 | 0% | 1.858% | 0 | 0% | 0.1982% | 0 | 0% | 0.1982% | 0 | 0% | 0.1982% | 0 | 5.663% | 0.5479% | 0.0087781 | 80.16% | 0.5479% | 0.12426 | 12.58% | 0.5479% | 0.019506 | 0% | 0.5509% | 0 | 12.58% | 0.5509% | 0.019614 | 86.4% | 0.5509% | 0.13469 | 87.9% | 4.065% | 1.011 | 8.373% | 4.065% | 0.0963 | 0.3763% | 4.065% | 0.0043285 | 0% | 2.894% | 0 | 0% | 2.894% | 0 | 45.22% | 2.894% | 0.37031 |  |  |  | 34.96% | 11.8% | 1.1671 | 0% | 11.8% | 0 | 0% | 11.8% | 0 | 0% | 0.3741% | 0 | 0% | 0.3741% | 0 | 0% | 0.3741% | 0 | 0% | 100% | 0 | 0% | 100% | 0 | 0% | 100% | 0 | 0% | 100% | 0 |  |  | 0.10029 |  |  | 0.093727 |  |  | 0.030812 | 100% | 65% |  | 100% | 65% |  | 100% | 65% |  | 100% | 65% |  | 100% | 90% |  | 100% | 90% |  | 100% | 90%
FROGTOWN 17021573 | 0.0022166 | 18.5487 | 6.346 | 0.086292 | 6.4323 | 0.0082306 | 0.012009 | 0.0098 | 0% | 99% | 0 | 0% | 99% | 0 | 0% | 99% | 0 | 0% | 99% | 0 | 0% | 63.47% | 0 | 0% | 63.47% | 0 | 0% | 63.47% | 0 | 0% | 63.47% | 0 | 0.086292 | 0% | 1.862% | 0 | 0% | 1.862% | 0 | 0% | 1.862% | 0 | 0% | 0.1996% | 0 | 0% | 0.1996% | 0 | 0% | 0.1996% | 0 | 0% | 0.5945% | 0 | 4.959% | 0.5945% | 0.001871 | 88.51% | 0.5945% | 0.033393 | 77.4% | 0.5825% | 0.028612 | 21.97% | 0.5825% | 0.0081204 | 0% | 0.5825% | 0 | 3.814% | 4.375% | 0.010589 | 0% | 4.375% | 0 | 0% | 4.375% | 0 | 0% | 1.767% | 0 | 0% | 1.767% | 0 | 0% | 1.767% | 0 |  |  |  | 0% | 11.8% | 0 | 0% | 11.8% | 0 | 0% | 11.8% | 0 | 0% | 0.3662% | 0 | 0% | 0.3662% | 0 | 0% | 0.3662% | 0 | 0% | 100% | 0 | 0% | 100% | 0 | 0% | 100% | 0 | 0% | 100% | 0 |  |  | 0 |  |  | 0 |  |  | 0 | 100% | 65% |  | 100% | 65% |  | 100% | 65% |  | 100% | 65% |  | 100% | 90% |  | 100% | 90% |  | 100% | 90%
CLARK ROAD 110281296 | 0.0021691 | 6.0988 | 11.0443 | 1.7789 | 12.8232 | 0.010102 | 0.03204 | 0.010753 | 0% | 99% | 0 | 31.89% | 99% | 3.4866 | 0% | 99% | 0 | 0% | 99% | 0 | 0% | 60.94% | 0 | 0% | 60.94% | 0 | 0% | 60.94% | 0 | 0% | 60.94% | 0 | 1.7789 | 100% | 2.704% | 0.29862 | 0% | 2.704% | 0 | 0% | 2.704% | 0 | 0% | 0.31% | 0 | 0.6061% | 0.31% | 0.00020748 | 0% | 0.31% | 0 | 0% | 0.8929% | 0 | 0% | 0.8929% | 0 | 44.96% | 0.8929% | 0.04434 | 0% | 0.9119% | 0 | 44.96% | 0.9119% | 0.045279 | 33.5% | 0.9119% | 0.033735 | 0% | 6.693% | 0 | 0% | 6.693% | 0 | 0% | 6.693% | 0 | 0% | 1.153% | 0 | 0% | 1.153% | 0 | 0% | 1.153% | 0 |  |  |  | 19.87% | 11.8% | 0.25891 | 0% | 11.8% | 0 | 0% | 11.8% | 0 | 0% | 0.3578% | 0 | 0% | 0.3578% | 0 | 0% | 0.3578% | 0 | 0% | 100% | 0 | 0.257% | 100% | 0.028382 | 0% | 100% | 0 | 0% | 100% | 0 |  |  | 0 |  |  | 0 |  |  | 0 | 100% | 65% |  | 100% | 65% |  | 100% | 65% |  | 100% | 65% |  | 100% | 90% |  | 100% | 90% |  | 100% | 90%
SAN JOAQUIN #3 110110060 | 0.005692 | 7.7796 | 7.6118 | 0.48235 | 8.0942 | 0.014156 | 0.018354 | 0.0039754 | 0% | 99% | 0 | 0% | 99% | 0 | 0% | 99% | 0 | 0% | 99% | 0 | 0% | 60.89% | 0 | 0% | 60.89% | 0 | 0% | 60.89% | 0 | 0% | 60.89% | 0 | 0.48235 | 0% | 2.612% | 0 | 0% | 2.612% | 0 | 0% | 2.612% | 0 | 0% | 0.2878% | 0 | 0% | 0.2878% | 0 | 0% | 0.2878% | 0 | 0% | 0.7486% | 0 | 0% | 0.7486% | 0 | 0% | 0.7486% | 0 | 0% | 0.7548% | 0 | 0% | 0.7548% | 0 | 100% | 0.7548% | 0.057452 | 0% | 5.558% | 0 | 0% | 5.558% | 0 | 0% | 5.558% | 0 | 0% | 2.6% | 0 | 0% | 2.6% | 0 | 0% | 2.6% | 0 |  |  |  | 0% | 11.8% | 0 | 0% | 11.8% | 0 | 0% | 11.8% | 0 | 0% | 0.3639% | 0 | 0% | 0.3639% | 0 | 0% | 0.3639% | 0 | 0% | 100% | 0 | 0% | 100% | 0 | 0% | 100% | 0 | 0% | 100% | 0 |  |  | 0 |  |  | 0 |  |  | 0 | 100% | 65% |  | 100% | 65% |  | 100% | 65% |  | 100% | 65% |  | 100% | 90% |  | 100% | 90% |  | 100% | 90%
DUNLAP 11027050 | 0.0057466 | 12.7497 | 16.0933 | 0 | 16.0933 | 0.03659 | 0.035807 | 0.0048777 | 0% | 99% | 0 | 0% | 99% | 0 | 0% | 99% | 0 | 0% | 99% | 0 | 0% | 62.61% | 0 | 0% | 62.61% | 0 | 0% | 62.61% | 0 | 0% | 62.61% | 0 | 0 | 0% | 2.901% | 0 | 0% | 2.901% | 0 | 0% | 2.901% | 0 | 0% | 0.3146% | 0 | 0% | 0.3146% | 0 | 0% | 0.3146% | 0 | 0% | 0.7047% | 0 | 2.474% | 0.7047% | 0.0028063 | 52.1% | 0.7047% | 0.059089 | 34.43% | 0.7391% | 0.040951 | 46.1% | 0.7391% | 0.054829 | 18.86% | 0.7391% | 0.022429 | 63.43% | 5.288% | 0.53975 | 28.6% | 5.288% | 0.24337 | 0.4923% | 5.288% | 0.0041897 | 0% | 2.192% | 0 | 0% | 2.192% | 0 | 0% | 2.192% | 0 |  |  |  | 35% | 11.8% | 0.66465 | 0% | 11.8% | 0 | 0% | 11.8% | 0 | 0% | 0.3751% | 0 | 0% | 0.3751% | 0 | 0% | 0.3751% | 0 | 0% | 100% | 0 | 0% | 100% | 0 | 0% | 100% | 0 | 0% | 100% | 0 |  |  | 0.010167 |  |  | 0.045453 |  |  | 0.025663 | 100% | 65% |  | 100% | 65% |  | 100% | 65% |  | 100% | 65% |  | 100% | 90% |  | 100% | 90% |  | 100% | 90%
LAURELES 11116617 | 0.0056434 | 2.303 | 2.2821 | 0.24116 | 2.5233 | 0.0035005 | 0.0054789 | 0.0019917 | 0% | 99% | 0 | 0% | 99% | 0 | 0% | 99% | 0 | 0% | 99% | 0 | 0% | 63.78% | 0 | 0% | 63.78% | 0 | 0% | 63.78% | 0 | 0% | 63.78% | 0 | 0.24116 | 0% | 2.968% | 0 | 0% | 2.968% | 0 | 0% | 2.968% | 0 | 0% | 0.3261% | 0 | 0% | 0.3261% | 0 | 0% | 0.3261% | 0 | 0% | 0.7598% | 0 | 0% | 0.7598% | 0 | 98.45% | 0.7598% | 0.017073 | 0% | 0.8053% | 0 | 98.45% | 0.8053% | 0.018093 | 0% | 0.8053% | 0 | 30.78% | 5.733% | 0.040266 | 67.67% | 5.733% | 0.088537 | 0% | 5.733% | 0 | 0% | 2.045% | 0 | 0% | 2.045% | 0 | 0% | 2.045% | 0 |  |  |  | 0% | 11.8% | 0 | 35% | 11.8% | 0.094251 | 0% | 11.8% | 0 | 0% | 0.3748% | 0 | 0% | 0.3748% | 0 | 0% | 0.3748% | 0 | 0% | 100% | 0 | 0% | 100% | 0 | 0% | 100% | 0 | 0% | 100% | 0 |  |  | 0 |  |  | 0.040391 |  |  | 0 | 100% | 65% |  | 100% | 65% |  | 100% | 65% |  | 100% | 65% |  | 100% | 90% |  | 100% | 90% |  | 100% | 90%
NARROWS 21022728 | 0.0033476 | 17.9729 | 18.5225 | 1.6616 | 20.1841 | 0.028075 | 0.043711 | 0.017609 | 0% | 99% | 0 | 0% | 99% | 0 | 0% | 99% | 0 | 0% | 99% | 0 | 0% | 62.29% | 0 | 0% | 62.29% | 0 | 0% | 62.29% | 0 | 0% | 62.29% | 0 | 1.6616 | 0% | 2.067% | 0 | 0% | 2.067% | 0 | 0% | 2.067% | 0 | 0% | 0.2432% | 0 | 0% | 0.2432% | 0 | 0% | 0.2432% | 0 | 0% | 0.7099% | 0 | 37.47% | 0.7099% | 0.049268 | 62.09% | 0.7099% | 0.081644 | 99.56% | 0.7219% | 0.13312 | 0.006397% | 0.7219% | 8.5533e-06 | 7.368% | 0.7219% | 0.0098523 | 62.22% | 5.31% | 0.61196 | 6.514% | 5.31% | 0.06406 | 0% | 5.31% | 0 | 0% | 2.001% | 0 | 0% | 2.001% | 0 | 0% | 2.001% | 0 |  |  |  | 0% | 11.8% | 0 | 0% | 11.8% | 0 | 0% | 11.8% | 0 | 0% | 0.363% | 0 | 0% | 0.363% | 0 | 0% | 0.363% | 0 | 0% | 100% | 0 | 0% | 100% | 0 | 0% | 100% | 0 | 0% | 100% | 0 |  |  | 0.00034935 |  |  | 0 |  |  | 0 | 100% | 65% |  | 100% | 65% |  | 100% | 65% |  | 100% | 65% |  | 100% | 90% |  | 100% | 90% |  | 100% | 90%
DUNLAP 11027060 | 0.0018983 | 19.463 | 8.1364 | 0 | 8.1364 | 0.014785 | 0.018276 | 0.0062288 | 0% | 99% | 0 | 0% | 99% | 0 | 0% | 99% | 0 | 0% | 99% | 0 | 0% | 60.86% | 0 | 0% | 60.86% | 0 | 0% | 60.86% | 0 | 0% | 60.86% | 0 | 0 | 0% | 2.212% | 0 | 0% | 2.212% | 0 | 0% | 2.212% | 0 | 0% | 0.2243% | 0 | 0% | 0.2243% | 0 | 0% | 0.2243% | 0 | 0% | 0.7056% | 0 | 19.9% | 0.7056% | 0.011422 | 79.59% | 0.7056% | 0.045693 | 87.39% | 0.6717% | 0.047757 | 12.1% | 0.6717% | 0.0066145 | 0% | 0.6717% | 0 | 20.4% | 5.145% | 0.085373 | 13.75% | 5.145% | 0.05757 | 0% | 5.145% | 0 | 0% | 2.344% | 0 | 0% | 2.344% | 0 | 0% | 2.344% | 0 |  |  |  | 33.62% | 11.8% | 0.32279 | 0% | 11.8% | 0 | 0% | 11.8% | 0 | 0% | 0.36% | 0 | 0% | 0.36% | 0 | 0% | 0.36% | 0 | 0% | 100% | 0 | 0% | 100% | 0 | 0% | 100% | 0 | 0% | 100% | 0 |  |  | 0.003822 |  |  | 0 |  |  | 0 | 100% | 65% |  | 100% | 65% |  | 100% | 65% |  | 100% | 65% |  | 100% | 90% |  | 100% | 90% |  | 100% | 90%
PUTAH CREEK 110396792 | 0.0021015 | 3.5181 | 2.2973 | 0.26875 | 2.566 | 0.0035791 | 0.0052711 | 0.0022496 | 0% | 99% | 0 | 0% | 99% | 0 | 0% | 99% | 0 | 0% | 99% | 0 | 0% | 62.03% | 0 | 0% | 62.03% | 0 | 0% | 62.03% | 0 | 0% | 62.03% | 0 | 0.26875 | 0% | 2.372% | 0 | 0% | 2.372% | 0 | 0% | 2.372% | 0 | 100% | 0.2508% | 0.0057608 | 0% | 0.2508% | 0 | 0% | 0.2508% | 0 | 0% | 0.7094% | 0 | 16.92% | 0.7094% | 0.002757 | 0% | 0.7094% | 0 | 4.814% | 0.6871% | 0.0007599 | 74.23% | 0.6871% | 0.011716 | 20.95% | 0.6871% | 0.0033071 | 0% | 5.192% | 0 | 0% | 5.192% | 0 | 0% | 5.192% | 0 | 0% | 1.516% | 0 | 0% | 1.516% | 0 | 0% | 1.516% | 0 |  |  |  | 7.553% | 11.8% | 0.020475 | 0% | 11.8% | 0 | 0% | 11.8% | 0 | 0% | 0.3598% | 0 | 0% | 0.3598% | 0 | 0% | 0.3598% | 0 | 0% | 100% | 0 | 0% | 100% | 0 | 0% | 100% | 0 | 0% | 100% | 0 |  |  | 0 |  |  | 0 |  |  | 0 | 100% | 65% |  | 100% | 65% |  | 100% | 65% |  | 100% | 65% |  | 100% | 90% |  | 100% | 90% |  | 100% | 90%
PARADISE 1105121988 | 0.0093524 | 9.2806 | 10.3202 | 3.2179 | 13.5381 | 0.024877 | 0.019109 | 0.0059378 | 0% | 99% | 0 | 29.77% | 99% | 3.0416 | 70.23% | 99% | 7.1755 | 0% | 99% | 0 | 0% | 62.36% | 0 | 0% | 62.36% | 0 | 0% | 62.36% | 0 | 0% | 62.36% | 0 | 3.2179 | 0% | 1.842% | 0 | 0% | 1.842% | 0 | 0% | 1.842% | 0 | 0% | 0.209% | 0 | 0% | 0.209% | 0 | 0% | 0.209% | 0 | 0% | 0.5676% | 0 | 91.51% | 0.5676% | 0.0536 | 0% | 0.5676% | 0 | 0% | 0.5773% | 0 | 0% | 0.5773% | 0 | 99.27% | 0.5773% | 0.059143 | 82.42% | 4.233% | 0.36002 | 5.744% | 4.233% | 0.025091 | 8.117% | 4.233% | 0.035459 | 0% | 2.904% | 0 | 0% | 2.904% | 0 | 0% | 2.904% | 0 |  |  |  | 35% | 11.8% | 0.42623 | 0% | 11.8% | 0 | 0% | 11.8% | 0 | 0% | 0.3727% | 0 | 0% | 0.3727% | 0 | 0% | 0.3727% | 0 | 0% | 100% | 0 | 0% | 100% | 0 | 0% | 100% | 0 | 0% | 100% | 0 |  |  | 0 |  |  | 0 |  |  | 0.00082644 | 100% | 65% |  | 100% | 65% |  | 100% | 65% |  | 100% | 65% |  | 100% | 90% |  | 100% | 90% |  | 100% | 90%
PIT NO 3 21011480 | 0.0067006 | 2.21 | 2.73 | 0.014338 | 2.7444 | 0.004875 | 0.0059341 | 0.0024026 | 0% | 99% | 0 | 0% | 99% | 0 | 0% | 99% | 0 | 0% | 99% | 0 | 0% | 61.94% | 0 | 0% | 61.94% | 0 | 0% | 61.94% | 0 | 0% | 61.94% | 0 | 0.014338 | 0% | 2.279% | 0 | 0% | 2.279% | 0 | 0% | 2.279% | 0 | 0% | 0.258% | 0 | 0% | 0.258% | 0 | 0% | 0.258% | 0 | 0% | 0.662% | 0 | 11.5% | 0.662% | 0.0020792 | 88.5% | 0.662% | 0.015993 | 100% | 0.6754% | 0.018438 | 0% | 0.6754% | 0 | 0% | 0.6754% | 0 | 100% | 4.94% | 0.13487 | 0% | 4.94% | 0 | 0% | 4.94% | 0 | 0% | 1.837% | 0 | 0% | 1.837% | 0 | 0% | 1.837% | 0 |  |  |  | 34.41% | 11.8% | 0.11086 | 0% | 11.8% | 0 | 0% | 11.8% | 0 | 0% | 0.3682% | 0 | 0% | 0.3682% | 0 | 0% | 0.3682% | 0 | 0% | 100% | 0 | 0% | 100% | 0 | 0% | 100% | 0 | 0% | 100% | 0 |  |  | 0 |  |  | 0 |  |  | 0 | 100% | 65% |  | 100% | 65% |  | 100% | 65% |  | 100% | 65% |  | 100% | 90% |  | 100% | 90% |  | 100% | 90%
MENDOCINO 110148750 | 0.003533 | 16.9002 | 12.3218 | 0 | 12.3218 | 0.038545 | 0.016634 | 0.0044936 | 0% | 99% | 0 | 0% | 99% | 0 | 0% | 99% | 0 | 0% | 99% | 0 | 0% | 61.94% | 0 | 0% | 61.94% | 0 | 0% | 61.94% | 0 | 0% | 61.94% | 0 | 0 | 100% | 1.62% | 0.19961 | 0% | 1.62% | 0 | 0% | 1.62% | 0 | 0% | 0.1675% | 0 | 0% | 0.1675% | 0 | 0% | 0.1675% | 0 | 0% | 0.4259% | 0 | 0% | 0.4259% | 0 | 72.95% | 0.4259% | 0.038285 | 0% | 0.4264% | 0 | 81.64% | 0.4264% | 0.042893 | 18.36% | 0.4264% | 0.0096484 | 52.25% | 3.147% | 0.20258 | 0% | 3.147% | 0 | 12.1% | 3.147% | 0.046931 | 0% | 4.389% | 0 | 0% | 4.389% | 0 | 0% | 4.389% | 0 |  |  |  | 21.77% | 11.8% | 0.31651 | 0% | 11.8% | 0 | 0% | 11.8% | 0 | 0% | 0.3808% | 0 | 0% | 0.3808% | 0 | 0% | 0.3808% | 0 | 0.3031% | 100% | 0.037345 | 0% | 100% | 0 | 0% | 100% | 0 | 0% | 100% | 0 |  |  | 0.0055964 |  |  | 0 |  |  | 0.02482 | 100% | 65% |  | 100% | 65% |  | 100% | 65% |  | 100% | 65% |  | 100% | 90% |  | 100% | 90% |  | 100% | 90%
SILVERADO 2105990552 | 0.016818 | 0.59582 | 2.5166 | 0.13125 | 2.6479 | 0.00631 | 0.004301 | 0.0015912 | 0% | 99% | 0 | 0% | 99% | 0 | 0% | 99% | 0 | 0% | 99% | 0 | 0% | 64.58% | 0 | 0% | 64.58% | 0 | 0% | 64.58% | 0 | 0% | 64.58% | 0 | 0.13125 | 0% | 2.184% | 0 | 0% | 2.184% | 0 | 0% | 2.184% | 0 | 0% | 0.2392% | 0 | 0% | 0.2392% | 0 | 0% | 0.2392% | 0 | 0% | 0.5309% | 0 | 3.929% | 0.5309% | 0.000525 | 0% | 0.5309% | 0 | 3.929% | 0.5568% | 0.00055064 | 0% | 0.5568% | 0 | 96.05% | 0.5568% | 0.013459 | 91.2% | 3.982% | 0.091382 | 0% | 3.982% | 0 | 5.321% | 3.982% | 0.0053315 | 0% | 2.614% | 0 | 0% | 2.614% | 0 | 0% | 2.614% | 0 |  |  |  | 0% | 11.8% | 0 | 0% | 11.8% | 0 | 0% | 11.8% | 0 | 0% | 0.3802% | 0 | 0% | 0.3802% | 0 | 0% | 0.3802% | 0 | 0% | 100% | 0 | 0% | 100% | 0 | 0% | 100% | 0 | 0% | 100% | 0 |  |  | 0.061638 |  |  | 0 |  |  | 0.014613 | 100% | 65% |  | 100% | 65% |  | 100% | 65% |  | 100% | 65% |  | 100% | 90% |  | 100% | 90% |  | 100% | 90%
SILVERADO 2103617828 | 0.0035223 | 0.86482 | 3.7654 | 0.024422 | 3.7898 | 0.0059762 | 0.0088181 | 0.0034937 | 0% | 99% | 0 | 0% | 99% | 0 | 0% | 99% | 0 | 0% | 99% | 0 | 0% | 63.52% | 0 | 0% | 63.52% | 0 | 0% | 63.52% | 0 | 0% | 63.52% | 0 | 0.024422 | 0% | 2.826% | 0 | 0% | 2.826% | 0 | 0% | 2.826% | 0 | 0% | 0.3123% | 0 | 0% | 0.3123% | 0 | 0% | 0.3123% | 0 | 0% | 0.7155% | 0 | 99.65% | 0.7155% | 0.026848 | 0% | 0.7155% | 0 | 0% | 0.7368% | 0 | 0% | 0.7368% | 0 | 100% | 0.7368% | 0.027745 | 93.59% | 5.333% | 0.18792 | 3.781% | 5.333% | 0.0075925 | 0% | 5.333% | 0 | 0% | 1.839% | 0 | 0% | 1.839% | 0 | 0% | 1.839% | 0 |  |  |  | 0% | 11.8% | 0 | 0% | 11.8% | 0 | 0% | 11.8% | 0 | 55.56% | 0.3683% | 0.0077041 | 0% | 0.3683% | 0 | 0% | 0.3683% | 0 | 0% | 100% | 0 | 0% | 100% | 0 | 0% | 100% | 0 | 0% | 100% | 0 |  |  | 0 |  |  | 0.0044874 |  |  | 0 | 100% | 65% |  | 100% | 65% |  | 100% | 65% |  | 100% | 65% |  | 100% | 90% |  | 100% | 90% |  | 100% | 90%
CURTIS 170210940 | 0.0039501 | 9.3888 | 12.3054 | 0.041071 | 12.3465 | 0.014852 | 0.028836 | 0.016388 | 0% | 99% | 0 | 0% | 99% | 0 | 0% | 99% | 0 | 0% | 99% | 0 | 0% | 62.77% | 0 | 0% | 62.77% | 0 | 0% | 62.77% | 0 | 0% | 62.77% | 0 | 0.041071 | 0% | 2.087% | 0 | 0% | 2.087% | 0 | 0% | 2.087% | 0 | 100% | 0.2378% | 0.029262 | 0% | 0.2378% | 0 | 0% | 0.2378% | 0 | 0% | 0.7129% | 0 | 27.08% | 0.7129% | 0.023759 | 41.78% | 0.7129% | 0.036654 | 66.2% | 0.7262% | 0.059155 | 2.67% | 0.7262% | 0.0023864 | 35.84% | 0.7262% | 0.032027 | 59.65% | 5.333% | 0.3915 | 0% | 5.333% | 0 | 1.519% | 5.333% | 0.0099696 | 0% | 1.269% | 0 | 0% | 1.269% | 0 | 0% | 1.269% | 0 |  |  |  | 28.89% | 11.8% | 0.41943 | 0% | 11.8% | 0 | 0% | 11.8% | 0 | 0% | 0.3655% | 0 | 0% | 0.3655% | 0 | 0% | 0.3655% | 0 | 0% | 100% | 0 | 0% | 100% | 0 | 0% | 100% | 0 | 0% | 100% | 0 |  |  | 0 |  |  | 0 |  |  | 0.0053722 | 100% | 65% |  | 100% | 65% |  | 100% | 65% |  | 100% | 65% |  | 100% | 90% |  | 100% | 90% |  | 100% | 90%
PLACERVILLE 1109868678 | 0.0086362 | 13.9055 | 21.0323 | 2.1807 | 23.213 | 0.054291 | 0.033621 | 0.014909 | 0% | 99% | 0 | 0% | 99% | 0 | 0% | 99% | 0 | 0% | 99% | 0 | 0% | 62.24% | 0 | 0% | 62.24% | 0 | 0% | 62.24% | 0 | 0% | 62.24% | 0 | 2.1807 | 40% | 1.568% | 0.13188 | 0% | 1.568% | 0 | 0% | 1.568% | 0 | 0% | 0.1685% | 0 | 0% | 0.1685% | 0 | 0% | 0.1685% | 0 | 0.736% | 0.4952% | 0.00076658 | 17.16% | 0.4952% | 0.017868 | 30.57% | 0.4952% | 0.031835 | 21.43% | 0.4975% | 0.022426 | 61.22% | 0.4975% | 0.064057 | 17.6% | 0.4975% | 0.01842 | 90.55% | 3.684% | 0.70149 | 0.2246% | 3.684% | 0.0017397 | 2.426% | 3.684% | 0.018792 | 0% | 3.23% | 0 | 0% | 3.23% | 0 | 0% | 3.23% | 0 |  |  |  | 0% | 11.8% | 0 | 0% | 11.8% | 0 | 0% | 11.8% | 0 | 0% | 0.3769% | 0 | 0% | 0.3769% | 0 | 0% | 0.3769% | 0 | 0% | 100% | 0 | 0% | 100% | 0 | 0% | 100% | 0 | 0% | 100% | 0 |  |  | 0.031664 |  |  | 0 |  |  | 0.013105 | 100% | 65% |  | 100% | 65% |  | 100% | 65% |  | 100% | 65% |  | 100% | 90% |  | 100% | 90% |  | 100% | 90%
PUTAH CREEK 11028352 | 0.0036194 | 5.6317 | 7.6986 | 0.588 | 8.2866 | 0.0082967 | 0.019365 | 0.0099859 | 0% | 99% | 0 | 0% | 99% | 0 | 0% | 99% | 0 | 0% | 99% | 0 | 42.06% | 62.38% | 2.0197 | 14.58% | 62.38% | 0.70007 | 0% | 62.38% | 0 | 0% | 62.38% | 0 | 0.588 | 0% | 2.5% | 0 | 0% | 2.5% | 0 | 0% | 2.5% | 0 | 0% | 0.2707% | 0 | 0% | 0.2707% | 0 | 0% | 0.2707% | 0 | 0% | 0.7599% | 0 | 0% | 0.7599% | 0 | 8.717% | 0.7599% | 0.0050995 | 0.1922% | 0.7391% | 0.00010938 | 62.33% | 0.7391% | 0.035464 | 0% | 0.7391% | 0 | 96.71% | 5.572% | 0.41487 | 0% | 5.572% | 0 | 0% | 5.572% | 0 | 0% | 1.11% | 0 | 0% | 1.11% | 0 | 0% | 1.11% | 0 |  |  |  | 24.63% | 11.8% | 0.22373 | 0% | 11.8% | 0 | 0% | 11.8% | 0 | 0% | 0.356% | 0 | 0% | 0.356% | 0 | 0% | 0.356% | 0 | 0.4625% | 100% | 0.035606 | 0% | 100% | 0 | 0% | 100% | 0 | 0% | 100% | 0 |  |  | 0 |  |  | 0 |  |  | 0 | 100% | 65% |  | 100% | 65% |  | 100% | 65% |  | 100% | 65% |  | 100% | 90% |  | 100% | 90% |  | 100% | 90%
CEDAR CREEK 11011664 | 0.0045848 | 30.7896 | 24.6942 | 6.1868 | 30.881 | 0.055151 | 0.048902 | 0.017008 | 0% | 99% | 0 | 0% | 99% | 0 | 0% | 99% | 0 | 0% | 99% | 0 | 0% | 60.94% | 0 | 0% | 60.94% | 0 | 0% | 60.94% | 0 | 0% | 60.94% | 0 | 6.1868 | 100% | 2.342% | 0.57834 | 0% | 2.342% | 0 | 0% | 2.342% | 0 | 0% | 0.2444% | 0 | 0% | 0.2444% | 0 | 0% | 0.2444% | 0 | 0% | 0.6152% | 0 | 27.19% | 0.6152% | 0.041313 | 66.15% | 0.6152% | 0.1005 | 80.96% | 0.6147% | 0.12289 | 18.45% | 0.6147% | 0.028014 | 17.24% | 0.6147% | 0.026165 | 10.39% | 4.544% | 0.11656 | 11.71% | 4.544% | 0.1314 | 15.46% | 4.544% | 0.17346 | 0% | 2.84% | 0 | 0% | 2.84% | 0 | 45.22% | 2.84% | 0.31712 |  |  |  | 34.86% | 11.8% | 1.0158 | 0% | 11.8% | 0 | 0% | 11.8% | 0 | 0% | 0.3716% | 0 | 0% | 0.3716% | 0 | 0% | 0.3716% | 0 | 0% | 100% | 0 | 0% | 100% | 0 | 0% | 100% | 0 | 0% | 100% | 0 |  |  | 0 |  |  | 0 |  |  | 0.0018129 | 100% | 65% |  | 100% | 65% |  | 100% | 65% |  | 100% | 65% |  | 100% | 90% |  | 100% | 90% |  | 100% | 90%
MOUNTAIN QUARRIES 21016953 | 0.0024509 | 6.1662 | 3.0497 | 0.066001 | 3.1157 | 0.0052217 | 0.0068779 | 0.0028697 | 45.58% | 99% | 1.3761 | 0% | 99% | 0 | 0% | 99% | 0 | 0% | 99% | 0 | 0.1508% | 62.26% | 0.0028626 | 0% | 62.26% | 0 | 0% | 62.26% | 0 | 0% | 62.26% | 0 | 0.066001 | 0% | 2.259% | 0 | 0% | 2.259% | 0 | 0% | 2.259% | 0 | 0% | 0.245% | 0 | 0% | 0.245% | 0 | 0% | 0.245% | 0 | 0% | 0.6863% | 0 | 2.337% | 0.6863% | 0.00048909 | 97.66% | 0.6863% | 0.020441 | 100% | 0.6816% | 0.020787 | 0% | 0.6816% | 0 | 0% | 0.6816% | 0 | 0% | 5.072% | 0 | 15.41% | 5.072% | 0.02383 | 4.044% | 5.072% | 0.0062545 | 0% | 2.312% | 0 | 0% | 2.312% | 0 | 0% | 2.312% | 0 |  |  |  | 24.88% | 11.8% | 0.089544 | 0% | 11.8% | 0 | 0% | 11.8% | 0 | 0% | 0.3645% | 0 | 0% | 0.3645% | 0 | 0% | 0.3645% | 0 | 0% | 100% | 0 | 0% | 100% | 0 | 0% | 100% | 0 | 0% | 100% | 0 |  |  | 0 |  |  | 0 |  |  | 0 | 100% | 65% |  | 100% | 65% |  | 100% | 65% |  | 100% | 65% |  | 100% | 90% |  | 100% | 90% |  | 100% | 90%
CURTIS 170539256 | 0.003875 | 28.3822 | 21.214 | 0 | 21.214 | 0.034782 | 0.043178 | 0.026297 | 0% | 99% | 0 | 0% | 99% | 0 | 0% | 99% | 0 | 0% | 99% | 0 | 0% | 62.59% | 0 | 0% | 62.59% | 0 | 0% | 62.59% | 0 | 0% | 62.59% | 0 | 0 | 83.33% | 1.814% | 0.32073 | 0% | 1.814% | 0 | 0% | 1.814% | 0 | 0% | 0.2055% | 0 | 0% | 0.2055% | 0 | 0% | 0.2055% | 0 | 0% | 0.6115% | 0 | 13.89% | 0.6115% | 0.018013 | 55.5% | 0.6115% | 0.071994 | 42.72% | 0.6178% | 0.055994 | 56.31% | 0.6178% | 0.0738 | 4.105% | 0.6178% | 0.0053804 | 26.43% | 4.558% | 0.25561 | 0% | 4.558% | 0 | 0.783% | 4.558% | 0.0075716 | 0% | 2.073% | 0 | 0% | 2.073% | 0 | 0% | 2.073% | 0 |  |  |  | 34.93% | 11.8% | 0.87428 | 0% | 11.8% | 0 | 0% | 11.8% | 0 | 0% | 0.3685% | 0 | 0% | 0.3685% | 0 | 0% | 0.3685% | 0 | 0% | 100% | 0 | 0% | 100% | 0 | 0% | 100% | 0 | 0% | 100% | 0 |  |  | 0.00011466 |  |  | 0 |  |  | 0 | 100% | 65% |  | 100% | 65% |  | 100% | 65% |  | 100% | 65% |  | 100% | 90% |  | 100% | 90% |  | 100% | 90%
KONOCTI 1108950 | 0.0052635 | 7.7609 | 7.5169 | 1.0468 | 8.5637 | 0.01107 | 0.018144 | 0.0078913 | 0% | 99% | 0 | 0% | 99% | 0 | 0% | 99% | 0 | 0% | 99% | 0 | 0% | 61.92% | 0 | 0% | 61.92% | 0 | 0% | 61.92% | 0 | 0% | 61.92% | 0 | 1.0468 | 100% | 2.158% | 0.16222 | 0% | 2.158% | 0 | 0% | 2.158% | 0 | 0% | 0.2361% | 0 | 0% | 0.2361% | 0 | 0% | 0.2361% | 0 | 0% | 0.7343% | 0 | 34.41% | 0.7343% | 0.018993 | 55.51% | 0.7343% | 0.030636 | 11.8% | 0.7311% | 0.0064845 | 43.71% | 0.7311% | 0.024017 | 42.41% | 0.7311% | 0.023303 | 83.41% | 5.451% | 0.34181 | 2.203% | 5.451% | 0.0090259 | 0% | 5.451% | 0 | 0% | 1.779% | 0 | 0% | 1.779% | 0 | 0% | 1.779% | 0 |  |  |  | 23.04% | 11.8% | 0.20434 | 0% | 11.8% | 0 | 0% | 11.8% | 0 | 0% | 0.3633% | 0 | 0% | 0.3633% | 0 | 0% | 0.3633% | 0 | 0% | 100% | 0 | 0% | 100% | 0 | 0% | 100% | 0 | 0% | 100% | 0 |  |  | 0 |  |  | 0 |  |  | 0 | 100% | 65% |  | 100% | 65% |  | 100% | 65% |  | 100% | 65% |  | 100% | 90% |  | 100% | 90% |  | 100% | 90%
CURTIS 170411300 | 0.0043464 | 4.0391 | 3.5661 | 1.5831 | 5.1491 | 0.0051318 | 0.0083892 | 0.0041546 | 0% | 99% | 0 | 0% | 99% | 0 | 0% | 99% | 0 | 0% | 99% | 0 | 0% | 62.09% | 0 | 0% | 62.09% | 0 | 0% | 62.09% | 0 | 0% | 62.09% | 0 | 1.5831 | 0% | 1.994% | 0 | 0% | 1.994% | 0 | 0% | 1.994% | 0 | 0% | 0.2346% | 0 | 0% | 0.2346% | 0 | 0% | 0.2346% | 0 | 91.92% | 0.6957% | 0.022804 | 0% | 0.6957% | 0 | 97.38% | 0.6957% | 0.02416 | 0% | 0.7076% | 0 | 97.38% | 0.7076% | 0.024573 | 2.242% | 0.7076% | 0.00056565 | 85.26% | 5.203% | 0.1582 | 0% | 5.203% | 0 | 0% | 5.203% | 0 | 0% | 1.727% | 0 | 0% | 1.727% | 0 | 0% | 1.727% | 0 |  |  |  | 35% | 11.8% | 0.14728 | 0% | 11.8% | 0 | 0% | 11.8% | 0 | 0% | 0.3643% | 0 | 0% | 0.3643% | 0 | 0% | 0.3643% | 0 | 0% | 100% | 0 | 0% | 100% | 0 | 0% | 100% | 0 | 0% | 100% | 0 |  |  | 0 |  |  | 0 |  |  | 0 | 100% | 65% |  | 100% | 65% |  | 100% | 65% |  | 100% | 65% |  | 100% | 90% |  | 100% | 90% |  | 100% | 90%
MIDDLETOWN 1101128648 | 0.010457 | 0.72563 | 1.0145 | 0.12903 | 1.1435 | 0.002756 | 0.0018543 | 0.00044211 | 0% | 99% | 0 | 0% | 99% | 0 | 0% | 99% | 0 | 0% | 99% | 0 | 0% | 62% | 0 | 0% | 62% | 0 | 0% | 62% | 0 | 0% | 62% | 0 | 0.12903 | 0% | 2.198% | 0 | 0% | 2.198% | 0 | 0% | 2.198% | 0 | 0% | 0.2339% | 0 | 0% | 0.2339% | 0 | 0% | 0.2339% | 0 | 0% | 0.5606% | 0 | 0% | 0.5606% | 0 | 100% | 0.5606% | 0.0056873 | 0% | 0.5768% | 0 | 100% | 0.5768% | 0.0058522 | 0% | 0.5768% | 0 | 38.88% | 4.182% | 0.016496 | 61.12% | 4.182% | 0.025931 | 0% | 4.182% | 0 | 0% | 3.673% | 0 | 0% | 3.673% | 0 | 0% | 3.673% | 0 |  |  |  | 34.44% | 11.8% | 0.041225 | 0% | 11.8% | 0 | 0% | 11.8% | 0 | 0% | 0.3782% | 0 | 0% | 0.3782% | 0 | 0% | 0.3782% | 0 | 0% | 100% | 0 | 0% | 100% | 0 | 0% | 100% | 0 | 0% | 100% | 0 |  |  | 0 |  |  | 0.0011543 |  |  | 0 | 100% | 65% |  | 100% | 65% |  | 100% | 65% |  | 100% | 65% |  | 100% | 90% |  | 100% | 90% |  | 100% | 90%
SOLEDAD 2102858388 | 0.0030795 | 4.9401 | 8.1911 | 0 | 8.1911 | 0.0034782 | 0.027868 | 0.0094891 | 0% | 99% | 0 | 0% | 99% | 0 | 0% | 99% | 0 | 0% | 99% | 0 | 0% | 62.48% | 0 | 0% | 62.48% | 0 | 0% | 62.48% | 0 | 0% | 62.48% | 0 | 0 | 100% | 4.271% | 0.34985 | 0% | 4.271% | 0 | 0% | 4.271% | 0 | 0% | 0.4536% | 0 | 0% | 0.4536% | 0 | 0% | 0.4536% | 0 | 0% | 1.043% | 0 | 80.49% | 1.043% | 0.068763 | 0.04969% | 1.043% | 4.2449e-05 | 0% | 1.08% | 0 | 19.06% | 1.08% | 0.016857 | 80.94% | 1.08% | 0.071595 | 84.18% | 7.792% | 0.53724 | 15.82% | 7.792% | 0.10097 | 0% | 7.792% | 0 | 0% | 0.5214% | 0 | 0% | 0.5214% | 0 | 0% | 0.5214% | 0 |  |  |  | 0% | 11.8% | 0 | 20.42% | 11.8% | 0.1974 | 0% | 11.8% | 0 | 0% | 0.3621% | 0 | 0% | 0.3621% | 0 | 0% | 0.3621% | 0 | 0% | 100% | 0 | 0% | 100% | 0 | 0% | 100% | 0 | 0% | 100% | 0 |  |  | 0 |  |  | 0.02508 |  |  | 0 | 100% | 65% |  | 100% | 65% |  | 100% | 65% |  | 100% | 65% |  | 100% | 90% |  | 100% | 90% |  | 100% | 90%
ATASCADERO 1101A50 | 0.0039066 | 23.3202 | 19.9459 | 0 | 19.9459 | 0.038294 | 0.042047 | 0.019372 | 0% | 99% | 0 | 0% | 99% | 0 | 0% | 99% | 0 | 0% | 99% | 0 | 0% | 63.15% | 0 | 0% | 63.15% | 0 | 0% | 63.15% | 0 | 0% | 63.15% | 0 | 0 | 11.76% | 1.838% | 0.043121 | 0% | 1.838% | 0 | 0% | 1.838% | 0 | 0% | 0.2031% | 0 | 0% | 0.2031% | 0 | 0% | 0.2031% | 0 | 0% | 0.6265% | 0 | 44.8% | 0.6265% | 0.055982 | 32.07% | 0.6265% | 0.040081 | 0.000946% | 0.623% | 1.1755e-06 | 54.26% | 0.623% | 0.067429 | 45.21% | 0.623% | 0.056177 | 66.46% | 4.646% | 0.61585 | 0.9593% | 4.646% | 0.0088889 | 2.472% | 4.646% | 0.022903 | 0% | 2.258% | 0 | 0% | 2.258% | 0 | 0% | 2.258% | 0 |  |  |  | 34.06% | 11.8% | 0.80175 | 0% | 11.8% | 0 | 0% | 11.8% | 0 | 0% | 0.3669% | 0 | 0% | 0.3669% | 0 | 0% | 0.3669% | 0 | 0% | 100% | 0 | 0% | 100% | 0 | 0% | 100% | 0 | 0% | 100% | 0 |  |  | 0 |  |  | 0 |  |  | 0.0045641 | 100% | 65% |  | 100% | 65% |  | 100% | 65% |  | 100% | 65% |  | 100% | 90% |  | 100% | 90% |  | 100% | 90%
CUYAMA 1103622728 | 0.0024633 | 0 | 15.279 | 0 | 15.279 | 0.0039085 | 0.051062 | 0.021423 | 0% | 99% | 0 | 0% | 99% | 0 | 0% | 99% | 0 | 0% | 99% | 0 | 0% | 61.44% | 0 | 0% | 61.44% | 0 | 0% | 61.44% | 0 | 0% | 61.44% | 0 | 0 | 0% | 4.101% | 0 | 0% | 4.101% | 0 | 0% | 4.101% | 0 | 100% | 0.4329% | 0.06614 | 0% | 0.4329% | 0 | 0% | 0.4329% | 0 | 65.48% | 1.013% | 0.10132 | 28.78% | 1.013% | 0.044531 | 66.44% | 1.013% | 0.10281 | 28.78% | 1.023% | 0.044997 | 66.48% | 1.023% | 0.10395 | 29.41% | 1.023% | 0.045994 | 95.62% | 7.5% | 1.0958 | 0% | 7.5% | 0 | 0% | 7.5% | 0 | 0% | 0.3645% | 0 | 0% | 0.3645% | 0 | 0% | 0.3645% | 0 |  |  |  | 18.37% | 11.8% | 0.33127 | 0% | 11.8% | 0 | 0% | 11.8% | 0 | 0% | 0.356% | 0 | 0% | 0.356% | 0 | 0% | 0.356% | 0 | 0% | 100% | 0 | 0% | 100% | 0 | 0% | 100% | 0 | 0% | 100% | 0 |  |  | 0 |  |  | 0 |  |  | 0 |  |  |  |  | 65% |  |  | 65% |  | 100% | 65%
MIDDLETOWN 1101614 | 0.01209 | 2.1084 | 3.0906 | 0.80348 | 3.894 | 0.0089784 | 0.0053878 | 0.0010864 | 0% | 99% | 0 | 0% | 99% | 0 | 0% | 99% | 0 | 0% | 99% | 0 | 0% | 61.71% | 0 | 0% | 61.71% | 0 | 0% | 61.71% | 0 | 0% | 61.71% | 0 | 0.80348 | 0% | 1.85% | 0 | 0% | 1.85% | 0 | 0% | 1.85% | 0 | 0% | 0.2% | 0 | 0% | 0.2% | 0 | 0% | 0.2% | 0 | 0% | 0.5277% | 0 | 0% | 0.5277% | 0 | 96.58% | 0.5277% | 0.015751 | 0% | 0.5353% | 0 | 96.58% | 0.5353% | 0.015977 | 0% | 0.5353% | 0 | 67.82% | 3.926% | 0.082289 | 0% | 3.926% | 0 | 32.18% | 3.926% | 0.039052 | 0% | 3.921% | 0 | 0% | 3.921% | 0 | 0% | 3.921% | 0 |  |  |  | 34.44% | 11.8% | 0.12558 | 0% | 11.8% | 0 | 0% | 11.8% | 0 | 0% | 0.3766% | 0 | 0% | 0.3766% | 0 | 0% | 0.3766% | 0 | 0% | 100% | 0 | 0% | 100% | 0 | 0% | 100% | 0 | 0% | 100% | 0 |  |  | 0 |  |  | 0.01053 |  |  | 0.039926 | 100% | 65% |  | 100% | 65% |  | 100% | 65% |  | 100% | 65% |  | 100% | 90% |  | 100% | 90% |  | 100% | 90%
CORNING 110185162 | 0.0030856 | 5.7867 | 3.1532 | 0.11042 | 3.2636 | 0.0022334 | 0.010318 | 0.0032548 | 0% | 99% | 0 | 0% | 99% | 0 | 0% | 99% | 0 | 0% | 99% | 0 | 0% | 58.96% | 0 | 0% | 58.96% | 0 | 0% | 58.96% | 0 | 0% | 58.96% | 0 | 0.11042 | 0% | 3.059% | 0 | 0% | 3.059% | 0 | 0% | 3.059% | 0 | 0% | 0.3208% | 0 | 0% | 0.3208% | 0 | 0% | 0.3208% | 0 | 0% | 0.9662% | 0 | 99.58% | 0.9662% | 0.030338 | 0.4223% | 0.9662% | 0.00012866 | 99.58% | 0.8983% | 0.028206 | 0.4223% | 0.8983% | 0.00011962 | 0% | 0.8983% | 0 | 0% | 6.985% | 0 | 0% | 6.985% | 0 | 0% | 6.985% | 0 | 0% | 0.7713% | 0 | 0% | 0.7713% | 0 | 0% | 0.7713% | 0 |  |  |  | 35% | 11.8% | 0.13023 | 0% | 11.8% | 0 | 0% | 11.8% | 0 | 0% | 0.3365% | 0 | 0% | 0.3365% | 0 | 0% | 0.3365% | 0 | 0% | 100% | 0 | 0% | 100% | 0 | 0% | 100% | 0 | 0% | 100% | 0 |  |  | 0.0071585 |  |  | 0 |  |  | 0 | 100% | 65% |  | 100% | 65% |  | 100% | 65% |  | 100% | 65% |  | 100% | 90% |  | 100% | 90% |  | 100% | 90%
NARROWS 21022220 | 0.003575 | 28.3083 | 22.279 | 0.85547 | 23.1344 | 0.049494 | 0.044389 | 0.017901 | 0% | 99% | 0 | 0% | 99% | 0 | 0% | 99% | 0 | 0% | 99% | 0 | 0% | 61.97% | 0 | 0% | 61.97% | 0 | 0% | 61.97% | 0 | 0% | 61.97% | 0 | 0.85547 | 100% | 1.872% | 0.41699 | 0% | 1.872% | 0 | 0% | 1.872% | 0 | 100% | 0.2068% | 0.046071 | 0% | 0.2068% | 0 | 0% | 0.2068% | 0 | 0% | 0.5886% | 0 | 42.84% | 0.5886% | 0.056179 | 56.19% | 0.5886% | 0.073692 | 98.98% | 0.5889% | 0.12985 | 0.05854% | 0.5889% | 7.6802e-05 | 0% | 0.5889% | 0 | 17.72% | 4.368% | 0.17248 | 0% | 4.368% | 0 | 10.99% | 4.368% | 0.10699 | 0% | 2.995% | 0 | 0% | 2.995% | 0 | 0% | 2.995% | 0 |  |  |  | 0% | 11.8% | 0 | 0% | 11.8% | 0 | 0% | 11.8% | 0 | 0% | 0.3697% | 0 | 0% | 0.3697% | 0 | 0% | 0.3697% | 0 | 0% | 100% | 0 | 0% | 100% | 0 | 0% | 100% | 0 | 0% | 100% | 0 |  |  | 0.00057491 |  |  | 0 |  |  | 0.01487 | 100% | 65% |  | 100% | 65% |  | 100% | 65% |  | 100% | 65% |  | 100% | 90% |  | 100% | 90% |  | 100% | 90%
JAMESON 1105913400 | 0.0022992 | 0.040017 | 0.56351 | 0.047864 | 0.61138 | 0.00078564 | 0.0016141 | 0.00043504 | 0% | 99% | 0 | 26.83% | 99% | 0.14968 | 0% | 99% | 0 | 0% | 99% | 0 | 0% | 61.85% | 0 | 0% | 61.85% | 0 | 0% | 61.85% | 0 | 0% | 61.85% | 0 | 0.047864 | 0% | 3.231% | 0 | 0% | 3.231% | 0 | 0% | 3.231% | 0 | 0% | 0.3399% | 0 | 0% | 0.3399% | 0 | 0% | 0.3399% | 0 | 0% | 0.8583% | 0 | 68.86% | 0.8583% | 0.0033302 | 0% | 0.8583% | 0 | 68.86% | 0.8589% | 0.0033327 | 0% | 0.8589% | 0 | 68.86% | 0.8589% | 0.0033327 | 0% | 6.339% | 0 | 0% | 6.339% | 0 | 0% | 6.339% | 0 | 0% | 1.7% | 0 | 0% | 1.7% | 0 | 0% | 1.7% | 0 |  |  |  | 0% | 11.8% | 0 | 0% | 11.8% | 0 | 0% | 11.8% | 0 | 0% | 0.3599% | 0 | 0% | 0.3599% | 0 | 0% | 0.3599% | 0 | 0% | 100% | 0 | 0% | 100% | 0 | 0% | 100% | 0 | 0% | 100% | 0 |  |  | 0 |  |  | 0 |  |  | 0 | 100% | 65% |  | 100% | 65% |  | 100% | 65% |  | 100% | 65% |  | 100% | 90% |  | 100% | 90% |  | 100% | 90%
WEIMAR 11012764 | 0.010095 | 7.1816 | 10.4393 | 1.0985 | 11.5378 | 0.030943 | 0.015634 | 0.006229 | 0% | 99% | 0 | 0% | 99% | 0 | 0% | 99% | 0 | 0% | 99% | 0 | 0% | 61.83% | 0 | 0% | 61.83% | 0 | 0% | 61.83% | 0 | 0% | 61.83% | 0 | 1.0985 | 100% | 1.394% | 0.14555 | 0% | 1.394% | 0 | 0% | 1.394% | 0 | 0% | 0.1523% | 0 | 0% | 0.1523% | 0 | 0% | 0.1523% | 0 | 0% | 0.4461% | 0 | 64.41% | 0.4461% | 0.029995 | 21.54% | 0.4461% | 0.010032 | 3.209% | 0.4515% | 0.0015127 | 21.54% | 0.4515% | 0.010154 | 73.6% | 0.4515% | 0.034693 | 70.36% | 3.329% | 0.24455 | 14.26% | 3.329% | 0.049577 | 8.069% | 3.329% | 0.028044 | 0% | 3.854% | 0 | 0% | 3.854% | 0 | 0% | 3.854% | 0 |  |  |  | 0% | 11.8% | 0 | 35% | 11.8% | 0.43114 | 0% | 11.8% | 0 | 0% | 0.3795% | 0 | 0% | 0.3795% | 0 | 0% | 0.3795% | 0 | 0% | 100% | 0 | 0% | 100% | 0 | 0% | 100% | 0 | 0% | 100% | 0 |  |  | 0 |  |  | 0.0024504 |  |  | 0.0054149 | 100% | 65% |  | 100% | 65% |  | 100% | 65% |  | 100% | 65% |  | 100% | 90% |  | 100% | 90% |  | 100% | 90%
APPLE HILL 1104814656 | 0.0072633 | 0.017476 | 0.037069 | 0.0099439 | 0.047013 | 2.2447e-05 | 0.00010995 | 5.564e-05 | 0% | 99% | 0 | 0% | 99% | 0 | 0% | 99% | 0 | 0% | 99% | 0 | 0% | 61.33% | 0 | 0% | 61.33% | 0 | 0% | 61.33% | 0 | 0% | 61.33% | 0 | 0.0099439 | 0% | 3.157% | 0 | 0% | 3.157% | 0 | 0% | 3.157% | 0 | 0% | 0.3623% | 0 | 0% | 0.3623% | 0 | 0% | 0.3623% | 0 | 0% | 0.861% | 0 | 0% | 0.861% | 0 | 0% | 0.861% | 0 | 0% | 0.9046% | 0 | 0% | 0.9046% | 0 | 0% | 0.9046% | 0 | 0% | 6.489% | 0 | 0% | 6.489% | 0 | 0% | 6.489% | 0 | 0% | 0.7342% | 0 | 0% | 0.7342% | 0 | 0% | 0.7342% | 0 |  |  |  | 34.37% | 11.8% | 0.0015033 | 0% | 11.8% | 0 | 0% | 11.8% | 0 | 55.56% | 0.3637% | 7.4901e-05 | 0% | 0.3637% | 0 | 0% | 0.3637% | 0 | 0% | 100% | 0 | 0% | 100% | 0 | 0% | 100% | 0 | 0% | 100% | 0 |  |  | 0 |  |  | 0 |  |  | 0 | 100% | 65% |  | 100% | 65% |  | 100% | 65% |  | 100% | 65% |  | 100% | 90% |  | 100% | 90% |  | 100% | 90%
DIAMOND SPRINGS 11052102 | 0.0032085 | 39.6935 | 36.8621 | 0.84761 | 37.7097 | 0.069932 | 0.08138 | 0.036125 | 0% | 99% | 0 | 0% | 99% | 0 | 0% | 99% | 0 | 0% | 99% | 0 | 0.7536% | 62.46% | 0.17349 | 2.009% | 62.46% | 0.46246 | 0% | 62.46% | 0 | 0% | 62.46% | 0 | 0.84761 | 100% | 2.264% | 0.83457 | 0% | 2.264% | 0 | 0% | 2.264% | 0 | 0% | 0.2468% | 0 | 0% | 0.2468% | 0 | 0% | 0.2468% | 0 | 3.809% | 0.6523% | 0.0091595 | 29.54% | 0.6523% | 0.071028 | 10.76% | 0.6523% | 0.025875 | 8.551% | 0.6664% | 0.021006 | 53.95% | 0.6664% | 0.13254 | 43.59% | 0.6664% | 0.10709 | 57.5% | 4.87% | 1.0324 | 6.283% | 4.87% | 0.11279 | 4.803% | 4.87% | 0.086233 | 0% | 2.387% | 0 | 0% | 2.387% | 0 | 0% | 2.387% | 0 |  |  |  | 33.81% | 11.8% | 1.4707 | 0% | 11.8% | 0 | 0% | 11.8% | 0 | 0% | 0.3715% | 0 | 0% | 0.3715% | 0 | 0% | 0.3715% | 0 | 0.07506% | 100% | 0.02767 | 0% | 100% | 0 | 0% | 100% | 0 | 0% | 100% | 0 |  |  | 0.0048332 |  |  | 0.041871 |  |  | 0.019163 | 100% | 65% |  | 100% | 65% |  | 100% | 65% |  | 100% | 65% |  | 100% | 90% |  | 100% | 90% |  | 100% | 90%
WEST POINT 1102CB | 0.0090923 | 18.4714 | 41.4311 | 2.3183 | 43.7494 | 0.10287 | 0.086824 | 0.0216 | 0% | 99% | 0 | 0% | 99% | 0 | 0% | 99% | 0 | 0% | 99% | 0 | 0% | 60.78% | 0 | 0% | 60.78% | 0 | 0% | 60.78% | 0 | 0% | 60.78% | 0 | 2.3183 | 100% | 2.044% | 0.84665 | 0% | 2.044% | 0 | 0% | 2.044% | 0 | 0% | 0.2303% | 0 | 0% | 0.2303% | 0 | 0% | 0.2303% | 0 | 69.37% | 0.6131% | 0.17622 | 67.36% | 0.6131% | 0.17112 | 69.43% | 0.6131% | 0.17636 | 63.88% | 0.6338% | 0.16775 | 69.43% | 0.6338% | 0.18231 | 94.45% | 0.6338% | 0.24803 | 72.86% | 4.605% | 1.39 | 16.96% | 4.605% | 0.32355 | 1.914% | 4.605% | 0.036518 | 0% | 3.63% | 0 | 40.07% | 3.63% | 0.60264 | 0% | 3.63% | 0 |  |  |  | 0% | 11.8% | 0 | 0% | 11.8% | 0 | 0% | 11.8% | 0 | 0% | 0.3739% | 0 | 0% | 0.3739% | 0 | 0% | 0.3739% | 0 | 0% | 100% | 0 | 0% | 100% | 0 | 0% | 100% | 0 | 0% | 100% | 0 |  |  | 0.019675 |  |  | 0.11797 |  |  | 0.027057 | 100% | 65% |  | 100% | 65% |  | 100% | 65% |  | 100% | 65% |  | 100% | 90% |  | 100% | 90% |  | 100% | 90%
DIAMOND SPRINGS 1106930190 | 0.0050676 | 19.0128 | 19.4771 | 0.62962 | 20.1067 | 0.050449 | 0.03532 | 0.013687 | 5.779% | 99% | 1.1144 | 0% | 99% | 0 | 0% | 99% | 0 | 0% | 99% | 0 | 0.6194% | 61.49% | 0.074182 | 0% | 61.49% | 0 | 0% | 61.49% | 0 | 0% | 61.49% | 0 | 0.62962 | 28.57% | 1.648% | 0.091696 | 0% | 1.648% | 0 | 0% | 1.648% | 0 | 0% | 0.176% | 0 | 0% | 0.176% | 0 | 0% | 0.176% | 0 | 0% | 0.5395% | 0 | 96.23% | 0.5395% | 0.10111 | 3.747% | 0.5395% | 0.0039368 | 99.66% | 0.5454% | 0.10587 | 0.3174% | 0.5454% | 0.00033719 | 77.43% | 0.5454% | 0.082251 | 70% | 4.029% | 0.54939 | 0% | 4.029% | 0 | 12.46% | 4.029% | 0.097766 | 0% | 3.563% | 0 | 0% | 3.563% | 0 | 0% | 3.563% | 0 |  |  |  | 34.02% | 11.8% | 0.78182 | 0% | 11.8% | 0 | 0% | 11.8% | 0 | 0% | 0.3763% | 0 | 0% | 0.3763% | 0 | 0% | 0.3763% | 0 | 0% | 100% | 0 | 0% | 100% | 0 | 0% | 100% | 0 | 0% | 100% | 0 |  |  | 0.074272 |  |  | 0 |  |  | 0.011658 | 100% | 65% |  | 100% | 65% |  | 100% | 65% |  | 100% | 65% |  | 100% | 90% |  | 100% | 90% |  | 100% | 90%
ELK CREEK 110193504 | 0.0012407 | 2.0322 | 0.74432 | 0.049159 | 0.79348 | 0.00051618 | 0.0020881 | 0.0012078 | 0% | 99% | 0 | 1.699% | 99% | 0.012518 | 0% | 99% | 0 | 0% | 99% | 0 | 0% | 61.1% | 0 | 0% | 61.1% | 0 | 0% | 61.1% | 0 | 45.83% | 61.1% | 0.20845 | 0.049159 | 0% | 2.253% | 0 | 0% | 2.253% | 0 | 0% | 2.253% | 0 | 0% | 0.25% | 0 | 0% | 0.25% | 0 | 0% | 0.25% | 0 | 0% | 0.7943% | 0 | 80.63% | 0.7943% | 0.0047672 | 19.37% | 0.7943% | 0.001145 | 80.63% | 0.7439% | 0.0044648 | 19.37% | 0.7439% | 0.0010723 | 0% | 0.7439% | 0 | 0% | 5.765% | 0 | 100% | 5.765% | 0.04291 | 0% | 5.765% | 0 | 0% | 0.7485% | 0 | 0% | 0.7485% | 0 | 0% | 0.7485% | 0 |  |  |  | 0% | 11.8% | 0 | 0% | 11.8% | 0 | 0% | 11.8% | 0 | 0% | 0.3443% | 0 | 0% | 0.3443% | 0 | 0% | 0.3443% | 0 | 0% | 100% | 0 | 0% | 100% | 0 | 0% | 100% | 0 | 0% | 100% | 0 |  |  | 0 |  |  | 0 |  |  | 0 | 100% | 65% |  | 100% | 65% |  | 100% | 65% |  | 100% | 65% |  | 100% | 90% |  | 100% | 90% |  | 100% | 90%
SALT SPRINGS 210297924 | 0.016045 | 6.468 | 14.7317 | 1.1784 | 15.9101 | 0.033349 | 0.035575 | 0.006528 | 0% | 99% | 0 | 0% | 99% | 0 | 0% | 99% | 0 | 0% | 99% | 0 | 0% | 62.48% | 0 | 0% | 62.48% | 0 | 0% | 62.48% | 0 | 0% | 62.48% | 0 | 1.1784 | 0% | 2.682% | 0 | 0% | 2.682% | 0 | 0% | 2.682% | 0 | 0% | 0.3045% | 0 | 0% | 0.3045% | 0 | 0% | 0.3045% | 0 | 0% | 0.6947% | 0 | 77.82% | 0.6947% | 0.079639 | 5.217% | 0.6947% | 0.0053394 | 0% | 0.7236% | 0 | 5.217% | 0.7236% | 0.0055617 | 94.78% | 0.7236% | 0.10104 | 93.24% | 5.202% | 0.71444 | 5.488% | 5.202% | 0.04205 | 0% | 5.202% | 0 | 0% | 2.507% | 0 | 0% | 2.507% | 0 | 0% | 2.507% | 0 |  |  |  | 0% | 11.8% | 0 | 0% | 11.8% | 0 | 0% | 11.8% | 0 | 0% | 0.3699% | 0 | 0% | 0.3699% | 0 | 0% | 0.3699% | 0 | 0% | 100% | 0 | 0% | 100% | 0 | 0% | 100% | 0 | 0% | 100% | 0 |  |  | 0.086986 |  |  | 0.024439 |  |  | 0 | 100% | 65% |  | 100% | 65% |  | 100% | 65% |  | 100% | 65% |  | 100% | 90% |  | 100% | 90% |  | 100% | 90%
SAN JOAQUIN #2 1103157026 | 0.0053594 | 3.5179 | 2.7729 | 0.18823 | 2.9611 | 0.0062236 | 0.006278 | 0.0017362 | 0% | 99% | 0 | 0% | 99% | 0 | 0% | 99% | 0 | 0% | 99% | 0 | 0% | 61.16% | 0 | 0% | 61.16% | 0 | 0% | 61.16% | 0 | 0% | 61.16% | 0 | 0.18823 | 0% | 2.133% | 0 | 0% | 2.133% | 0 | 0% | 2.133% | 0 | 0% | 0.2357% | 0 | 0% | 0.2357% | 0 | 0% | 0.2357% | 0 | 0% | 0.6584% | 0 | 0% | 0.6584% | 0 | 96.89% | 0.6584% | 0.017688 | 0% | 0.6661% | 0 | 96.89% | 0.6661% | 0.017897 | 3.107% | 0.6661% | 0.00057393 | 0% | 4.904% | 0 | 0% | 4.904% | 0 | 0% | 4.904% | 0 | 0% | 3.016% | 0 | 0% | 3.016% | 0 | 0% | 3.016% | 0 |  |  |  | 35% | 11.8% | 0.11452 | 0% | 11.8% | 0 | 0% | 11.8% | 0 | 0% | 0.3687% | 0 | 0% | 0.3687% | 0 | 0% | 0.3687% | 0 | 0% | 100% | 0 | 0% | 100% | 0 | 0% | 100% | 0 | 0% | 100% | 0 |  |  | 0 |  |  | 0 |  |  | 0 | 100% | 65% |  | 100% | 65% |  | 100% | 65% |  | 100% | 65% |  | 100% | 90% |  | 100% | 90% |  | 100% | 90%
PIT NO 3 21011386 | 0.0044429 | 6.8493 | 5.4234 | 0.11789 | 5.5413 | 0.0089043 | 0.014516 | 0.0044284 | 0% | 99% | 0 | 0% | 99% | 0 | 0% | 99% | 0 | 0% | 99% | 0 | 0% | 61.27% | 0 | 0% | 61.27% | 0 | 0% | 61.27% | 0 | 0% | 61.27% | 0 | 0.11789 | 0% | 2.457% | 0 | 0% | 2.457% | 0 | 0% | 2.457% | 0 | 0% | 0.2799% | 0 | 0% | 0.2799% | 0 | 0% | 0.2799% | 0 | 0% | 0.7669% | 0 | 85.1% | 0.7669% | 0.035399 | 14.9% | 0.7669% | 0.0061956 | 99.01% | 0.7814% | 0.041962 | 0.9884% | 0.7814% | 0.00041888 | 0% | 0.7814% | 0 | 0% | 5.732% | 0 | 0% | 5.732% | 0 | 0% | 5.732% | 0 | 0% | 1.615% | 0 | 0% | 1.615% | 0 | 0% | 1.615% | 0 |  |  |  | 34.41% | 11.8% | 0.22023 | 0% | 11.8% | 0 | 0% | 11.8% | 0 | 0% | 0.3628% | 0 | 0% | 0.3628% | 0 | 0% | 0.3628% | 0 | 0% | 100% | 0 | 0% | 100% | 0 | 0% | 100% | 0 | 0% | 100% | 0 |  |  | 0 |  |  | 0 |  |  | 0 | 100% | 65% |  | 100% | 65% |  | 100% | 65% |  | 100% | 65% |  | 100% | 90% |  | 100% | 90% |  | 100% | 90%
LAYTONVILLE 1102CB | 0.0027248 | 10.7259 | 7.8074 | 0 | 7.8074 | 0.023579 | 0.012783 | 0.0038718 | 0% | 99% | 0 | 0% | 99% | 0 | 0% | 99% | 0 | 0% | 99% | 0 | 0% | 61.44% | 0 | 0% | 61.44% | 0 | 0% | 61.44% | 0 | 0% | 61.44% | 0 | 0 | 100% | 1.746% | 0.13628 | 0% | 1.746% | 0 | 0% | 1.746% | 0 | 0% | 0.182% | 0 | 0% | 0.182% | 0 | 0% | 0.182% | 0 | 0% | 0.4806% | 0 | 0.8525% | 0.4806% | 0.00031988 | 64.14% | 0.4806% | 0.024066 | 59.6% | 0.4726% | 0.02199 | 40.28% | 0.4726% | 0.014861 | 0.1213% | 0.4726% | 4.4768e-05 | 0% | 3.532% | 0 | 41.42% | 3.532% | 0.11421 | 11.02% | 3.532% | 0.030397 | 0% | 4.036% | 0 | 0% | 4.036% | 0 | 0% | 4.036% | 0 |  |  |  | 0% | 11.8% | 0 | 0% | 11.8% | 0 | 0% | 11.8% | 0 | 55.56% | 0.3757% | 0.016296 | 0% | 0.3757% | 0 | 0% | 0.3757% | 0 | 0.5257% | 100% | 0.041044 | 0% | 100% | 0 | 0% | 100% | 0 | 0% | 100% | 0 |  |  | 0 |  |  | 0 |  |  | 0 | 100% | 65% |  | 100% | 65% |  | 100% | 65% |  | 100% | 65% |  | 100% | 90% |  | 100% | 90% |  | 100% | 90%
CALISTOGA 1101886282 | 0.006798 | 11.4503 | 13.3288 | 1.0389 | 14.3677 | 0.044201 | 0.020836 | 0.003716 | 0% | 99% | 0 | 0% | 99% | 0 | 0% | 99% | 0 | 0% | 99% | 0 | 0% | 62.34% | 0 | 0% | 62.34% | 0 | 0% | 62.34% | 0 | 0% | 62.34% | 0 | 1.0389 | 0% | 2.062% | 0 | 0% | 2.062% | 0 | 0% | 2.062% | 0 | 0% | 0.2165% | 0 | 0% | 0.2165% | 0 | 0% | 0.2165% | 0 | 0% | 0.466% | 0 | 76.59% | 0.466% | 0.047572 | 23.13% | 0.466% | 0.014365 | 0% | 0.4843% | 0 | 23.13% | 0.4843% | 0.014928 | 76.76% | 0.4843% | 0.049542 | 86.44% | 3.476% | 0.40049 | 2.528% | 3.476% | 0.011711 | 0% | 3.476% | 0 | 0% | 4.405% | 0 | 0% | 4.405% | 0 | 45.22% | 4.405% | 0.26553 |  |  |  | 0% | 11.8% | 0 | 0% | 11.8% | 0 | 0% | 11.8% | 0 | 0% | 0.3838% | 0 | 0% | 0.3838% | 0 | 0% | 0.3838% | 0 | 0% | 100% | 0 | 0% | 100% | 0 | 0% | 100% | 0 | 0% | 100% | 0 |  |  | 0 |  |  | 0.011578 |  |  | 0 | 100% | 65% |  | 100% | 65% |  | 100% | 65% |  | 100% | 65% |  | 100% | 90% |  | 100% | 90% |  | 100% | 90%
OLETA 11022642 | 0.0032048 | 4.7565 | 2.6667 | 0 | 2.6667 | 0.0034914 | 0.0069682 | 0.0034338 | 0% | 99% | 0 | 0% | 99% | 0 | 0% | 99% | 0 | 0% | 99% | 0 | 0% | 62.75% | 0 | 0% | 62.75% | 0 | 0% | 62.75% | 0 | 0% | 62.75% | 0 | 0 | 0% | 2.86% | 0 | 0% | 2.86% | 0 | 0% | 2.86% | 0 | 0% | 0.3102% | 0 | 0% | 0.3102% | 0 | 0% | 0.3102% | 0 | 0% | 0.7473% | 0 | 0% | 0.7473% | 0 | 99.29% | 0.7473% | 0.019787 | 0% | 0.7549% | 0 | 99.29% | 0.7549% | 0.019988 | 0.2808% | 0.7549% | 5.6525e-05 | 56.64% | 5.536% | 0.083617 | 0% | 5.536% | 0 | 0% | 5.536% | 0 | 0% | 1.657% | 0 | 0% | 1.657% | 0 | 0% | 1.657% | 0 |  |  |  | 0% | 11.8% | 0 | 0% | 11.8% | 0 | 34.99% | 11.8% | 0.1101 | 0% | 0.3644% | 0 | 0% | 0.3644% | 0 | 0% | 0.3644% | 0 | 0% | 100% | 0 | 0% | 100% | 0 | 0% | 100% | 0 | 0% | 100% | 0 |  |  | 0 |  |  | 0 |  |  | 0 | 100% | 65% |  | 100% | 65% |  | 100% | 65% |  | 100% | 65% |  | 100% | 90% |  | 100% | 90% |  | 100% | 90%
MARIPOSA 2102594143 | 0.0089197 | 0.78528 | 7.3357 | 0 | 7.3357 | 0.0093043 | 0.018781 | 0.01046 | 0% | 99% | 0 | 0% | 99% | 0 | 0% | 99% | 0 | 0% | 99% | 0 | 0% | 63.93% | 0 | 0% | 63.93% | 0 | 0% | 63.93% | 0 | 0% | 63.93% | 0 | 0 | 0% | 2.386% | 0 | 0% | 2.386% | 0 | 0% | 2.386% | 0 | 0% | 0.269% | 0 | 0% | 0.269% | 0 | 0% | 0.269% | 0 | 51.27% | 0.7252% | 0.027275 | 10.49% | 0.7252% | 0.0055783 | 51.27% | 0.7252% | 0.027275 | 10.49% | 0.7461% | 0.0057396 | 51.27% | 0.7461% | 0.028063 | 10.49% | 0.7461% | 0.0057396 | 63.42% | 5.431% | 0.25268 | 36.58% | 5.431% | 0.14573 | 0% | 5.431% | 0 | 0% | 1.206% | 0 | 0% | 1.206% | 0 | 0% | 1.206% | 0 |  |  |  | 0% | 11.8% | 0 | 0% | 11.8% | 0 | 0% | 11.8% | 0 | 0% | 0.3673% | 0 | 0% | 0.3673% | 0 | 0% | 0.3673% | 0 | 0% | 100% | 0 | 0% | 100% | 0 | 0% | 100% | 0 | 0% | 100% | 0 |  |  | 8.8954e-07 |  |  | 0.0023514 |  |  | 0 | 100% | 65% |  | 100% | 65% |  | 100% | 65% |  | 100% | 65% |  | 100% | 90% |  | 100% | 90% |  | 100% | 90%
HICKS 2101XR250 | 0.0041308 | 0 | 14.0512 | 0 | 14.0512 | 0.022397 | 0.035049 | 0.016442 | 0% | 99% | 0 | 0% | 99% | 0 | 0% | 99% | 0 | 0% | 99% | 0 | 0% | 63.62% | 0 | 0% | 63.62% | 0 | 0% | 63.62% | 0 | 0% | 63.62% | 0 | 0 | 62.5% | 2.55% | 0.22395 | 0% | 2.55% | 0 | 0% | 2.55% | 0 | 0% | 0.2779% | 0 | 0% | 0.2779% | 0 | 0% | 0.2779% | 0 | 0% | 0.7099% | 0 | 20.29% | 0.7099% | 0.020239 | 71.82% | 0.7099% | 0.071644 | 76.03% | 0.7176% | 0.076663 | 2.484% | 0.7176% | 0.0025042 | 21.15% | 0.7176% | 0.02132 | 52.73% | 5.271% | 0.39055 | 7.658% | 5.271% | 0.056718 | 31.9% | 5.271% | 0.23625 | 0% | 1.559% | 0 | 0% | 1.559% | 0 | 0% | 1.559% | 0 |  |  |  | 0% | 11.8% | 0 | 0% | 11.8% | 0 | 0% | 11.8% | 0 | 55.56% | 0.3667% | 0.028627 | 0% | 0.3667% | 0 | 0% | 0.3667% | 0 | 0% | 100% | 0 | 0% | 100% | 0 | 0% | 100% | 0 | 0% | 100% | 0 |  |  | 0.0011619 |  |  | 0.0099906 |  |  | 0.017077 |  |  |  |  | 65% |  |  | 65% |  | 100% | 65%
PUEBLO 2103355186 | 0.010245 | 2.0529 | 4.0717 | 0.0075805 | 4.0793 | 0.01125 | 0.0086026 | 0.0017202 | 0% | 99% | 0 | 0% | 99% | 0 | 0% | 99% | 0 | 0% | 99% | 0 | 0% | 63.49% | 0 | 0% | 63.49% | 0 | 0% | 63.49% | 0 | 0% | 63.49% | 0 | 0.0075805 | 0% | 2.612% | 0 | 0% | 2.612% | 0 | 0% | 2.612% | 0 | 0% | 0.289% | 0 | 0% | 0.289% | 0 | 0% | 0.289% | 0 | 0% | 0.5981% | 0 | 100% | 0.5981% | 0.024353 | 0% | 0.5981% | 0 | 0% | 0.6376% | 0 | 0% | 0.6376% | 0 | 100% | 0.6376% | 0.02596 | 97.31% | 4.504% | 0.17845 | 0% | 4.504% | 0 | 0% | 4.504% | 0 | 0% | 3.103% | 0 | 0% | 3.103% | 0 | 0% | 3.103% | 0 |  |  |  | 0% | 11.8% | 0 | 0% | 11.8% | 0 | 0% | 11.8% | 0 | 0% | 0.3796% | 0 | 0% | 0.3796% | 0 | 0% | 0.3796% | 0 | 0% | 100% | 0 | 0% | 100% | 0 | 0% | 100% | 0 | 0% | 100% | 0 |  |  | 0 |  |  | 0 |  |  | 0 | 100% | 65% |  | 100% | 65% |  | 100% | 65% |  | 100% | 65% |  | 100% | 90% |  | 100% | 90% |  | 100% | 90%
GRASS VALLEY 11012208 | 0.010913 | 13.1655 | 23.2386 | 1.8303 | 25.0689 | 0.07156 | 0.037762 | 0.013861 | 0% | 99% | 0 | 0% | 99% | 0 | 0% | 99% | 0 | 0% | 99% | 0 | 0% | 61.63% | 0 | 0% | 61.63% | 0 | 0% | 61.63% | 0 | 0% | 61.63% | 0 | 1.8303 | 33.33% | 1.473% | 0.11407 | 0% | 1.473% | 0 | 0% | 1.473% | 0 | 0% | 0.1596% | 0 | 0% | 0.1596% | 0 | 0% | 0.1596% | 0 | 0% | 0.4627% | 0 | 36.06% | 0.4627% | 0.03877 | 34.68% | 0.4627% | 0.037289 | 61.44% | 0.4673% | 0.066714 | 29.26% | 0.4673% | 0.031777 | 9.302% | 0.4673% | 0.010101 | 78.31% | 3.451% | 0.62804 | 15.22% | 3.451% | 0.12208 | 0.4495% | 3.451% | 0.0036049 | 0% | 3.856% | 0 | 0% | 3.856% | 0 | 45.22% | 3.856% | 0.40517 |  |  |  | 34.78% | 11.8% | 0.95384 | 0% | 11.8% | 0 | 0% | 11.8% | 0 | 0% | 0.3789% | 0 | 0% | 0.3789% | 0 | 0% | 0.3789% | 0 | 0% | 100% | 0 | 0% | 100% | 0 | 0% | 100% | 0 | 0% | 100% | 0 |  |  | 0.058533 |  |  | 0.01059 |  |  | 0.015965 | 100% | 65% |  | 100% | 65% |  | 100% | 65% |  | 100% | 65% |  | 100% | 90% |  | 100% | 90% |  | 100% | 90%
FROGTOWN 1702737236 | 0.002061 | 9.7388 | 14.2849 | 0.24042 | 14.5253 | 0.024465 | 0.030824 | 0.020472 | 0% | 99% | 0 | 0% | 99% | 0 | 0% | 99% | 0 | 0% | 99% | 0 | 0% | 62.36% | 0 | 0% | 62.36% | 0 | 0% | 62.36% | 0 | 0% | 62.36% | 0 | 0.24042 | 33.33% | 1.89% | 0.089997 | 0% | 1.89% | 0 | 0% | 1.89% | 0 | 0% | 0.1994% | 0 | 0% | 0.1994% | 0 | 0% | 0.1994% | 0 | 0% | 0.609% | 0 | 32.9% | 0.609% | 0.02862 | 38% | 0.609% | 0.033062 | 67.93% | 0.5896% | 0.057213 | 31.8% | 0.5896% | 0.026788 | 21.95% | 0.5896% | 0.018488 | 51.7% | 4.465% | 0.32975 | 0% | 4.465% | 0 | 0% | 4.465% | 0 | 0% | 2.152% | 0 | 0% | 2.152% | 0 | 0% | 2.152% | 0 |  |  |  | 0% | 11.8% | 0 | 0% | 11.8% | 0 | 0% | 11.8% | 0 | 0% | 0.3652% | 0 | 0% | 0.3652% | 0 | 0% | 0.3652% | 0 | 0% | 100% | 0 | 0% | 100% | 0 | 0% | 100% | 0 | 0% | 100% | 0 |  |  | 0.00015585 |  |  | 0 |  |  | 0 | 100% | 65% |  | 100% | 65% |  | 100% | 65% |  | 100% | 65% |  | 100% | 90% |  | 100% | 90% |  | 100% | 90%
PARADISE 1104457900 | 0.0056077 | 13.8132 | 20.7585 | 5.1466 | 25.9051 | 0.05269 | 0.041632 | 0.016121 | 0% | 99% | 0 | 10.62% | 99% | 2.1816 | 0% | 99% | 0 | 0% | 99% | 0 | 0% | 62.67% | 0 | 0% | 62.67% | 0 | 0% | 62.67% | 0 | 0% | 62.67% | 0 | 5.1466 | 0% | 1.921% | 0 | 0% | 1.921% | 0 | 0% | 1.921% | 0 | 0% | 0.2172% | 0 | 0% | 0.2172% | 0 | 0% | 0.2172% | 0 | 59.79% | 0.5603% | 0.069546 | 27.1% | 0.5603% | 0.031516 | 64.6% | 0.5603% | 0.075137 | 1.828% | 0.5748% | 0.0021815 | 65.39% | 0.5748% | 0.078023 | 32.24% | 0.5748% | 0.038464 | 98.75% | 4.187% | 0.8583 | 0% | 4.187% | 0 | 0% | 4.187% | 0 | 0% | 2.838% | 0 | 0% | 2.838% | 0 | 0% | 2.838% | 0 |  |  |  | 0% | 11.8% | 0 | 0% | 11.8% | 0 | 0% | 11.8% | 0 | 0% | 0.3744% | 0 | 0% | 0.3744% | 0 | 0% | 0.3744% | 0 | 0% | 100% | 0 | 0% | 100% | 0 | 0% | 100% | 0 | 0% | 100% | 0 |  |  | 0 |  |  | 0 |  |  | 0 | 100% | 65% |  | 100% | 65% |  | 100% | 65% |  | 100% | 65% |  | 100% | 90% |  | 100% | 90% |  | 100% | 90%
PUEBLO 2102943820 | 0.0050048 | 1.8021 | 2.9358 | 0.0078781 | 2.9437 | 0.0067254 | 0.0069408 | 0.0020338 | 0% | 99% | 0 | 0% | 99% | 0 | 0% | 99% | 0 | 0% | 99% | 0 | 0% | 63.06% | 0 | 0% | 63.06% | 0 | 0% | 63.06% | 0 | 0% | 63.06% | 0 | 0.0078781 | 100% | 2.907% | 0.085353 | 0% | 2.907% | 0 | 0% | 2.907% | 0 | 0% | 0.3152% | 0 | 0% | 0.3152% | 0 | 0% | 0.3152% | 0 | 0% | 0.6659% | 0 | 0% | 0.6659% | 0 | 23.51% | 0.6659% | 0.0045952 | 0% | 0.6961% | 0 | 23.51% | 0.6961% | 0.0048037 | 76.3% | 0.6961% | 0.015593 | 70.59% | 4.979% | 0.10317 | 0% | 4.979% | 0 | 0% | 4.979% | 0 | 0% | 2.654% | 0 | 0% | 2.654% | 0 | 0% | 2.654% | 0 |  |  |  | 0% | 11.8% | 0 | 15.12% | 11.8% | 0.052388 | 0% | 11.8% | 0 | 0% | 0.3749% | 0 | 0% | 0.3749% | 0 | 0% | 0.3749% | 0 | 0% | 100% | 0 | 0% | 100% | 0 | 0% | 100% | 0 | 0% | 100% | 0 |  |  | 0 |  |  | 0 |  |  | 0 | 100% | 65% |  | 100% | 65% |  | 100% | 65% |  | 100% | 65% |  | 100% | 90% |  | 100% | 90% |  | 100% | 90%
LOS GATOS 1107812664 | 0.0022615 | 8.5959 | 4.2496 | 0.13704 | 4.3866 | 0.0083176 | 0.011414 | 0.0032547 | 0% | 99% | 0 | 0% | 99% | 0 | 0% | 99% | 0 | 0% | 99% | 0 | 0% | 62.55% | 0 | 0% | 62.55% | 0 | 0% | 62.55% | 0 | 0% | 62.55% | 0 | 0.13704 | 75% | 3.035% | 0.09673 | 0% | 3.035% | 0 | 0% | 3.035% | 0 | 0% | 0.3211% | 0 | 0% | 0.3211% | 0 | 0% | 0.3211% | 0 | 0% | 0.7532% | 0 | 0% | 0.7532% | 0 | 94.23% | 0.7532% | 0.030164 | 0% | 0.7684% | 0 | 94.23% | 0.7684% | 0.030769 | 5.768% | 0.7684% | 0.0018835 | 15.18% | 5.594% | 0.036085 | 39.12% | 5.594% | 0.092997 | 12% | 5.594% | 0.028522 | 0% | 2.111% | 0 | 0% | 2.111% | 0 | 0% | 2.111% | 0 |  |  |  | 0% | 11.8% | 0 | 0% | 11.8% | 0 | 0% | 11.8% | 0 | 0% | 0.3688% | 0 | 0% | 0.3688% | 0 | 0% | 0.3688% | 0 | 0% | 100% | 0 | 0% | 100% | 0 | 0% | 100% | 0 | 0% | 100% | 0 |  |  | 0 |  |  | 0.0016828 |  |  | 0.0059672 | 100% | 65% |  | 100% | 65% |  | 100% | 65% |  | 100% | 65% |  | 100% | 90% |  | 100% | 90% |  | 100% | 90%
SAN MIGUEL 1106605393 | 0.0019184 | 20.894 | 10.0392 | 0 | 10.0392 | 0.00497 | 0.027723 | 0.021893 | 0% | 99% | 0 | 0% | 99% | 0 | 0% | 99% | 0 | 0% | 99% | 0 | 0% | 63.62% | 0 | 0% | 63.62% | 0 | 0% | 63.62% | 0 | 0% | 63.62% | 0 | 0 | 100% | 2.619% | 0.26293 | 0% | 2.619% | 0 | 0% | 2.619% | 0 | 0% | 0.2957% | 0 | 0% | 0.2957% | 0 | 0% | 0.2957% | 0 | 15.08% | 0.7398% | 0.0112 | 40.57% | 0.7398% | 0.030133 | 29.47% | 0.7398% | 0.021886 | 0% | 0.7409% | 0 | 43.54% | 0.7409% | 0.032387 | 56.19% | 0.7409% | 0.041789 | 72.08% | 5.469% | 0.39577 | 0% | 5.469% | 0 | 0% | 5.469% | 0 | 0% | 0.5448% | 0 | 0% | 0.5448% | 0 | 0% | 0.5448% | 0 |  |  |  | 29.08% | 11.8% | 0.3445 | 0% | 11.8% | 0 | 0% | 11.8% | 0 | 0% | 0.3591% | 0 | 0% | 0.3591% | 0 | 0% | 0.3591% | 0 | 0% | 100% | 0 | 0% | 100% | 0 | 0% | 100% | 0 | 0% | 100% | 0 |  |  | 0 |  |  | 0 |  |  | 0 | 100% | 65% |  | 100% | 65% |  | 100% | 65% |  | 100% | 65% |  | 100% | 90% |  | 100% | 90% |  | 100% | 90%
CLARK ROAD 1102407706 | 0.0022353 | 9.0959 | 3.7359 | 2.064 | 5.7999 | 0.0052101 | 0.011401 | 0.0037168 | 0% | 99% | 0 | 21.46% | 99% | 0.79356 | 0% | 99% | 0 | 0% | 99% | 0 | 0% | 61.72% | 0 | 0% | 61.72% | 0 | 0% | 61.72% | 0 | 0% | 61.72% | 0 | 2.064 | 0% | 3.401% | 0 | 0% | 3.401% | 0 | 0% | 3.401% | 0 | 0% | 0.3561% | 0 | 0% | 0.3561% | 0 | 0% | 0.3561% | 0 | 0% | 0.848% | 0 | 35.29% | 0.848% | 0.011178 | 25.69% | 0.848% | 0.0081395 | 35.29% | 0.8464% | 0.011158 | 64.36% | 0.8464% | 0.020353 | 0% | 0.8464% | 0 | 0% | 6.248% | 0 | 0% | 6.248% | 0 | 0% | 6.248% | 0 | 0% | 1.589% | 0 | 0% | 1.589% | 0 | 0% | 1.589% | 0 |  |  |  | 19.87% | 11.8% | 0.08758 | 0% | 11.8% | 0 | 0% | 11.8% | 0 | 0% | 0.3603% | 0 | 0% | 0.3603% | 0 | 0% | 0.3603% | 0 | 0% | 100% | 0 | 0% | 100% | 0 | 0% | 100% | 0 | 0% | 100% | 0 |  |  | 0.0025883 |  |  | 0 |  |  | 0 | 100% | 65% |  | 100% | 65% |  | 100% | 65% |  | 100% | 65% |  | 100% | 90% |  | 100% | 90% |  | 100% | 90%
SALT SPRINGS 21011216 | 0.0036668 | 5.9321 | 4.3385 | 0.40681 | 4.7453 | 0.010379 | 0.011594 | 0.0016599 | 0% | 99% | 0 | 0% | 99% | 0 | 0% | 99% | 0 | 0% | 99% | 0 | 0% | 60.58% | 0 | 0% | 60.58% | 0 | 0% | 60.58% | 0 | 0% | 60.58% | 0 | 0.40681 | 0% | 2.77% | 0 | 0% | 2.77% | 0 | 0% | 2.77% | 0 | 0% | 0.2883% | 0 | 0% | 0.2883% | 0 | 0% | 0.2883% | 0 | 0% | 0.7401% | 0 | 11.75% | 0.7401% | 0.0037734 | 88.25% | 0.7401% | 0.028334 | 100% | 0.7193% | 0.031209 | 0% | 0.7193% | 0 | 0% | 0.7193% | 0 | 0.5446% | 5.412% | 0.0012788 | 65.78% | 5.412% | 0.15443 | 11.97% | 5.412% | 0.028103 | 0% | 2.2% | 0 | 0% | 2.2% | 0 | 0% | 2.2% | 0 |  |  |  | 35% | 11.8% | 0.17918 | 0% | 11.8% | 0 | 0% | 11.8% | 0 | 0% | 0.3607% | 0 | 0% | 0.3607% | 0 | 0% | 0.3607% | 0 | 0% | 100% | 0 | 0% | 100% | 0 | 0% | 100% | 0 | 0% | 100% | 0 |  |  | 0 |  |  | 0 |  |  | 0 | 100% | 65% |  | 100% | 65% |  | 100% | 65% |  | 100% | 65% |  | 100% | 90% |  | 100% | 90% |  | 100% | 90%
LAURELES 11116421 | 0.0026395 | 1.7979 | 0.92684 | 0.054884 | 0.98172 | 0.0019513 | 0.0024749 | 0.00062346 | 0% | 99% | 0 | 0% | 99% | 0 | 0% | 99% | 0 | 0% | 99% | 0 | 0% | 62.77% | 0 | 0% | 62.77% | 0 | 0% | 62.77% | 0 | 0% | 62.77% | 0 | 0.054884 | 0% | 3.072% | 0 | 0% | 3.072% | 0 | 0% | 3.072% | 0 | 0% | 0.316% | 0 | 0% | 0.316% | 0 | 0% | 0.316% | 0 | 0% | 0.7562% | 0 | 0% | 0.7562% | 0 | 100% | 0.7562% | 0.0070087 | 0% | 0.7751% | 0 | 100% | 0.7751% | 0.0071843 | 0% | 0.7751% | 0 | 62.56% | 5.628% | 0.03263 | 0% | 5.628% | 0 | 37.44% | 5.628% | 0.01953 | 0% | 2.425% | 0 | 0% | 2.425% | 0 | 0% | 2.425% | 0 |  |  |  | 0% | 11.8% | 0 | 35% | 11.8% | 0.038279 | 0% | 11.8% | 0 | 0% | 0.3722% | 0 | 0% | 0.3722% | 0 | 0% | 0.3722% | 0 | 0% | 100% | 0 | 0% | 100% | 0 | 0% | 100% | 0 | 0% | 100% | 0 |  |  | 0 |  |  | 0 |  |  | 0.0028377 | 100% | 65% |  | 100% | 65% |  | 100% | 65% |  | 100% | 65% |  | 100% | 90% |  | 100% | 90% |  | 100% | 90%
NAPA 1112850068 | 0.0030024 | 9.8305 | 7.9731 | 0.83102 | 8.8041 | 0.018701 | 0.020175 | 0.0047862 | 0% | 99% | 0 | 0% | 99% | 0 | 0% | 99% | 0 | 0% | 99% | 0 | 0% | 61.91% | 0 | 0% | 61.91% | 0 | 0% | 61.91% | 0 | 0% | 61.91% | 0 | 0.83102 | 0% | 2.804% | 0 | 0% | 2.804% | 0 | 0% | 2.804% | 0 | 0% | 0.2939% | 0 | 0% | 0.2939% | 0 | 0% | 0.2939% | 0 | 0% | 0.7017% | 0 | 88.48% | 0.7017% | 0.049499 | 0% | 0.7017% | 0 | 0.004093% | 0.7047% | 2.2996e-06 | 0% | 0.7047% | 0 | 99.71% | 0.7047% | 0.056026 | 74.76% | 5.183% | 0.30893 | 0% | 5.183% | 0 | 0.9294% | 5.183% | 0.0038409 | 0% | 2.674% | 0 | 0% | 2.674% | 0 | 0% | 2.674% | 0 |  |  |  | 0% | 11.8% | 0 | 10.56% | 11.8% | 0.099343 | 0% | 11.8% | 0 | 0% | 0.3687% | 0 | 0% | 0.3687% | 0 | 0% | 0.3687% | 0 | 0% | 100% | 0 | 0% | 100% | 0 | 0% | 100% | 0 | 0% | 100% | 0 |  |  | 0 |  |  | 0 |  |  | 0.0021438 | 100% | 65% |  | 100% | 65% |  | 100% | 65% |  | 100% | 65% |  | 100% | 90% |  | 100% | 90% |  | 100% | 90%
KESWICK 1101CB | 0.015359 | 0.016571 | 0.078389 | 0 | 0.078389 | 6.4555e-05 | 0.00028893 | 7.6714e-05 | 0% | 99% | 0 | 0% | 99% | 0 | 0% | 99% | 0 | 0% | 99% | 0 | 0% | 60.25% | 0 | 0% | 60.25% | 0 | 0% | 60.25% | 0 | 0% | 60.25% | 0 | 0 | 100% | 3.803% | 0.0029809 | 0% | 3.803% | 0 | 0% | 3.803% | 0 | 0% | 0.4114% | 0 | 0% | 0.4114% | 0 | 0% | 0.4114% | 0 | 0% | 1.017% | 0 | 0% | 1.017% | 0 | 0% | 1.017% | 0 | 0% | 1.055% | 0 | 100% | 1.055% | 0.0008269 | 0% | 1.055% | 0 | 0% | 7.634% | 0 | 0% | 7.634% | 0 | 0% | 7.634% | 0 | 0% | 0.861% | 0 | 0% | 0.861% | 0 | 0% | 0.861% | 0 |  |  |  | 0% | 11.8% | 0 | 0% | 11.8% | 0 | 0% | 11.8% | 0 | 0% | 0.3616% | 0 | 0% | 0.3616% | 0 | 0% | 0.3616% | 0 | 0% | 100% | 0 | 0% | 100% | 0 | 0% | 100% | 0 | 0% | 100% | 0 |  |  | 0 |  |  | 0 |  |  | 0 | 100% | 65% |  | 100% | 65% |  | 100% | 65% |  | 100% | 65% |  | 100% | 90% |  | 100% | 90% |  | 100% | 90%
DIAMOND SPRINGS 110518935 | 0.0031474 | 6.7966 | 4.2994 | 0.18869 | 4.4881 | 0.010218 | 0.0092505 | 0.0042542 | 0% | 99% | 0 | 0% | 99% | 0 | 0% | 99% | 0 | 0% | 99% | 0 | 0% | 62.78% | 0 | 0% | 62.78% | 0 | 0% | 62.78% | 0 | 0% | 62.78% | 0 | 0.18869 | 100% | 2.215% | 0.095243 | 0% | 2.215% | 0 | 0% | 2.215% | 0 | 100% | 0.2349% | 0.010101 | 0% | 0.2349% | 0 | 0% | 0.2349% | 0 | 12.24% | 0.5904% | 0.0031075 | 47.2% | 0.5904% | 0.011981 | 12.24% | 0.5904% | 0.0031075 | 0% | 0.5979% | 0 | 12.24% | 0.5979% | 0.003147 | 87.76% | 0.5979% | 0.022559 | 54.73% | 4.381% | 0.10309 | 0% | 4.381% | 0 | 18.45% | 4.381% | 0.034763 | 0% | 2.816% | 0 | 0% | 2.816% | 0 | 0% | 2.816% | 0 |  |  |  | 33.81% | 11.8% | 0.17153 | 0% | 11.8% | 0 | 0% | 11.8% | 0 | 0% | 0.3739% | 0 | 0% | 0.3739% | 0 | 0% | 0.3739% | 0 | 0% | 100% | 0 | 0% | 100% | 0 | 0% | 100% | 0 | 0% | 100% | 0 |  |  | 0.00073564 |  |  | 0 |  |  | 0.013775 | 100% | 65% |  | 100% | 65% |  | 100% | 65% |  | 100% | 65% |  | 100% | 90% |  | 100% | 90% |  | 100% | 90%
PIT NO 3 21011482 | 0.0070854 | 12.2617 | 14.884 | 0.25142 | 15.1354 | 0.039757 | 0.03296 | 0.0095334 | 0% | 99% | 0 | 0% | 99% | 0 | 17.32% | 99% | 2.5522 | 75.07% | 99% | 11.062 | 0% | 61.68% | 0 | 0% | 61.68% | 0 | 0% | 61.68% | 0 | 0.4201% | 61.68% | 0.03857 | 0.25142 | 0% | 2.224% | 0 | 0% | 2.224% | 0 | 0% | 2.224% | 0 | 0% | 0.2469% | 0 | 100% | 0.2469% | 0.036744 | 0% | 0.2469% | 0 | 0% | 0.5917% | 0 | 6.05% | 0.5917% | 0.0053284 | 93.95% | 0.5917% | 0.08274 | 85.69% | 0.5984% | 0.076316 | 14.31% | 0.5984% | 0.012748 | 0% | 0.5984% | 0 | 0% | 4.388% | 0 | 0% | 4.388% | 0 | 0% | 4.388% | 0 | 0% | 2.645% | 0 | 0% | 2.645% | 0 | 0% | 2.645% | 0 |  |  |  | 35% | 11.8% | 0.61471 | 0% | 11.8% | 0 | 0% | 11.8% | 0 | 0% | 0.3707% | 0 | 0% | 0.3707% | 0 | 0% | 0.3707% | 0 | 0% | 100% | 0 | 0% | 100% | 0 | 0% | 100% | 0 | 0% | 100% | 0 |  |  | 0 |  |  | 0 |  |  | 0 | 100% | 65% |  | 100% | 65% |  | 100% | 65% |  | 100% | 65% |  | 100% | 90% |  | 100% | 90% |  | 100% | 90%
RACETRACK 170310870 | 0.0062516 | 2.3783 | 3.5903 | 0 | 3.5903 | 0.0053471 | 0.008133 | 0.0063915 | 0% | 99% | 0 | 0% | 99% | 0 | 0% | 99% | 0 | 0% | 99% | 0 | 0% | 64.54% | 0 | 0% | 64.54% | 0 | 0% | 64.54% | 0 | 0% | 64.54% | 0 | 0 | 0% | 2.126% | 0 | 0% | 2.126% | 0 | 0% | 2.126% | 0 | 0% | 0.2371% | 0 | 0% | 0.2371% | 0 | 0% | 0.2371% | 0 | 0% | 0.6104% | 0 | 91.31% | 0.6104% | 0.020011 | 8.041% | 0.6104% | 0.0017622 | 91.31% | 0.6292% | 0.020626 | 8.041% | 0.6292% | 0.0018164 | 0% | 0.6292% | 0 | 69.16% | 4.566% | 0.11338 | 0% | 4.566% | 0 | 0% | 4.566% | 0 | 0% | 1.572% | 0 | 0% | 1.572% | 0 | 0% | 1.572% | 0 |  |  |  | 27.95% | 11.8% | 0.11843 | 0% | 11.8% | 0 | 0% | 11.8% | 0 | 0% | 0.3728% | 0 | 0% | 0.3728% | 0 | 0% | 0.3728% | 0 | 0% | 100% | 0 | 0% | 100% | 0 | 0% | 100% | 0 | 0% | 100% | 0 |  |  | 0 |  |  | 0 |  |  | 0 | 100% | 65% |  | 100% | 65% |  | 100% | 65% |  | 100% | 65% |  | 100% | 90% |  | 100% | 90% |  | 100% | 90%
CALPELLA 1101619542 | 0.0065201 | 1.5523 | 1.8051 | 0 | 1.8051 | 0.0048599 | 0.0035087 | 0.001625 | 0% | 99% | 0 | 0% | 99% | 0 | 0% | 99% | 0 | 0% | 99% | 0 | 0% | 63.48% | 0 | 0% | 63.48% | 0 | 0% | 63.48% | 0 | 0% | 63.48% | 0 | 0 | 0% | 2.039% | 0 | 0% | 2.039% | 0 | 0% | 2.039% | 0 | 0% | 0.2229% | 0 | 0% | 0.2229% | 0 | 0% | 0.2229% | 0 | 0% | 0.5258% | 0 | 0% | 0.5258% | 0 | 100% | 0.5258% | 0.0094923 | 2.9% | 0.5422% | 0.00028382 | 97.1% | 0.5422% | 0.0095039 | 0% | 0.5422% | 0 | 0% | 3.925% | 0 | 93.36% | 3.925% | 0.06614 | 0% | 3.925% | 0 | 0% | 2.905% | 0 | 0% | 2.905% | 0 | 0% | 2.905% | 0 |  |  |  | 0% | 11.8% | 0 | 0% | 11.8% | 0 | 0% | 11.8% | 0 | 0% | 0.3777% | 0 | 0% | 0.3777% | 0 | 0% | 0.3777% | 0 | 8.66% | 100% | 0.15632 | 0% | 100% | 0 | 0% | 100% | 0 | 0% | 100% | 0 |  |  | 0 |  |  | 0 |  |  | 0 | 100% | 65% |  | 100% | 65% |  | 100% | 65% |  | 100% | 65% |  | 100% | 90% |  | 100% | 90% |  | 100% | 90%
SAN LUIS OBISPO 1104V46 | 0.0018745 | 18.9304 | 10.1494 | 0.035434 | 10.1849 | 0.018788 | 0.027788 | 0.010389 | 0% | 99% | 0 | 0% | 99% | 0 | 0% | 99% | 0 | 0% | 99% | 0 | 0% | 63.23% | 0 | 0% | 63.23% | 0 | 0% | 63.23% | 0 | 0% | 63.23% | 0 | 0.035434 | 0% | 2.964% | 0 | 0% | 2.964% | 0 | 0% | 2.964% | 0 | 0% | 0.3189% | 0 | 0% | 0.3189% | 0 | 0% | 0.3189% | 0 | 0% | 0.732% | 0 | 12.91% | 0.732% | 0.0095894 | 41.53% | 0.732% | 0.030857 | 0% | 0.7471% | 0 | 81.32% | 0.7471% | 0.061661 | 18.68% | 0.7471% | 0.014164 | 33.97% | 5.435% | 0.18739 | 12.23% | 5.435% | 0.067457 | 0.7276% | 5.435% | 0.0040139 | 0% | 1.918% | 0 | 0% | 1.918% | 0 | 0% | 1.918% | 0 |  |  |  | 0% | 11.8% | 0 | 0% | 11.8% | 0 | 0% | 11.8% | 0 | 0% | 0.368% | 0 | 0% | 0.368% | 0 | 0% | 0.368% | 0 | 0% | 100% | 0 | 0% | 100% | 0 | 0% | 100% | 0 | 0% | 100% | 0 |  |  | 0 |  |  | 0.0044982 |  |  | 0 | 100% | 65% |  | 100% | 65% |  | 100% | 65% |  | 100% | 65% |  | 100% | 90% |  | 100% | 90% |  | 100% | 90%
COARSEGOLD 210210050 | 0.0063689 | 7.9668 | 8.2311 | 0.34958 | 8.5806 | 0.020573 | 0.020545 | 0.0054995 | 0% | 99% | 0 | 0% | 99% | 0 | 0% | 99% | 0 | 0% | 99% | 0 | 0% | 61.81% | 0 | 0% | 61.81% | 0 | 0% | 61.81% | 0 | 0% | 61.81% | 0 | 0.34958 | 0% | 2.351% | 0 | 0% | 2.351% | 0 | 0% | 2.351% | 0 | 0% | 0.2632% | 0 | 0% | 0.2632% | 0 | 0% | 0.2632% | 0 | 0% | 0.6575% | 0 | 0% | 0.6575% | 0 | 19.49% | 0.6575% | 0.010545 | 0% | 0.678% | 0 | 30.11% | 0.678% | 0.016804 | 69.89% | 0.678% | 0.039004 | 66.26% | 4.918% | 0.26822 | 16.57% | 4.918% | 0.067064 | 0.6364% | 4.918% | 0.0025763 | 0% | 2.97% | 0 | 0% | 2.97% | 0 | 0% | 2.97% | 0 |  |  |  | 35% | 11.8% | 0.33994 | 0% | 11.8% | 0 | 0% | 11.8% | 0 | 0% | 0.3715% | 0 | 0% | 0.3715% | 0 | 0% | 0.3715% | 0 | 0% | 100% | 0 | 0% | 100% | 0 | 0% | 100% | 0 | 0% | 100% | 0 |  |  | 0 |  |  | 0.012142 |  |  | 0.0068242 | 100% | 65% |  | 100% | 65% |  | 100% | 65% |  | 100% | 65% |  | 100% | 90% |  | 100% | 90% |  | 100% | 90%
OILFIELDS 1103N44 | 0.0019549 | 18.2316 | 6.0643 | 0 | 6.0643 | 0.0065702 | 0.017278 | 0.010511 | 0% | 99% | 0 | 0% | 99% | 0 | 0% | 99% | 0 | 0% | 99% | 0 | 0% | 63.65% | 0 | 0% | 63.65% | 0 | 0% | 63.65% | 0 | 0% | 63.65% | 0 | 0 | 100% | 2.539% | 0.15398 | 0% | 2.539% | 0 | 0% | 2.539% | 0 | 0% | 0.2858% | 0 | 0% | 0.2858% | 0 | 0% | 0.2858% | 0 | 0% | 0.7357% | 0 | 0% | 0.7357% | 0 | 83.83% | 0.7357% | 0.037403 | 0% | 0.7386% | 0 | 83.86% | 0.7386% | 0.037559 | 16.09% | 0.7386% | 0.007208 | 0.293% | 5.45% | 0.00096833 | 0% | 5.45% | 0 | 21.31% | 5.45% | 0.070417 | 0% | 1.176% | 0 | 0% | 1.176% | 0 | 0% | 1.176% | 0 |  |  |  | 31.55% | 11.8% | 0.22575 | 0% | 11.8% | 0 | 0% | 11.8% | 0 | 0% | 0.3602% | 0 | 0% | 0.3602% | 0 | 0% | 0.3602% | 0 | 0% | 100% | 0 | 0% | 100% | 0 | 0% | 100% | 0 | 0% | 100% | 0 |  |  | 0 |  |  | 0 |  |  | 0 | 100% | 65% |  | 100% | 65% |  | 100% | 65% |  | 100% | 65% |  | 100% | 90% |  | 100% | 90% |  | 100% | 90%
CHALLENGE 11025462 | 0.0068437 | 24.8534 | 30.202 | 6.2249 | 36.4269 | 0.10577 | 0.048556 | 0.017177 | 0% | 99% | 0 | 0% | 99% | 0 | 0% | 99% | 0 | 0% | 99% | 0 | 0% | 62.4% | 0 | 0% | 62.4% | 0 | 0% | 62.4% | 0 | 0% | 62.4% | 0 | 6.2249 | 100% | 1.681% | 0.5076 | 0% | 1.681% | 0 | 0% | 1.681% | 0 | 0% | 0.1775% | 0 | 0% | 0.1775% | 0 | 0% | 0.1775% | 0 | 32.96% | 0.431% | 0.042909 | 39.1% | 0.431% | 0.050896 | 47.61% | 0.431% | 0.061975 | 3.915% | 0.441% | 0.0052139 | 54.58% | 0.441% | 0.072693 | 44.29% | 0.441% | 0.058988 | 93.55% | 3.207% | 0.90627 | 0% | 3.207% | 0 | 0.1501% | 3.207% | 0.0014545 | 0% | 4.047% | 0 | 0% | 4.047% | 0 | 45.22% | 4.047% | 0.55274 |  |  |  | 0% | 11.8% | 0 | 35% | 11.8% | 1.2473 | 0% | 11.8% | 0 | 0% | 0.3822% | 0 | 0% | 0.3822% | 0 | 0% | 0.3822% | 0 | 0% | 100% | 0 | 0% | 100% | 0 | 9.995% | 100% | 3.0186 | 0% | 100% | 0 |  |  | 0.06971 |  |  | 0 |  |  | 0 | 100% | 65% |  | 100% | 65% |  | 100% | 65% |  | 100% | 65% |  | 100% | 90% |  | 100% | 90% |  | 100% | 90%
SAND CREEK 11037110 | 0.0024788 | 20.5182 | 8.8703 | 0 | 8.8703 | 0.015711 | 0.025359 | 0.0093292 | 0% | 99% | 0 | 0% | 99% | 0 | 0% | 99% | 0 | 0% | 99% | 0 | 0% | 61.32% | 0 | 0% | 61.32% | 0 | 0% | 61.32% | 0 | 0% | 61.32% | 0 | 0 | 66.67% | 2.54% | 0.15018 | 0% | 2.54% | 0 | 0% | 2.54% | 0 | 100% | 0.2732% | 0.024237 | 0% | 0.2732% | 0 | 0% | 0.2732% | 0 | 0% | 0.7586% | 0 | 1.656% | 0.7586% | 0.0011143 | 58.56% | 0.7586% | 0.039406 | 5.864% | 0.7587% | 0.0039467 | 93.63% | 0.7587% | 0.063009 | 0% | 0.7587% | 0 | 72.71% | 5.624% | 0.36274 | 8.521% | 5.624% | 0.042512 | 0% | 5.624% | 0 | 0% | 2.038% | 0 | 0% | 2.038% | 0 | 0% | 2.038% | 0 |  |  |  | 34.16% | 11.8% | 0.35754 | 0% | 11.8% | 0 | 0% | 11.8% | 0 | 0% | 0.3635% | 0 | 0% | 0.3635% | 0 | 0% | 0.3635% | 0 | 0% | 100% | 0 | 0% | 100% | 0 | 0% | 100% | 0 | 0% | 100% | 0 |  |  | 0 |  |  | 0.0079312 |  |  | 0 | 100% | 65% |  | 100% | 65% |  | 100% | 65% |  | 100% | 65% |  | 100% | 90% |  | 100% | 90% |  | 100% | 90%
SPRING GAP 1702CB | 0.0029297 | 7.5281 | 4.6754 | 0.015389 | 4.6908 | 0.0053521 | 0.016939 | 0.004312 | 0% | 99% | 0 | 0% | 99% | 0 | 0% | 99% | 0 | 0% | 99% | 0 | 0% | 61.06% | 0 | 0% | 61.06% | 0 | 0% | 61.06% | 0 | 0% | 61.06% | 0 | 0.015389 | 0% | 3.459% | 0 | 0% | 3.459% | 0 | 0% | 3.459% | 0 | 0% | 0.3892% | 0 | 0% | 0.3892% | 0 | 0% | 0.3892% | 0 | 0% | 0.9304% | 0 | 35.6% | 0.9304% | 0.015484 | 26.04% | 0.9304% | 0.011327 | 0% | 0.9377% | 0 | 26.04% | 0.9377% | 0.011416 | 73.96% | 0.9377% | 0.032425 | 38% | 6.888% | 0.12239 | 0% | 6.888% | 0 | 0% | 6.888% | 0 | 0% | 1.257% | 0 | 0% | 1.257% | 0 | 0% | 1.257% | 0 |  |  |  | 0% | 11.8% | 0 | 0% | 11.8% | 0 | 0% | 11.8% | 0 | 0% | 0.3516% | 0 | 0% | 0.3516% | 0 | 0% | 0.3516% | 0 | 0% | 100% | 0 | 0% | 100% | 0 | 0% | 100% | 0 | 0% | 100% | 0 |  |  | 0 |  |  | 0 |  |  | 0 | 100% | 65% |  | 100% | 65% |  | 100% | 65% |  | 100% | 65% |  | 100% | 90% |  | 100% | 90% |  | 100% | 90%
ELK CREEK 11012002 | 0.0021026 | 15.3386 | 16.9845 | 1.6472 | 18.6316 | 0.015633 | 0.04619 | 0.035199 | 0% | 99% | 0 | 33.56% | 99% | 5.6432 | 0% | 99% | 0 | 0% | 99% | 0 | 0% | 63.22% | 0 | 0% | 63.22% | 0 | 0% | 63.22% | 0 | 0% | 63.22% | 0 | 1.6472 | 0% | 2.276% | 0 | 0% | 2.276% | 0 | 0% | 2.276% | 0 | 0% | 0.2523% | 0 | 0% | 0.2523% | 0 | 0% | 0.2523% | 0 | 0% | 0.6951% | 0 | 46.99% | 0.6951% | 0.055474 | 22.06% | 0.6951% | 0.026045 | 69.04% | 0.6697% | 0.078523 | 26.95% | 0.6697% | 0.030656 | 35.4% | 0.6697% | 0.040261 | 0% | 5.079% | 0 | 0% | 5.079% | 0 | 0% | 5.079% | 0 | 0% | 0.92% | 0 | 0% | 0.92% | 0 | 0% | 0.92% | 0 |  |  |  | 27.1% | 11.8% | 0.54306 | 0% | 11.8% | 0 | 0% | 11.8% | 0 | 0% | 0.3558% | 0 | 0% | 0.3558% | 0 | 0% | 0.3558% | 0 | 0% | 100% | 0 | 0% | 100% | 0 | 13.24% | 100% | 2.2492 | 0% | 100% | 0 |  |  | 0.0033877 |  |  | 0 |  |  | 0.0033039 | 100% | 65% |  | 100% | 65% |  | 100% | 65% |  | 100% | 65% |  | 100% | 90% |  | 100% | 90% |  | 100% | 90%
COVELO 1101664688 | 0.0037869 | 0 | 0.40488 | 0.011379 | 0.41626 | 0.00098543 | 0.0010123 | 0.00032135 | 0% | 99% | 0 | 0% | 99% | 0 | 0% | 99% | 0 | 0% | 99% | 0 | 0% | 62.46% | 0 | 0% | 62.46% | 0 | 0% | 62.46% | 0 | 0% | 62.46% | 0 | 0.011379 | 0% | 2.438% | 0 | 0% | 2.438% | 0 | 0% | 2.438% | 0 | 0% | 0.2565% | 0 | 0% | 0.2565% | 0 | 0% | 0.2565% | 0 | 0% | 0.6645% | 0 | 0.2526% | 0.6645% | 6.7955e-06 | 0% | 0.6645% | 0 | 0.2526% | 0.6751% | 6.9036e-06 | 54.39% | 0.6751% | 0.0014867 | 0% | 0.6751% | 0 | 0% | 4.943% | 0 | 0% | 4.943% | 0 | 0% | 4.943% | 0 | 0% | 2.647% | 0 | 0% | 2.647% | 0 | 0% | 2.647% | 0 |  |  |  | 22.43% | 11.8% | 0.010715 | 0% | 11.8% | 0 | 0% | 11.8% | 0 | 0% | 0.3722% | 0 | 0% | 0.3722% | 0 | 0% | 0.3722% | 0 | 0% | 100% | 0 | 0% | 100% | 0 | 0% | 100% | 0 | 0% | 100% | 0 |  |  | 0 |  |  | 0 |  |  | 0 |  |  |  |  | 65% |  |  | 65% |  | 100% | 65%
STANISLAUS 17011331 | 0.013343 | 5.1624 | 8.0408 | 1.1482 | 9.1889 | 0.022958 | 0.017182 | 0.0060442 | 0% | 99% | 0 | 0% | 99% | 0 | 0% | 99% | 0 | 0% | 99% | 0 | 0% | 62.5% | 0 | 0% | 62.5% | 0 | 0% | 62.5% | 0 | 0% | 62.5% | 0 | 1.1482 | 0% | 1.953% | 0 | 0% | 1.953% | 0 | 0% | 1.953% | 0 | 0% | 0.2106% | 0 | 0% | 0.2106% | 0 | 0% | 0.2106% | 0 | 0% | 0.5617% | 0 | 0.8757% | 0.5617% | 0.00039552 | 42.1% | 0.5617% | 0.019013 | 0% | 0.5724% | 0 | 42.1% | 0.5724% | 0.019375 | 57.9% | 0.5724% | 0.02665 | 98.6% | 4.186% | 0.33187 | 0% | 4.186% | 0 | 0% | 4.186% | 0 | 0% | 2.968% | 0 | 0% | 2.968% | 0 | 0% | 2.968% | 0 |  |  |  | 35% | 11.8% | 0.33205 | 0% | 11.8% | 0 | 0% | 11.8% | 0 | 55.56% | 0.3753% | 0.016766 | 0% | 0.3753% | 0 | 0% | 0.3753% | 0 | 0% | 100% | 0 | 0% | 100% | 0 | 0% | 100% | 0 | 0% | 100% | 0 |  |  | 0.14579 |  |  | 0.0011947 |  |  | 0 | 100% | 65% |  | 100% | 65% |  | 100% | 65% |  | 100% | 65% |  | 100% | 90% |  | 100% | 90% |  | 100% | 90%
RINCON 1103655192 | 0.0066623 | 4.1757 | 4.9048 | 0.20893 | 5.1137 | 0.017623 | 0.0091174 | 0.0014973 | 0% | 99% | 0 | 0% | 99% | 0 | 0% | 99% | 0 | 0% | 99% | 0 | 0% | 62.49% | 0 | 0% | 62.49% | 0 | 0% | 62.49% | 0 | 0% | 62.49% | 0 | 0.20893 | 100% | 2.286% | 0.11213 | 0% | 2.286% | 0 | 0% | 2.286% | 0 | 0% | 0.2384% | 0 | 0% | 0.2384% | 0 | 0% | 0.2384% | 0 | 0% | 0.4988% | 0 | 0% | 0.4988% | 0 | 43.16% | 0.4988% | 0.010558 | 0% | 0.5209% | 0 | 43.16% | 0.5209% | 0.011027 | 56.84% | 0.5209% | 0.014523 | 76.09% | 3.724% | 0.13896 | 0% | 3.724% | 0 | 10.18% | 3.724% | 0.018589 | 0% | 4.221% | 0 | 0% | 4.221% | 0 | 0% | 4.221% | 0 |  |  |  | 34.94% | 11.8% | 0.20222 | 0% | 11.8% | 0 | 0% | 11.8% | 0 | 0% | 0.3838% | 0 | 0% | 0.3838% | 0 | 0% | 0.3838% | 0 | 0% | 100% | 0 | 0% | 100% | 0 | 0% | 100% | 0 | 0% | 100% | 0 |  |  | 0 |  |  | 0 |  |  | 0.0051223 | 100% | 65% |  | 100% | 65% |  | 100% | 65% |  | 100% | 65% |  | 100% | 90% |  | 100% | 90% |  | 100% | 90%
SAN JUSTO 11014002 | 0.002606 | 18.6548 | 8.5306 | 0 | 8.5306 | 0.019287 | 0.022413 | 0.0074963 | 0% | 99% | 0 | 0% | 99% | 0 | 0% | 99% | 0 | 0% | 99% | 0 | 0% | 61.71% | 0 | 0% | 61.71% | 0 | 0% | 61.71% | 0 | 0% | 61.71% | 0 | 0 | 0% | 2.397% | 0 | 0% | 2.397% | 0 | 0% | 2.397% | 0 | 0% | 0.2519% | 0 | 0% | 0.2519% | 0 | 0% | 0.2519% | 0 | 0% | 0.6827% | 0 | 29.64% | 0.6827% | 0.017264 | 62.7% | 0.6827% | 0.036514 | 87.92% | 0.6657% | 0.049925 | 12.08% | 0.6657% | 0.006859 | 0.006302% | 0.6657% | 3.5789e-06 | 64.8% | 5.004% | 0.2766 | 13.1% | 5.004% | 0.055903 | 10.93% | 5.004% | 0.046672 | 0% | 2.365% | 0 | 0% | 2.365% | 0 | 0% | 2.365% | 0 |  |  |  | 0% | 11.8% | 0 | 33.71% | 11.8% | 0.33932 | 0% | 11.8% | 0 | 0% | 0.3631% | 0 | 0% | 0.3631% | 0 | 0% | 0.3631% | 0 | 0% | 100% | 0 | 0% | 100% | 0 | 0% | 100% | 0 | 0% | 100% | 0 |  |  | 0 |  |  | 0 |  |  | 0.0012712 | 100% | 65% |  | 100% | 65% |  | 100% | 65% |  | 100% | 65% |  | 100% | 90% |  | 100% | 90% |  | 100% | 90%
PUEBLO 1104580658 | 0.0041408 | 9.6571 | 8.8811 | 0.9233 | 9.8044 | 0.019583 | 0.02539 | 0.006279 | 0% | 99% | 0 | 0% | 99% | 0 | 0% | 99% | 0 | 0% | 99% | 0 | 0% | 62.51% | 0 | 0% | 62.51% | 0 | 0% | 62.51% | 0 | 0% | 62.51% | 0 | 0.9233 | 0% | 3.063% | 0 | 0% | 3.063% | 0 | 0% | 3.063% | 0 | 0% | 0.3283% | 0 | 0% | 0.3283% | 0 | 0% | 0.3283% | 0 | 0% | 0.7471% | 0 | 10.46% | 0.7471% | 0.0069378 | 89.54% | 0.7471% | 0.059405 | 98.9% | 0.7661% | 0.067286 | 1.102% | 0.7661% | 0.00074952 | 0% | 0.7661% | 0 | 48.88% | 5.556% | 0.24119 | 0% | 5.556% | 0 | 0% | 5.556% | 0 | 0% | 2.313% | 0 | 0% | 2.313% | 0 | 0% | 2.313% | 0 |  |  |  | 0% | 11.8% | 0 | 31.27% | 11.8% | 0.32765 | 0% | 11.8% | 0 | 0% | 0.3691% | 0 | 0% | 0.3691% | 0 | 0% | 0.3691% | 0 | 0% | 100% | 0 | 0% | 100% | 0 | 0% | 100% | 0 | 0% | 100% | 0 |  |  | 0 |  |  | 0 |  |  | 0 | 100% | 65% |  | 100% | 65% |  | 100% | 65% |  | 100% | 65% |  | 100% | 90% |  | 100% | 90% |  | 100% | 90%
WYANDOTTE 11031508 | 0.0051219 | 27.3638 | 22.0574 | 1.5203 | 23.5776 | 0.045245 | 0.064605 | 0.017454 | 5.891% | 99% | 1.2863 | 2.314% | 99% | 0.50534 | 0% | 99% | 0 | 0% | 99% | 0 | 0% | 62.19% | 0 | 0% | 62.19% | 0 | 0% | 62.19% | 0 | 0% | 62.19% | 0 | 1.5203 | 0% | 3.191% | 0 | 0% | 3.191% | 0 | 0% | 3.191% | 0 | 0% | 0.343% | 0 | 0% | 0.343% | 0 | 0% | 0.343% | 0 | 0% | 0.765% | 0 | 80.98% | 0.765% | 0.13664 | 0.544% | 0.765% | 0.00091796 | 8.356% | 0.7882% | 0.014528 | 7.662% | 0.7882% | 0.013322 | 83.98% | 0.7882% | 0.14602 | 81.56% | 5.698% | 1.025 | 2.97% | 5.698% | 0.037321 | 0% | 5.698% | 0 | 0% | 2.447% | 0 | 0% | 2.447% | 0 | 45.22% | 2.447% | 0.24409 |  |  |  | 0% | 11.8% | 0 | 0% | 11.8% | 0 | 0% | 11.8% | 0 | 0% | 0.3692% | 0 | 0% | 0.3692% | 0 | 0% | 0.3692% | 0 | 0% | 100% | 0 | 0% | 100% | 0 | 0% | 100% | 0 | 0% | 100% | 0 |  |  | 0 |  |  | 0 |  |  | 0 | 100% | 65% |  | 100% | 65% |  | 100% | 65% |  | 100% | 65% |  | 100% | 90% |  | 100% | 90% |  | 100% | 90%
VOLTA 11011516 | 0.0036607 | 25.3122 | 17.7829 | 6.2852 | 24.0682 | 0.028654 | 0.048511 | 0.025491 | 0% | 99% | 0 | 0% | 99% | 0 | 37.06% | 99% | 6.5253 | 14.06% | 99% | 2.4746 | 0% | 62.57% | 0 | 5.792% | 62.57% | 0.64447 | 0% | 62.57% | 0 | 23.1% | 62.57% | 2.5701 | 6.2852 | 0% | 2.406% | 0 | 0% | 2.406% | 0 | 0% | 2.406% | 0 | 0% | 0.2689% | 0 | 0% | 0.2689% | 0 | 0% | 0.2689% | 0 | 0% | 0.6923% | 0 | 64.1% | 0.6923% | 0.078919 | 35.9% | 0.6923% | 0.044196 | 100% | 0.6867% | 0.12212 | 0% | 0.6867% | 0 | 24.9% | 0.6867% | 0.030405 | 0% | 5.105% | 0 | 0% | 5.105% | 0 | 0% | 5.105% | 0 | 0% | 1.735% | 0 | 0% | 1.735% | 0 | 0% | 1.735% | 0 |  |  |  | 34.6% | 11.8% | 0.72607 | 0% | 11.8% | 0 | 0% | 11.8% | 0 | 55.56% | 0.3615% | 0.035713 | 0% | 0.3615% | 0 | 0% | 0.3615% | 0 | 0% | 100% | 0 | 0% | 100% | 0 | 31.74% | 100% | 5.6439 | 0% | 100% | 0 |  |  | 0.00067547 |  |  | 0 |  |  | 0 | 100% | 65% |  | 100% | 65% |  | 100% | 65% |  | 100% | 65% |  | 100% | 90% |  | 100% | 90% |  | 100% | 90%
MARIPOSA 210110990 | 0.0027613 | 41.0486 | 25.3185 | 0.46911 | 25.7877 | 0.065635 | 0.062561 | 0.018343 | 0% | 99% | 0 | 0% | 99% | 0 | 0% | 99% | 0 | 0% | 99% | 0 | 0% | 61.69% | 0 | 0% | 61.69% | 0 | 0% | 61.69% | 0 | 0% | 61.69% | 0 | 0.46911 | 0% | 2.109% | 0 | 0% | 2.109% | 0 | 0% | 2.109% | 0 | 0% | 0.233% | 0 | 0% | 0.233% | 0 | 0% | 0.233% | 0 | 0% | 0.6372% | 0 | 55.1% | 0.6372% | 0.088883 | 0.5185% | 0.6372% | 0.00083654 | 0% | 0.6498% | 0 | 0.5185% | 0.6498% | 0.00085308 | 98.26% | 0.6498% | 0.16166 | 30.37% | 4.758% | 0.36591 | 0.4045% | 4.758% | 0.0048723 | 0% | 4.758% | 0 | 0% | 2.996% | 0 | 0% | 2.996% | 0 | 0% | 2.996% | 0 |  |  |  | 0% | 11.8% | 0 | 0% | 11.8% | 0 | 0% | 11.8% | 0 | 0% | 0.3709% | 0 | 0% | 0.3709% | 0 | 0% | 0.3709% | 0 | 0% | 100% | 0 | 0% | 100% | 0 | 0% | 100% | 0 | 0% | 100% | 0 |  |  | 0 |  |  | 0 |  |  | 0 | 100% | 65% |  | 100% | 65% |  | 100% | 65% |  | 100% | 65% |  | 100% | 90% |  | 100% | 90% |  | 100% | 90%
TIDEWATER 210614072 | 0.0062529 | 3.813 | 5.1975 | 0.17913 | 5.3766 | 0.0042413 | 0.019608 | 0.0063664 | 25.6% | 99% | 1.3171 | 15.43% | 99% | 0.79401 | 0% | 99% | 0 | 0% | 99% | 0 | 3.454% | 63.2% | 0.11347 | 0% | 63.2% | 0 | 0% | 63.2% | 0 | 0% | 63.2% | 0 | 0.17913 | 0% | 3.769% | 0 | 0% | 3.769% | 0 | 0% | 3.769% | 0 | 0% | 0.4285% | 0 | 0% | 0.4285% | 0 | 0% | 0.4285% | 0 | 0% | 0.9514% | 0 | 51.25% | 0.9514% | 0.025344 | 46.72% | 0.9514% | 0.023102 | 90.34% | 0.9922% | 0.046588 | 7.634% | 0.9922% | 0.0039371 | 8.595% | 0.9922% | 0.0044326 | 45.12% | 7.122% | 0.16703 | 43.91% | 7.122% | 0.16256 | 0% | 7.122% | 0 | 0% | 0.5546% | 0 | 0% | 0.5546% | 0 | 0% | 0.5546% | 0 |  |  |  | 0% | 11.8% | 0 | 33.06% | 11.8% | 0.20277 | 0% | 11.8% | 0 | 0% | 0.3584% | 0 | 0% | 0.3584% | 0 | 0% | 0.3584% | 0 | 0% | 100% | 0 | 0% | 100% | 0 | 0% | 100% | 0 | 0% | 100% | 0 |  |  | 0 |  |  | 0.0075741 |  |  | 0 | 100% | 65% |  | 100% | 65% |  | 100% | 65% |  | 100% | 65% |  | 100% | 90% |  | 100% | 90% |  | 100% | 90%
PASO ROBLES 1103N54 | 0.0024787 | 21.8026 | 9.0489 | 0.12482 | 9.1737 | 0.0057621 | 0.036226 | 0.010632 | 0.08506% | 99% | 0.0076196 | 0% | 99% | 0 | 0% | 99% | 0 | 0% | 99% | 0 | 46.53% | 61.62% | 2.5945 | 42.2% | 61.62% | 2.3531 | 6.002% | 61.62% | 0.33465 | 0% | 61.62% | 0 | 0.12482 | 0% | 3.537% | 0 | 0% | 3.537% | 0 | 0% | 3.537% | 0 | 0% | 0.391% | 0 | 0% | 0.391% | 0 | 0% | 0.391% | 0 | 0% | 1.02% | 0 | 12.86% | 1.02% | 0.011875 | 79.56% | 1.02% | 0.07345 | 47.3% | 1.037% | 0.044387 | 49.64% | 1.037% | 0.046579 | 0% | 1.037% | 0 | 63.99% | 7.599% | 0.43997 | 31.27% | 7.599% | 0.21503 | 0% | 7.599% | 0 | 0% | 0.6725% | 0 | 0% | 0.6725% | 0 | 0% | 0.6725% | 0 |  |  |  | 31.02% | 11.8% | 0.33121 | 0% | 11.8% | 0 | 0% | 11.8% | 0 | 0% | 0.3521% | 0 | 0% | 0.3521% | 0 | 0% | 0.3521% | 0 | 0% | 100% | 0 | 0% | 100% | 0 | 0% | 100% | 0 | 0% | 100% | 0 |  |  | 0 |  |  | 0 |  |  | 0 | 100% | 65% |  | 100% | 65% |  | 100% | 65% |  | 100% | 65% |  | 100% | 90% |  | 100% | 90% |  | 100% | 90%
MOUNTAIN QUARRIES 21011184 | 0.009997 | 12.7067 | 20.4762 | 1.0695 | 21.5457 | 0.07412 | 0.034362 | 0.010904 | 0% | 99% | 0 | 0% | 99% | 0 | 0% | 99% | 0 | 0% | 99% | 0 | 0% | 62.1% | 0 | 0% | 62.1% | 0 | 0% | 62.1% | 0 | 0% | 62.1% | 0 | 1.0695 | 46.15% | 1.541% | 0.14561 | 0% | 1.541% | 0 | 0% | 1.541% | 0 | 100% | 0.1665% | 0.034101 | 0% | 0.1665% | 0 | 0% | 0.1665% | 0 | 0% | 0.4343% | 0 | 62.28% | 0.4343% | 0.055385 | 0.0009173% | 0.4343% | 8.1577e-07 | 0% | 0.4422% | 0 | 10.94% | 0.4422% | 0.0099051 | 88.72% | 0.4422% | 0.080331 | 87.98% | 3.237% | 0.58313 | 1.363% | 3.237% | 0.0090323 | 1.726% | 3.237% | 0.011441 | 0% | 3.969% | 0 | 0% | 3.969% | 0 | 0% | 3.969% | 0 |  |  |  | 24.88% | 11.8% | 0.6012 | 0% | 11.8% | 0 | 0% | 11.8% | 0 | 0% | 0.3808% | 0 | 0% | 0.3808% | 0 | 0% | 0.3808% | 0 | 0% | 100% | 0 | 0% | 100% | 0 | 0% | 100% | 0 | 0% | 100% | 0 |  |  | 0.075663 |  |  | 0.038957 |  |  | 0.0041021 | 100% | 65% |  | 100% | 65% |  | 100% | 65% |  | 100% | 65% |  | 100% | 90% |  | 100% | 90% |  | 100% | 90%
KONOCTI 1102354890 | 0.0028063 | 7.9776 | 6.8207 | 3.2157 | 10.0364 | 0.0099232 | 0.020114 | 0.009899 | 0% | 99% | 0 | 0% | 99% | 0 | 0% | 99% | 0 | 0% | 99% | 0 | 0% | 62.42% | 0 | 0% | 62.42% | 0 | 0% | 62.42% | 0 | 0% | 62.42% | 0 | 3.2157 | 87.5% | 2.39% | 0.14266 | 0% | 2.39% | 0 | 0% | 2.39% | 0 | 0% | 0.2677% | 0 | 0% | 0.2677% | 0 | 0% | 0.2677% | 0 | 0% | 0.7519% | 0 | 67.25% | 0.7519% | 0.034492 | 2.365% | 0.7519% | 0.0012129 | 3.536% | 0.7693% | 0.0018555 | 32.64% | 0.7693% | 0.017127 | 63.82% | 0.7693% | 0.03349 | 0% | 5.631% | 0 | 58.16% | 5.631% | 0.22339 | 0% | 5.631% | 0 | 0% | 1.459% | 0 | 0% | 1.459% | 0 | 0% | 1.459% | 0 |  |  |  | 31.01% | 11.8% | 0.24961 | 0% | 11.8% | 0 | 0% | 11.8% | 0 | 0% | 0.3662% | 0 | 0% | 0.3662% | 0 | 0% | 0.3662% | 0 | 0% | 100% | 0 | 0% | 100% | 0 | 0% | 100% | 0 | 0% | 100% | 0 |  |  | 0 |  |  | 0 |  |  | 0 | 100% | 65% |  | 100% | 65% |  | 100% | 65% |  | 100% | 65% |  | 100% | 90% |  | 100% | 90% |  | 100% | 90%
RISING RIVER 11019032 | 0.0022267 | 23.6291 | 13.5015 | 0.66593 | 14.1674 | 0.029523 | 0.037405 | 0.012129 | 0% | 99% | 0 | 0% | 99% | 0 | 0% | 99% | 0 | 0% | 99% | 0 | 0% | 60.97% | 0 | 0% | 60.97% | 0 | 0% | 60.97% | 0 | 0% | 60.97% | 0 | 0.66593 | 50% | 2.267% | 0.15302 | 0% | 2.267% | 0 | 0% | 2.267% | 0 | 0% | 0.2364% | 0 | 0% | 0.2364% | 0 | 0% | 0.2364% | 0 | 61.95% | 0.7081% | 0.059233 | 0% | 0.7081% | 0 | 62.23% | 0.7081% | 0.059497 | 0% | 0.6757% | 0 | 79.66% | 0.6757% | 0.072672 | 20.19% | 0.6757% | 0.018421 | 18.65% | 5.165% | 0.13006 | 37.01% | 5.165% | 0.25806 | 9.377% | 5.165% | 0.065384 | 0% | 1.913% | 0 | 0% | 1.913% | 0 | 0% | 1.913% | 0 |  |  |  | 29.24% | 11.8% | 0.46584 | 0% | 11.8% | 0 | 0% | 11.8% | 0 | 0% | 0.3584% | 0 | 0% | 0.3584% | 0 | 0% | 0.3584% | 0 | 0% | 100% | 0 | 0% | 100% | 0 | 0% | 100% | 0 | 0% | 100% | 0 |  |  | 0 |  |  | 0.024788 |  |  | 1.8622e-05 | 100% | 65% |  | 100% | 65% |  | 100% | 65% |  | 100% | 65% |  | 100% | 90% |  | 100% | 90% |  | 100% | 90%
WILLITS 1103538 | 0.0032591 | 6.4758 | 4.0405 | 0 | 4.0405 | 0.014388 | 0.0069908 | 0.0022814 | 0% | 99% | 0 | 0% | 99% | 0 | 0% | 99% | 0 | 0% | 99% | 0 | 0% | 61.58% | 0 | 0% | 61.58% | 0 | 0% | 61.58% | 0 | 0% | 61.58% | 0 | 0 | 0% | 1.703% | 0 | 0% | 1.703% | 0 | 0% | 1.703% | 0 | 0% | 0.1762% | 0 | 0% | 0.1762% | 0 | 0% | 0.1762% | 0 | 0% | 0.4488% | 0 | 0% | 0.4488% | 0 | 87.6% | 0.4488% | 0.015886 | 0% | 0.4422% | 0 | 87.6% | 0.4422% | 0.015653 | 10.12% | 0.4422% | 0.0018075 | 56.68% | 3.297% | 0.075503 | 0% | 3.297% | 0 | 0% | 3.297% | 0 | 0% | 4.131% | 0 | 0% | 4.131% | 0 | 0% | 4.131% | 0 |  |  |  | 35% | 11.8% | 0.16687 | 0% | 11.8% | 0 | 0% | 11.8% | 0 | 0% | 0.3778% | 0 | 0% | 0.3778% | 0 | 0% | 0.3778% | 0 | 0% | 100% | 0 | 0% | 100% | 0 | 0% | 100% | 0 | 0% | 100% | 0 |  |  | 0 |  |  | 0 |  |  | 0 | 100% | 65% |  | 100% | 65% |  | 100% | 65% |  | 100% | 65% |  | 100% | 90% |  | 100% | 90% |  | 100% | 90%
STELLING 111060090 | 0.0080227 | 6.6549 | 9.6285 | 0.13174 | 9.7602 | 0.02803 | 0.021144 | 0.0072386 | 0% | 99% | 0 | 0% | 99% | 0 | 0% | 99% | 0 | 0% | 99% | 0 | 0% | 63.23% | 0 | 0% | 63.23% | 0 | 0% | 63.23% | 0 | 0% | 63.23% | 0 | 0.13174 | 50% | 2.264% | 0.109 | 0% | 2.264% | 0 | 0% | 2.264% | 0 | 0% | 0.2471% | 0 | 0% | 0.2471% | 0 | 0% | 0.2471% | 0 | 0% | 0.5628% | 0 | 51.56% | 0.5628% | 0.027939 | 47.76% | 0.5628% | 0.025882 | 51.56% | 0.5839% | 0.028986 | 47.76% | 0.5839% | 0.026852 | 0% | 0.5839% | 0 | 52.72% | 4.208% | 0.2136 | 36.18% | 4.208% | 0.14658 | 0% | 4.208% | 0 | 0% | 2.907% | 0 | 0% | 2.907% | 0 | 0% | 2.907% | 0 |  |  |  | 0% | 11.8% | 0 | 0% | 11.8% | 0 | 0% | 11.8% | 0 | 0% | 0.3775% | 0 | 0% | 0.3775% | 0 | 0% | 0.3775% | 0 | 0% | 100% | 0 | 0% | 100% | 0 | 0% | 100% | 0 | 0% | 100% | 0 |  |  | 0 |  |  | 0.00033089 |  |  | 0 | 100% | 65% |  | 100% | 65% |  | 100% | 65% |  | 100% | 65% |  | 100% | 90% |  | 100% | 90% |  | 100% | 90%
PINE GROVE 110235576 | 0.005103 | 8.5237 | 9.3881 | 0.38515 | 9.7732 | 0.030386 | 0.018108 | 0.0065201 | 0% | 99% | 0 | 0% | 99% | 0 | 0% | 99% | 0 | 0% | 99% | 0 | 0% | 61.81% | 0 | 0% | 61.81% | 0 | 0% | 61.81% | 0 | 0% | 61.81% | 0 | 0.38515 | 0% | 1.945% | 0 | 0% | 1.945% | 0 | 0% | 1.945% | 0 | 0% | 0.2103% | 0 | 0% | 0.2103% | 0 | 0% | 0.2103% | 0 | 0% | 0.4965% | 0 | 28.12% | 0.4965% | 0.013106 | 0.3794% | 0.4965% | 0.00017688 | 0% | 0.5097% | 0 | 16.87% | 0.5097% | 0.0080725 | 82.02% | 0.5097% | 0.039253 | 33.76% | 3.7% | 0.11727 | 23.35% | 3.7% | 0.081106 | 0% | 3.7% | 0 | 0% | 3.81% | 0 | 0% | 3.81% | 0 | 0% | 3.81% | 0 |  |  |  | 34.98% | 11.8% | 0.38749 | 0% | 11.8% | 0 | 0% | 11.8% | 0 | 0% | 0.379% | 0 | 0% | 0.379% | 0 | 0% | 0.379% | 0 | 0% | 100% | 0 | 0% | 100% | 0 | 0% | 100% | 0 | 0% | 100% | 0 |  |  | 0 |  |  | 0.00020777 |  |  | 0 | 100% | 65% |  | 100% | 65% |  | 100% | 65% |  | 100% | 65% |  | 100% | 90% |  | 100% | 90% |  | 100% | 90%
CURTIS 17028000 | 0.0062937 | 15.5304 | 12.3675 | 1.5305 | 13.898 | 0.029179 | 0.0297 | 0.013737 | 0% | 99% | 0 | 0% | 99% | 0 | 0% | 99% | 0 | 0% | 99% | 0 | 0% | 62.43% | 0 | 0% | 62.43% | 0 | 0% | 62.43% | 0 | 0% | 62.43% | 0 | 1.5305 | 0% | 1.972% | 0 | 0% | 1.972% | 0 | 0% | 1.972% | 0 | 100% | 0.2128% | 0.026317 | 0% | 0.2128% | 0 | 0% | 0.2128% | 0 | 0% | 0.6151% | 0 | 48.59% | 0.6151% | 0.036965 | 12.99% | 0.6151% | 0.009882 | 46.74% | 0.6166% | 0.035639 | 33.66% | 0.6166% | 0.025667 | 53.05% | 0.6166% | 0.040452 | 58.36% | 4.565% | 0.32949 | 13.63% | 4.565% | 0.076955 | 0% | 4.565% | 0 | 0% | 2.203% | 0 | 0% | 2.203% | 0 | 0% | 2.203% | 0 |  |  |  | 34.91% | 11.8% | 0.50944 | 0% | 11.8% | 0 | 0% | 11.8% | 0 | 0% | 0.37% | 0 | 0% | 0.37% | 0 | 0% | 0.37% | 0 | 0% | 100% | 0 | 0% | 100% | 0 | 0% | 100% | 0 | 0% | 100% | 0 |  |  | 0.071653 |  |  | 0.083314 |  |  | 0 | 100% | 65% |  | 100% | 65% |  | 100% | 65% |  | 100% | 65% |  | 100% | 90% |  | 100% | 90% |  | 100% | 90%
LUCERNE 110638632 | 0.0050895 | 5.8995 | 3.7154 | 1.4825 | 5.198 | 0.0072489 | 0.010911 | 0.0037893 | 0% | 99% | 0 | 0% | 99% | 0 | 0% | 99% | 0 | 0% | 99% | 0 | 0% | 62.51% | 0 | 0% | 62.51% | 0 | 0% | 62.51% | 0 | 0% | 62.51% | 0 | 1.4825 | 0% | 2.442% | 0 | 0% | 2.442% | 0 | 0% | 2.442% | 0 | 0% | 0.2587% | 0 | 0% | 0.2587% | 0 | 0% | 0.2587% | 0 | 0% | 0.7556% | 0 | 44.74% | 0.7556% | 0.01256 | 55.26% | 0.7556% | 0.015514 | 44.74% | 0.7605% | 0.012641 | 55.26% | 0.7605% | 0.015615 | 0% | 0.7605% | 0 | 10.85% | 5.617% | 0.022644 | 23.66% | 5.617% | 0.049369 | 0% | 5.617% | 0 | 0% | 1.949% | 0 | 0% | 1.949% | 0 | 0% | 1.949% | 0 |  |  |  | 30.45% | 11.8% | 0.13351 | 0% | 11.8% | 0 | 0% | 11.8% | 0 | 0% | 0.366% | 0 | 0% | 0.366% | 0 | 0% | 0.366% | 0 | 0% | 100% | 0 | 0% | 100% | 0 | 0% | 100% | 0 | 0% | 100% | 0 |  |  | 0 |  |  | 0.010252 |  |  | 0 | 100% | 65% |  | 100% | 65% |  | 100% | 65% |  | 100% | 65% |  | 100% | 90% |  | 100% | 90% |  | 100% | 90%
DUNLAP 11027849F | 0.0020669 | 9.158 | 3.5345 | 0 | 3.5345 | 0.0081262 | 0.0091874 | 0.0036348 | 0% | 99% | 0 | 0% | 99% | 0 | 0% | 99% | 0 | 0% | 99% | 0 | 0% | 60.97% | 0 | 0% | 60.97% | 0 | 0% | 60.97% | 0 | 0% | 60.97% | 0 | 0 | 50% | 2.193% | 0.03875 | 0% | 2.193% | 0 | 0% | 2.193% | 0 | 0% | 0.2262% | 0 | 0% | 0.2262% | 0 | 0% | 0.2262% | 0 | 0% | 0.6612% | 0 | 75% | 0.6612% | 0.017529 | 25% | 0.6612% | 0.0058419 | 86.43% | 0.6335% | 0.019352 | 13.57% | 0.6335% | 0.0030394 | 0% | 0.6335% | 0 | 14.16% | 4.826% | 0.024153 | 0% | 4.826% | 0 | 0% | 4.826% | 0 | 0% | 2.548% | 0 | 0% | 2.548% | 0 | 0% | 2.548% | 0 |  |  |  | 33.62% | 11.8% | 0.14022 | 0% | 11.8% | 0 | 0% | 11.8% | 0 | 0% | 0.3626% | 0 | 0% | 0.3626% | 0 | 0% | 0.3626% | 0 | 0% | 100% | 0 | 0% | 100% | 0 | 0% | 100% | 0 | 0% | 100% | 0 |  |  | 0 |  |  | 0 |  |  | 0 | 100% | 65% |  | 100% | 65% |  | 100% | 65% |  | 100% | 65% |  | 100% | 90% |  | 100% | 90% |  | 100% | 90%
MARIPOSA 2102527766 | 0.0059574 | 0.056359 | 0.091223 | 0 | 0.091223 | 0.00010475 | 0.00025495 | 0.000182 | 0% | 99% | 0 | 0% | 99% | 0 | 0% | 99% | 0 | 0% | 99% | 0 | 0% | 64.21% | 0 | 0% | 64.21% | 0 | 0% | 64.21% | 0 | 0% | 64.21% | 0 | 0 | 0% | 2.477% | 0 | 0% | 2.477% | 0 | 0% | 2.477% | 0 | 0% | 0.2913% | 0 | 0% | 0.2913% | 0 | 0% | 0.2913% | 0 | 0% | 0.6817% | 0 | 0% | 0.6817% | 0 | 0% | 0.6817% | 0 | 0% | 0.7128% | 0 | 0% | 0.7128% | 0 | 100% | 0.7128% | 0.00065025 | 0% | 5.123% | 0 | 0% | 5.123% | 0 | 0% | 5.123% | 0 | 0% | 0.9442% | 0 | 0% | 0.9442% | 0 | 0% | 0.9442% | 0 |  |  |  | 0% | 11.8% | 0 | 0% | 11.8% | 0 | 0% | 11.8% | 0 | 0% | 0.3683% | 0 | 0% | 0.3683% | 0 | 0% | 0.3683% | 0 | 0% | 100% | 0 | 0% | 100% | 0 | 0% | 100% | 0 | 0% | 100% | 0 |  |  | 0 |  |  | 0 |  |  | 0 | 100% | 65% |  | 100% | 65% |  | 100% | 65% |  | 100% | 65% |  | 100% | 90% |  | 100% | 90% |  | 100% | 90%
PIT NO 5 11011606 | 0.0034383 | 5.8235 | 3.8796 | 0 | 3.8796 | 0.0087196 | 0.010996 | 0.0033696 | 0% | 99% | 0 | 0% | 99% | 0 | 0% | 99% | 0 | 0% | 99% | 0 | 0% | 60.3% | 0 | 0% | 60.3% | 0 | 0% | 60.3% | 0 | 0% | 60.3% | 0 | 0 | 0% | 2.65% | 0 | 0% | 2.65% | 0 | 0% | 2.65% | 0 | 0% | 0.2808% | 0 | 0% | 0.2808% | 0 | 0% | 0.2808% | 0 | 0% | 0.7269% | 0 | 0% | 0.7269% | 0 | 0% | 0.7269% | 0 | 0% | 0.7373% | 0 | 0% | 0.7373% | 0 | 0% | 0.7373% | 0 | 0% | 5.412% | 0 | 0% | 5.412% | 0 | 0% | 5.412% | 0 | 0% | 2.656% | 0 | 0% | 2.656% | 0 | 0% | 2.656% | 0 |  |  |  | 0% | 11.8% | 0 | 0% | 11.8% | 0 | 0% | 11.8% | 0 | 0% | 0.3694% | 0 | 0% | 0.3694% | 0 | 0% | 0.3694% | 0 | 0% | 100% | 0 | 0% | 100% | 0 | 0% | 100% | 0 | 0% | 100% | 0 |  |  | 0 |  |  | 0 |  |  | 0 | 100% | 65% |  | 100% | 65% |  | 100% | 65% |  | 100% | 65% |  | 100% | 90% |  | 100% | 90% |  | 100% | 90%
CALISTOGA 1101242919 | 0.0057895 | 1.3552 | 1.7401 | 0.25252 | 1.9926 | 0.0048421 | 0.0039277 | 0.0016105 | 0% | 99% | 0 | 0% | 99% | 0 | 0% | 99% | 0 | 0% | 99% | 0 | 0% | 63.4% | 0 | 0% | 63.4% | 0 | 0% | 63.4% | 0 | 0% | 63.4% | 0 | 0.25252 | 100% | 2.386% | 0.041511 | 0% | 2.386% | 0 | 0% | 2.386% | 0 | 0% | 0.2605% | 0 | 0% | 0.2605% | 0 | 0% | 0.2605% | 0 | 0% | 0.5679% | 0 | 0% | 0.5679% | 0 | 0% | 0.5679% | 0 | 0% | 0.5934% | 0 | 0% | 0.5934% | 0 | 100% | 0.5934% | 0.010326 | 0% | 4.249% | 0 | 0% | 4.249% | 0 | 0% | 4.249% | 0 | 0% | 2.913% | 0 | 0% | 2.913% | 0 | 0% | 2.913% | 0 |  |  |  | 0% | 11.8% | 0 | 0% | 11.8% | 0 | 0% | 11.8% | 0 | 0% | 0.3781% | 0 | 0% | 0.3781% | 0 | 0% | 0.3781% | 0 | 0% | 100% | 0 | 0% | 100% | 0 | 0% | 100% | 0 | 0% | 100% | 0 |  |  | 0 |  |  | 0 |  |  | 0 | 100% | 65% |  | 100% | 65% |  | 100% | 65% |  | 100% | 65% |  | 100% | 90% |  | 100% | 90% |  | 100% | 90%
GEYSERVILLE 1102484 | 0.0024054 | 32.0689 | 36.6168 | 2.2778 | 38.8946 | 0.058288 | 0.12147 | 0.038908 | 0% | 99% | 0 | 0% | 99% | 0 | 0% | 99% | 0 | 0% | 99% | 0 | 0% | 62.97% | 0 | 0% | 62.97% | 0 | 0% | 62.97% | 0 | 0% | 62.97% | 0 | 2.2778 | 0% | 3.365% | 0 | 0% | 3.365% | 0 | 0% | 3.365% | 0 | 0% | 0.3727% | 0 | 0% | 0.3727% | 0 | 0% | 0.3727% | 0 | 0% | 0.8284% | 0 | 0% | 0.8284% | 0 | 0% | 0.8284% | 0 | 0% | 0.8668% | 0 | 0% | 0.8668% | 0 | 100% | 0.8668% | 0.3174 | 0% | 6.209% | 0 | 0% | 6.209% | 0 | 0% | 6.209% | 0 | 0% | 1.592% | 0 | 0% | 1.592% | 0 | 0% | 1.592% | 0 |  |  |  | 23.84% | 11.8% | 1.0302 | 0% | 11.8% | 0 | 0% | 11.8% | 0 | 0% | 0.3675% | 0 | 0% | 0.3675% | 0 | 0% | 0.3675% | 0 | 0% | 100% | 0 | 0% | 100% | 0 | 0% | 100% | 0 | 0% | 100% | 0 |  |  | 0 |  |  | 0 |  |  | 0 | 100% | 65% |  | 100% | 65% |  | 100% | 65% |  | 100% | 65% |  | 100% | 90% |  | 100% | 90% |  | 100% | 90%
SHINGLE SPRINGS 2108449638 | 0.004811 | 0.032317 | 0.024554 | 0.059523 | 0.084077 | 2.8071e-05 | 7.2225e-05 | 4.6473e-05 | 0% | 99% | 0 | 0% | 99% | 0 | 0% | 99% | 0 | 0% | 99% | 0 | 0% | 63.82% | 0 | 0% | 63.82% | 0 | 0% | 63.82% | 0 | 0% | 63.82% | 0 | 0.059523 | 0% | 2.783% | 0 | 0% | 2.783% | 0 | 0% | 2.783% | 0 | 0% | 0.3135% | 0 | 0% | 0.3135% | 0 | 0% | 0.3135% | 0 | 0% | 0.7184% | 0 | 0% | 0.7184% | 0 | 0% | 0.7184% | 0 | 0% | 0.7269% | 0 | 0% | 0.7269% | 0 | 100% | 0.7269% | 0.00017849 | 0% | 5.318% | 0 | 0% | 5.318% | 0 | 0% | 5.318% | 0 | 0% | 1.097% | 0 | 0% | 1.097% | 0 | 0% | 1.097% | 0 |  |  |  | 0% | 11.8% | 0 | 0% | 11.8% | 0 | 0% | 11.8% | 0 | 0% | 0.3621% | 0 | 0% | 0.3621% | 0 | 0% | 0.3621% | 0 | 0% | 100% | 0 | 0% | 100% | 0 | 0% | 100% | 0 | 0% | 100% | 0 |  |  | 0 |  |  | 0 |  |  | 0 | 100% | 65% |  | 100% | 65% |  | 100% | 65% |  | 100% | 65% |  | 100% | 90% |  | 100% | 90% |  | 100% | 90%
PUEBLO 2102769868 | 0.0076446 | 0.39783 | 3.9845 | 0.037027 | 4.0215 | 0.0079562 | 0.011351 | 0.0045132 | 0% | 99% | 0 | 0% | 99% | 0 | 0% | 99% | 0 | 0% | 99% | 0 | 0% | 64.41% | 0 | 0% | 64.41% | 0 | 0% | 64.41% | 0 | 0% | 64.41% | 0 | 0.037027 | 100% | 2.771% | 0.1104 | 0% | 2.771% | 0 | 0% | 2.771% | 0 | 0% | 0.314% | 0 | 0% | 0.314% | 0 | 0% | 0.314% | 0 | 0% | 0.7034% | 0 | 84.67% | 0.7034% | 0.023732 | 0% | 0.7034% | 0 | 0% | 0.7403% | 0 | 0% | 0.7403% | 0 | 97.36% | 0.7403% | 0.028718 | 93.28% | 5.285% | 0.19641 | 0% | 5.285% | 0 | 0% | 5.285% | 0 | 0% | 1.657% | 0 | 0% | 1.657% | 0 | 0% | 1.657% | 0 |  |  |  | 0% | 11.8% | 0 | 15.12% | 11.8% | 0.0711 | 0% | 11.8% | 0 | 0% | 0.3712% | 0 | 0% | 0.3712% | 0 | 0% | 0.3712% | 0 | 0% | 100% | 0 | 0% | 100% | 0 | 0% | 100% | 0 | 0% | 100% | 0 |  |  | 0 |  |  | 0 |  |  | 0 | 100% | 65% |  | 100% | 65% |  | 100% | 65% |  | 100% | 65% |  | 100% | 90% |  | 100% | 90% |  | 100% | 90%
CLARKSVILLE 210413352 | 0.0029109 | 33.964 | 22.7556 | 0.39047 | 23.1461 | 0.039395 | 0.064134 | 0.033483 | 0% | 99% | 0 | 0% | 99% | 0 | 0% | 99% | 0 | 0% | 99% | 0 | 0% | 62.96% | 0 | 0% | 62.96% | 0 | 0% | 62.96% | 0 | 0% | 62.96% | 0 | 0.39047 | 66.67% | 2.288% | 0.34709 | 0% | 2.288% | 0 | 0% | 2.288% | 0 | 0% | 0.2512% | 0 | 0% | 0.2512% | 0 | 0% | 0.2512% | 0 | 0% | 0.6986% | 0 | 47.61% | 0.6986% | 0.075684 | 6.206% | 0.6986% | 0.0098652 | 1.02% | 0.7073% | 0.0016423 | 16.46% | 0.7073% | 0.026495 | 82.45% | 0.7073% | 0.13272 | 49.29% | 5.206% | 0.58389 | 11.74% | 5.206% | 0.13904 | 0% | 5.206% | 0 | 0% | 1.777% | 0 | 0% | 1.777% | 0 | 0% | 1.777% | 0 |  |  |  | 0% | 11.8% | 0 | 0% | 11.8% | 0 | 0% | 11.8% | 0 | 0% | 0.3667% | 0 | 0% | 0.3667% | 0 | 0% | 0.3667% | 0 | 0% | 100% | 0 | 0% | 100% | 0 | 0% | 100% | 0 | 0% | 100% | 0 |  |  | 0.009663 |  |  | 0.0018345 |  |  | 0 | 100% | 65% |  | 100% | 65% |  | 100% | 65% |  | 100% | 65% |  | 100% | 90% |  | 100% | 90% |  | 100% | 90%
UKIAH 1111534 | 0.0020651 | 18.5698 | 9.2771 | 0 | 9.2771 | 0.027855 | 0.019848 | 0.0081767 | 0% | 99% | 0 | 0% | 99% | 0 | 0% | 99% | 0 | 0% | 99% | 0 | 0% | 62.19% | 0 | 0% | 62.19% | 0 | 0% | 62.19% | 0 | 0% | 62.19% | 0 | 0 | 0% | 2.088% | 0 | 0% | 2.088% | 0 | 0% | 2.088% | 0 | 0% | 0.2152% | 0 | 0% | 0.2152% | 0 | 0% | 0.2152% | 0 | 0% | 0.5409% | 0 | 0% | 0.5409% | 0 | 0% | 0.5409% | 0 | 0% | 0.5333% | 0 | 0% | 0.5333% | 0 | 0% | 0.5333% | 0 | 0% | 3.972% | 0 | 0% | 3.972% | 0 | 0% | 3.972% | 0 | 0% | 3.308% | 0 | 0% | 3.308% | 0 | 0% | 3.308% | 0 |  |  |  | 0% | 11.8% | 0 | 0% | 11.8% | 0 | 0% | 11.8% | 0 | 0% | 0.3737% | 0 | 0% | 0.3737% | 0 | 0% | 0.3737% | 0 | 0% | 100% | 0 | 0% | 100% | 0 | 0% | 100% | 0 | 0% | 100% | 0 |  |  | 0 |  |  | 0 |  |  | 0 | 100% | 65% |  | 100% | 65% |  | 100% | 65% |  | 100% | 65% |  | 100% | 90% |  | 100% | 90% |  | 100% | 90%
DOBBINS 110191464 | 0.0045999 | 7.3665 | 5.6229 | 2.0382 | 7.6611 | 0.021293 | 0.0092239 | 0.0033546 | 0% | 99% | 0 | 0% | 99% | 0 | 0% | 99% | 0 | 0% | 99% | 0 | 0% | 61.5% | 0 | 0% | 61.5% | 0 | 0% | 61.5% | 0 | 0% | 61.5% | 0 | 2.0382 | 100% | 1.281% | 0.072035 | 0% | 1.281% | 0 | 0% | 1.281% | 0 | 0% | 0.1331% | 0 | 0% | 0.1331% | 0 | 0% | 0.1331% | 0 | 2.183% | 0.41% | 0.00050327 | 10.04% | 0.41% | 0.0023155 | 41.55% | 0.41% | 0.0095802 | 49.41% | 0.3974% | 0.011042 | 30.79% | 0.3974% | 0.0068812 | 19.25% | 0.3974% | 0.0043015 | 1.829% | 3.009% | 0.0030951 | 0% | 3.009% | 0 | 0% | 3.009% | 0 | 0% | 4.363% | 0 | 0% | 4.363% | 0 | 0% | 4.363% | 0 |  |  |  | 0% | 11.8% | 0 | 26.28% | 11.8% | 0.17434 | 0% | 11.8% | 0 | 0% | 0.3773% | 0 | 0% | 0.3773% | 0 | 0% | 0.3773% | 0 | 0% | 100% | 0 | 0% | 100% | 0 | 0% | 100% | 0 | 0% | 100% | 0 |  |  | 4.8017e-05 |  |  | 0 |  |  | 0 | 100% | 65% |  | 100% | 65% |  | 100% | 65% |  | 100% | 65% |  | 100% | 90% |  | 100% | 90% |  | 100% | 90%
BRUNSWICK 11062416 | 0.0059134 | 36.9943 | 41.2356 | 4.8878 | 46.1234 | 0.14721 | 0.075209 | 0.025991 | 0% | 99% | 0 | 0% | 99% | 0 | 0% | 99% | 0 | 0% | 99% | 0 | 0% | 61.77% | 0 | 0% | 61.77% | 0 | 0% | 61.77% | 0 | 0% | 61.77% | 0 | 4.8878 | 0% | 1.55% | 0 | 0% | 1.55% | 0 | 0% | 1.55% | 0 | 100% | 0.1652% | 0.068137 | 0% | 0.1652% | 0 | 0% | 0.1652% | 0 | 0% | 0.4576% | 0 | 64.46% | 0.4576% | 0.12165 | 11.84% | 0.4576% | 0.022339 | 13.29% | 0.4587% | 0.025144 | 17.34% | 0.4587% | 0.032792 | 69.37% | 0.4587% | 0.13122 | 89.29% | 3.394% | 1.2497 | 2.431% | 3.394% | 0.034016 | 1.406% | 3.394% | 0.019682 | 0% | 3.933% | 0 | 40.07% | 3.933% | 0.64975 | 0% | 3.933% | 0 |  |  |  | 35% | 11.8% | 1.703 | 0% | 11.8% | 0 | 0% | 11.8% | 0 | 0% | 0.3784% | 0 | 0% | 0.3784% | 0 | 0% | 0.3784% | 0 | 0% | 100% | 0 | 0% | 100% | 0 | 0% | 100% | 0 | 0% | 100% | 0 |  |  | 0.0012689 |  |  | 0.021035 |  |  | 0.010369 | 100% | 65% |  | 100% | 65% |  | 100% | 65% |  | 100% | 65% |  | 100% | 90% |  | 100% | 90% |  | 100% | 90%
DUNLAP 11037170 | 0.0059162 | 6.3112 | 7.3955 | 0 | 7.3955 | 0.018988 | 0.022989 | 0.002597 | 0% | 99% | 0 | 0% | 99% | 0 | 0% | 99% | 0 | 0% | 99% | 0 | 0% | 62.66% | 0 | 0% | 62.66% | 0 | 0% | 62.66% | 0 | 0% | 62.66% | 0 | 0 | 0% | 3.373% | 0 | 0% | 3.373% | 0 | 0% | 3.373% | 0 | 0% | 0.3607% | 0 | 0% | 0.3607% | 0 | 0% | 0.3607% | 0 | 0% | 0.7892% | 0 | 0% | 0.7892% | 0 | 78.72% | 0.7892% | 0.045947 | 50.14% | 0.8259% | 0.030628 | 28.58% | 0.8259% | 0.017459 | 21.28% | 0.8259% | 0.012996 | 80.41% | 5.91% | 0.35148 | 14.27% | 5.91% | 0.062362 | 3.338% | 5.91% | 0.014592 | 0% | 1.732% | 0 | 0% | 1.732% | 0 | 0% | 1.732% | 0 |  |  |  | 34.55% | 11.8% | 0.30153 | 0% | 11.8% | 0 | 0% | 11.8% | 0 | 0% | 0.373% | 0 | 0% | 0.373% | 0 | 0% | 0.373% | 0 | 0% | 100% | 0 | 0% | 100% | 0 | 0% | 100% | 0 | 0% | 100% | 0 |  |  | 0 |  |  | 0.046956 |  |  | 0.00031242 | 100% | 65% |  | 100% | 65% |  | 100% | 65% |  | 100% | 65% |  | 100% | 90% |  | 100% | 90% |  | 100% | 90%
FROGTOWN 1702812366 | 0.0025267 | 2.7867 | 1.4699 | 0.21329 | 1.6831 | 0.00233 | 0.0035872 | 0.0029958 | 0% | 99% | 0 | 0% | 99% | 0 | 0% | 99% | 0 | 0% | 99% | 0 | 0% | 63.77% | 0 | 0% | 63.77% | 0 | 0% | 63.77% | 0 | 0% | 63.77% | 0 | 0.21329 | 0% | 1.903% | 0 | 0% | 1.903% | 0 | 0% | 1.903% | 0 | 0% | 0.2036% | 0 | 0% | 0.2036% | 0 | 0% | 0.2036% | 0 | 0% | 0.6022% | 0 | 39.99% | 0.6022% | 0.0035395 | 40.62% | 0.6022% | 0.0035953 | 39.99% | 0.5931% | 0.0034862 | 60% | 0.5931% | 0.0052306 | 0% | 0.5931% | 0 | 0% | 4.442% | 0 | 0% | 4.442% | 0 | 0% | 4.442% | 0 | 0% | 1.557% | 0 | 0% | 1.557% | 0 | 0% | 1.557% | 0 |  |  |  | 23.01% | 11.8% | 0.039916 | 0% | 11.8% | 0 | 0% | 11.8% | 0 | 0% | 0.3675% | 0 | 0% | 0.3675% | 0 | 0% | 0.3675% | 0 | 0% | 100% | 0 | 0% | 100% | 0 | 0% | 100% | 0 | 0% | 100% | 0 |  |  | 0 |  |  | 0 |  |  | 0 | 100% | 65% |  | 100% | 65% |  | 100% | 65% |  | 100% | 65% |  | 100% | 90% |  | 100% | 90% |  | 100% | 90%
CALISTOGA 1101843761 | 0.0045153 | 3.7869 | 3.9623 | 0.25252 | 4.2148 | 0.010828 | 0.0096244 | 0.0037077 | 0% | 99% | 0 | 0% | 99% | 0 | 0% | 99% | 0 | 0% | 99% | 0 | 0% | 62.95% | 0 | 0% | 62.95% | 0 | 0% | 62.95% | 0 | 0% | 62.95% | 0 | 0.25252 | 0% | 2.484% | 0 | 0% | 2.484% | 0 | 0% | 2.484% | 0 | 0% | 0.2703% | 0 | 0% | 0.2703% | 0 | 0% | 0.2703% | 0 | 0% | 0.5978% | 0 | 0% | 0.5978% | 0 | 0% | 0.5978% | 0 | 0% | 0.6175% | 0 | 0% | 0.6175% | 0 | 100% | 0.6175% | 0.024466 | 73.06% | 4.455% | 0.12896 | 0% | 4.455% | 0 | 0% | 4.455% | 0 | 0% | 2.868% | 0 | 0% | 2.868% | 0 | 0% | 2.868% | 0 |  |  |  | 0% | 11.8% | 0 | 0% | 11.8% | 0 | 0% | 11.8% | 0 | 0% | 0.3753% | 0 | 0% | 0.3753% | 0 | 0% | 0.3753% | 0 | 0% | 100% | 0 | 0% | 100% | 0 | 0% | 100% | 0 | 0% | 100% | 0 |  |  | 0 |  |  | 0 |  |  | 0 | 100% | 65% |  | 100% | 65% |  | 100% | 65% |  | 100% | 65% |  | 100% | 90% |  | 100% | 90% |  | 100% | 90%
CURTIS 170349746 | 0.0039143 | 0.31098 | 0.2597 | 0 | 0.2597 | 0.00036728 | 0.00065099 | 0.00056549 | 0% | 99% | 0 | 0% | 99% | 0 | 0% | 99% | 0 | 0% | 99% | 0 | 0% | 63.73% | 0 | 0% | 63.73% | 0 | 0% | 63.73% | 0 | 0% | 63.73% | 0 | 0 | 0% | 1.778% | 0 | 0% | 1.778% | 0 | 0% | 1.778% | 0 | 0% | 0.2217% | 0 | 0% | 0.2217% | 0 | 0% | 0.2217% | 0 | 0% | 0.5857% | 0 | 100% | 0.5857% | 0.0015211 | 0% | 0.5857% | 0 | 100% | 0.608% | 0.0015791 | 0% | 0.608% | 0 | 0% | 0.608% | 0 | 0% | 4.409% | 0 | 0% | 4.409% | 0 | 0% | 4.409% | 0 | 0% | 1.532% | 0 | 0% | 1.532% | 0 | 0% | 1.532% | 0 |  |  |  | 0% | 11.8% | 0 | 35% | 11.8% | 0.010726 | 0% | 11.8% | 0 | 0% | 0.3688% | 0 | 0% | 0.3688% | 0 | 0% | 0.3688% | 0 | 0% | 100% | 0 | 0% | 100% | 0 | 0% | 100% | 0 | 0% | 100% | 0 |  |  | 0 |  |  | 0 |  |  | 0 | 100% | 65% |  | 100% | 65% |  | 100% | 65% |  | 100% | 65% |  | 100% | 90% |  | 100% | 90% |  | 100% | 90%
CALAVERAS CEMENT 1101CB | 0.0047662 | 10.4499 | 23.8266 | 0 | 23.8266 | 0.024114 | 0.081327 | 0.039863 | 0% | 99% | 0 | 0% | 99% | 0 | 0% | 99% | 0 | 0% | 99% | 0 | 0% | 62.98% | 0 | 0% | 62.98% | 0 | 0% | 62.98% | 0 | 0% | 62.98% | 0 | 0 | 66.67% | 2.757% | 0.438 | 0% | 2.757% | 0 | 0% | 2.757% | 0 | 0% | 0.3151% | 0 | 0% | 0.3151% | 0 | 0% | 0.3151% | 0 | 0% | 0.8301% | 0 | 0.7232% | 0.8301% | 0.0014304 | 96.24% | 0.8301% | 0.19034 | 7.992% | 0.8646% | 0.016463 | 88.97% | 0.8646% | 0.18327 | 0% | 0.8646% | 0 | 3.094% | 6.252% | 0.046083 | 9.688% | 6.252% | 0.14431 | 0% | 6.252% | 0 | 0% | 0.9104% | 0 | 0% | 0.9104% | 0 | 0% | 0.9104% | 0 |  |  |  | 0% | 11.8% | 0 | 0% | 11.8% | 0 | 0% | 11.8% | 0 | 0% | 0.3652% | 0 | 0% | 0.3652% | 0 | 0% | 0.3652% | 0 | 0% | 100% | 0 | 0% | 100% | 0 | 0% | 100% | 0 | 0% | 100% | 0 |  |  | 0.021122 |  |  | 0.025142 |  |  | 0 | 100% | 65% |  | 100% | 65% |  | 100% | 65% |  | 100% | 65% |  | 100% | 90% |  | 100% | 90% |  | 100% | 90%
CHALLENGE 1102CB | 0.0059406 | 16.0782 | 20.8051 | 2.1099 | 22.915 | 0.076106 | 0.038653 | 0.012304 | 0% | 99% | 0 | 0% | 99% | 0 | 0% | 99% | 0 | 0% | 99% | 0 | 0% | 62.27% | 0 | 0% | 62.27% | 0 | 0% | 62.27% | 0 | 0% | 62.27% | 0 | 2.1099 | 100% | 1.877% | 0.39049 | 0% | 1.877% | 0 | 0% | 1.877% | 0 | 0% | 0.2045% | 0 | 0% | 0.2045% | 0 | 0% | 0.2045% | 0 | 0% | 0.4579% | 0 | 0% | 0.4579% | 0 | 7.264% | 0.4579% | 0.0069212 | 0% | 0.4776% | 0 | 88.71% | 0.4776% | 0.088147 | 10.36% | 0.4776% | 0.010295 | 83.97% | 3.428% | 0.59882 | 0.8067% | 3.428% | 0.0057525 | 6.16% | 3.428% | 0.043925 | 0% | 3.79% | 0 | 0% | 3.79% | 0 | 45.22% | 3.79% | 0.35654 |  |  |  | 0% | 11.8% | 0 | 0% | 11.8% | 0 | 0% | 11.8% | 0 | 0% | 0.382% | 0 | 0% | 0.382% | 0 | 0% | 0.382% | 0 | 0% | 100% | 0 | 0% | 100% | 0 | 0% | 100% | 0 | 0% | 100% | 0 |  |  | 0.004934 |  |  | 0 |  |  | 0.023077 | 100% | 65% |  | 100% | 65% |  | 100% | 65% |  | 100% | 65% |  | 100% | 90% |  | 100% | 90% |  | 100% | 90%
DUNBAR 1102694641 | 0.0070997 | 4.0946 | 4.9948 | 0.2334 | 5.2282 | 0.015579 | 0.01282 | 0.002266 | 0% | 99% | 0 | 0% | 99% | 0 | 0% | 99% | 0 | 0% | 99% | 0 | 0% | 62.78% | 0 | 0% | 62.78% | 0 | 0% | 62.78% | 0 | 0% | 62.78% | 0 | 0.2334 | 100% | 2.84% | 0.14187 | 0% | 2.84% | 0 | 0% | 2.84% | 0 | 0% | 0.3009% | 0 | 0% | 0.3009% | 0 | 0% | 0.3009% | 0 | 0% | 0.6379% | 0 | 22.97% | 0.6379% | 0.0073171 | 0% | 0.6379% | 0 | 22.97% | 0.6657% | 0.007636 | 0% | 0.6657% | 0 | 77.03% | 0.6657% | 0.025612 | 72.16% | 4.764% | 0.1717 | 14.35% | 4.764% | 0.034152 | 8.489% | 4.764% | 0.020199 | 0% | 3.162% | 0 | 0% | 3.162% | 0 | 0% | 3.162% | 0 |  |  |  | 16.42% | 11.8% | 0.096755 | 0% | 11.8% | 0 | 0% | 11.8% | 0 | 0% | 0.3777% | 0 | 0% | 0.3777% | 0 | 0% | 0.3777% | 0 | 0% | 100% | 0 | 0% | 100% | 0 | 0% | 100% | 0 | 0% | 100% | 0 |  |  | 0 |  |  | 0 |  |  | 0.00025394 | 100% | 65% |  | 100% | 65% |  | 100% | 65% |  | 100% | 65% |  | 100% | 90% |  | 100% | 90% |  | 100% | 90%
CHALLENGE 11015460 | 0.0061982 | 12.4814 | 35.8934 | 0.9671 | 36.8605 | 0.11021 | 0.094051 | 0.017153 | 0% | 99% | 0 | 0% | 99% | 0 | 0% | 99% | 0 | 0% | 99% | 0 | 0% | 62.61% | 0 | 0% | 62.61% | 0 | 0% | 62.61% | 0 | 0% | 62.61% | 0 | 0.9671 | 100% | 2.851% | 1.0232 | 0% | 2.851% | 0 | 0% | 2.851% | 0 | 100% | 0.3027% | 0.10866 | 0% | 0.3027% | 0 | 0% | 0.3027% | 0 | 6.369% | 0.6487% | 0.014831 | 43.16% | 0.6487% | 0.1005 | 11.4% | 0.6487% | 0.026543 | 0% | 0.6775% | 0 | 27.16% | 0.6775% | 0.06604 | 72.84% | 0.6775% | 0.17713 | 79.85% | 4.849% | 1.3897 | 2.247% | 4.849% | 0.039102 | 2.683% | 4.849% | 0.046698 | 0% | 2.763% | 0 | 0% | 2.763% | 0 | 45.22% | 2.763% | 0.44839 |  |  |  | 0% | 11.8% | 0 | 34.99% | 11.8% | 1.4818 | 0% | 11.8% | 0 | 0% | 0.3773% | 0 | 0% | 0.3773% | 0 | 0% | 0.3773% | 0 | 0% | 100% | 0 | 0% | 100% | 0 | 0% | 100% | 0 | 0% | 100% | 0 |  |  | 0.001372 |  |  | 0.0258 |  |  | 0.060138 | 100% | 65% |  | 100% | 65% |  | 100% | 65% |  | 100% | 65% |  | 100% | 90% |  | 100% | 90% |  | 100% | 90%
COARSEGOLD 2102CB | 0.0024072 | 14.2322 | 6.4007 | 0.086484 | 6.4871 | 0.012011 | 0.019529 | 0.0079667 | 0% | 99% | 0 | 0% | 99% | 0 | 0% | 99% | 0 | 0% | 99% | 0 | 0% | 61.84% | 0 | 0% | 61.84% | 0 | 0% | 61.84% | 0 | 0% | 61.84% | 0 | 0.086484 | 100% | 2.278% | 0.14583 | 0% | 2.278% | 0 | 0% | 2.278% | 0 | 0% | 0.2651% | 0 | 0% | 0.2651% | 0 | 0% | 0.2651% | 0 | 0% | 0.721% | 0 | 0.819% | 0.721% | 0.00037799 | 64% | 0.721% | 0.029535 | 0.6563% | 0.7358% | 0.00030912 | 64% | 0.7358% | 0.030142 | 35.18% | 0.7358% | 0.016568 | 34.45% | 5.392% | 0.11891 | 26.58% | 5.392% | 0.09172 | 0% | 5.392% | 0 | 0% | 2.004% | 0 | 0% | 2.004% | 0 | 0% | 2.004% | 0 |  |  |  | 0% | 11.8% | 0 | 0% | 11.8% | 0 | 0% | 11.8% | 0 | 0% | 0.3636% | 0 | 0% | 0.3636% | 0 | 0% | 0.3636% | 0 | 0% | 100% | 0 | 0% | 100% | 0 | 0% | 100% | 0 | 0% | 100% | 0 |  |  | 0 |  |  | 0 |  |  | 0 | 100% | 65% |  | 100% | 65% |  | 100% | 65% |  | 100% | 65% |  | 100% | 90% |  | 100% | 90% |  | 100% | 90%
LOW GAP 11014086 | 0.0029316 | 11.8309 | 7.0616 | 0.25367 | 7.3153 | 0.019192 | 0.018473 | 0.0064371 | 0% | 99% | 0 | 0% | 99% | 0 | 0% | 99% | 0 | 0% | 99% | 0 | 0% | 61.23% | 0 | 0% | 61.23% | 0 | 0% | 61.23% | 0 | 0% | 61.23% | 0 | 0.25367 | 0% | 2.518% | 0 | 0% | 2.518% | 0 | 0% | 2.518% | 0 | 0% | 0.2662% | 0 | 0% | 0.2662% | 0 | 0% | 0.2662% | 0 | 0% | 0.6333% | 0 | 100% | 0.6333% | 0.044722 | 0% | 0.6333% | 0 | 100% | 0.6373% | 0.045006 | 0% | 0.6373% | 0 | 0% | 0.6373% | 0 | 93.98% | 4.683% | 0.31078 | 0% | 4.683% | 0 | 6.022% | 4.683% | 0.019914 | 0% | 3.011% | 0 | 0% | 3.011% | 0 | 0% | 3.011% | 0 |  |  |  | 0% | 11.8% | 0 | 0% | 11.8% | 0 | 0% | 11.8% | 0 | 0% | 0.3714% | 0 | 0% | 0.3714% | 0 | 0% | 0.3714% | 0 | 0% | 100% | 0 | 0% | 100% | 0 | 0% | 100% | 0 | 0% | 100% | 0 |  |  | 0 |  |  | 0 |  |  | 0 | 100% | 65% |  | 100% | 65% |  | 100% | 65% |  | 100% | 65% |  | 100% | 90% |  | 100% | 90% |  | 100% | 90%
RINCON 1101146053 | 0.0031989 | 17.6692 | 13.3203 | 0.8429 | 14.1632 | 0.038065 | 0.036966 | 0.008303 | 0% | 99% | 0 | 0% | 99% | 0 | 0% | 99% | 0 | 0% | 99% | 0 | 0% | 62.81% | 0 | 0% | 62.81% | 0 | 0% | 62.81% | 0 | 0% | 62.81% | 0 | 0.8429 | 0% | 2.989% | 0 | 0% | 2.989% | 0 | 0% | 2.989% | 0 | 0% | 0.3176% | 0 | 0% | 0.3176% | 0 | 0% | 0.3176% | 0 | 0% | 0.6784% | 0 | 50.8% | 0.6784% | 0.045903 | 49.12% | 0.6784% | 0.044382 | 97.82% | 0.7089% | 0.092375 | 2.14% | 0.7089% | 0.002021 | 0% | 0.7089% | 0 | 70.45% | 5.072% | 0.476 | 0.7827% | 5.072% | 0.0052885 | 11.71% | 5.072% | 0.079138 | 0% | 2.898% | 0 | 0% | 2.898% | 0 | 0% | 2.898% | 0 |  |  |  | 4.872% | 11.8% | 0.076571 | 0% | 11.8% | 0 | 0% | 11.8% | 0 | 0% | 0.3767% | 0 | 0% | 0.3767% | 0 | 0% | 0.3767% | 0 | 0% | 100% | 0 | 0% | 100% | 0 | 0% | 100% | 0 | 0% | 100% | 0 |  |  | 0 |  |  | 0 |  |  | 0 | 100% | 65% |  | 100% | 65% |  | 100% | 65% |  | 100% | 65% |  | 100% | 90% |  | 100% | 90% |  | 100% | 90%
REDBUD 1101708166 | 0.0038601 | 5.7587 | 6.8939 | 0.30037 | 7.1943 | 0.0080134 | 0.025227 | 0.0098908 | 0% | 99% | 0 | 31.57% | 99% | 2.1548 | 12.53% | 99% | 0.8555 | 0% | 99% | 0 | 0% | 62.22% | 0 | 2.134% | 62.22% | 0.091522 | 0% | 62.22% | 0 | 0% | 62.22% | 0 | 0.30037 | 0% | 3.31% | 0 | 0% | 3.31% | 0 | 0% | 3.31% | 0 | 0% | 0.3557% | 0 | 0% | 0.3557% | 0 | 0% | 0.3557% | 0 | 0% | 0.8757% | 0 | 14.57% | 0.8757% | 0.0087972 | 84.26% | 0.8757% | 0.050869 | 83.75% | 0.8782% | 0.05071 | 0.5134% | 0.8782% | 0.00031087 | 14.57% | 0.8782% | 0.0088232 | 66.4% | 6.475% | 0.29636 | 24.69% | 6.475% | 0.1102 | 0% | 6.475% | 0 | 0% | 1.069% | 0 | 0% | 1.069% | 0 | 0% | 1.069% | 0 |  |  |  | 4.122% | 11.8% | 0.033531 | 0% | 11.8% | 0 | 0% | 11.8% | 0 | 0% | 0.3581% | 0 | 0% | 0.3581% | 0 | 0% | 0.3581% | 0 | 0% | 100% | 0 | 1.763% | 100% | 0.12157 | 0% | 100% | 0 | 0% | 100% | 0 |  |  | 0 |  |  | 0 |  |  | 0 | 100% | 65% |  | 100% | 65% |  | 100% | 65% |  | 100% | 65% |  | 100% | 90% |  | 100% | 90% |  | 100% | 90%
GIRVAN 11021028 | 0.0049438 | 19.7791 | 20.2815 | 3.5855 | 23.867 | 0.048362 | 0.059194 | 0.019478 | 0% | 99% | 0 | 0% | 99% | 0 | 0% | 99% | 0 | 0% | 99% | 0 | 0% | 62.71% | 0 | 0% | 62.71% | 0 | 0% | 62.71% | 0 | 0% | 62.71% | 0 | 3.5855 | 84.62% | 2.749% | 0.47169 | 0% | 2.749% | 0 | 0% | 2.749% | 0 | 0% | 0.2954% | 0 | 0% | 0.2954% | 0 | 0% | 0.2954% | 0 | 0% | 0.7067% | 0 | 25.74% | 0.7067% | 0.036894 | 25.23% | 0.7067% | 0.036167 | 0% | 0.7296% | 0 | 25.23% | 0.7296% | 0.037336 | 74.77% | 0.7296% | 0.11063 | 93.48% | 5.279% | 1.0008 | 0.03582% | 5.279% | 0.00038346 | 0% | 5.279% | 0 | 0% | 2.103% | 0 | 0% | 2.103% | 0 | 0% | 2.103% | 0 |  |  |  | 34.91% | 11.8% | 0.83553 | 0% | 11.8% | 0 | 0% | 11.8% | 0 | 0% | 0.3721% | 0 | 0% | 0.3721% | 0 | 0% | 0.3721% | 0 | 0% | 100% | 0 | 0% | 100% | 0 | 0% | 100% | 0 | 0% | 100% | 0 |  |  | 5.0017e-07 |  |  | 0.016561 |  |  | 0 | 100% | 65% |  | 100% | 65% |  | 100% | 65% |  | 100% | 65% |  | 100% | 90% |  | 100% | 90% |  | 100% | 90%
MARIPOSA 21029590 | 0.0036118 | 37.6348 | 21.8577 | 0.32468 | 22.1824 | 0.066909 | 0.055435 | 0.014594 | 0% | 99% | 0 | 0% | 99% | 0 | 0% | 99% | 0 | 0% | 99% | 0 | 0% | 61.44% | 0 | 0% | 61.44% | 0 | 0% | 61.44% | 0 | 0% | 61.44% | 0 | 0.32468 | 77.78% | 2.065% | 0.35107 | 0% | 2.065% | 0 | 0% | 2.065% | 0 | 0% | 0.2259% | 0 | 0% | 0.2259% | 0 | 0% | 0.2259% | 0 | 44.42% | 0.606% | 0.058828 | 15.62% | 0.606% | 0.020683 | 48.13% | 0.606% | 0.063744 | 0% | 0.6183% | 0 | 48.13% | 0.6183% | 0.065047 | 51.37% | 0.6183% | 0.069429 | 64.55% | 4.522% | 0.638 | 0.6401% | 4.522% | 0.0063271 | 1.767% | 4.522% | 0.017468 | 0% | 3.438% | 0 | 0% | 3.438% | 0 | 45.22% | 3.438% | 0.33985 |  |  |  | 0% | 11.8% | 0 | 0% | 11.8% | 0 | 0% | 11.8% | 0 | 0% | 0.3728% | 0 | 0% | 0.3728% | 0 | 0% | 0.3728% | 0 | 0% | 100% | 0 | 0% | 100% | 0 | 0% | 100% | 0 | 0% | 100% | 0 |  |  | 0 |  |  | 0.046018 |  |  | 0.0071069 | 100% | 65% |  | 100% | 65% |  | 100% | 65% |  | 100% | 65% |  | 100% | 90% |  | 100% | 90% |  | 100% | 90%
PINE GROVE 1102269286 | 0.0049276 | 31.6525 | 36.92 | 5.2214 | 42.1414 | 0.12036 | 0.085315 | 0.027375 | 0% | 99% | 0 | 0% | 99% | 0 | 0% | 99% | 0 | 0% | 99% | 0 | 0% | 61.33% | 0 | 0% | 61.33% | 0 | 0% | 61.33% | 0 | 0% | 61.33% | 0 | 5.2214 | 100% | 1.794% | 0.66217 | 0% | 1.794% | 0 | 0% | 1.794% | 0 | 0% | 0.1977% | 0 | 0% | 0.1977% | 0 | 0% | 0.1977% | 0 | 0% | 0.5504% | 0 | 68.59% | 0.5504% | 0.13938 | 13.71% | 0.5504% | 0.027849 | 0% | 0.5643% | 0 | 13.71% | 0.5643% | 0.028555 | 84.86% | 0.5643% | 0.17682 | 53.97% | 4.124% | 0.82182 | 19.23% | 4.124% | 0.29275 | 7.955% | 4.124% | 0.12112 | 0% | 3.511% | 0 | 0% | 3.511% | 0 | 45.22% | 3.511% | 0.58616 |  |  |  | 34.98% | 11.8% | 1.5238 | 0% | 11.8% | 0 | 0% | 11.8% | 0 | 0% | 0.3763% | 0 | 0% | 0.3763% | 0 | 0% | 0.3763% | 0 | 0% | 100% | 0 | 0% | 100% | 0 | 0% | 100% | 0 | 0% | 100% | 0 |  |  | 0.29777 |  |  | 0.043849 |  |  | 0.0030026 | 100% | 65% |  | 100% | 65% |  | 100% | 65% |  | 100% | 65% |  | 100% | 90% |  | 100% | 90% |  | 100% | 90%
CEDAR CREEK 11011656 | 0.0026746 | 33.4545 | 16.3031 | 6.7224 | 23.0255 | 0.058208 | 0.033599 | 0.011129 | 0% | 99% | 0 | 0% | 99% | 0 | 0% | 99% | 0 | 0% | 99% | 0 | 0% | 60.62% | 0 | 0% | 60.62% | 0 | 0% | 60.62% | 0 | 0% | 60.62% | 0 | 6.7224 | 100% | 1.728% | 0.28173 | 0% | 1.728% | 0 | 0% | 1.728% | 0 | 0% | 0.1731% | 0 | 0% | 0.1731% | 0 | 0% | 0.1731% | 0 | 0% | 0.497% | 0 | 38.53% | 0.497% | 0.031225 | 55.1% | 0.497% | 0.044652 | 91.61% | 0.4693% | 0.070089 | 7.851% | 0.4693% | 0.0060064 | 0% | 0.4693% | 0 | 83.29% | 3.605% | 0.48947 | 0% | 3.605% | 0 | 0% | 3.605% | 0 | 0% | 3.624% | 0 | 0% | 3.624% | 0 | 45.22% | 3.624% | 0.26718 |  |  |  | 34.86% | 11.8% | 0.67063 | 0% | 11.8% | 0 | 0% | 11.8% | 0 | 0% | 0.3711% | 0 | 0% | 0.3711% | 0 | 0% | 0.3711% | 0 | 0% | 100% | 0 | 0% | 100% | 0 | 0% | 100% | 0 | 0% | 100% | 0 |  |  | 0.00046786 |  |  | 0 |  |  | 0 | 100% | 65% |  | 100% | 65% |  | 100% | 65% |  | 100% | 65% |  | 100% | 90% |  | 100% | 90% |  | 100% | 90%
WEIMAR 1102CB | 0.004401 | 14.7595 | 12.9948 | 2.4237 | 15.4185 | 0.044694 | 0.028582 | 0.00882 | 0% | 99% | 0 | 0% | 99% | 0 | 0% | 99% | 0 | 0% | 99% | 0 | 0% | 61.15% | 0 | 0% | 61.15% | 0 | 0% | 61.15% | 0 | 0% | 61.15% | 0 | 2.4237 | 25% | 1.666% | 0.054126 | 0% | 1.666% | 0 | 0% | 1.666% | 0 | 0% | 0.1769% | 0 | 0% | 0.1769% | 0 | 0% | 0.1769% | 0 | 0% | 0.5245% | 0 | 30.4% | 0.5245% | 0.020719 | 36.78% | 0.5245% | 0.025068 | 15.08% | 0.5185% | 0.010163 | 37.6% | 0.5185% | 0.025331 | 47.32% | 0.5185% | 0.031881 | 69.76% | 3.876% | 0.35132 | 2.396% | 3.876% | 0.012065 | 2.914% | 3.876% | 0.014677 | 0% | 3.892% | 0 | 0% | 3.892% | 0 | 0% | 3.892% | 0 |  |  |  | 0% | 11.8% | 0 | 0% | 11.8% | 0 | 0% | 11.8% | 0 | 55.56% | 0.3734% | 0.02696 | 0% | 0.3734% | 0 | 0% | 0.3734% | 0 | 0% | 100% | 0 | 0% | 100% | 0 | 0% | 100% | 0 | 0% | 100% | 0 |  |  | 4.4323e-05 |  |  | 0 |  |  | 0.0087617 | 100% | 65% |  | 100% | 65% |  | 100% | 65% |  | 100% | 65% |  | 100% | 90% |  | 100% | 90% |  | 100% | 90%
FROGTOWN 170212282 | 0.0020156 | 6.8911 | 3.6542 | 0.096603 | 3.7508 | 0.0057496 | 0.0099825 | 0.0073669 | 0% | 99% | 0 | 0% | 99% | 0 | 0% | 99% | 0 | 0% | 99% | 0 | 0% | 63.05% | 0 | 0% | 63.05% | 0 | 0% | 63.05% | 0 | 0% | 63.05% | 0 | 0.096603 | 0% | 1.959% | 0 | 0% | 1.959% | 0 | 0% | 1.959% | 0 | 0% | 0.2207% | 0 | 0% | 0.2207% | 0 | 0% | 0.2207% | 0 | 0% | 0.6324% | 0 | 50.99% | 0.6324% | 0.011784 | 49.01% | 0.6324% | 0.011327 | 96.7% | 0.625% | 0.022085 | 3.298% | 0.625% | 0.00075309 | 0% | 0.625% | 0 | 0% | 4.669% | 0 | 0% | 4.669% | 0 | 0% | 4.669% | 0 | 0% | 1.536% | 0 | 0% | 1.536% | 0 | 0% | 1.536% | 0 |  |  |  | 0% | 11.8% | 0 | 0% | 11.8% | 0 | 0% | 11.8% | 0 | 0% | 0.3635% | 0 | 0% | 0.3635% | 0 | 0% | 0.3635% | 0 | 0% | 100% | 0 | 0% | 100% | 0 | 0% | 100% | 0 | 0% | 100% | 0 |  |  | 0 |  |  | 0 |  |  | 0 | 100% | 65% |  | 100% | 65% |  | 100% | 65% |  | 100% | 65% |  | 100% | 90% |  | 100% | 90% |  | 100% | 90%
HIGHLANDS 11031282 | 0.0045905 | 6.5549 | 4.7797 | 0.68851 | 5.4682 | 0.011208 | 0.013174 | 0.0058925 | 0% | 99% | 0 | 0% | 99% | 0 | 0% | 99% | 0 | 0% | 99% | 0 | 0% | 62.33% | 0 | 0% | 62.33% | 0 | 0% | 62.33% | 0 | 0% | 62.33% | 0 | 0.68851 | 0% | 2.186% | 0 | 0% | 2.186% | 0 | 0% | 2.186% | 0 | 0% | 0.2299% | 0 | 0% | 0.2299% | 0 | 0% | 0.2299% | 0 | 0% | 0.6536% | 0 | 99.59% | 0.6536% | 0.031113 | 0% | 0.6536% | 0 | 99.59% | 0.6387% | 0.030405 | 0% | 0.6387% | 0 | 92.19% | 0.6387% | 0.028146 | 45.14% | 4.8% | 0.10358 | 49.9% | 4.8% | 0.11448 | 0% | 4.8% | 0 | 0% | 2.287% | 0 | 0% | 2.287% | 0 | 0% | 2.287% | 0 |  |  |  | 32.86% | 11.8% | 0.18531 | 0% | 11.8% | 0 | 0% | 11.8% | 0 | 0% | 0.3651% | 0 | 0% | 0.3651% | 0 | 0% | 0.3651% | 0 | 0% | 100% | 0 | 2.061% | 100% | 0.098492 | 0% | 100% | 0 | 0% | 100% | 0 |  |  | 0 |  |  | 0.0072164 |  |  | 0 | 100% | 65% |  | 100% | 65% |  | 100% | 65% |  | 100% | 65% |  | 100% | 90% |  | 100% | 90% |  | 100% | 90%
ORO FINO 11022096 | 0.0045219 | 14.8229 | 16.7976 | 2.1959 | 18.9935 | 0.061597 | 0.038225 | 0.0066522 | 0% | 99% | 0 | 0% | 99% | 0 | 0% | 99% | 0 | 0% | 99% | 0 | 0% | 62.13% | 0 | 0% | 62.13% | 0 | 0% | 62.13% | 0 | 0% | 62.13% | 0 | 2.1959 | 0% | 2.372% | 0 | 0% | 2.372% | 0 | 0% | 2.372% | 0 | 0% | 0.2472% | 0 | 0% | 0.2472% | 0 | 0% | 0.2472% | 0 | 33.17% | 0.5509% | 0.030698 | 0% | 0.5509% | 0 | 33.17% | 0.5509% | 0.030698 | 0% | 0.5655% | 0 | 33.17% | 0.5655% | 0.03151 | 0% | 0.5655% | 0 | 100% | 4.094% | 0.68774 | 0% | 4.094% | 0 | 0% | 4.094% | 0 | 0% | 3.67% | 0 | 0% | 3.67% | 0 | 0% | 3.67% | 0 |  |  |  | 0% | 11.8% | 0 | 0% | 11.8% | 0 | 0% | 11.8% | 0 | 0% | 0.3792% | 0 | 0% | 0.3792% | 0 | 0% | 0.3792% | 0 | 0% | 100% | 0 | 0% | 100% | 0 | 0% | 100% | 0 | 0% | 100% | 0 |  |  | 0 |  |  | 0 |  |  | 0 | 100% | 65% |  | 100% | 65% |  | 100% | 65% |  | 100% | 65% |  | 100% | 90% |  | 100% | 90% |  | 100% | 90%
DIAMOND SPRINGS 1106279670 | 0.0035109 | 4.0083 | 3.7372 | 0.28571 | 4.0229 | 0.011211 | 0.00853 | 0.0041562 | 0% | 99% | 0 | 0% | 99% | 0 | 0% | 99% | 0 | 0% | 99% | 0 | 0% | 63.06% | 0 | 0% | 63.06% | 0 | 0% | 63.06% | 0 | 0% | 63.06% | 0 | 0.28571 | 0% | 1.947% | 0 | 0% | 1.947% | 0 | 0% | 1.947% | 0 | 0% | 0.2096% | 0 | 0% | 0.2096% | 0 | 0% | 0.2096% | 0 | 0% | 0.5394% | 0 | 40.4% | 0.5394% | 0.008143 | 52.55% | 0.5394% | 0.010593 | 86.44% | 0.5578% | 0.018022 | 6.505% | 0.5578% | 0.0013562 | 0% | 0.5578% | 0 | 87.51% | 4.039% | 0.13208 | 0% | 4.039% | 0 | 0% | 4.039% | 0 | 0% | 3.135% | 0 | 0% | 3.135% | 0 | 0% | 3.135% | 0 |  |  |  | 27.92% | 11.8% | 0.12313 | 0% | 11.8% | 0 | 0% | 11.8% | 0 | 0% | 0.3784% | 0 | 0% | 0.3784% | 0 | 0% | 0.3784% | 0 | 0% | 100% | 0 | 0% | 100% | 0 | 0% | 100% | 0 | 0% | 100% | 0 |  |  | 0.00098804 |  |  | 0 |  |  | 0 | 100% | 65% |  | 100% | 65% |  | 100% | 65% |  | 100% | 65% |  | 100% | 90% |  | 100% | 90% |  | 100% | 90%
COTTONWOOD 11011610 | 0.0017434 | 39.1028 | 13.3941 | 2.1217 | 15.5158 | 0.029375 | 0.039481 | 0.016853 | 0% | 99% | 0 | 0% | 99% | 0 | 0% | 99% | 0 | 0% | 99% | 0 | 0% | 60.66% | 0 | 0% | 60.66% | 0 | 0% | 60.66% | 0 | 0% | 60.66% | 0 | 2.1217 | 100% | 2.236% | 0.29948 | 0% | 2.236% | 0 | 0% | 2.236% | 0 | 0% | 0.2257% | 0 | 0% | 0.2257% | 0 | 0% | 0.2257% | 0 | 0.2814% | 0.6919% | 0.00026076 | 22.24% | 0.6919% | 0.020605 | 14.36% | 0.6919% | 0.013309 | 0.9848% | 0.6401% | 0.00084438 | 14.36% | 0.6401% | 0.012314 | 83.96% | 0.6401% | 0.071987 | 35% | 4.99% | 0.23392 | 0% | 4.99% | 0 | 9.509% | 4.99% | 0.063549 | 0% | 2.012% | 0 | 0% | 2.012% | 0 | 0% | 2.012% | 0 |  |  |  | 29.81% | 11.8% | 0.47118 | 0% | 11.8% | 0 | 0% | 11.8% | 0 | 0% | 0.3555% | 0 | 0% | 0.3555% | 0 | 0% | 0.3555% | 0 | 0.3742% | 100% | 0.050126 | 0% | 100% | 0 | 0% | 100% | 0 | 0% | 100% | 0 |  |  | 0.0013205 |  |  | 0 |  |  | 0.038691 | 100% | 65% |  | 100% | 65% |  | 100% | 65% |  | 100% | 65% |  | 100% | 90% |  | 100% | 90% |  | 100% | 90%
MIWUK 1701360164 | 0.0032906 | 7.4621 | 6.8896 | 0.23095 | 7.1205 | 0.017249 | 0.020835 | 0.0060489 | 0% | 99% | 0 | 0% | 99% | 0 | 0% | 99% | 0 | 0% | 99% | 0 | 0% | 61.86% | 0 | 0% | 61.86% | 0 | 0% | 61.86% | 0 | 0% | 61.86% | 0 | 0.23095 | 0% | 2.425% | 0 | 0% | 2.425% | 0 | 0% | 2.425% | 0 | 0% | 0.2777% | 0 | 0% | 0.2777% | 0 | 0% | 0.2777% | 0 | 0% | 0.6918% | 0 | 0% | 0.6918% | 0 | 0.3347% | 0.6918% | 0.00015952 | 0% | 0.7113% | 0 | 84.96% | 0.7113% | 0.041633 | 14.77% | 0.7113% | 0.0072376 | 55.21% | 5.168% | 0.19659 | 0% | 5.168% | 0 | 0% | 5.168% | 0 | 0% | 2.287% | 0 | 0% | 2.287% | 0 | 0% | 2.287% | 0 |  |  |  | 0% | 11.8% | 0 | 0% | 11.8% | 0 | 0% | 11.8% | 0 | 55.56% | 0.3669% | 0.014044 | 0% | 0.3669% | 0 | 0% | 0.3669% | 0 | 0% | 100% | 0 | 0% | 100% | 0 | 0% | 100% | 0 | 0% | 100% | 0 |  |  | 0 |  |  | 0 |  |  | 0 | 100% | 65% |  | 100% | 65% |  | 100% | 65% |  | 100% | 65% |  | 100% | 90% |  | 100% | 90% |  | 100% | 90%
OAKHURST 1102455174 | 0.0032946 | 2.6711 | 1.7183 | 0.068172 | 1.7865 | 0.0049683 | 0.0040681 | 0.0019875 | 0% | 99% | 0 | 0% | 99% | 0 | 0% | 99% | 0 | 0% | 99% | 0 | 0% | 62.97% | 0 | 0% | 62.97% | 0 | 0% | 62.97% | 0 | 0% | 62.97% | 0 | 0.068172 | 0% | 1.861% | 0 | 0% | 1.861% | 0 | 0% | 1.861% | 0 | 0% | 0.206% | 0 | 0% | 0.206% | 0 | 0% | 0.206% | 0 | 0% | 0.5584% | 0 | 23.91% | 0.5584% | 0.0022939 | 0% | 0.5584% | 0 | 0% | 0.5772% | 0 | 0% | 0.5772% | 0 | 100% | 0.5772% | 0.0099187 | 37.67% | 4.191% | 0.027122 | 26.22% | 4.191% | 0.018879 | 0% | 4.191% | 0 | 0% | 3.076% | 0 | 0% | 3.076% | 0 | 0% | 3.076% | 0 |  |  |  | 0% | 11.8% | 0 | 0% | 11.8% | 0 | 0% | 11.8% | 0 | 0% | 0.3773% | 0 | 0% | 0.3773% | 0 | 0% | 0.3773% | 0 | 0% | 100% | 0 | 0% | 100% | 0 | 0% | 100% | 0 | 0% | 100% | 0 |  |  | 0 |  |  | 0.0001539 |  |  | 0 | 100% | 65% |  | 100% | 65% |  | 100% | 65% |  | 100% | 65% |  | 100% | 90% |  | 100% | 90% |  | 100% | 90%
EL DORADO PH 210219562 | 0.012963 | 3.3837 | 5.6507 | 1.2201 | 6.8708 | 0.018685 | 0.013703 | 0.0039202 | 0% | 99% | 0 | 0% | 99% | 0 | 0% | 99% | 0 | 0% | 99% | 0 | 0% | 62.9% | 0 | 0% | 62.9% | 0 | 0% | 62.9% | 0 | 0% | 62.9% | 0 | 1.2201 | 0% | 2.017% | 0 | 0% | 2.017% | 0 | 0% | 2.017% | 0 | 0% | 0.2303% | 0 | 0% | 0.2303% | 0 | 0% | 0.2303% | 0 | 0% | 0.5614% | 0 | 0% | 0.5614% | 0 | 42.46% | 0.5614% | 0.013471 | 0% | 0.5941% | 0 | 42.46% | 0.5941% | 0.014256 | 57.54% | 0.5941% | 0.019316 | 98.44% | 4.243% | 0.23603 | 1.291% | 4.243% | 0.0030964 | 0% | 4.243% | 0 | 0% | 2.829% | 0 | 0% | 2.829% | 0 | 0% | 2.829% | 0 |  |  |  | 35% | 11.8% | 0.23337 | 0% | 11.8% | 0 | 0% | 11.8% | 0 | 0% | 0.3784% | 0 | 0% | 0.3784% | 0 | 0% | 0.3784% | 0 | 0% | 100% | 0 | 0% | 100% | 0 | 0% | 100% | 0 | 0% | 100% | 0 |  |  | 0 |  |  | 0.00053249 |  |  | 0 | 100% | 65% |  | 100% | 65% |  | 100% | 65% |  | 100% | 65% |  | 100% | 90% |  | 100% | 90% |  | 100% | 90%
HOPLAND 1101154790 | 0.0024268 | 6.4475 | 9.3159 | 0.050105 | 9.366 | 0.015706 | 0.033081 | 0.011095 | 0% | 99% | 0 | 0% | 99% | 0 | 0% | 99% | 0 | 0% | 99% | 0 | 0% | 62.95% | 0 | 0% | 62.95% | 0 | 0% | 62.95% | 0 | 0% | 62.95% | 0 | 0.050105 | 0% | 3.264% | 0 | 0% | 3.264% | 0 | 0% | 3.264% | 0 | 0% | 0.3623% | 0 | 0% | 0.3623% | 0 | 0% | 0.3623% | 0 | 0% | 0.823% | 0 | 48.67% | 0.823% | 0.037313 | 51.06% | 0.823% | 0.039151 | 99.73% | 0.8586% | 0.079767 | 0.1295% | 0.8586% | 0.00010357 | 39.33% | 0.8586% | 0.031456 | 0% | 6.168% | 0 | 0% | 6.168% | 0 | 0% | 6.168% | 0 | 0% | 1.486% | 0 | 0% | 1.486% | 0 | 0% | 1.486% | 0 |  |  |  | 0% | 11.8% | 0 | 0% | 11.8% | 0 | 0% | 11.8% | 0 | 0% | 0.367% | 0 | 0% | 0.367% | 0 | 0% | 0.367% | 0 | 0% | 100% | 0 | 0% | 100% | 0 | 0% | 100% | 0 | 0% | 100% | 0 |  |  | 0 |  |  | 0 |  |  | 0 | 100% | 65% |  | 100% | 65% |  | 100% | 65% |  | 100% | 65% |  | 100% | 90% |  | 100% | 90% |  | 100% | 90%
COVELO 1101562360 | 0.0013495 | 0 | 17.299 | 0.24536 | 17.5443 | 0.043488 | 0.048723 | 0.019118 | 0% | 99% | 0 | 0% | 99% | 0 | 0% | 99% | 0 | 0% | 99% | 0 | 0% | 61.51% | 0 | 0% | 61.51% | 0 | 0% | 61.51% | 0 | 0% | 61.51% | 0 | 0.24536 | 0% | 2.218% | 0 | 0% | 2.218% | 0 | 0% | 2.218% | 0 | 100% | 0.2327% | 0.040255 | 0% | 0.2327% | 0 | 0% | 0.2327% | 0 | 0% | 0.6586% | 0 | 78.93% | 0.6586% | 0.089928 | 9.474% | 0.6586% | 0.010793 | 88.07% | 0.6422% | 0.097849 | 7.707% | 0.6422% | 0.0085627 | 66.85% | 0.6422% | 0.074274 | 59.02% | 4.836% | 0.49373 | 0% | 4.836% | 0 | 0% | 4.836% | 0 | 0% | 2.413% | 0 | 0% | 2.413% | 0 | 0% | 2.413% | 0 |  |  |  | 10.43% | 11.8% | 0.21283 | 0% | 11.8% | 0 | 0% | 11.8% | 0 | 0% | 0.365% | 0 | 0% | 0.365% | 0 | 0% | 0.365% | 0 | 0% | 100% | 0 | 0% | 100% | 0 | 0% | 100% | 0 | 0% | 100% | 0 |  |  | 0 |  |  | 0 |  |  | 0.0035467 |  |  |  |  | 65% |  |  | 65% |  | 100% | 65%
LOW GAP 1101449990 | 0.0062657 | 4.0708 | 4.9866 | 0.18279 | 5.1694 | 0.016706 | 0.011134 | 0.0043792 | 0% | 99% | 0 | 0% | 99% | 0 | 0% | 99% | 0 | 0% | 99% | 0 | 0% | 61.52% | 0 | 0% | 61.52% | 0 | 0% | 61.52% | 0 | 0% | 61.52% | 0 | 0.18279 | 0% | 2.165% | 0 | 0% | 2.165% | 0 | 0% | 2.165% | 0 | 0% | 0.2313% | 0 | 0% | 0.2313% | 0 | 0% | 0.2313% | 0 | 0% | 0.523% | 0 | 100% | 0.523% | 0.02608 | 0% | 0.523% | 0 | 100% | 0.5362% | 0.026736 | 0% | 0.5362% | 0 | 0% | 0.5362% | 0 | 0% | 3.889% | 0 | 0% | 3.889% | 0 | 0% | 3.889% | 0 | 0% | 3.636% | 0 | 0% | 3.636% | 0 | 0% | 3.636% | 0 |  |  |  | 0% | 11.8% | 0 | 0% | 11.8% | 0 | 0% | 11.8% | 0 | 0% | 0.3783% | 0 | 0% | 0.3783% | 0 | 0% | 0.3783% | 0 | 0% | 100% | 0 | 0% | 100% | 0 | 0% | 100% | 0 | 0% | 100% | 0 |  |  | 0 |  |  | 0 |  |  | 0 | 100% | 65% |  | 100% | 65% |  | 100% | 65% |  | 100% | 65% |  | 100% | 90% |  | 100% | 90% |  | 100% | 90%
KING CITY 1106958502 | 0.0012824 | 0 | 2.9646 | 0.021498 | 2.9861 | 0.002105 | 0.01076 | 0.0063119 | 0% | 99% | 0 | 0% | 99% | 0 | 0% | 99% | 0 | 0% | 99% | 0 | 0% | 62.51% | 0 | 0% | 62.51% | 0 | 0% | 62.51% | 0 | 0% | 62.51% | 0 | 0.021498 | 0% | 3.026% | 0 | 0% | 3.026% | 0 | 0% | 3.026% | 0 | 0% | 0.333% | 0 | 0% | 0.333% | 0 | 0% | 0.333% | 0 | 0% | 0.8273% | 0 | 79.65% | 0.8273% | 0.019536 | 20.08% | 0.8273% | 0.0049249 | 98.19% | 0.8238% | 0.023982 | 1.739% | 0.8238% | 0.00042477 | 46.49% | 0.8238% | 0.011354 | 45.67% | 6.101% | 0.082604 | 0% | 6.101% | 0 | 7.697% | 6.101% | 0.013922 | 0% | 0.652% | 0 | 0% | 0.652% | 0 | 0% | 0.652% | 0 |  |  |  | 0% | 11.8% | 0 | 10.05% | 11.8% | 0.035162 | 0% | 11.8% | 0 | 0% | 0.3557% | 0 | 0% | 0.3557% | 0 | 0% | 0.3557% | 0 | 0% | 100% | 0 | 0% | 100% | 0 | 0% | 100% | 0 | 0% | 100% | 0 |  |  | 0 |  |  | 0 |  |  | 0 |  |  |  |  | 65% |  |  | 65% |  | 100% | 65%
RED BLUFF 110451238 | 0.0016223 | 39.3309 | 12.8833 | 2.5244 | 15.4076 | 0.02581 | 0.039284 | 0.01854 | 0% | 99% | 0 | 0% | 99% | 0 | 0% | 99% | 0 | 0% | 99% | 0 | 0% | 62.11% | 0 | 0% | 62.11% | 0 | 0% | 62.11% | 0 | 0% | 62.11% | 0 | 2.5244 | 66.67% | 2.366% | 0.20318 | 0% | 2.366% | 0 | 0% | 2.366% | 0 | 0% | 0.2482% | 0 | 0% | 0.2482% | 0 | 0% | 0.2482% | 0 | 0% | 0.7047% | 0 | 22.5% | 0.7047% | 0.020432 | 68.6% | 0.7047% | 0.062281 | 14.33% | 0.69% | 0.012742 | 68.6% | 0.69% | 0.060984 | 16.66% | 0.69% | 0.014807 | 35.63% | 5.18% | 0.2378 | 0% | 5.18% | 0 | 0% | 5.18% | 0 | 0% | 1.627% | 0 | 0% | 1.627% | 0 | 0% | 1.627% | 0 |  |  |  | 28.39% | 11.8% | 0.43165 | 0% | 11.8% | 0 | 0% | 11.8% | 0 | 0% | 0.3624% | 0 | 0% | 0.3624% | 0 | 0% | 0.3624% | 0 | 0% | 100% | 0 | 0% | 100% | 0 | 0% | 100% | 0 | 0% | 100% | 0 |  |  | 0 |  |  | 0 |  |  | 0 | 100% | 65% |  | 100% | 65% |  | 100% | 65% |  | 100% | 65% |  | 100% | 90% |  | 100% | 90% |  | 100% | 90%
COARSEGOLD 210210040 | 0.0034115 | 18.5122 | 14.9666 | 0.55043 | 15.517 | 0.04208 | 0.04201 | 0.013155 | 0% | 99% | 0 | 0% | 99% | 0 | 0% | 99% | 0 | 0% | 99% | 0 | 0% | 61.94% | 0 | 0% | 61.94% | 0 | 0% | 61.94% | 0 | 0% | 61.94% | 0 | 0.55043 | 80% | 2.252% | 0.26968 | 0% | 2.252% | 0 | 0% | 2.252% | 0 | 0% | 0.2433% | 0 | 0% | 0.2433% | 0 | 0% | 0.2433% | 0 | 0% | 0.6551% | 0 | 59.49% | 0.6551% | 0.058328 | 0% | 0.6551% | 0 | 0% | 0.6741% | 0 | 0% | 0.6741% | 0 | 99.93% | 0.6741% | 0.10082 | 33.02% | 4.908% | 0.24256 | 0% | 4.908% | 0 | 0% | 4.908% | 0 | 0% | 2.961% | 0 | 0% | 2.961% | 0 | 0% | 2.961% | 0 |  |  |  | 35% | 11.8% | 0.61812 | 0% | 11.8% | 0 | 0% | 11.8% | 0 | 0% | 0.3737% | 0 | 0% | 0.3737% | 0 | 0% | 0.3737% | 0 | 0% | 100% | 0 | 0% | 100% | 0 | 0% | 100% | 0 | 0% | 100% | 0 |  |  | 0 |  |  | 0 |  |  | 0 | 100% | 65% |  | 100% | 65% |  | 100% | 65% |  | 100% | 65% |  | 100% | 90% |  | 100% | 90% |  | 100% | 90%
WEST POINT 110112256 | 0.0079522 | 7.4221 | 9.0803 | 2.1287 | 11.209 | 0.033144 | 0.020058 | 0.0059154 | 0% | 99% | 0 | 0% | 99% | 0 | 0% | 99% | 0 | 0% | 99% | 0 | 0% | 61.64% | 0 | 0% | 61.64% | 0 | 0% | 61.64% | 0 | 0% | 61.64% | 0 | 2.1287 | 0% | 1.831% | 0 | 0% | 1.831% | 0 | 0% | 1.831% | 0 | 0% | 0.1937% | 0 | 0% | 0.1937% | 0 | 0% | 0.1937% | 0 | 10.29% | 0.5173% | 0.0048334 | 49.66% | 0.5173% | 0.023329 | 35.25% | 0.5173% | 0.016559 | 0% | 0.5262% | 0 | 41.49% | 0.5262% | 0.019827 | 58.51% | 0.5262% | 0.027956 | 41.96% | 3.856% | 0.14693 | 4.027% | 3.856% | 0.014099 | 8.972% | 3.856% | 0.031416 | 0% | 3.665% | 0 | 0% | 3.665% | 0 | 0% | 3.665% | 0 |  |  |  | 35% | 11.8% | 0.37502 | 0% | 11.8% | 0 | 0% | 11.8% | 0 | 55.56% | 0.3783% | 0.019083 | 0% | 0.3783% | 0 | 0% | 0.3783% | 0 | 0% | 100% | 0 | 0% | 100% | 0 | 0% | 100% | 0 | 0% | 100% | 0 |  |  | 0 |  |  | 0.027676 |  |  | 0.019924 | 100% | 65% |  | 100% | 65% |  | 100% | 65% |  | 100% | 65% |  | 100% | 90% |  | 100% | 90% |  | 100% | 90%
RINCON 1103474 | 0.006141 | 7.0854 | 7.9538 | 0.29433 | 8.2481 | 0.030153 | 0.018794 | 0.0029011 | 0% | 99% | 0 | 0% | 99% | 0 | 0% | 99% | 0 | 0% | 99% | 0 | 0% | 62.24% | 0 | 0% | 62.24% | 0 | 0% | 62.24% | 0 | 0% | 62.24% | 0 | 0.29433 | 0% | 2.582% | 0 | 0% | 2.582% | 0 | 0% | 2.582% | 0 | 0% | 0.2719% | 0 | 0% | 0.2719% | 0 | 0% | 0.2719% | 0 | 0% | 0.5588% | 0 | 59.44% | 0.5588% | 0.026418 | 21.77% | 0.5588% | 0.0096768 | 59.44% | 0.5872% | 0.027758 | 21.77% | 0.5872% | 0.010168 | 18.79% | 0.5872% | 0.0087772 | 59.48% | 4.181% | 0.19778 | 0% | 4.181% | 0 | 36.8% | 4.181% | 0.12235 | 0% | 4.091% | 0 | 0% | 4.091% | 0 | 0% | 4.091% | 0 |  |  |  | 34.94% | 11.8% | 0.32793 | 0% | 11.8% | 0 | 0% | 11.8% | 0 | 0% | 0.3823% | 0 | 0% | 0.3823% | 0 | 0% | 0.3823% | 0 | 0% | 100% | 0 | 0% | 100% | 0 | 0% | 100% | 0 | 0% | 100% | 0 |  |  | 0 |  |  | 0.0049731 |  |  | 0.0098261 | 100% | 65% |  | 100% | 65% |  | 100% | 65% |  | 100% | 65% |  | 100% | 90% |  | 100% | 90% |  | 100% | 90%
MIWUK 17029270 | 0.0036131 | 6.1799 | 4.6848 | 0.5161 | 5.2009 | 0.0092481 | 0.014645 | 0.006651 | 0% | 99% | 0 | 0% | 99% | 0 | 0% | 99% | 0 | 0% | 99% | 0 | 0% | 62.14% | 0 | 0% | 62.14% | 0 | 0% | 62.14% | 0 | 0% | 62.14% | 0 | 0.5161 | 0% | 2.295% | 0 | 0% | 2.295% | 0 | 0% | 2.295% | 0 | 0% | 0.261% | 0 | 0% | 0.261% | 0 | 0% | 0.261% | 0 | 66.4% | 0.7046% | 0.021918 | 25.42% | 0.7046% | 0.0083912 | 68.79% | 0.7046% | 0.022708 | 0% | 0.7169% | 0 | 68.79% | 0.7169% | 0.023104 | 31.05% | 0.7169% | 0.010429 | 42.66% | 5.255% | 0.10503 | 24.62% | 5.255% | 0.060606 | 29.36% | 5.255% | 0.07227 | 0% | 1.627% | 0 | 0% | 1.627% | 0 | 0% | 1.627% | 0 |  |  |  | 0% | 11.8% | 0 | 0% | 11.8% | 0 | 0% | 11.8% | 0 | 0% | 0.3648% | 0 | 0% | 0.3648% | 0 | 0% | 0.3648% | 0 | 0% | 100% | 0 | 0% | 100% | 0 | 0% | 100% | 0 | 0% | 100% | 0 |  |  | 0 |  |  | 0.003827 |  |  | 0.0023594 | 100% | 65% |  | 100% | 65% |  | 100% | 65% |  | 100% | 65% |  | 100% | 90% |  | 100% | 90% |  | 100% | 90%
WILDWOOD 110185112 | 0.0037515 | 7.3034 | 4.859 | 0 | 4.859 | 0.015039 | 0.013131 | 0.0035674 | 0% | 99% | 0 | 0% | 99% | 0 | 0% | 99% | 0 | 0% | 99% | 0 | 0% | 61.17% | 0 | 0% | 61.17% | 0 | 0% | 61.17% | 0 | 0% | 61.17% | 0 | 0 | 0% | 2.59% | 0 | 0% | 2.59% | 0 | 0% | 2.59% | 0 | 0% | 0.2724% | 0 | 0% | 0.2724% | 0 | 0% | 0.2724% | 0 | 0% | 0.6308% | 0 | 94.42% | 0.6308% | 0.028942 | 3.875% | 0.6308% | 0.0011878 | 94.42% | 0.6403% | 0.029377 | 5.575% | 0.6403% | 0.0017345 | 17.22% | 0.6403% | 0.0053585 | 44.41% | 4.675% | 0.10088 | 0% | 4.675% | 0 | 0% | 4.675% | 0 | 0% | 3.171% | 0 | 0% | 3.171% | 0 | 0% | 3.171% | 0 |  |  |  | 0% | 11.8% | 0 | 0% | 11.8% | 0 | 0% | 11.8% | 0 | 0% | 0.3733% | 0 | 0% | 0.3733% | 0 | 0% | 0.3733% | 0 | 0% | 100% | 0 | 0% | 100% | 0 | 0% | 100% | 0 | 0% | 100% | 0 |  |  | 0.0040764 |  |  | 0 |  |  | 0 | 100% | 65% |  | 100% | 65% |  | 100% | 65% |  | 100% | 65% |  | 100% | 90% |  | 100% | 90% |  | 100% | 90%
MIDDLETOWN 11021312 | 0.0029252 | 13.9114 | 7.4332 | 4.0239 | 11.4571 | 0.013027 | 0.023997 | 0.011604 | 0% | 99% | 0 | 0% | 99% | 0 | 0% | 99% | 0 | 0% | 99% | 0 | 0% | 63.19% | 0 | 0% | 63.19% | 0 | 0% | 63.19% | 0 | 0% | 63.19% | 0 | 4.0239 | 0% | 2.367% | 0 | 0% | 2.367% | 0 | 0% | 2.367% | 0 | 0% | 0.2601% | 0 | 0% | 0.2601% | 0 | 0% | 0.2601% | 0 | 16.92% | 0.7389% | 0.0092898 | 64.18% | 0.7389% | 0.035251 | 52.61% | 0.7389% | 0.028892 | 99.88% | 0.7469% | 0.055452 | 16.92% | 0.7469% | 0.0093913 | 16.92% | 0.7469% | 0.0093913 | 23.99% | 5.501% | 0.098087 | 0% | 5.501% | 0 | 48.21% | 5.501% | 0.19711 | 0% | 1.437% | 0 | 0% | 1.437% | 0 | 0% | 1.437% | 0 |  |  |  | 35% | 11.8% | 0.30699 | 0% | 11.8% | 0 | 0% | 11.8% | 0 | 0% | 0.3651% | 0 | 0% | 0.3651% | 0 | 0% | 0.3651% | 0 | 0% | 100% | 0 | 0% | 100% | 0 | 0% | 100% | 0 | 0% | 100% | 0 |  |  | 0 |  |  | 0 |  |  | 0.015705 | 100% | 65% |  | 100% | 65% |  | 100% | 65% |  | 100% | 65% |  | 100% | 90% |  | 100% | 90% |  | 100% | 90%
GRASS VALLEY 11032110 | 0.0051957 | 20.7297 | 18.5157 | 1.3987 | 19.9144 | 0.063877 | 0.040704 | 0.016994 | 0% | 99% | 0 | 0% | 99% | 0 | 0% | 99% | 0 | 0% | 99% | 0 | 0% | 61.48% | 0 | 0% | 61.48% | 0 | 0% | 61.48% | 0 | 0% | 61.48% | 0 | 1.3987 | 66.67% | 1.657% | 0.2046 | 0% | 1.657% | 0 | 0% | 1.657% | 0 | 0% | 0.1777% | 0 | 0% | 0.1777% | 0 | 0% | 0.1777% | 0 | 0% | 0.5031% | 0 | 40.11% | 0.5031% | 0.037364 | 11.96% | 0.5031% | 0.011142 | 11.64% | 0.5021% | 0.01082 | 13.02% | 0.5021% | 0.012103 | 74.58% | 0.5021% | 0.069335 | 63.02% | 3.729% | 0.4351 | 2.401% | 3.729% | 0.016576 | 14.4% | 3.729% | 0.099393 | 0% | 3.482% | 0 | 0% | 3.482% | 0 | 45.22% | 3.482% | 0.29156 |  |  |  | 34.84% | 11.8% | 0.76128 | 0% | 11.8% | 0 | 0% | 11.8% | 0 | 0% | 0.3753% | 0 | 0% | 0.3753% | 0 | 0% | 0.3753% | 0 | 0% | 100% | 0 | 0% | 100% | 0 | 0% | 100% | 0 | 0% | 100% | 0 |  |  | 0 |  |  | 0 |  |  | 0.02375 | 100% | 65% |  | 100% | 65% |  | 100% | 65% |  | 100% | 65% |  | 100% | 90% |  | 100% | 90% |  | 100% | 90%
TEMPLETON 2113R82 | 0.0015339 | 37.9649 | 21.5518 | 0.044292 | 21.5961 | 0.016394 | 0.088381 | 0.03681 | 0% | 99% | 0 | 0% | 99% | 0 | 0% | 99% | 0 | 0% | 99% | 0 | 0% | 62.71% | 0 | 0% | 62.71% | 0 | 0% | 62.71% | 0 | 0% | 62.71% | 0 | 0.044292 | 50% | 3.569% | 0.38459 | 0% | 3.569% | 0 | 0% | 3.569% | 0 | 0% | 0.3868% | 0 | 0% | 0.3868% | 0 | 0% | 0.3868% | 0 | 18.8% | 0.9322% | 0.037775 | 44.07% | 0.9322% | 0.088552 | 20.16% | 0.9322% | 0.040505 | 44.22% | 0.9489% | 0.090435 | 55.88% | 0.9489% | 0.11427 | 4.642% | 0.9489% | 0.0094935 | 28.12% | 6.925% | 0.41976 | 7.077% | 6.925% | 0.10563 | 0% | 6.925% | 0 | 0% | 0.7572% | 0 | 0% | 0.7572% | 0 | 0% | 0.7572% | 0 |  |  |  | 0% | 11.8% | 0 | 0% | 11.8% | 0 | 0% | 11.8% | 0 | 0% | 0.3579% | 0 | 0% | 0.3579% | 0 | 0% | 0.3579% | 0 | 0% | 100% | 0 | 0% | 100% | 0 | 0% | 100% | 0 | 0% | 100% | 0 |  |  | 0 |  |  | 0 |  |  | 0.0027145 | 100% | 65% |  | 100% | 65% |  | 100% | 65% |  | 100% | 65% |  | 100% | 90% |  | 100% | 90% |  | 100% | 90%
NARROWS 21052748 | 0.0034191 | 14.0837 | 22.4045 | 3.1071 | 25.5116 | 0.063521 | 0.05766 | 0.026281 | 0% | 99% | 0 | 0% | 99% | 0 | 0% | 99% | 0 | 0% | 99% | 0 | 0% | 62.98% | 0 | 0% | 62.98% | 0 | 0% | 62.98% | 0 | 0% | 62.98% | 0 | 3.1071 | 100% | 1.811% | 0.40583 | 0% | 1.811% | 0 | 0% | 1.811% | 0 | 100% | 0.2073% | 0.046447 | 0% | 0.2073% | 0 | 0% | 0.2073% | 0 | 0% | 0.5734% | 0 | 11.69% | 0.5734% | 0.015016 | 74.41% | 0.5734% | 0.095591 | 63.94% | 0.5853% | 0.083849 | 31.65% | 0.5853% | 0.041507 | 0% | 0.5853% | 0 | 71.88% | 4.286% | 0.69023 | 6.901% | 4.286% | 0.066271 | 1.747% | 4.286% | 0.016779 | 0% | 2.674% | 0 | 0% | 2.674% | 0 | 0% | 2.674% | 0 |  |  |  | 0% | 11.8% | 0 | 0% | 11.8% | 0 | 0% | 11.8% | 0 | 0% | 0.3717% | 0 | 0% | 0.3717% | 0 | 0% | 0.3717% | 0 | 0% | 100% | 0 | 0% | 100% | 0 | 0% | 100% | 0 | 0% | 100% | 0 |  |  | 0.0062467 |  |  | 0.0068264 |  |  | 0 | 100% | 65% |  | 100% | 65% |  | 100% | 65% |  | 100% | 65% |  | 100% | 90% |  | 100% | 90% |  | 100% | 90%
HIGGINS 1104CB | 0.0028907 | 11.5026 | 8.4277 | 0.10476 | 8.5324 | 0.018504 | 0.027498 | 0.010056 | 0% | 99% | 0 | 0% | 99% | 0 | 0% | 99% | 0 | 0% | 99% | 0 | 0% | 61.16% | 0 | 0% | 61.16% | 0 | 0% | 61.16% | 0 | 0% | 61.16% | 0 | 0.10476 | 0% | 2.082% | 0 | 0% | 2.082% | 0 | 0% | 2.082% | 0 | 0% | 0.2412% | 0 | 0% | 0.2412% | 0 | 0% | 0.2412% | 0 | 46.47% | 0.7223% | 0.028288 | 0.4732% | 0.7223% | 0.00028807 | 47.68% | 0.7223% | 0.029023 | 0.4732% | 0.7393% | 0.00029486 | 63.96% | 0.7393% | 0.039849 | 35.52% | 0.7393% | 0.022129 | 20.45% | 5.426% | 0.093508 | 3.543% | 5.426% | 0.016201 | 0% | 5.426% | 0 | 0% | 2.254% | 0 | 0% | 2.254% | 0 | 0% | 2.254% | 0 |  |  |  | 0% | 11.8% | 0 | 0% | 11.8% | 0 | 0% | 11.8% | 0 | 0% | 0.366% | 0 | 0% | 0.366% | 0 | 0% | 0.366% | 0 | 0% | 100% | 0 | 0% | 100% | 0 | 0% | 100% | 0 | 0% | 100% | 0 |  |  | 0 |  |  | 0 |  |  | 0 | 100% | 65% |  | 100% | 65% |  | 100% | 65% |  | 100% | 65% |  | 100% | 90% |  | 100% | 90% |  | 100% | 90%
DUNBAR 1102528 | 0.0054266 | 3.1626 | 4.1685 | 0.41022 | 4.5787 | 0.013345 | 0.011753 | 0.0027166 | 0% | 99% | 0 | 0% | 99% | 0 | 0% | 99% | 0 | 0% | 99% | 0 | 0% | 62.82% | 0 | 0% | 62.82% | 0 | 0% | 62.82% | 0 | 0% | 62.82% | 0 | 0.41022 | 0% | 2.675% | 0 | 0% | 2.675% | 0 | 0% | 2.675% | 0 | 0% | 0.2814% | 0 | 0% | 0.2814% | 0 | 0% | 0.2814% | 0 | 0% | 0.6429% | 0 | 78.68% | 0.6429% | 0.021085 | 19.16% | 0.6429% | 0.0051344 | 78.68% | 0.6576% | 0.021565 | 19.16% | 0.6576% | 0.0052513 | 2.167% | 0.6576% | 0.00059388 | 9.862% | 4.775% | 0.019631 | 0% | 4.775% | 0 | 80.22% | 4.775% | 0.15969 | 0% | 2.811% | 0 | 0% | 2.811% | 0 | 0% | 2.811% | 0 |  |  |  | 16.42% | 11.8% | 0.080748 | 0% | 11.8% | 0 | 0% | 11.8% | 0 | 0% | 0.3742% | 0 | 0% | 0.3742% | 0 | 0% | 0.3742% | 0 | 0% | 100% | 0 | 0% | 100% | 0 | 0% | 100% | 0 | 0% | 100% | 0 |  |  | 0 |  |  | 0 |  |  | 0.024236 | 100% | 65% |  | 100% | 65% |  | 100% | 65% |  | 100% | 65% |  | 100% | 90% |  | 100% | 90% |  | 100% | 90%
GANSNER 11012424 | 0.0031715 | 20.3582 | 11.9266 | 0 | 11.9266 | 0.038471 | 0.030656 | 0.01048 | 1.987% | 99% | 0.23467 | 6.32% | 99% | 0.74626 | 0% | 99% | 0 | 0% | 99% | 0 | 5.789% | 61.88% | 0.42725 | 0% | 61.88% | 0 | 0% | 61.88% | 0 | 0% | 61.88% | 0 | 0 | 20% | 2.104% | 0.050177 | 0% | 2.104% | 0 | 0% | 2.104% | 0 | 100% | 0.2297% | 0.027398 | 0% | 0.2297% | 0 | 0% | 0.2297% | 0 | 0% | 0.5781% | 0 | 63.56% | 0.5781% | 0.043822 | 5.36% | 0.5781% | 0.0036956 | 6.184% | 0.5895% | 0.0043477 | 5.36% | 0.5895% | 0.0037685 | 94.64% | 0.5895% | 0.066537 | 72.11% | 4.304% | 0.3702 | 18.36% | 4.304% | 0.094255 | 0.5667% | 4.304% | 0.0029093 | 0% | 3.137% | 0 | 0% | 3.137% | 0 | 0% | 3.137% | 0 |  |  |  | 0% | 11.8% | 0 | 26.23% | 11.8% | 0.36913 | 0% | 11.8% | 0 | 55.56% | 0.3741% | 0.024789 | 0% | 0.3741% | 0 | 0% | 0.3741% | 0 | 0% | 100% | 0 | 0% | 100% | 0 | 0% | 100% | 0 | 0% | 100% | 0 |  |  | 0 |  |  | 0 |  |  | 0.0032667 | 100% | 65% |  | 100% | 65% |  | 100% | 65% |  | 100% | 65% |  | 100% | 90% |  | 100% | 90% |  | 100% | 90%
TEMPLETON 2110901690 | 0.0015289 | 37.6533 | 13.0029 | 0.17409 | 13.177 | 0.030536 | 0.045516 | 0.010743 | 0% | 99% | 0 | 0% | 99% | 0 | 0% | 99% | 0 | 0% | 99% | 0 | 0% | 62.62% | 0 | 0% | 62.62% | 0 | 0% | 62.62% | 0 | 0% | 62.62% | 0 | 0.17409 | 100% | 3.302% | 0.4293 | 0% | 3.302% | 0 | 0% | 3.302% | 0 | 100% | 0.3481% | 0.045265 | 0% | 0.3481% | 0 | 0% | 0.3481% | 0 | 0% | 0.7958% | 0 | 0% | 0.7958% | 0 | 70.86% | 0.7958% | 0.073325 | 0.0007341% | 0.8118% | 7.7484e-07 | 70.86% | 0.8118% | 0.074795 | 28.26% | 0.8118% | 0.029833 | 32.06% | 5.904% | 0.24617 | 1.259% | 5.904% | 0.0096623 | 15.07% | 5.904% | 0.11573 | 0% | 2.134% | 0 | 0% | 2.134% | 0 | 0% | 2.134% | 0 |  |  |  | 25.59% | 11.8% | 0.39269 | 0% | 11.8% | 0 | 0% | 11.8% | 0 | 0% | 0.3673% | 0 | 0% | 0.3673% | 0 | 0% | 0.3673% | 0 | 0% | 100% | 0 | 0% | 100% | 0 | 0% | 100% | 0 | 0% | 100% | 0 |  |  | 0.0002998 |  |  | 0 |  |  | 0.017592 | 100% | 65% |  | 100% | 65% |  | 100% | 65% |  | 100% | 65% |  | 100% | 90% |  | 100% | 90% |  | 100% | 90%
MORGAN HILL 2111XR292 | 0.0033644 | 11.6265 | 8.6463 | 0 | 8.6463 | 0.017164 | 0.027888 | 0.012789 | 0% | 99% | 0 | 0% | 99% | 0 | 0% | 99% | 0 | 0% | 99% | 0 | 0% | 63.38% | 0 | 0% | 63.38% | 0 | 0% | 63.38% | 0 | 0% | 63.38% | 0 | 0 | 35.29% | 2.586% | 0.078912 | 0% | 2.586% | 0 | 0% | 2.586% | 0 | 0% | 0.287% | 0 | 0% | 0.287% | 0 | 0% | 0.287% | 0 | 0% | 0.7107% | 0 | 79.62% | 0.7107% | 0.048925 | 0% | 0.7107% | 0 | 79.62% | 0.7186% | 0.049473 | 20.36% | 0.7186% | 0.012652 | 0% | 0.7186% | 0 | 23.39% | 5.271% | 0.10657 | 15.51% | 5.271% | 0.070704 | 22.68% | 5.271% | 0.10336 | 0% | 1.448% | 0 | 0% | 1.448% | 0 | 0% | 1.448% | 0 |  |  |  | 0% | 11.8% | 0 | 0% | 11.8% | 0 | 0% | 11.8% | 0 | 0% | 0.3646% | 0 | 0% | 0.3646% | 0 | 0% | 0.3646% | 0 | 0% | 100% | 0 | 0% | 100% | 0 | 0% | 100% | 0 | 0% | 100% | 0 |  |  | 0.00068793 |  |  | 0 |  |  | 0.0039514 | 100% | 65% |  | 100% | 65% |  | 100% | 65% |  | 100% | 65% |  | 100% | 90% |  | 100% | 90% |  | 100% | 90%
MIDDLETOWN 1101481876 | 0.0038943 | 0.83906 | 0.93139 | 0.017787 | 0.94918 | 0.0016028 | 0.0032071 | 0.0014458 | 0% | 99% | 0 | 0% | 99% | 0 | 0% | 99% | 0 | 0% | 99% | 0 | 55.96% | 63.18% | 0.32927 | 0% | 63.18% | 0 | 0% | 63.18% | 0 | 0% | 63.18% | 0 | 0.017787 | 0% | 2.751% | 0 | 0% | 2.751% | 0 | 0% | 2.751% | 0 | 0% | 0.31% | 0 | 0% | 0.31% | 0 | 0% | 0.31% | 0 | 0% | 0.7529% | 0 | 32.29% | 0.7529% | 0.0022644 | 0% | 0.7529% | 0 | 21.54% | 0.7714% | 0.0015479 | 12.76% | 0.7714% | 0.00091682 | 32.29% | 0.7714% | 0.00232 | 68.21% | 5.613% | 0.03566 | 0% | 5.613% | 0 | 0% | 5.613% | 0 | 0% | 1.472% | 0 | 0% | 1.472% | 0 | 0% | 1.472% | 0 |  |  |  | 0% | 11.8% | 0 | 0% | 11.8% | 0 | 0% | 11.8% | 0 | 0% | 0.3643% | 0 | 0% | 0.3643% | 0 | 0% | 0.3643% | 0 | 0% | 100% | 0 | 0% | 100% | 0 | 0% | 100% | 0 | 0% | 100% | 0 |  |  | 0 |  |  | 0 |  |  | 0 | 100% | 65% |  | 100% | 65% |  | 100% | 65% |  | 100% | 65% |  | 100% | 90% |  | 100% | 90% |  | 100% | 90%
LOS GATOS 1107CB | 0.0053096 | 17.8706 | 16.2684 | 0.81656 | 17.085 | 0.03955 | 0.049515 | 0.020523 | 0% | 99% | 0 | 0% | 99% | 0 | 0% | 99% | 0 | 0% | 99% | 0 | 0% | 62.82% | 0 | 0% | 62.82% | 0 | 0% | 62.82% | 0 | 0% | 62.82% | 0 | 0.81656 | 6.25% | 2.174% | 0.022104 | 0% | 2.174% | 0 | 0% | 2.174% | 0 | 0% | 0.2402% | 0 | 0% | 0.2402% | 0 | 0% | 0.2402% | 0 | 0% | 0.6742% | 0 | 61.96% | 0.6742% | 0.067957 | 34.6% | 0.6742% | 0.037947 | 84.2% | 0.6806% | 0.093229 | 12.36% | 0.6806% | 0.013683 | 0.8306% | 0.6806% | 0.00091966 | 77.47% | 5.019% | 0.63259 | 11.31% | 5.019% | 0.092386 | 3.416% | 5.019% | 0.027891 | 0% | 1.903% | 0 | 0% | 1.903% | 0 | 0% | 1.903% | 0 |  |  |  | 0% | 11.8% | 0 | 0% | 11.8% | 0 | 0% | 11.8% | 0 | 0% | 0.3679% | 0 | 0% | 0.3679% | 0 | 0% | 0.3679% | 0 | 0% | 100% | 0 | 0% | 100% | 0 | 0% | 100% | 0 | 0% | 100% | 0 |  |  | 0.00019238 |  |  | 0.00019238 |  |  | 0.0082912 | 100% | 65% |  | 100% | 65% |  | 100% | 65% |  | 100% | 65% |  | 100% | 90% |  | 100% | 90% |  | 100% | 90%
POSO MOUNTAIN 2101CB | 0.0052897 | 4.347 | 3.4885 | 0 | 3.4885 | 0.00099969 | 0.013911 | 0.0087636 | 0% | 99% | 0 | 0% | 99% | 0 | 0% | 99% | 0 | 0% | 99% | 0 | 0% | 62.01% | 0 | 0% | 62.01% | 0 | 0% | 62.01% | 0 | 0% | 62.01% | 0 | 0 | 0% | 2.311% | 0 | 0% | 2.311% | 0 | 0% | 2.311% | 0 | 0% | 0.2848% | 0 | 0% | 0.2848% | 0 | 0% | 0.2848% | 0 | 0% | 0.8437% | 0 | 52.04% | 0.8437% | 0.015316 | 43.18% | 0.8437% | 0.01271 | 52.04% | 0.858% | 0.015575 | 43.18% | 0.858% | 0.012924 | 4.779% | 0.858% | 0.0014302 | 83.69% | 6.323% | 0.18461 | 0% | 6.323% | 0 | 0% | 6.323% | 0 | 0% | 0.208% | 0 | 0% | 0.208% | 0 | 0% | 0.208% | 0 |  |  |  | 0% | 11.8% | 0 | 0% | 11.8% | 0 | 0% | 11.8% | 0 | 0% | 0.3537% | 0 | 0% | 0.3537% | 0 | 0% | 0.3537% | 0 | 0% | 100% | 0 | 0% | 100% | 0 | 0% | 100% | 0 | 0% | 100% | 0 |  |  | 0 |  |  | 0 |  |  | 0 | 100% | 65% |  | 100% | 65% |  | 100% | 65% |  | 100% | 65% |  | 100% | 90% |  | 100% | 90% |  | 100% | 90%
EL DORADO PH 210113532 | 0.0079604 | 6.9247 | 9.4149 | 0.86516 | 10.2801 | 0.026602 | 0.032013 | 0.0053277 | 0% | 99% | 0 | 0% | 99% | 0 | 0% | 99% | 0 | 0% | 99% | 0 | 0% | 62.15% | 0 | 0% | 62.15% | 0 | 0% | 62.15% | 0 | 0% | 62.15% | 0 | 0.86516 | 50% | 3.114% | 0.14657 | 0% | 3.114% | 0 | 0% | 3.114% | 0 | 0% | 0.3415% | 0 | 0% | 0.3415% | 0 | 0% | 0.3415% | 0 | 0% | 0.7503% | 0 | 98.23% | 0.7503% | 0.069391 | 0% | 0.7503% | 0 | 98.23% | 0.7816% | 0.072286 | 0% | 0.7816% | 0 | 0% | 0.7816% | 0 | 78.02% | 5.611% | 0.41214 | 19.17% | 5.611% | 0.10127 | 0% | 5.611% | 0 | 0% | 2.483% | 0 | 0% | 2.483% | 0 | 0% | 2.483% | 0 |  |  |  | 27.96% | 11.8% | 0.31065 | 0% | 11.8% | 0 | 0% | 11.8% | 0 | 55.56% | 0.3704% | 0.019374 | 0% | 0.3704% | 0 | 0% | 0.3704% | 0 | 0% | 100% | 0 | 0% | 100% | 0 | 0% | 100% | 0 | 0% | 100% | 0 |  |  | 0 |  |  | 0 |  |  | 0 | 100% | 65% |  | 100% | 65% |  | 100% | 65% |  | 100% | 65% |  | 100% | 90% |  | 100% | 90% |  | 100% | 90%
PASO ROBLES 1104R12 | 0.0019545 | 26.7138 | 13.5978 | 0.099054 | 13.6968 | 0.02295 | 0.049606 | 0.019831 | 0% | 99% | 0 | 0% | 99% | 0 | 0% | 99% | 0 | 0% | 99% | 0 | 0% | 62.75% | 0 | 0% | 62.75% | 0 | 0% | 62.75% | 0 | 0% | 62.75% | 0 | 0.099054 | 25% | 2.807% | 0.095428 | 0% | 2.807% | 0 | 0% | 2.807% | 0 | 100% | 0.3149% | 0.042824 | 0% | 0.3149% | 0 | 0% | 0.3149% | 0 | 0% | 0.7863% | 0 | 0% | 0.7863% | 0 | 65.11% | 0.7863% | 0.069615 | 0% | 0.7931% | 0 | 98.1% | 0.7931% | 0.10579 | 0% | 0.7931% | 0 | 46.02% | 5.828% | 0.36469 | 6.442% | 5.828% | 0.051055 | 0% | 5.828% | 0 | 0% | 1.486% | 0 | 0% | 1.486% | 0 | 0% | 1.486% | 0 |  |  |  | 0% | 11.8% | 0 | 0% | 11.8% | 0 | 0% | 11.8% | 0 | 0% | 0.3592% | 0 | 0% | 0.3592% | 0 | 0% | 0.3592% | 0 | 0% | 100% | 0 | 0% | 100% | 0 | 0% | 100% | 0 | 0% | 100% | 0 |  |  | 0 |  |  | 0 |  |  | 0 | 100% | 65% |  | 100% | 65% |  | 100% | 65% |  | 100% | 65% |  | 100% | 90% |  | 100% | 90% |  | 100% | 90%
HOLLISTER 21054048 | 0.0017019 | 15.8824 | 9.9781 | 0 | 9.9781 | 0.018431 | 0.034723 | 0.014677 | 0% | 99% | 0 | 0% | 99% | 0 | 0% | 99% | 0 | 0% | 99% | 0 | 0% | 62.69% | 0 | 0% | 62.69% | 0 | 0% | 62.69% | 0 | 0% | 62.69% | 0 | 0 | 0% | 2.854% | 0 | 0% | 2.854% | 0 | 0% | 2.854% | 0 | 0% | 0.312% | 0 | 0% | 0.312% | 0 | 0% | 0.312% | 0 | 0% | 0.7593% | 0 | 2.919% | 0.7593% | 0.0022117 | 37.29% | 0.7593% | 0.028251 | 19.11% | 0.7651% | 0.014585 | 77.89% | 0.7651% | 0.059461 | 0% | 0.7651% | 0 | 13.01% | 5.62% | 0.072981 | 0% | 5.62% | 0 | 54.17% | 5.62% | 0.30381 | 0% | 1.717% | 0 | 0% | 1.717% | 0 | 0% | 1.717% | 0 |  |  |  | 0% | 11.8% | 0 | 20.88% | 11.8% | 0.24581 | 0% | 11.8% | 0 | 0% | 0.3627% | 0 | 0% | 0.3627% | 0 | 0% | 0.3627% | 0 | 0% | 100% | 0 | 0% | 100% | 0 | 0% | 100% | 0 | 0% | 100% | 0 |  |  | 0 |  |  | 0 |  |  | 0.0013482 | 100% | 65% |  | 100% | 65% |  | 100% | 65% |  | 100% | 65% |  | 100% | 90% |  | 100% | 90% |  | 100% | 90%
HOLLISTER 2102855412 | 0.0018674 | 26.2148 | 13.0454 | 0 | 13.0454 | 0.0094929 | 0.053834 | 0.025636 | 0% | 99% | 0 | 0% | 99% | 0 | 0% | 99% | 0 | 0% | 99% | 0 | 0% | 63.48% | 0 | 0% | 63.48% | 0 | 0% | 63.48% | 0 | 0% | 63.48% | 0 | 0 | 0% | 3.388% | 0 | 0% | 3.388% | 0 | 0% | 3.388% | 0 | 0% | 0.3881% | 0 | 0% | 0.3881% | 0 | 0% | 0.3881% | 0 | 0% | 0.8835% | 0 | 1.005% | 0.8835% | 0.0011586 | 24.28% | 0.8835% | 0.027979 | 1.005% | 0.9181% | 0.001204 | 98.6% | 0.9181% | 0.11809 | 0.3697% | 0.9181% | 0.00044281 | 37.37% | 6.612% | 0.3223 | 1.935% | 6.612% | 0.016686 | 12.79% | 6.612% | 0.11028 | 0% | 0.5683% | 0 | 0% | 0.5683% | 0 | 0% | 0.5683% | 0 |  |  |  | 0% | 11.8% | 0 | 29.78% | 11.8% | 0.45849 | 0% | 11.8% | 0 | 0% | 0.3596% | 0 | 0% | 0.3596% | 0 | 0% | 0.3596% | 0 | 0% | 100% | 0 | 0% | 100% | 0 | 0% | 100% | 0 | 0% | 100% | 0 |  |  | 0 |  |  | 0 |  |  | 0.001459 | 100% | 65% |  | 100% | 65% |  | 100% | 65% |  | 100% | 65% |  | 100% | 90% |  | 100% | 90% |  | 100% | 90%
HIGHLANDS 1101CB | 0.014683 | 0.029873 | 0.087429 | 0 | 0.087429 | 5.0608e-05 | 0.00042059 | 0.00012528 | 0% | 99% | 0 | 0% | 99% | 0 | 0% | 99% | 0 | 0% | 99% | 0 | 0% | 60% | 0 | 0% | 60% | 0 | 0% | 60% | 0 | 0% | 60% | 0 | 0 | 0% | 2.774% | 0 | 0% | 2.774% | 0 | 0% | 2.774% | 0 | 0% | 0.3333% | 0 | 0% | 0.3333% | 0 | 0% | 0.3333% | 0 | 0% | 1.009% | 0 | 100% | 1.009% | 0.0008818 | 0% | 1.009% | 0 | 100% | 0.9917% | 0.00086706 | 0% | 0.9917% | 0 | 0% | 0.9917% | 0 | 0% | 7.456% | 0 | 0% | 7.456% | 0 | 31.49% | 7.456% | 0.0020528 | 0% | 0.444% | 0 | 0% | 0.444% | 0 | 0% | 0.444% | 0 |  |  |  | 0% | 11.8% | 0 | 0% | 11.8% | 0 | 0% | 11.8% | 0 | 0% | 0.3376% | 0 | 0% | 0.3376% | 0 | 0% | 0.3376% | 0 | 0% | 100% | 0 | 0% | 100% | 0 | 0% | 100% | 0 | 0% | 100% | 0 |  |  | 0 |  |  | 0 |  |  | 0 | 100% | 65% |  | 100% | 65% |  | 100% | 65% |  | 100% | 65% |  | 100% | 90% |  | 100% | 90% |  | 100% | 90%
CALISTOGA 110178734 | 0.0024672 | 11.0023 | 5.6625 | 0.46843 | 6.131 | 0.014151 | 0.018522 | 0.0060337 | 0% | 99% | 0 | 0% | 99% | 0 | 0% | 99% | 0 | 0% | 99% | 0 | 0% | 62.86% | 0 | 0% | 62.86% | 0 | 0% | 62.86% | 0 | 0% | 62.86% | 0 | 0.46843 | 100% | 3.108% | 0.17598 | 0% | 3.108% | 0 | 0% | 3.108% | 0 | 0% | 0.337% | 0 | 0% | 0.337% | 0 | 0% | 0.337% | 0 | 0% | 0.7204% | 0 | 0% | 0.7204% | 0 | 0% | 0.7204% | 0 | 0% | 0.7508% | 0 | 0% | 0.7508% | 0 | 100% | 0.7508% | 0.042513 | 58.12% | 5.381% | 0.1771 | 0% | 5.381% | 0 | 0% | 5.381% | 0 | 0% | 2.37% | 0 | 0% | 2.37% | 0 | 0% | 2.37% | 0 |  |  |  | 0% | 11.8% | 0 | 0% | 11.8% | 0 | 0% | 11.8% | 0 | 0% | 0.3725% | 0 | 0% | 0.3725% | 0 | 0% | 0.3725% | 0 | 0% | 100% | 0 | 0% | 100% | 0 | 0% | 100% | 0 | 0% | 100% | 0 |  |  | 0 |  |  | 0 |  |  | 0 | 100% | 65% |  | 100% | 65% |  | 100% | 65% |  | 100% | 65% |  | 100% | 90% |  | 100% | 90% |  | 100% | 90%
SHINGLE SPRINGS 210851476 | 0.0026967 | 4.3735 | 3.3378 | 0.087499 | 3.4253 | 0.0072127 | 0.01081 | 0.0050859 | 0% | 99% | 0 | 0% | 99% | 0 | 0% | 99% | 0 | 0% | 99% | 0 | 0% | 63.11% | 0 | 0% | 63.11% | 0 | 0% | 63.11% | 0 | 0% | 63.11% | 0 | 0.087499 | 100% | 2.577% | 0.086011 | 0% | 2.577% | 0 | 0% | 2.577% | 0 | 0% | 0.2771% | 0 | 0% | 0.2771% | 0 | 0% | 0.2771% | 0 | 0% | 0.7027% | 0 | 36.39% | 0.7027% | 0.0085347 | 1.81% | 0.7027% | 0.00042453 | 0% | 0.7151% | 0 | 1.81% | 0.7151% | 0.00043204 | 97.53% | 0.7151% | 0.02328 | 36.84% | 5.229% | 0.064304 | 0% | 5.229% | 0 | 0% | 5.229% | 0 | 0% | 1.922% | 0 | 0% | 1.922% | 0 | 0% | 1.922% | 0 |  |  |  | 0% | 11.8% | 0 | 0% | 11.8% | 0 | 0% | 11.8% | 0 | 0% | 0.3685% | 0 | 0% | 0.3685% | 0 | 0% | 0.3685% | 0 | 0% | 100% | 0 | 3.736% | 100% | 0.1247 | 0% | 100% | 0 | 0% | 100% | 0 |  |  | 0.00019285 |  |  | 0 |  |  | 0 | 100% | 65% |  | 100% | 65% |  | 100% | 65% |  | 100% | 65% |  | 100% | 90% |  | 100% | 90% |  | 100% | 90%
RAWSON 1103428534 | 0.002624 | 2.745 | 2.5704 | 0.013305 | 2.5837 | 0.0025006 | 0.01004 | 0.0052627 | 0% | 99% | 0 | 0% | 99% | 0 | 0% | 99% | 0 | 0% | 99% | 0 | 0% | 62.18% | 0 | 0% | 62.18% | 0 | 0% | 62.18% | 0 | 0% | 62.18% | 0 | 0.013305 | 0% | 2.924% | 0 | 0% | 2.924% | 0 | 0% | 2.924% | 0 | 0% | 0.3255% | 0 | 0% | 0.3255% | 0 | 0% | 0.3255% | 0 | 0% | 0.8241% | 0 | 96.05% | 0.8241% | 0.020347 | 0% | 0.8241% | 0 | 96.84% | 0.813% | 0.020236 | 0% | 0.813% | 0 | 97.81% | 0.813% | 0.020438 | 39.07% | 6.062% | 0.060884 | 0% | 6.062% | 0 | 59.91% | 6.062% | 0.093346 | 0% | 0.7827% | 0 | 0% | 0.7827% | 0 | 0% | 0.7827% | 0 |  |  |  | 16.52% | 11.8% | 0.050108 | 0% | 11.8% | 0 | 0% | 11.8% | 0 | 0% | 0.3531% | 0 | 0% | 0.3531% | 0 | 0% | 0.3531% | 0 | 0% | 100% | 0 | 0% | 100% | 0 | 0% | 100% | 0 | 0% | 100% | 0 |  |  | 0 |  |  | 0 |  |  | 0.003211 | 100% | 65% |  | 100% | 65% |  | 100% | 65% |  | 100% | 65% |  | 100% | 90% |  | 100% | 90% |  | 100% | 90%
MARIPOSA 210197142 | 0.0035474 | 4.88 | 2.675 | 0 | 2.675 | 0.0039971 | 0.010256 | 0.0043051 | 0% | 99% | 0 | 0% | 99% | 0 | 0% | 99% | 0 | 0% | 99% | 0 | 2.473% | 61.32% | 0.040562 | 0% | 61.32% | 0 | 0% | 61.32% | 0 | 0% | 61.32% | 0 | 0 | 0% | 2.269% | 0 | 0% | 2.269% | 0 | 0% | 2.269% | 0 | 0% | 0.272% | 0 | 0% | 0.272% | 0 | 0% | 0.272% | 0 | 89.07% | 0.8022% | 0.019113 | 12.26% | 0.8022% | 0.0026306 | 89.07% | 0.8022% | 0.019113 | 1.326% | 0.8157% | 0.0002893 | 89.07% | 0.8157% | 0.019434 | 12.26% | 0.8157% | 0.0026748 | 0% | 6.011% | 0 | 0% | 6.011% | 0 | 0% | 6.011% | 0 | 0% | 1.156% | 0 | 0% | 1.156% | 0 | 0% | 1.156% | 0 |  |  |  | 0% | 11.8% | 0 | 0% | 11.8% | 0 | 0% | 11.8% | 0 | 0% | 0.3582% | 0 | 0% | 0.3582% | 0 | 0% | 0.3582% | 0 | 6.08% | 100% | 0.16264 | 0% | 100% | 0 | 0% | 100% | 0 | 0% | 100% | 0 |  |  | 0 |  |  | 0 |  |  | 0 | 100% | 65% |  | 100% | 65% |  | 100% | 65% |  | 100% | 65% |  | 100% | 90% |  | 100% | 90% |  | 100% | 90%
REDBUD 1101CB | 0.0070846 | 5.1157 | 8.2814 | 2.1176 | 10.399 | 0.010088 | 0.034914 | 0.012485 | 0% | 99% | 0 | 0% | 99% | 0 | 0% | 99% | 0 | 0% | 99% | 0 | 0% | 62.7% | 0 | 0% | 62.7% | 0 | 0% | 62.7% | 0 | 0% | 62.7% | 0 | 2.1176 | 0% | 2.906% | 0 | 0% | 2.906% | 0 | 0% | 2.906% | 0 | 0% | 0.3245% | 0 | 0% | 0.3245% | 0 | 0% | 0.3245% | 0 | 0% | 0.9125% | 0 | 0.5811% | 0.9125% | 0.00043908 | 78.79% | 0.9125% | 0.059535 | 78.77% | 0.9307% | 0.060711 | 20.02% | 0.9307% | 0.015432 | 0% | 0.9307% | 0 | 0% | 6.819% | 0 | 76.74% | 6.819% | 0.43341 | 2.13% | 6.819% | 0.01203 | 0% | 0.8888% | 0 | 0% | 0.8888% | 0 | 0% | 0.8888% | 0 |  |  |  | 0% | 11.8% | 0 | 0% | 11.8% | 0 | 0% | 11.8% | 0 | 0% | 0.3592% | 0 | 0% | 0.3592% | 0 | 0% | 0.3592% | 0 | 0% | 100% | 0 | 0% | 100% | 0 | 0% | 100% | 0 | 0% | 100% | 0 |  |  | 0.027483 |  |  | 0 |  |  | 0 | 100% | 65% |  | 100% | 65% |  | 100% | 65% |  | 100% | 65% |  | 100% | 90% |  | 100% | 90% |  | 100% | 90%
PERRY 110179696 | 0.0012193 | 30.0804 | 8.466 | 0.57454 | 9.0406 | 0.017117 | 0.032908 | 0.0088751 | 0% | 99% | 0 | 0% | 99% | 0 | 0% | 99% | 0 | 0% | 99% | 0 | 0% | 62.05% | 0 | 0% | 62.05% | 0 | 0% | 62.05% | 0 | 0% | 62.05% | 0 | 0.57454 | 100% | 3.342% | 0.2829 | 0% | 3.342% | 0 | 0% | 3.342% | 0 | 0% | 0.3544% | 0 | 0% | 0.3544% | 0 | 0% | 0.3544% | 0 | 0% | 0.8456% | 0 | 57.36% | 0.8456% | 0.041063 | 29.21% | 0.8456% | 0.020908 | 0% | 0.8593% | 0 | 30.7% | 0.8593% | 0.022336 | 68.61% | 0.8593% | 0.049911 | 28.16% | 6.276% | 0.14963 | 15.89% | 6.276% | 0.084446 | 23.25% | 6.276% | 0.12352 | 0% | 1.666% | 0 | 0% | 1.666% | 0 | 0% | 1.666% | 0 |  |  |  | 35% | 11.8% | 0.34965 | 0% | 11.8% | 0 | 0% | 11.8% | 0 | 0% | 0.3638% | 0 | 0% | 0.3638% | 0 | 0% | 0.3638% | 0 | 0% | 100% | 0 | 0% | 100% | 0 | 0% | 100% | 0 | 0% | 100% | 0 |  |  | 0 |  |  | 0 |  |  | 0.0088611 | 100% | 65% |  | 100% | 65% |  | 100% | 65% |  | 100% | 65% |  | 100% | 90% |  | 100% | 90% |  | 100% | 90%
LAYTONVILLE 1101402 | 0.0022826 | 23.2981 | 12.0871 | 0.011274 | 12.0984 | 0.049096 | 0.025685 | 0.009441 | 0% | 99% | 0 | 0% | 99% | 0 | 0% | 99% | 0 | 0% | 99% | 0 | 0% | 61.95% | 0 | 0% | 61.95% | 0 | 0% | 61.95% | 0 | 0% | 61.95% | 0 | 0.011274 | 100% | 1.697% | 0.20511 | 0% | 1.697% | 0 | 0% | 1.697% | 0 | 0% | 0.1799% | 0 | 0% | 0.1799% | 0 | 0% | 0.1799% | 0 | 0% | 0.4602% | 0 | 51.36% | 0.4602% | 0.028567 | 35.42% | 0.4602% | 0.0197 | 82.14% | 0.4616% | 0.045829 | 17.86% | 0.4616% | 0.0099617 | 0% | 0.4616% | 0 | 14.06% | 3.405% | 0.057858 | 0% | 3.405% | 0 | 0% | 3.405% | 0 | 0% | 4.02% | 0 | 0% | 4.02% | 0 | 0% | 4.02% | 0 |  |  |  | 34.96% | 11.8% | 0.49868 | 0% | 11.8% | 0 | 0% | 11.8% | 0 | 0% | 0.3784% | 0 | 0% | 0.3784% | 0 | 0% | 0.3784% | 0 | 0% | 100% | 0 | 0.7197% | 100% | 0.086996 | 0% | 100% | 0 | 0% | 100% | 0 |  |  | 0 |  |  | 0 |  |  | 0 | 100% | 65% |  | 100% | 65% |  | 100% | 65% |  | 100% | 65% |  | 100% | 90% |  | 100% | 90% |  | 100% | 90%
HICKS 2103LB50 | 0.0020912 | 10.561 | 5.1631 | 0.042909 | 5.206 | 0.016576 | 0.013605 | 0.0058313 | 0% | 99% | 0 | 0% | 99% | 0 | 0% | 99% | 0 | 0% | 99% | 0 | 0% | 62.83% | 0 | 0% | 62.83% | 0 | 0% | 62.83% | 0 | 0% | 62.83% | 0 | 0.042909 | 28.57% | 2.159% | 0.031849 | 0% | 2.159% | 0 | 0% | 2.159% | 0 | 0% | 0.2284% | 0 | 0% | 0.2284% | 0 | 0% | 0.2284% | 0 | 0% | 0.5666% | 0 | 28.94% | 0.5666% | 0.0084677 | 71.04% | 0.5666% | 0.020783 | 28.94% | 0.5582% | 0.0083422 | 71.04% | 0.5582% | 0.020475 | 0% | 0.5582% | 0 | 5.268% | 4.159% | 0.011313 | 39.53% | 4.159% | 0.084899 | 36.6% | 4.159% | 0.078603 | 0% | 2.578% | 0 | 0% | 2.578% | 0 | 0% | 2.578% | 0 |  |  |  | 0% | 11.8% | 0 | 0% | 11.8% | 0 | 0% | 11.8% | 0 | 0% | 0.3707% | 0 | 0% | 0.3707% | 0 | 0% | 0.3707% | 0 | 0% | 100% | 0 | 0% | 100% | 0 | 0% | 100% | 0 | 0% | 100% | 0 |  |  | 0 |  |  | 0.007145 |  |  | 0.0062238 | 100% | 65% |  | 100% | 65% |  | 100% | 65% |  | 100% | 65% |  | 100% | 90% |  | 100% | 90% |  | 100% | 90%
RINCON 1103568 | 0.0060622 | 9.7519 | 10.0805 | 0.50388 | 10.5844 | 0.039445 | 0.026374 | 0.0045014 | 0% | 99% | 0 | 0% | 99% | 0 | 0% | 99% | 0 | 0% | 99% | 0 | 0% | 62.47% | 0 | 0% | 62.47% | 0 | 0% | 62.47% | 0 | 0% | 62.47% | 0 | 0.50388 | 0% | 2.583% | 0 | 0% | 2.583% | 0 | 0% | 2.583% | 0 | 0% | 0.2744% | 0 | 0% | 0.2744% | 0 | 0% | 0.2744% | 0 | 0% | 0.5734% | 0 | 0% | 0.5734% | 0 | 57.4% | 0.5734% | 0.033179 | 0% | 0.5998% | 0 | 57.4% | 0.5998% | 0.034702 | 42.6% | 0.5998% | 0.025757 | 94.81% | 4.285% | 0.40949 | 1.412% | 4.285% | 0.0061003 | 0.166% | 4.285% | 0.00071696 | 0% | 3.802% | 0 | 0% | 3.802% | 0 | 0% | 3.802% | 0 |  |  |  | 34.94% | 11.8% | 0.41561 | 0% | 11.8% | 0 | 0% | 11.8% | 0 | 0% | 0.3804% | 0 | 0% | 0.3804% | 0 | 0% | 0.3804% | 0 | 0% | 100% | 0 | 0% | 100% | 0 | 0% | 100% | 0 | 0% | 100% | 0 |  |  | 0.0083979 |  |  | 0.0018449 |  |  | 0 | 100% | 65% |  | 100% | 65% |  | 100% | 65% |  | 100% | 65% |  | 100% | 90% |  | 100% | 90% |  | 100% | 90%
PARADISE 1103CB | 0.0053751 | 1.3252 | 9.0716 | 0.76129 | 9.8329 | 0.023493 | 0.02941 | 0.010782 | 0% | 99% | 0 | 100% | 99% | 8.9809 | 0% | 99% | 0 | 0% | 99% | 0 | 0% | 62.99% | 0 | 0% | 62.99% | 0 | 0% | 62.99% | 0 | 0% | 62.99% | 0 | 0.76129 | 0% | 2.397% | 0 | 0% | 2.397% | 0 | 0% | 2.397% | 0 | 0% | 0.2758% | 0 | 0% | 0.2758% | 0 | 0% | 0.2758% | 0 | 0% | 0.6802% | 0 | 15.59% | 0.6802% | 0.009618 | 0.1722% | 0.6802% | 0.00010623 | 0% | 0.7061% | 0 | 78.95% | 0.7061% | 0.050573 | 20.42% | 0.7061% | 0.01308 | 20% | 5.102% | 0.092574 | 75.02% | 5.102% | 0.34719 | 0% | 5.102% | 0 | 0% | 2.131% | 0 | 0% | 2.131% | 0 | 0% | 2.131% | 0 |  |  |  | 0% | 11.8% | 0 | 0% | 11.8% | 0 | 0% | 11.8% | 0 | 0% | 0.3698% | 0 | 0% | 0.3698% | 0 | 0% | 0.3698% | 0 | 0% | 100% | 0 | 0% | 100% | 0 | 0% | 100% | 0 | 0% | 100% | 0 |  |  | 0 |  |  | 0 |  |  | 0 | 100% | 65% |  | 100% | 65% |  | 100% | 65% |  | 100% | 65% |  | 100% | 90% |  | 100% | 90% |  | 100% | 90%
KONOCTI 1102716 | 0.0031317 | 13.1431 | 9.1128 | 0.32715 | 9.4399 | 0.02142 | 0.030263 | 0.012575 | 0% | 99% | 0 | 0% | 99% | 0 | 0% | 99% | 0 | 0% | 99% | 0 | 0% | 61.83% | 0 | 0% | 61.83% | 0 | 0% | 61.83% | 0 | 0% | 61.83% | 0 | 0.32715 | 75% | 2.478% | 0.16938 | 0% | 2.478% | 0 | 0% | 2.478% | 0 | 0% | 0.274% | 0 | 0% | 0.274% | 0 | 0% | 0.274% | 0 | 0% | 0.6948% | 0 | 34.23% | 0.6948% | 0.02167 | 33.54% | 0.6948% | 0.021238 | 34.23% | 0.6951% | 0.021682 | 33.54% | 0.6951% | 0.021249 | 21.12% | 0.6951% | 0.01338 | 7.204% | 5.139% | 0.033735 | 54.5% | 5.139% | 0.25521 | 0% | 5.139% | 0 | 0% | 2.156% | 0 | 0% | 2.156% | 0 | 0% | 2.156% | 0 |  |  |  | 32.48% | 11.8% | 0.34921 | 0% | 11.8% | 0 | 0% | 11.8% | 0 | 0% | 0.3638% | 0 | 0% | 0.3638% | 0 | 0% | 0.3638% | 0 | 0% | 100% | 0 | 0% | 100% | 0 | 0% | 100% | 0 | 0% | 100% | 0 |  |  | 0.00026471 |  |  | 0.0021823 |  |  | 0 | 100% | 65% |  | 100% | 65% |  | 100% | 65% |  | 100% | 65% |  | 100% | 90% |  | 100% | 90% |  | 100% | 90%
HIGGINS 11041374 | 0.0056258 | 9.1895 | 9.3319 | 0.44369 | 9.7756 | 0.034411 | 0.023222 | 0.0082151 | 0% | 99% | 0 | 0% | 99% | 0 | 0% | 99% | 0 | 0% | 99% | 0 | 0% | 61.89% | 0 | 0% | 61.89% | 0 | 0% | 61.89% | 0 | 0% | 61.89% | 0 | 0.44369 | 0% | 1.647% | 0 | 0% | 1.647% | 0 | 0% | 1.647% | 0 | 0% | 0.1798% | 0 | 0% | 0.1798% | 0 | 0% | 0.1798% | 0 | 19.1% | 0.5315% | 0.0094711 | 37.87% | 0.5315% | 0.018783 | 19.1% | 0.5315% | 0.0094711 | 3.072% | 0.5409% | 0.0015508 | 19.1% | 0.5409% | 0.00964 | 77.83% | 0.5409% | 0.039288 | 48.79% | 3.975% | 0.18097 | 26.47% | 3.975% | 0.098185 | 0% | 3.975% | 0 | 0% | 3.399% | 0 | 0% | 3.399% | 0 | 0% | 3.399% | 0 |  |  |  | 0% | 11.8% | 0 | 34.69% | 11.8% | 0.38196 | 0% | 11.8% | 0 | 0% | 0.3765% | 0 | 0% | 0.3765% | 0 | 0% | 0.3765% | 0 | 0% | 100% | 0 | 0% | 100% | 0 | 0% | 100% | 0 | 0% | 100% | 0 |  |  | 0.012192 |  |  | 0.0016957 |  |  | 0 | 100% | 65% |  | 100% | 65% |  | 100% | 65% |  | 100% | 65% |  | 100% | 90% |  | 100% | 90% |  | 100% | 90%
MC KEE 1107827486 | 0.0033891 | 2.9844 | 1.9252 | 0.044905 | 1.9701 | 0.0037924 | 0.0066969 | 0.003112 | 0% | 99% | 0 | 0% | 99% | 0 | 0% | 99% | 0 | 0% | 99% | 0 | 0% | 63.59% | 0 | 0% | 63.59% | 0 | 0% | 63.59% | 0 | 0% | 63.59% | 0 | 0.044905 | 100% | 2.836% | 0.054597 | 0% | 2.836% | 0 | 0% | 2.836% | 0 | 0% | 0.309% | 0 | 0% | 0.309% | 0 | 0% | 0.309% | 0 | 0% | 0.738% | 0 | 97.41% | 0.738% | 0.013839 | 2.552% | 0.738% | 0.00036259 | 97.41% | 0.7558% | 0.014174 | 2.552% | 0.7558% | 0.00037138 | 0% | 0.7558% | 0 | 52.82% | 5.495% | 0.055875 | 0% | 5.495% | 0 | 0% | 5.495% | 0 | 0% | 1.378% | 0 | 0% | 1.378% | 0 | 0% | 1.378% | 0 |  |  |  | 0% | 11.8% | 0 | -8.392e-16% | 11.8% | -1.9063e-18 | 0% | 11.8% | 0 | 0% | 0.3679% | 0 | 0% | 0.3679% | 0 | 0% | 0.3679% | 0 | 0% | 100% | 0 | 0% | 100% | 0 | 0% | 100% | 0 | 0% | 100% | 0 |  |  | 0 |  |  | 0 |  |  | 0 | 100% | 65% |  | 100% | 65% |  | 100% | 65% |  | 100% | 65% |  | 100% | 90% |  | 100% | 90% |  | 100% | 90%
KERCKHOFF 1101CB | 0.0021949 | 17.6662 | 7.6956 | 0.53534 | 8.231 | 0.011099 | 0.030458 | 0.01296 | 0% | 99% | 0 | 0% | 99% | 0 | 0% | 99% | 0 | 0% | 99% | 0 | 0% | 61.79% | 0 | 0% | 61.79% | 0 | 0% | 61.79% | 0 | 0% | 61.79% | 0 | 0.53534 | 66.67% | 2.538% | 0.13021 | 0% | 2.538% | 0 | 0% | 2.538% | 0 | 0% | 0.2866% | 0 | 0% | 0.2866% | 0 | 0% | 0.2866% | 0 | 0% | 0.8182% | 0 | 99.91% | 0.8182% | 0.062911 | 0% | 0.8182% | 0 | 97.61% | 0.8113% | 0.060945 | 0% | 0.8113% | 0 | 2.304% | 0.8113% | 0.0014385 | 0% | 6.052% | 0 | 0% | 6.052% | 0 | 0% | 6.052% | 0 | 0% | 1.193% | 0 | 0% | 1.193% | 0 | 0% | 1.193% | 0 |  |  |  | 0% | 11.8% | 0 | 0% | 11.8% | 0 | 0% | 11.8% | 0 | 0% | 0.3545% | 0 | 0% | 0.3545% | 0 | 0% | 0.3545% | 0 | 0% | 100% | 0 | 0% | 100% | 0 | 0% | 100% | 0 | 0% | 100% | 0 |  |  | 0 |  |  | 0 |  |  | 0 | 100% | 65% |  | 100% | 65% |  | 100% | 65% |  | 100% | 65% |  | 100% | 90% |  | 100% | 90% |  | 100% | 90%
CLOVERDALE 11024646 | 0.002524 | 0.14877 | 0.36442 | 1.1322 | 1.4966 | 0.00061046 | 0.0013999 | 0.00058377 | 0% | 99% | 0 | 0% | 99% | 0 | 0% | 99% | 0 | 0% | 99% | 0 | 0% | 63.49% | 0 | 0% | 63.49% | 0 | 0% | 63.49% | 0 | 0% | 63.49% | 0 | 1.1322 | 0% | 3.128% | 0 | 0% | 3.128% | 0 | 0% | 3.128% | 0 | 0% | 0.3496% | 0 | 0% | 0.3496% | 0 | 0% | 0.3496% | 0 | 0% | 0.8033% | 0 | 5.635% | 0.8033% | 0.00016497 | 94.25% | 0.8033% | 0.0027593 | 99.89% | 0.8453% | 0.0030769 | 0.1095% | 0.8453% | 3.3738e-06 | 0% | 0.8453% | 0 | 0% | 6.045% | 0 | 0% | 6.045% | 0 | 0% | 6.045% | 0 | 0% | 1.193% | 0 | 0% | 1.193% | 0 | 0% | 1.193% | 0 |  |  |  | 34.47% | 11.8% | 0.014821 | 0% | 11.8% | 0 | 0% | 11.8% | 0 | 0% | 0.3692% | 0 | 0% | 0.3692% | 0 | 0% | 0.3692% | 0 | 0% | 100% | 0 | 0% | 100% | 0 | 0% | 100% | 0 | 0% | 100% | 0 |  |  | 0 |  |  | 0 |  |  | 0 | 100% | 65% |  | 100% | 65% |  | 100% | 65% |  | 100% | 65% |  | 100% | 90% |  | 100% | 90% |  | 100% | 90%
SHEPHERD 2111327814 | 0.0017124 | 10.8319 | 5.2833 | 0 | 5.2833 | 0.00766 | 0.020251 | 0.0097387 | 0% | 99% | 0 | 0% | 99% | 0 | 0% | 99% | 0 | 0% | 99% | 0 | 0% | 62.23% | 0 | 0% | 62.23% | 0 | 0% | 62.23% | 0 | 0% | 62.23% | 0 | 0 | 100% | 2.329% | 0.12304 | 0% | 2.329% | 0 | 0% | 2.329% | 0 | 100% | 0.2653% | 0.014016 | 0% | 0.2653% | 0 | 0% | 0.2653% | 0 | 0% | 0.7899% | 0 | 49.22% | 0.7899% | 0.020543 | 48.67% | 0.7899% | 0.020313 | 49.22% | 0.7942% | 0.020654 | 48.67% | 0.7942% | 0.020422 | 2.108% | 0.7942% | 0.00088433 | 0% | 5.886% | 0 | 0% | 5.886% | 0 | 0% | 5.886% | 0 | 0% | 1.163% | 0 | 0% | 1.163% | 0 | 0% | 1.163% | 0 |  |  |  | 0% | 11.8% | 0 | 0% | 11.8% | 0 | 0% | 11.8% | 0 | 0% | 0.3587% | 0 | 0% | 0.3587% | 0 | 0% | 0.3587% | 0 | 0% | 100% | 0 | 0% | 100% | 0 | 0% | 100% | 0 | 0% | 100% | 0 |  |  | 0 |  |  | 0 |  |  | 0 | 100% | 65% |  | 100% | 65% |  | 100% | 65% |  | 100% | 65% |  | 100% | 90% |  | 100% | 90% |  | 100% | 90%
LAURELES 11112020 | 0.0023689 | 36.5093 | 16.5362 | 0.58307 | 17.1193 | 0.034285 | 0.064521 | 0.019188 | 0% | 99% | 0 | 0% | 99% | 0 | 0% | 99% | 0 | 0% | 99% | 0 | 0% | 62.96% | 0 | 0% | 62.96% | 0 | 0% | 62.96% | 0 | 0% | 62.96% | 0 | 0.58307 | 100% | 3.497% | 0.57835 | 0% | 3.497% | 0 | 0% | 3.497% | 0 | 0% | 0.371% | 0 | 0% | 0.371% | 0 | 0% | 0.371% | 0 | 0% | 0.835% | 0 | 0% | 0.835% | 0 | 73.65% | 0.835% | 0.1017 | 0% | 0.8679% | 0 | 73.65% | 0.8679% | 0.10571 | 25.92% | 0.8679% | 0.037205 | 33.93% | 6.242% | 0.35024 | 28.34% | 6.242% | 0.29257 | 8.439% | 6.242% | 0.087114 | 0% | 1.84% | 0 | 0% | 1.84% | 0 | 0% | 1.84% | 0 |  |  |  | 0% | 11.8% | 0 | 35% | 11.8% | 0.68294 | 0% | 11.8% | 0 | 0% | 0.3702% | 0 | 0% | 0.3702% | 0 | 0% | 0.3702% | 0 | 0% | 100% | 0 | 0% | 100% | 0 | 0% | 100% | 0 | 0% | 100% | 0 |  |  | 0.00022316 |  |  | 0.00053557 |  |  | 0.002557 | 100% | 65% |  | 100% | 65% |  | 100% | 65% |  | 100% | 65% |  | 100% | 90% |  | 100% | 90% |  | 100% | 90%
MIDDLETOWN 1101829164 | 0.002498 | 0.5112 | 6.9488 | 0.68632 | 7.6352 | 0.01488 | 0.023271 | 0.011608 | 0% | 99% | 0 | 0% | 99% | 0 | 0% | 99% | 0 | 0% | 99% | 0 | 0% | 63.27% | 0 | 0% | 63.27% | 0 | 0% | 63.27% | 0 | 0% | 63.27% | 0 | 0.68632 | 0% | 2.245% | 0 | 0% | 2.245% | 0 | 0% | 2.245% | 0 | 0% | 0.2545% | 0 | 0% | 0.2545% | 0 | 0% | 0.2545% | 0 | 65.74% | 0.6904% | 0.031539 | 6.482% | 0.6904% | 0.0031099 | 73.72% | 0.6904% | 0.035369 | 14.41% | 0.705% | 0.0070574 | 80.3% | 0.705% | 0.03934 | 6.482% | 0.705% | 0.0031754 | 99.99% | 5.159% | 0.35845 | 0% | 5.159% | 0 | 0% | 5.159% | 0 | 0% | 1.555% | 0 | 0% | 1.555% | 0 | 0% | 1.555% | 0 |  |  |  | 0% | 11.8% | 0 | 0% | 11.8% | 0 | 0% | 11.8% | 0 | 0% | 0.3671% | 0 | 0% | 0.3671% | 0 | 0% | 0.3671% | 0 | 0% | 100% | 0 | 0% | 100% | 0 | 0% | 100% | 0 | 0% | 100% | 0 |  |  | 0 |  |  | 0 |  |  | 0 | 100% | 65% |  | 100% | 65% |  | 100% | 65% |  | 100% | 65% |  | 100% | 90% |  | 100% | 90% |  | 100% | 90%
KONOCTI 11084037 | 0.0033534 | 1.4678 | 1.2037 | 0.45443 | 1.6581 | 0.0023151 | 0.0043183 | 0.0020106 | 0% | 99% | 0 | 0% | 99% | 0 | 0% | 99% | 0 | 0% | 99% | 0 | 0% | 62.47% | 0 | 0% | 62.47% | 0 | 0% | 62.47% | 0 | 0% | 62.47% | 0 | 0.45443 | 0% | 2.297% | 0 | 0% | 2.297% | 0 | 0% | 2.297% | 0 | 0% | 0.2463% | 0 | 0% | 0.2463% | 0 | 0% | 0.2463% | 0 | 0% | 0.7561% | 0 | 32.13% | 0.7561% | 0.0029237 | 11.63% | 0.7561% | 0.0010581 | 0% | 0.7515% | 0 | 11.63% | 0.7515% | 0.0010517 | 74.38% | 0.7515% | 0.0067284 | 89.24% | 5.603% | 0.06018 | 0% | 5.603% | 0 | 0% | 5.603% | 0 | 0% | 1.532% | 0 | 0% | 1.532% | 0 | 0% | 1.532% | 0 |  |  |  | 23.04% | 11.8% | 0.032721 | 0% | 11.8% | 0 | 0% | 11.8% | 0 | 0% | 0.3629% | 0 | 0% | 0.3629% | 0 | 0% | 0.3629% | 0 | 0% | 100% | 0 | 0% | 100% | 0 | 0% | 100% | 0 | 0% | 100% | 0 |  |  | 0 |  |  | 0 |  |  | 0 | 100% | 65% |  | 100% | 65% |  | 100% | 65% |  | 100% | 65% |  | 100% | 90% |  | 100% | 90% |  | 100% | 90%
WYANDOTTE 1105601234 | 0.0021046 | 9.7221 | 3.864 | 0 | 3.864 | 0.0029834 | 0.01948 | 0.0053345 | 0% | 99% | 0 | 0% | 99% | 0 | 0% | 99% | 0 | 0% | 99% | 0 | 0% | 61.01% | 0 | 0% | 61.01% | 0 | 0% | 61.01% | 0 | 0% | 61.01% | 0 | 0 | 0% | 3.763% | 0 | 0% | 3.763% | 0 | 0% | 3.763% | 0 | 0% | 0.4219% | 0 | 0% | 0.4219% | 0 | 0% | 0.4219% | 0 | 0% | 1.057% | 0 | 0% | 1.057% | 0 | 3.494% | 1.057% | 0.0014264 | 0% | 1.124% | 0 | 97.72% | 1.124% | 0.042445 | 2.281% | 1.124% | 0.00099077 | 0% | 8.026% | 0 | 0% | 8.026% | 0 | 0% | 8.026% | 0 | 0% | 0.7351% | 0 | 0% | 0.7351% | 0 | 0% | 0.7351% | 0 |  |  |  | 0% | 11.8% | 0 | 0% | 11.8% | 0 | 0% | 11.8% | 0 | 55.56% | 0.3654% | 0.0078442 | 0% | 0.3654% | 0 | 0% | 0.3654% | 0 | 0% | 100% | 0 | 0% | 100% | 0 | 0% | 100% | 0 | 0% | 100% | 0 |  |  | 0 |  |  | 0 |  |  | 0 | 100% | 65% |  | 100% | 65% |  | 100% | 65% |  | 100% | 65% |  | 100% | 90% |  | 100% | 90% |  | 100% | 90%
MILPITAS 1109903328 | 0.0013356 | 19.8719 | 6.2388 | 0.6299 | 6.8687 | 0.012653 | 0.023826 | 0.0084129 | 0% | 99% | 0 | 0% | 99% | 0 | 0% | 99% | 0 | 0% | 99% | 0 | 0% | 62.29% | 0 | 0% | 62.29% | 0 | 0% | 62.29% | 0 | 0% | 62.29% | 0 | 0.6299 | 0% | 2.956% | 0 | 0% | 2.956% | 0 | 0% | 2.956% | 0 | 0% | 0.3068% | 0 | 0% | 0.3068% | 0 | 0% | 0.3068% | 0 | 0% | 0.8022% | 0 | 82.93% | 0.8022% | 0.041509 | 17.06% | 0.8022% | 0.0085403 | 82.94% | 0.7899% | 0.040874 | 17.06% | 0.7899% | 0.0084094 | 0% | 0.7899% | 0 | 4.647% | 5.895% | 0.01709 | 14.72% | 5.895% | 0.054142 | 0% | 5.895% | 0 | 0% | 1.523% | 0 | 0% | 1.523% | 0 | 0% | 1.523% | 0 |  |  |  | 0% | 11.8% | 0 | 11.5% | 11.8% | 0.08468 | 0% | 11.8% | 0 | 0% | 0.3601% | 0 | 0% | 0.3601% | 0 | 0% | 0.3601% | 0 | 0% | 100% | 0 | 0% | 100% | 0 | 0% | 100% | 0 | 0% | 100% | 0 |  |  | 0 |  |  | 0 |  |  | 0 | 100% | 65% |  | 100% | 65% |  | 100% | 65% |  | 100% | 65% |  | 100% | 90% |  | 100% | 90% |  | 100% | 90%
STELLING 1110396595 | 0.0094352 | 0 | 0.72231 | 0 | 0.72231 | 0.0020995 | 0.0023102 | 0.00081364 | 0% | 99% | 0 | 0% | 99% | 0 | 0% | 99% | 0 | 0% | 99% | 0 | 0% | 64.52% | 0 | 0% | 64.52% | 0 | 0% | 64.52% | 0 | 0% | 64.52% | 0 | 0 | 0% | 2.316% | 0 | 0% | 2.316% | 0 | 0% | 2.316% | 0 | 0% | 0.2514% | 0 | 0% | 0.2514% | 0 | 0% | 0.2514% | 0 | 0% | 0.6688% | 0 | 0% | 0.6688% | 0 | 44.92% | 0.6688% | 0.0021699 | 0% | 0.6916% | 0 | 44.92% | 0.6916% | 0.0022439 | 0% | 0.6916% | 0 | 97.3% | 5.012% | 0.035224 | 0% | 5.012% | 0 | 0% | 5.012% | 0 | 0% | 1.985% | 0 | 0% | 1.985% | 0 | 0% | 1.985% | 0 |  |  |  | 0% | 11.8% | 0 | 1.984% | 11.8% | 0.001691 | 0% | 11.8% | 0 | 0% | 0.3734% | 0 | 0% | 0.3734% | 0 | 0% | 0.3734% | 0 | 0% | 100% | 0 | 0% | 100% | 0 | 0% | 100% | 0 | 0% | 100% | 0 |  |  | 0 |  |  | 0 |  |  | 0 |  |  |  |  | 65% |  |  | 65% |  | 100% | 65%
PINE GROVE 110283098 | 0.0046727 | 9.3747 | 7.3251 | 1.173 | 8.498 | 0.02949 | 0.018613 | 0.0049099 | 0% | 99% | 0 | 0% | 99% | 0 | 0% | 99% | 0 | 0% | 99% | 0 | 0% | 61.27% | 0 | 0% | 61.27% | 0 | 0% | 61.27% | 0 | 0% | 61.27% | 0 | 1.173 | 0% | 1.813% | 0 | 0% | 1.813% | 0 | 0% | 1.813% | 0 | 0% | 0.192% | 0 | 0% | 0.192% | 0 | 0% | 0.192% | 0 | 0% | 0.5342% | 0 | 58.43% | 0.5342% | 0.022861 | 5.965% | 0.5342% | 0.002334 | 0% | 0.5384% | 0 | 5.965% | 0.5384% | 0.0023526 | 94.03% | 0.5384% | 0.037087 | 67.34% | 3.97% | 0.1958 | 0% | 3.97% | 0 | 22.94% | 3.97% | 0.066695 | 0% | 3.909% | 0 | 0% | 3.909% | 0 | 0% | 3.909% | 0 |  |  |  | 34.98% | 11.8% | 0.30234 | 0% | 11.8% | 0 | 0% | 11.8% | 0 | 0% | 0.3761% | 0 | 0% | 0.3761% | 0 | 0% | 0.3761% | 0 | 0% | 100% | 0 | 0% | 100% | 0 | 0% | 100% | 0 | 0% | 100% | 0 |  |  | 0.00030648 |  |  | 0 |  |  | 0.030655 | 100% | 65% |  | 100% | 65% |  | 100% | 65% |  | 100% | 65% |  | 100% | 90% |  | 100% | 90% |  | 100% | 90%
AUBERRY 1101233716 | 0.003862 | 3.2458 | 2.2745 | 0.26849 | 2.543 | 0.0064912 | 0.00848 | 0.0015233 | 0% | 99% | 0 | 0% | 99% | 0 | 0% | 99% | 0 | 0% | 99% | 0 | 0% | 62.18% | 0 | 0% | 62.18% | 0 | 0% | 62.18% | 0 | 0% | 62.18% | 0 | 0.26849 | 0% | 3.191% | 0 | 0% | 3.191% | 0 | 0% | 3.191% | 0 | 0% | 0.3487% | 0 | 0% | 0.3487% | 0 | 0% | 0.3487% | 0 | 0% | 0.7711% | 0 | 0% | 0.7711% | 0 | 34.71% | 0.7711% | 0.0060882 | 0% | 0.8034% | 0 | 100% | 0.8034% | 0.018274 | 0% | 0.8034% | 0 | 0% | 5.769% | 0 | 0% | 5.769% | 0 | 0% | 5.769% | 0 | 0% | 2.188% | 0 | 0% | 2.188% | 0 | 0% | 2.188% | 0 |  |  |  | 20.17% | 11.8% | 0.054145 | 0% | 11.8% | 0 | 0% | 11.8% | 0 | 55.56% | 0.3699% | 0.0046745 | 0% | 0.3699% | 0 | 0% | 0.3699% | 0 | 0% | 100% | 0 | 0% | 100% | 0 | 0% | 100% | 0 | 0% | 100% | 0 |  |  | 0 |  |  | 0 |  |  | 0 | 100% | 65% |  | 100% | 65% |  | 100% | 65% |  | 100% | 65% |  | 100% | 90% |  | 100% | 90% |  | 100% | 90%
MADISON 210144634 | 0.000552 | 0 | 7.691 | 0 | 7.691 | 0.0048755 | 0.032382 | 0.018708 | 0% | 99% | 0 | 0% | 99% | 0 | 0% | 99% | 0 | 0% | 99% | 0 | 0% | 62.59% | 0 | 0% | 62.59% | 0 | 0% | 62.59% | 0 | 0% | 62.59% | 0 | 0 | 0% | 2.838% | 0 | 0% | 2.838% | 0 | 0% | 2.838% | 0 | 0% | 0.3236% | 0 | 0% | 0.3236% | 0 | 0% | 0.3236% | 0 | 12.38% | 0.8347% | 0.0079463 | 74.26% | 0.8347% | 0.047675 | 12.38% | 0.8347% | 0.0079463 | 74.26% | 0.8185% | 0.046748 | 12.85% | 0.8185% | 0.0080885 | 74.46% | 0.8185% | 0.046876 | 0% | 6.128% | 0 | 0% | 6.128% | 0 | 0% | 6.128% | 0 | 0% | 0.4802% | 0 | 0% | 0.4802% | 0 | 0% | 0.4802% | 0 |  |  |  | 0% | 11.8% | 0 | 0% | 11.8% | 0 | 0% | 11.8% | 0 | 55.56% | 0.3484% | 0.014887 | 0% | 0.3484% | 0 | 0% | 0.3484% | 0 | 0% | 100% | 0 | 0% | 100% | 0 | 0% | 100% | 0 | 0% | 100% | 0 |  |  | 0 |  |  | 0 |  |  | 0 |  |  |  |  | 65% |  |  | 65% |  | 100% | 65%
MORGAN HILL 2111419718 | 0.0033825 | 2.6312 | 1.7274 | 0.094362 | 1.8217 | 0.0077727 | 0.0040247 | 0.00079904 | 0% | 99% | 0 | 0% | 99% | 0 | 0% | 99% | 0 | 0% | 99% | 0 | 0% | 61.86% | 0 | 0% | 61.86% | 0 | 0% | 61.86% | 0 | 0% | 61.86% | 0 | 0.094362 | 0% | 1.866% | 0 | 0% | 1.866% | 0 | 0% | 1.866% | 0 | 0% | 0.1944% | 0 | 0% | 0.1944% | 0 | 0% | 0.1944% | 0 | 0% | 0.4882% | 0 | 0% | 0.4882% | 0 | 38.16% | 0.4882% | 0.0032182 | 0% | 0.4915% | 0 | 38.16% | 0.4915% | 0.0032396 | 61.84% | 0.4915% | 0.00525 | 21.62% | 3.614% | 0.013494 | 47.71% | 3.614% | 0.029786 | 26.72% | 3.614% | 0.016683 | 0% | 4.022% | 0 | 0% | 4.022% | 0 | 0% | 4.022% | 0 |  |  |  | 0% | 11.8% | 0 | 0% | 11.8% | 0 | 0% | 11.8% | 0 | 0% | 0.3787% | 0 | 0% | 0.3787% | 0 | 0% | 0.3787% | 0 | 0% | 100% | 0 | 0% | 100% | 0 | 0% | 100% | 0 | 0% | 100% | 0 |  |  | 0 |  |  | 0.012401 |  |  | 0.010767 | 100% | 65% |  | 100% | 65% |  | 100% | 65% |  | 100% | 65% |  | 100% | 90% |  | 100% | 90% |  | 100% | 90%
BANGOR 1101870548 | 0.0015518 | 5.1697 | 1.2214 | 0.82948 | 2.0508 | 0.0026271 | 0.0047953 | 0.0014879 | 0% | 99% | 0 | 0% | 99% | 0 | 0% | 99% | 0 | 0% | 99% | 0 | 0% | 60.35% | 0 | 0% | 60.35% | 0 | 0% | 60.35% | 0 | 0% | 60.35% | 0 | 0.82948 | 0% | 2.471% | 0 | 0% | 2.471% | 0 | 0% | 2.471% | 0 | 0% | 0.2434% | 0 | 0% | 0.2434% | 0 | 0% | 0.2434% | 0 | 0% | 0.8139% | 0 | 100% | 0.8139% | 0.0099403 | 0% | 0.8139% | 0 | 100% | 0.7596% | 0.0092775 | 0% | 0.7596% | 0 | 0% | 0.7596% | 0 | 0% | 5.896% | 0 | 19.64% | 5.896% | 0.014141 | 0% | 5.896% | 0 | 0% | 1.878% | 0 | 0% | 1.878% | 0 | 0% | 1.878% | 0 |  |  |  | 34.76% | 11.8% | 0.05009 | 0% | 11.8% | 0 | 0% | 11.8% | 0 | 55.56% | 0.3506% | 0.0023787 | 0% | 0.3506% | 0 | 0% | 0.3506% | 0 | 0% | 100% | 0 | 0% | 100% | 0 | 0% | 100% | 0 | 0% | 100% | 0 |  |  | 0 |  |  | 0 |  |  | 0 | 100% | 65% |  | 100% | 65% |  | 100% | 65% |  | 100% | 65% |  | 100% | 90% |  | 100% | 90% |  | 100% | 90%
PLACERVILLE 1110953474 | 0.007475 | 13.7003 | 12.6134 | 1.1033 | 13.7167 | 0.033348 | 0.03988 | 0.019139 | 0% | 99% | 0 | 0% | 99% | 0 | 0% | 99% | 0 | 0% | 99% | 0 | 0% | 62.71% | 0 | 0% | 62.71% | 0 | 0% | 62.71% | 0 | 0% | 62.71% | 0 | 1.1033 | 42.86% | 2.089% | 0.11291 | 0% | 2.089% | 0 | 0% | 2.089% | 0 | 0% | 0.2327% | 0 | 0% | 0.2327% | 0 | 0% | 0.2327% | 0 | 0% | 0.6467% | 0 | 90.52% | 0.6467% | 0.073843 | 0.7445% | 0.6467% | 0.00060736 | 6.355% | 0.6656% | 0.0053354 | 0.7445% | 0.6656% | 0.00062509 | 93.4% | 0.6656% | 0.078417 | 49.5% | 4.853% | 0.30299 | 40.67% | 4.853% | 0.24895 | 0.3035% | 4.853% | 0.0018578 | 0% | 2.282% | 0 | 0% | 2.282% | 0 | 0% | 2.282% | 0 |  |  |  | 0% | 11.8% | 0 | 0% | 11.8% | 0 | 0% | 11.8% | 0 | 0% | 0.3723% | 0 | 0% | 0.3723% | 0 | 0% | 0.3723% | 0 | 0% | 100% | 0 | 0% | 100% | 0 | 0% | 100% | 0 | 0% | 100% | 0 |  |  | 0.0015215 |  |  | 0.00080797 |  |  | 0 | 100% | 65% |  | 100% | 65% |  | 100% | 65% |  | 100% | 65% |  | 100% | 90% |  | 100% | 90% |  | 100% | 90%
SILVERADO 2102922022 | 0.001724 | 6.7115 | 3.3872 | 0.4625 | 3.8497 | 0.011344 | 0.010951 | 0.0026434 | 0% | 99% | 0 | 0% | 99% | 0 | 0% | 99% | 0 | 0% | 99% | 0 | 0% | 62.35% | 0 | 0% | 62.35% | 0 | 0% | 62.35% | 0 | 0% | 62.35% | 0 | 0.4625 | 0% | 2.781% | 0 | 0% | 2.781% | 0 | 0% | 2.781% | 0 | 0% | 0.2899% | 0 | 0% | 0.2899% | 0 | 0% | 0.2899% | 0 | 0% | 0.668% | 0 | 18.67% | 0.668% | 0.0042241 | 36.55% | 0.668% | 0.0082684 | 0% | 0.6695% | 0 | 36.55% | 0.6695% | 0.0082875 | 63.21% | 0.6695% | 0.014335 | 81.98% | 4.924% | 0.13673 | 0% | 4.924% | 0 | 0% | 4.924% | 0 | 0% | 2.475% | 0 | 0% | 2.475% | 0 | 0% | 2.475% | 0 |  |  |  | 0% | 11.8% | 0 | 0% | 11.8% | 0 | 0% | 11.8% | 0 | 0% | 0.3702% | 0 | 0% | 0.3702% | 0 | 0% | 0.3702% | 0 | 0% | 100% | 0 | 0% | 100% | 0 | 0% | 100% | 0 | 0% | 100% | 0 |  |  | 0 |  |  | 0 |  |  | 0 | 100% | 65% |  | 100% | 65% |  | 100% | 65% |  | 100% | 65% |  | 100% | 90% |  | 100% | 90% |  | 100% | 90%
ATASCADERO 1103A16 | 0.0019963 | 18.9144 | 7.2749 | 0 | 7.2749 | 0.015441 | 0.026426 | 0.011702 | 0% | 99% | 0 | 0% | 99% | 0 | 0% | 99% | 0 | 0% | 99% | 0 | 0% | 63.17% | 0 | 0% | 63.17% | 0 | 0% | 63.17% | 0 | 0% | 63.17% | 0 | 0 | 0% | 2.578% | 0 | 0% | 2.578% | 0 | 0% | 2.578% | 0 | 100% | 0.2997% | 0.021803 | 0% | 0.2997% | 0 | 0% | 0.2997% | 0 | 0% | 0.7142% | 0 | 57.3% | 0.7142% | 0.029771 | 41.66% | 0.7142% | 0.021645 | 0% | 0.7362% | 0 | 41.66% | 0.7362% | 0.022311 | 57.34% | 0.7362% | 0.030708 | 74.19% | 5.335% | 0.28795 | 0% | 5.335% | 0 | 0% | 5.335% | 0 | 0% | 1.861% | 0 | 0% | 1.861% | 0 | 0% | 1.861% | 0 |  |  |  | 32.31% | 11.8% | 0.27736 | 0% | 11.8% | 0 | 0% | 11.8% | 0 | 0% | 0.3645% | 0 | 0% | 0.3645% | 0 | 0% | 0.3645% | 0 | 0% | 100% | 0 | 0% | 100% | 0 | 0% | 100% | 0 | 0% | 100% | 0 |  |  | 0 |  |  | 0 |  |  | 0 | 100% | 65% |  | 100% | 65% |  | 100% | 65% |  | 100% | 65% |  | 100% | 90% |  | 100% | 90% |  | 100% | 90%
SILVERADO 2104722 | 0.0064165 | 8.4101 | 9.5601 | 2.3214 | 11.8815 | 0.031084 | 0.032746 | 0.0066256 | 0% | 99% | 0 | 0% | 99% | 0 | 0% | 99% | 0 | 0% | 99% | 0 | 0% | 62.7% | 0 | 0% | 62.7% | 0 | 0% | 62.7% | 0 | 0% | 62.7% | 0 | 2.3214 | 0% | 2.657% | 0 | 0% | 2.657% | 0 | 0% | 2.657% | 0 | 0% | 0.3004% | 0 | 0% | 0.3004% | 0 | 0% | 0.3004% | 0 | 0% | 0.6882% | 0 | 61.73% | 0.6882% | 0.040612 | 0% | 0.6882% | 0 | 0% | 0.7213% | 0 | 0% | 0.7213% | 0 | 100% | 0.7213% | 0.068956 | 38.7% | 5.17% | 0.19128 | 0% | 5.17% | 0 | 1.268% | 5.17% | 0.0062682 | 0% | 2.57% | 0 | 0% | 2.57% | 0 | 0% | 2.57% | 0 |  |  |  | 0% | 11.8% | 0 | 0% | 11.8% | 0 | 0% | 11.8% | 0 | 0% | 0.3721% | 0 | 0% | 0.3721% | 0 | 0% | 0.3721% | 0 | 0% | 100% | 0 | 0% | 100% | 0 | 0% | 100% | 0 | 0% | 100% | 0 |  |  | 0 |  |  | 0 |  |  | 0 | 100% | 65% |  | 100% | 65% |  | 100% | 65% |  | 100% | 65% |  | 100% | 90% |  | 100% | 90% |  | 100% | 90%
STELLING 1110733294 | 0.0083024 | 0 | 1.112 | 0 | 1.112 | 0.0038948 | 0.0031201 | 0.0012317 | 0% | 99% | 0 | 0% | 99% | 0 | 0% | 99% | 0 | 0% | 99% | 0 | 0% | 64.48% | 0 | 0% | 64.48% | 0 | 0% | 64.48% | 0 | 0% | 64.48% | 0 | 0 | 0% | 2.386% | 0 | 0% | 2.386% | 0 | 0% | 2.386% | 0 | 0% | 0.2609% | 0 | 0% | 0.2609% | 0 | 0% | 0.2609% | 0 | 0% | 0.57% | 0 | 0% | 0.57% | 0 | 71.39% | 0.57% | 0.004525 | 0% | 0.5986% | 0 | 71.39% | 0.5986% | 0.0047522 | 0% | 0.5986% | 0 | 100% | 4.274% | 0.047526 | 0% | 4.274% | 0 | 0% | 4.274% | 0 | 0% | 2.575% | 0 | 0% | 2.575% | 0 | 0% | 2.575% | 0 |  |  |  | 0% | 11.8% | 0 | 1.984% | 11.8% | 0.0026033 | 0% | 11.8% | 0 | 0% | 0.3791% | 0 | 0% | 0.3791% | 0 | 0% | 0.3791% | 0 | 0% | 100% | 0 | 0% | 100% | 0 | 0% | 100% | 0 | 0% | 100% | 0 |  |  | 0 |  |  | 0 |  |  | 0 |  |  |  |  | 65% |  |  | 65% |  | 100% | 65%
FULTON 1107145720 | 0.0038831 | 10.9013 | 7.2972 | 0.20462 | 7.5018 | 0.025633 | 0.023705 | 0.0048316 | 0% | 99% | 0 | 0% | 99% | 0 | 0% | 99% | 0 | 0% | 99% | 0 | 0% | 62.59% | 0 | 0% | 62.59% | 0 | 0% | 62.59% | 0 | 0% | 62.59% | 0 | 0.20462 | 50% | 2.85% | 0.104 | 0% | 2.85% | 0 | 0% | 2.85% | 0 | 0% | 0.3061% | 0 | 0% | 0.3061% | 0 | 0% | 0.3061% | 0 | 0% | 0.6628% | 0 | 0% | 0.6628% | 0 | 58.86% | 0.6628% | 0.02847 | 0% | 0.6909% | 0 | 58.86% | 0.6909% | 0.029677 | 40.47% | 0.6909% | 0.020406 | 6.665% | 4.952% | 0.024086 | 11.61% | 4.952% | 0.041957 | 0% | 4.952% | 0 | 0% | 3.107% | 0 | 0% | 3.107% | 0 | 0% | 3.107% | 0 |  |  |  | 0% | 11.8% | 0 | 0% | 11.8% | 0 | 0% | 11.8% | 0 | 0% | 0.3755% | 0 | 0% | 0.3755% | 0 | 0% | 0.3755% | 0 | 0% | 100% | 0 | 0% | 100% | 0 | 0% | 100% | 0 | 0% | 100% | 0 |  |  | 0 |  |  | 0 |  |  | 0 | 100% | 65% |  | 100% | 65% |  | 100% | 65% |  | 100% | 65% |  | 100% | 90% |  | 100% | 90% |  | 100% | 90%
FULTON 1107914380 | 0.0025342 | 3.2563 | 1.4757 | 0.048179 | 1.5239 | 0.0057025 | 0.0042726 | 0.00099434 | 0% | 99% | 0 | 0% | 99% | 0 | 0% | 99% | 0 | 0% | 99% | 0 | 0% | 62.12% | 0 | 0% | 62.12% | 0 | 0% | 62.12% | 0 | 0% | 62.12% | 0 | 0.048179 | 0% | 2.454% | 0 | 0% | 2.454% | 0 | 0% | 2.454% | 0 | 0% | 0.2602% | 0 | 0% | 0.2602% | 0 | 0% | 0.2602% | 0 | 0% | 0.5913% | 0 | 0% | 0.5913% | 0 | 65.92% | 0.5913% | 0.0057516 | 0% | 0.6029% | 0 | 65.92% | 0.6029% | 0.005865 | 34.08% | 0.6029% | 0.0030324 | 13.15% | 4.386% | 0.0085147 | 0% | 4.386% | 0 | 0% | 4.386% | 0 | 0% | 3.496% | 0 | 0% | 3.496% | 0 | 0% | 3.496% | 0 |  |  |  | 0% | 11.8% | 0 | 0% | 11.8% | 0 | 0% | 11.8% | 0 | 0% | 0.3754% | 0 | 0% | 0.3754% | 0 | 0% | 0.3754% | 0 | 0% | 100% | 0 | 0% | 100% | 0 | 0% | 100% | 0 | 0% | 100% | 0 |  |  | 0 |  |  | 0 |  |  | 0 | 100% | 65% |  | 100% | 65% |  | 100% | 65% |  | 100% | 65% |  | 100% | 90% |  | 100% | 90% |  | 100% | 90%
BRUNSWICK 11052210 | 0.0041204 | 26.327 | 21.7508 | 3.3875 | 25.1383 | 0.091178 | 0.056529 | 0.014072 | 0% | 99% | 0 | 0% | 99% | 0 | 0% | 99% | 0 | 0% | 99% | 0 | 0% | 62.14% | 0 | 0% | 62.14% | 0 | 0% | 62.14% | 0 | 0% | 62.14% | 0 | 3.3875 | 5.263% | 1.919% | 0.021968 | 0% | 1.919% | 0 | 0% | 1.919% | 0 | 0% | 0.2016% | 0 | 0% | 0.2016% | 0 | 0% | 0.2016% | 0 | 12.61% | 0.5326% | 0.014603 | 0% | 0.5326% | 0 | 21.69% | 0.5326% | 0.025123 | 0% | 0.5389% | 0 | 43.95% | 0.5389% | 0.051525 | 55.71% | 0.5389% | 0.065302 | 53.08% | 3.958% | 0.457 | 37.47% | 3.958% | 0.32258 | 0% | 3.958% | 0 | 0% | 3.241% | 0 | 0% | 3.241% | 0 | 0% | 3.241% | 0 |  |  |  | 35% | 11.8% | 0.89831 | 0% | 11.8% | 0 | 0% | 11.8% | 0 | 0% | 0.377% | 0 | 0% | 0.377% | 0 | 0% | 0.377% | 0 | 0% | 100% | 0 | 0% | 100% | 0 | 0% | 100% | 0 | 0% | 100% | 0 |  |  | 0.008202 |  |  | 0.010844 |  |  | 0 | 100% | 65% |  | 100% | 65% |  | 100% | 65% |  | 100% | 65% |  | 100% | 90% |  | 100% | 90% |  | 100% | 90%
CLOVERDALE 1102570 | 0.001766 | 17.4238 | 10.1895 | 1.5712 | 11.7607 | 0.02941 | 0.036954 | 0.0097858 | 0% | 99% | 0 | 0% | 99% | 0 | 0% | 99% | 0 | 0% | 99% | 0 | 0% | 62.7% | 0 | 0% | 62.7% | 0 | 0% | 62.7% | 0 | 0% | 62.7% | 0 | 1.5712 | 33.33% | 2.971% | 0.1009 | 0% | 2.971% | 0 | 0% | 2.971% | 0 | 0% | 0.3178% | 0 | 0% | 0.3178% | 0 | 0% | 0.3178% | 0 | 0% | 0.7337% | 0 | 83.27% | 0.7337% | 0.062252 | 6.665% | 0.7337% | 0.0049826 | 6.394% | 0.7536% | 0.0049094 | 6.685% | 0.7536% | 0.0051329 | 86.39% | 0.7536% | 0.066337 | 63.56% | 5.462% | 0.35371 | 0% | 5.462% | 0 | 0% | 5.462% | 0 | 0% | 2.339% | 0 | 0% | 2.339% | 0 | 0% | 2.339% | 0 |  |  |  | 23.9% | 11.8% | 0.28733 | 0% | 11.8% | 0 | 0% | 11.8% | 0 | 0% | 0.3702% | 0 | 0% | 0.3702% | 0 | 0% | 0.3702% | 0 | 0% | 100% | 0 | 0% | 100% | 0 | 0% | 100% | 0 | 0% | 100% | 0 |  |  | 0.0048385 |  |  | 0 |  |  | 0 | 100% | 65% |  | 100% | 65% |  | 100% | 65% |  | 100% | 65% |  | 100% | 90% |  | 100% | 90% |  | 100% | 90%
LOW GAP 110137498 | 0.0025058 | 17.0837 | 8.9558 | 0.91806 | 9.8738 | 0.03304 | 0.024055 | 0.0098515 | 0% | 99% | 0 | 0% | 99% | 0 | 0% | 99% | 0 | 0% | 99% | 0 | 0% | 60.72% | 0 | 0% | 60.72% | 0 | 0% | 60.72% | 0 | 0% | 60.72% | 0 | 0.91806 | 100% | 2.069% | 0.18533 | 0% | 2.069% | 0 | 0% | 2.069% | 0 | 0% | 0.2161% | 0 | 0% | 0.2161% | 0 | 0% | 0.2161% | 0 | 0% | 0.5446% | 0 | 99.57% | 0.5446% | 0.048561 | 0% | 0.5446% | 0 | 99.57% | 0.5391% | 0.04807 | 0% | 0.5391% | 0 | 0% | 0.5391% | 0 | 68.67% | 4.007% | 0.24643 | 0% | 4.007% | 0 | 0% | 4.007% | 0 | 0% | 3.682% | 0 | 0% | 3.682% | 0 | 0% | 3.682% | 0 |  |  |  | 0% | 11.8% | 0 | 0% | 11.8% | 0 | 0% | 11.8% | 0 | 0% | 0.3734% | 0 | 0% | 0.3734% | 0 | 0% | 0.3734% | 0 | 0% | 100% | 0 | 0% | 100% | 0 | 0% | 100% | 0 | 0% | 100% | 0 |  |  | 0 |  |  | 0 |  |  | 0 | 100% | 65% |  | 100% | 65% |  | 100% | 65% |  | 100% | 65% |  | 100% | 90% |  | 100% | 90% |  | 100% | 90%
APPLE HILL 210277546 | 0.002192 | 43.7008 | 21.1883 | 2.4244 | 23.6127 | 0.076822 | 0.058405 | 0.023265 | 0% | 99% | 0 | 0% | 99% | 0 | 0% | 99% | 0 | 0% | 99% | 0 | 0% | 61.73% | 0 | 0% | 61.73% | 0 | 0% | 61.73% | 0 | 0% | 61.73% | 0 | 2.4244 | 100% | 2.074% | 0.43952 | 0% | 2.074% | 0 | 0% | 2.074% | 0 | 0% | 0.2206% | 0 | 0% | 0.2206% | 0 | 0% | 0.2206% | 0 | 0% | 0.5556% | 0 | 3.351% | 0.5556% | 0.0039448 | 84.25% | 0.5556% | 0.099178 | 44.63% | 0.5599% | 0.052938 | 42.97% | 0.5599% | 0.050974 | 12.74% | 0.5599% | 0.015116 | 20.25% | 4.116% | 0.17663 | 3.801% | 4.116% | 0.033148 | 9.8% | 4.116% | 0.085472 | 0% | 3.267% | 0 | 0% | 3.267% | 0 | 0% | 3.267% | 0 |  |  |  | 33.65% | 11.8% | 0.84127 | 0% | 11.8% | 0 | 0% | 11.8% | 0 | 0% | 0.3741% | 0 | 0% | 0.3741% | 0 | 0% | 0.3741% | 0 | 0% | 100% | 0 | 0% | 100% | 0 | 0% | 100% | 0 | 0% | 100% | 0 |  |  | 0.001019 |  |  | 0.020417 |  |  | 8.1567e-05 | 100% | 65% |  | 100% | 65% |  | 100% | 65% |  | 100% | 65% |  | 100% | 90% |  | 100% | 90% |  | 100% | 90%
LAYTONVILLE 110237586 | 0.0029855 | 14.1149 | 7.8959 | 0 | 7.8959 | 0.03613 | 0.017323 | 0.005645 | 0% | 99% | 0 | 0% | 99% | 0 | 0% | 99% | 0 | 0% | 99% | 0 | 0% | 61.96% | 0 | 0% | 61.96% | 0 | 0% | 61.96% | 0 | 0% | 61.96% | 0 | 0 | 100% | 1.706% | 0.13468 | 0% | 1.706% | 0 | 0% | 1.706% | 0 | 0% | 0.1869% | 0 | 0% | 0.1869% | 0 | 0% | 0.1869% | 0 | 0% | 0.4387% | 0 | 96.93% | 0.4387% | 0.033581 | 3.067% | 0.4387% | 0.0010624 | 96.93% | 0.4517% | 0.034573 | 3.067% | 0.4517% | 0.0010938 | 0% | 0.4517% | 0 | 60.11% | 3.273% | 0.15536 | 0% | 3.273% | 0 | 0% | 3.273% | 0 | 0% | 4.269% | 0 | 0% | 4.269% | 0 | 0% | 4.269% | 0 |  |  |  | 26.22% | 11.8% | 0.24432 | 0% | 11.8% | 0 | 0% | 11.8% | 0 | 55.56% | 0.3812% | 0.016721 | 0% | 0.3812% | 0 | 0% | 0.3812% | 0 | 0% | 100% | 0 | 0% | 100% | 0 | 0% | 100% | 0 | 0% | 100% | 0 |  |  | 0 |  |  | 0 |  |  | 0 | 100% | 65% |  | 100% | 65% |  | 100% | 65% |  | 100% | 65% |  | 100% | 90% |  | 100% | 90% |  | 100% | 90%
REDBUD 1102922 | 0.0029796 | 9.8892 | 5.699 | 1.2976 | 6.9966 | 0.011347 | 0.022933 | 0.0085543 | 0% | 99% | 0 | 0% | 99% | 0 | 0% | 99% | 0 | 0% | 99% | 0 | 0% | 61.07% | 0 | 0% | 61.07% | 0 | 0% | 61.07% | 0 | 0% | 61.07% | 0 | 1.2976 | 0% | 2.489% | 0 | 0% | 2.489% | 0 | 0% | 2.489% | 0 | 0% | 0.2641% | 0 | 0% | 0.2641% | 0 | 0% | 0.2641% | 0 | 0% | 0.7994% | 0 | 100% | 0.7994% | 0.04556 | 0% | 0.7994% | 0 | 100% | 0.7619% | 0.043422 | 0% | 0.7619% | 0 | 83.81% | 0.7619% | 0.036392 | 60.6% | 5.829% | 0.20129 | 0% | 5.829% | 0 | 0% | 5.829% | 0 | 0% | 1.508% | 0 | 0% | 1.508% | 0 | 0% | 1.508% | 0 |  |  |  | 19.76% | 11.8% | 0.1329 | 0% | 11.8% | 0 | 0% | 11.8% | 0 | 0% | 0.352% | 0 | 0% | 0.352% | 0 | 0% | 0.352% | 0 | 0% | 100% | 0 | 0% | 100% | 0 | 0% | 100% | 0 | 0% | 100% | 0 |  |  | 0.0078877 |  |  | 0 |  |  | 0 | 100% | 65% |  | 100% | 65% |  | 100% | 65% |  | 100% | 65% |  | 100% | 90% |  | 100% | 90% |  | 100% | 90%
SANTA YNEZ 1102320270 | 0.0021438 | 8.5433 | 7.6244 | 0 | 7.6244 | 0.012834 | 0.033233 | 0.01126 | 0% | 99% | 0 | 0% | 99% | 0 | 0% | 99% | 0 | 0% | 99% | 0 | 0% | 62.64% | 0 | 0% | 62.64% | 0 | 0% | 62.64% | 0 | 0% | 62.64% | 0 | 0 | 0% | 3.645% | 0 | 0% | 3.645% | 0 | 0% | 3.645% | 0 | 0% | 0.3831% | 0 | 0% | 0.3831% | 0 | 0% | 0.3831% | 0 | 0% | 0.8841% | 0 | 2.127% | 0.8841% | 0.0014336 | 14.86% | 0.8841% | 0.010016 | 0.07802% | 0.9018% | 5.3641e-05 | 97.21% | 0.9018% | 0.066837 | 2.253% | 0.9018% | 0.0015487 | 49.34% | 6.564% | 0.24694 | 0% | 6.564% | 0 | 19.3% | 6.564% | 0.096588 | 0% | 1.248% | 0 | 0% | 1.248% | 0 | 0% | 1.248% | 0 |  |  |  | 16.43% | 11.8% | 0.14782 | 0% | 11.8% | 0 | 0% | 11.8% | 0 | 0% | 0.3643% | 0 | 0% | 0.3643% | 0 | 0% | 0.3643% | 0 | 0% | 100% | 0 | 0% | 100% | 0 | 0% | 100% | 0 | 0% | 100% | 0 |  |  | 0 |  |  | 0 |  |  | 0.011607 | 100% | 65% |  | 100% | 65% |  | 100% | 65% |  | 100% | 65% |  | 100% | 90% |  | 100% | 90% |  | 100% | 90%
OREGON TRAIL 11031500 | 0.0024201 | 28.8722 | 18.3756 | 6.8424 | 25.218 | 0.059138 | 0.056062 | 0.023104 | 0% | 99% | 0 | 0% | 99% | 0 | 0% | 99% | 0 | 0% | 99% | 0 | 0% | 62.14% | 0 | 0% | 62.14% | 0 | 0% | 62.14% | 0 | 0% | 62.14% | 0 | 6.8424 | 100% | 2.265% | 0.41621 | 0% | 2.265% | 0 | 0% | 2.265% | 0 | 0% | 0.2373% | 0 | 0% | 0.2373% | 0 | 0% | 0.2373% | 0 | 65.24% | 0.6163% | 0.073888 | 2.692% | 0.6163% | 0.0030489 | 67.51% | 0.6163% | 0.076449 | 0% | 0.6158% | 0 | 67.51% | 0.6158% | 0.076387 | 31.78% | 0.6158% | 0.035957 | 39.94% | 4.555% | 0.33433 | 1.109% | 4.555% | 0.0092812 | 8.259% | 4.555% | 0.069136 | 0% | 2.453% | 0 | 0% | 2.453% | 0 | 0% | 2.453% | 0 |  |  |  | 31.69% | 11.8% | 0.68716 | 0% | 11.8% | 0 | 0% | 11.8% | 0 | 0% | 0.3714% | 0 | 0% | 0.3714% | 0 | 0% | 0.3714% | 0 | 0.5398% | 100% | 0.099197 | 0.9445% | 100% | 0.17356 | 0% | 100% | 0 | 0% | 100% | 0 |  |  | 0 |  |  | 0 |  |  | 0.00012358 | 100% | 65% |  | 100% | 65% |  | 100% | 65% |  | 100% | 65% |  | 100% | 90% |  | 100% | 90% |  | 100% | 90%
MILPITAS 1109XR524 | 0.00088432 | 10.669 | 1.9286 | 0.17283 | 2.1015 | 0.0029365 | 0.0084363 | 0.0031608 | 0% | 99% | 0 | 0% | 99% | 0 | 0% | 99% | 0 | 0% | 99% | 0 | 0% | 62.26% | 0 | 0% | 62.26% | 0 | 0% | 62.26% | 0 | 0% | 62.26% | 0 | 0.17283 | 0% | 3.517% | 0 | 0% | 3.517% | 0 | 0% | 3.517% | 0 | 0% | 0.3736% | 0 | 0% | 0.3736% | 0 | 0% | 0.3736% | 0 | 0% | 0.874% | 0 | 46.07% | 0.874% | 0.0077655 | 14.47% | 0.874% | 0.0024398 | 47.15% | 0.8801% | 0.0080032 | 52.85% | 0.8801% | 0.0089708 | 0% | 0.8801% | 0 | 0% | 6.462% | 0 | 0% | 6.462% | 0 | 0% | 6.462% | 0 | 0% | 1.089% | 0 | 0% | 1.089% | 0 | 0% | 1.089% | 0 |  |  |  | 0% | 11.8% | 0 | 11.5% | 11.8% | 0.026178 | 0% | 11.8% | 0 | 0% | 0.3602% | 0 | 0% | 0.3602% | 0 | 0% | 0.3602% | 0 | 0% | 100% | 0 | 0% | 100% | 0 | 0% | 100% | 0 | 0% | 100% | 0 |  |  | 0 |  |  | 0 |  |  | 0 | 100% | 65% |  | 100% | 65% |  | 100% | 65% |  | 100% | 65% |  | 100% | 90% |  | 100% | 90% |  | 100% | 90%
FROGTOWN 1702307998 | 0.0044531 | 0.53862 | 0.40369 | 0.016824 | 0.42051 | 0.00067094 | 0.0012448 | 0.0011279 | 0% | 99% | 0 | 0% | 99% | 0 | 0% | 99% | 0 | 0% | 99% | 0 | 0% | 64.38% | 0 | 0% | 64.38% | 0 | 0% | 64.38% | 0 | 0% | 64.38% | 0 | 0.016824 | 0% | 1.85% | 0 | 0% | 1.85% | 0 | 0% | 1.85% | 0 | 0% | 0.2086% | 0 | 0% | 0.2086% | 0 | 0% | 0.2086% | 0 | 0% | 0.6016% | 0 | 4.229% | 0.6016% | 0.0001027 | 82.96% | 0.6016% | 0.0020149 | 4.229% | 0.6023% | 0.00010282 | 82.96% | 0.6023% | 0.0020172 | 0% | 0.6023% | 0 | 100% | 4.464% | 0.01802 | 0% | 4.464% | 0 | 0% | 4.464% | 0 | 0% | 1.362% | 0 | 0% | 1.362% | 0 | 0% | 1.362% | 0 |  |  |  | 23.01% | 11.8% | 0.010963 | 0% | 11.8% | 0 | 0% | 11.8% | 0 | 0% | 0.3672% | 0 | 0% | 0.3672% | 0 | 0% | 0.3672% | 0 | 0% | 100% | 0 | 0% | 100% | 0 | 0% | 100% | 0 | 0% | 100% | 0 |  |  | 0 |  |  | 0 |  |  | 0 | 100% | 65% |  | 100% | 65% |  | 100% | 65% |  | 100% | 65% |  | 100% | 90% |  | 100% | 90% |  | 100% | 90%
ZACA 1102Y54 | 0.0015462 | 34.5224 | 15.2477 | 0.40933 | 15.657 | 0.020871 | 0.075835 | 0.018301 | 0% | 99% | 0 | 0% | 99% | 0 | 0% | 99% | 0 | 0% | 99% | 0 | 0% | 62.71% | 0 | 0% | 62.71% | 0 | 0% | 62.71% | 0 | 0% | 62.71% | 0 | 0.40933 | 0% | 4.508% | 0 | 0% | 4.508% | 0 | 0% | 4.508% | 0 | 0% | 0.4745% | 0 | 0% | 0.4745% | 0 | 0% | 0.4745% | 0 | 80.43% | 1.009% | 0.12377 | 0.2974% | 1.009% | 0.00045762 | 95.24% | 1.009% | 0.14656 | 0.2974% | 1.052% | 0.00047723 | 95.24% | 1.052% | 0.15284 | 4.438% | 1.052% | 0.0071214 | 79.7% | 7.538% | 0.91604 | 0% | 7.538% | 0 | 6.055% | 7.538% | 0.069588 | 0% | 1.054% | 0 | 0% | 1.054% | 0 | 0% | 1.054% | 0 |  |  |  | 28.82% | 11.8% | 0.51858 | 0% | 11.8% | 0 | 0% | 11.8% | 0 | 0% | 0.3656% | 0 | 0% | 0.3656% | 0 | 0% | 0.3656% | 0 | 0% | 100% | 0 | 0% | 100% | 0 | 0% | 100% | 0 | 0% | 100% | 0 |  |  | 0.045672 |  |  | 0 |  |  | 0.00037275 | 100% | 65% |  | 100% | 65% |  | 100% | 65% |  | 100% | 65% |  | 100% | 90% |  | 100% | 90% |  | 100% | 90%
BRUNSWICK 1104761310 | 0.0031778 | 0.039035 | 0.016218 | 0.0033088 | 0.019527 | 2.4242e-05 | 6.8111e-05 | 3.0066e-05 | 0% | 99% | 0 | 0% | 99% | 0 | 0% | 99% | 0 | 0% | 99% | 0 | 0% | 60.85% | 0 | 0% | 60.85% | 0 | 0% | 60.85% | 0 | 0% | 60.85% | 0 | 0.0033088 | 0% | 2.656% | 0 | 0% | 2.656% | 0 | 0% | 2.656% | 0 | 0% | 0.2857% | 0 | 0% | 0.2857% | 0 | 0% | 0.2857% | 0 | 0% | 0.8259% | 0 | 0% | 0.8259% | 0 | 0% | 0.8259% | 0 | 0% | 0.8131% | 0 | 0% | 0.8131% | 0 | 100% | 0.8131% | 0.00013187 | 0% | 6.092% | 0 | 0% | 6.092% | 0 | 0% | 6.092% | 0 | 0% | 1.002% | 0 | 0% | 1.002% | 0 | 0% | 1.002% | 0 |  |  |  | 34.51% | 11.8% | 0.00066044 | 0% | 11.8% | 0 | 0% | 11.8% | 0 | 0% | 0.3555% | 0 | 0% | 0.3555% | 0 | 0% | 0.3555% | 0 | 0% | 100% | 0 | 0% | 100% | 0 | 0% | 100% | 0 | 0% | 100% | 0 |  |  | 0 |  |  | 0 |  |  | 0 | 100% | 65% |  | 100% | 65% |  | 100% | 65% |  | 100% | 65% |  | 100% | 90% |  | 100% | 90% |  | 100% | 90%
SANTA MARIA 1108M80 | 0.0013706 | 60.2511 | 15.9608 | 0.0080532 | 15.9689 | 0.038828 | 0.063391 | 0.018356 | 0% | 99% | 0 | 0% | 99% | 0 | 0% | 99% | 0 | 0% | 99% | 0 | 0% | 62.28% | 0 | 0% | 62.28% | 0 | 0% | 62.28% | 0 | 0% | 62.28% | 0 | 0.0080532 | 0% | 3.168% | 0 | 0% | 3.168% | 0 | 0% | 3.168% | 0 | 0% | 0.3292% | 0 | 0% | 0.3292% | 0 | 0% | 0.3292% | 0 | 0% | 0.7992% | 0 | 3.02% | 0.7992% | 0.0038524 | 33.88% | 0.7992% | 0.043219 | 3.02% | 0.8003% | 0.0038579 | 33.88% | 0.8003% | 0.043282 | 62.26% | 0.8003% | 0.079527 | 36.5% | 5.898% | 0.34359 | 2.072% | 5.898% | 0.019507 | 8.162% | 5.898% | 0.076831 | 0% | 1.98% | 0 | 0% | 1.98% | 0 | 0% | 1.98% | 0 |  |  |  | 33.69% | 11.8% | 0.63459 | 0% | 11.8% | 0 | 0% | 11.8% | 0 | 0% | 0.3641% | 0 | 0% | 0.3641% | 0 | 0% | 0.3641% | 0 | 0% | 100% | 0 | 0% | 100% | 0 | 0% | 100% | 0 | 0% | 100% | 0 |  |  | 0 |  |  | 0 |  |  | 0.0012577 | 100% | 65% |  | 100% | 65% |  | 100% | 65% |  | 100% | 65% |  | 100% | 90% |  | 100% | 90% |  | 100% | 90%
DUNBAR 110347964 | 0.0041839 | 7.0902 | 7.4221 | 0.42899 | 7.8511 | 0.019294 | 0.03 | 0.0070442 | 0% | 99% | 0 | 0% | 99% | 0 | 0% | 99% | 0 | 0% | 99% | 0 | 0% | 63.51% | 0 | 0% | 63.51% | 0 | 0% | 63.51% | 0 | 0% | 63.51% | 0 | 0.42899 | 0% | 3.735% | 0 | 0% | 3.735% | 0 | 0% | 3.735% | 0 | 0% | 0.4018% | 0 | 0% | 0.4018% | 0 | 0% | 0.4018% | 0 | 0% | 0.81% | 0 | 10.59% | 0.81% | 0.0063664 | 0% | 0.81% | 0 | 0% | 0.8611% | 0 | 0.04178% | 0.8611% | 2.6704e-05 | 95% | 0.8611% | 0.060712 | 84.63% | 6.086% | 0.38231 | 0% | 6.086% | 0 | 0% | 6.086% | 0 | 0% | 2.105% | 0 | 0% | 2.105% | 0 | 0% | 2.105% | 0 |  |  |  | 29.31% | 11.8% | 0.25668 | 0% | 11.8% | 0 | 0% | 11.8% | 0 | 55.56% | 0.3748% | 0.015454 | 0% | 0.3748% | 0 | 0% | 0.3748% | 0 | 0% | 100% | 0 | 0% | 100% | 0 | 0% | 100% | 0 | 0% | 100% | 0 |  |  | 0 |  |  | 0 |  |  | 0 | 100% | 65% |  | 100% | 65% |  | 100% | 65% |  | 100% | 65% |  | 100% | 90% |  | 100% | 90% |  | 100% | 90%
PLACERVILLE 210623190 | 0.0067663 | 4.2552 | 4.8823 | 2.3067 | 7.189 | 0.01804 | 0.013911 | 0.005301 | 0% | 99% | 0 | 0% | 99% | 0 | 0% | 99% | 0 | 0% | 99% | 0 | 0% | 61.95% | 0 | 0% | 61.95% | 0 | 0% | 61.95% | 0 | 0% | 61.95% | 0 | 2.3067 | 0% | 1.765% | 0 | 0% | 1.765% | 0 | 0% | 1.765% | 0 | 0% | 0.198% | 0 | 0% | 0.198% | 0 | 0% | 0.198% | 0 | 13.82% | 0.5589% | 0.0037717 | 0% | 0.5589% | 0 | 13.82% | 0.5589% | 0.0037717 | 0% | 0.5758% | 0 | 29.66% | 0.5758% | 0.0083368 | 70.2% | 0.5758% | 0.019735 | 70.83% | 4.201% | 0.14525 | 9.567% | 4.201% | 0.019619 | 11.99% | 4.201% | 0.024579 | 0% | 3.048% | 0 | 0% | 3.048% | 0 | 0% | 3.048% | 0 |  |  |  | 13.13% | 11.8% | 0.075628 | 0% | 11.8% | 0 | 0% | 11.8% | 0 | 0% | 0.3761% | 0 | 0% | 0.3761% | 0 | 0% | 0.3761% | 0 | 0% | 100% | 0 | 0% | 100% | 0 | 0% | 100% | 0 | 0% | 100% | 0 |  |  | 0.00035359 |  |  | 0.016097 |  |  | 0.0069321 | 100% | 65% |  | 100% | 65% |  | 100% | 65% |  | 100% | 65% |  | 100% | 90% |  | 100% | 90% |  | 100% | 90%
PANOCHE 11034036 | 0.0008605 | 7.2659 | 5.8096 | 0.034208 | 5.8438 | 0.0035089 | 0.026087 | 0.014785 | 0% | 99% | 0 | 0% | 99% | 0 | 0% | 99% | 0 | 0% | 99% | 0 | 0% | 61.26% | 0 | 0% | 61.26% | 0 | 0% | 61.26% | 0 | 0% | 61.26% | 0 | 0.034208 | 0% | 3.107% | 0 | 0% | 3.107% | 0 | 0% | 3.107% | 0 | 0% | 0.3278% | 0 | 0% | 0.3278% | 0 | 0% | 0.3278% | 0 | 47.77% | 0.8748% | 0.024278 | 24.17% | 0.8748% | 0.012283 | 47.77% | 0.8748% | 0.024278 | 0.2924% | 0.8352% | 0.00014186 | 66.4% | 0.8352% | 0.032218 | 24.17% | 0.8352% | 0.011726 | 0% | 6.362% | 0 | 0% | 6.362% | 0 | 38.85% | 6.362% | 0.1436 | 0% | 0.4588% | 0 | 0% | 0.4588% | 0 | 0% | 0.4588% | 0 |  |  |  | 0% | 11.8% | 0 | 14.19% | 11.8% | 0.097255 | 0% | 11.8% | 0 | 0% | 0.3474% | 0 | 0% | 0.3474% | 0 | 0% | 0.3474% | 0 | 0% | 100% | 0 | 0% | 100% | 0 | 0% | 100% | 0 | 0% | 100% | 0 |  |  | 0 |  |  | 0.032734 |  |  | 0.0028749 | 100% | 65% |  | 100% | 65% |  | 100% | 65% |  | 100% | 65% |  | 100% | 90% |  | 100% | 90% |  | 100% | 90%
BRUNSWICK 11052140 | 0.0035885 | 37.0005 | 25.2913 | 3.6436 | 28.9349 | 0.11549 | 0.061494 | 0.016262 | 0% | 99% | 0 | 0% | 99% | 0 | 0% | 99% | 0 | 0% | 99% | 0 | 0% | 61.9% | 0 | 0% | 61.9% | 0 | 0% | 61.9% | 0 | 0% | 61.9% | 0 | 3.6436 | 47.27% | 1.789% | 0.21393 | 0% | 1.789% | 0 | 0% | 1.789% | 0 | 0% | 0.1821% | 0 | 0% | 0.1821% | 0 | 0% | 0.1821% | 0 | 22.11% | 0.487% | 0.02723 | 0% | 0.487% | 0 | 52.94% | 0.487% | 0.065212 | 0% | 0.4789% | 0 | 52.94% | 0.4789% | 0.06413 | 46.99% | 0.4789% | 0.056914 | 71.94% | 3.579% | 0.65117 | 6.751% | 3.579% | 0.061106 | 2.586% | 3.579% | 0.02341 | 0% | 3.407% | 0 | 0% | 3.407% | 0 | 45.22% | 3.407% | 0.38965 |  |  |  | 35% | 11.8% | 1.0445 | 0% | 11.8% | 0 | 0% | 11.8% | 0 | 0% | 0.3764% | 0 | 0% | 0.3764% | 0 | 0% | 0.3764% | 0 | 0% | 100% | 0 | 0% | 100% | 0 | 0% | 100% | 0 | 0% | 100% | 0 |  |  | 0.058784 |  |  | 0.013628 |  |  | 0.012078 | 100% | 65% |  | 100% | 65% |  | 100% | 65% |  | 100% | 65% |  | 100% | 90% |  | 100% | 90% |  | 100% | 90%
WHITMORE 11011594 | 0.0020262 | 24.5566 | 11.4448 | 3.3508 | 14.7956 | 0.046726 | 0.030545 | 0.010403 | 0% | 99% | 0 | 0% | 99% | 0 | 0% | 99% | 0 | 0% | 99% | 0 | 0% | 60.76% | 0 | 0% | 60.76% | 0 | 0% | 60.76% | 0 | 0% | 60.76% | 0 | 3.3508 | 100% | 1.68% | 0.19229 | 0% | 1.68% | 0 | 0% | 1.68% | 0 | 0% | 0.1784% | 0 | 0% | 0.1784% | 0 | 0% | 0.1784% | 0 | 0% | 0.518% | 0 | 100% | 0.518% | 0.05928 | 0% | 0.518% | 0 | 100% | 0.4957% | 0.05673 | 0% | 0.4957% | 0 | 0% | 0.4957% | 0 | 0% | 3.779% | 0 | 0% | 3.779% | 0 | 0% | 3.779% | 0 | 0% | 3.553% | 0 | 0% | 3.553% | 0 | 0% | 3.553% | 0 |  |  |  | 0% | 11.8% | 0 | 0% | 11.8% | 0 | 0% | 11.8% | 0 | 0% | 0.3689% | 0 | 0% | 0.3689% | 0 | 0% | 0.3689% | 0 | 0% | 100% | 0 | 0.3598% | 100% | 0.041181 | 0% | 100% | 0 | 0% | 100% | 0 |  |  | 0 |  |  | 0 |  |  | 0 | 100% | 65% |  | 100% | 65% |  | 100% | 65% |  | 100% | 65% |  | 100% | 90% |  | 100% | 90% |  | 100% | 90%
RISING RIVER 11011530 | 0.0018035 | 10.9226 | 5.3888 | 0.36005 | 5.7488 | 0.009551 | 0.024107 | 0.0078797 | 0% | 99% | 0 | 0% | 99% | 0 | 0% | 99% | 0 | 0% | 99% | 0 | 0% | 60.1% | 0 | 0% | 60.1% | 0 | 0% | 60.1% | 0 | 0% | 60.1% | 0 | 0.36005 | 0% | 2.493% | 0 | 0% | 2.493% | 0 | 0% | 2.493% | 0 | 0% | 0.2716% | 0 | 0% | 0.2716% | 0 | 0% | 0.2716% | 0 | 0% | 0.8558% | 0 | 29.78% | 0.8558% | 0.013733 | 3.959% | 0.8558% | 0.0018258 | 0.07602% | 0.8263% | 3.3847e-05 | 28.16% | 0.8263% | 0.012536 | 71.75% | 0.8263% | 0.031945 | 8.947% | 6.281% | 0.030283 | 47.2% | 6.281% | 0.15977 | 35.75% | 6.281% | 0.121 | 0% | 1.155% | 0 | 0% | 1.155% | 0 | 0% | 1.155% | 0 |  |  |  | 29.24% | 11.8% | 0.18593 | 0% | 11.8% | 0 | 0% | 11.8% | 0 | 0% | 0.3491% | 0 | 0% | 0.3491% | 0 | 0% | 0.3491% | 0 | 0% | 100% | 0 | 0% | 100% | 0 | 0% | 100% | 0 | 0% | 100% | 0 |  |  | 0 |  |  | 0.00099727 |  |  | 0.0047852 | 100% | 65% |  | 100% | 65% |  | 100% | 65% |  | 100% | 65% |  | 100% | 90% |  | 100% | 90% |  | 100% | 90%
BRUNSWICK 11062104 | 0.0065825 | 11.4519 | 11.2536 | 1.307 | 12.5606 | 0.049843 | 0.027045 | 0.010009 | 0% | 99% | 0 | 7.853% | 99% | 0.87496 | 14.27% | 99% | 1.5896 | 57.46% | 99% | 6.4019 | 0% | 62.13% | 0 | 0% | 62.13% | 0 | 0% | 62.13% | 0 | 0% | 62.13% | 0 | 1.307 | 0% | 1.486% | 0 | 0% | 1.486% | 0 | 0% | 1.486% | 0 | 0% | 0.1642% | 0 | 0% | 0.1642% | 0 | 0% | 0.1642% | 0 | 0% | 0.4649% | 0 | 0% | 0.4649% | 0 | 59.33% | 0.4649% | 0.031043 | 0% | 0.471% | 0 | 75.03% | 0.471% | 0.039773 | 24.44% | 0.471% | 0.012955 | 87.64% | 3.467% | 0.34189 | 1.379% | 3.467% | 0.0053791 | 0.4094% | 3.467% | 0.0015973 | 0% | 3.451% | 0 | 0% | 3.451% | 0 | 0% | 3.451% | 0 |  |  |  | 33.35% | 11.8% | 0.4428 | 0% | 11.8% | 0 | 0% | 11.8% | 0 | 0% | 0.3779% | 0 | 0% | 0.3779% | 0 | 0% | 0.3779% | 0 | 0% | 100% | 0 | 0% | 100% | 0 | 0% | 100% | 0 | 0% | 100% | 0 |  |  | 0 |  |  | 0 |  |  | 0 | 100% | 65% |  | 100% | 65% |  | 100% | 65% |  | 100% | 65% |  | 100% | 90% |  | 100% | 90% |  | 100% | 90%
ALLEGHANY 1101183068 | 0.0048054 | 3.3755 | 3.3733 | 1.1893 | 4.5626 | 0.010864 | 0.013056 | 0.0021309 | 0% | 99% | 0 | 0% | 99% | 0 | 0% | 99% | 0 | 0% | 99% | 0 | 0% | 61.93% | 0 | 0% | 61.93% | 0 | 0% | 61.93% | 0 | 0% | 61.93% | 0 | 1.1893 | 0% | 3.3% | 0 | 0% | 3.3% | 0 | 0% | 3.3% | 0 | 0% | 0.3539% | 0 | 0% | 0.3539% | 0 | 0% | 0.3539% | 0 | 0% | 0.7554% | 0 | 100% | 0.7554% | 0.025481 | 0% | 0.7554% | 0 | 100% | 0.7774% | 0.026223 | 0% | 0.7774% | 0 | 0% | 0.7774% | 0 | 0% | 5.614% | 0 | 0% | 5.614% | 0 | 0% | 5.614% | 0 | 0% | 2.539% | 0 | 0% | 2.539% | 0 | 0% | 2.539% | 0 |  |  |  | 35% | 11.8% | 0.13932 | 0% | 11.8% | 0 | 0% | 11.8% | 0 | 0% | 0.3694% | 0 | 0% | 0.3694% | 0 | 0% | 0.3694% | 0 | 0% | 100% | 0 | 0% | 100% | 0 | 0% | 100% | 0 | 0% | 100% | 0 |  |  | 0 |  |  | 0 |  |  | 0 | 100% | 65% |  | 100% | 65% |  | 100% | 65% |  | 100% | 65% |  | 100% | 90% |  | 100% | 90% |  | 100% | 90%
MARIPOSA 210237288 | 0.0014122 | 86.9794 | 22.8023 | 0.58986 | 23.3921 | 0.06923 | 0.076204 | 0.031082 | 0% | 99% | 0 | 0% | 99% | 0 | 0% | 99% | 0 | 0% | 99% | 0 | 0% | 61.95% | 0 | 0% | 61.95% | 0 | 0% | 61.95% | 0 | 0% | 61.95% | 0 | 0.58986 | 100% | 2.131% | 0.48586 | 0% | 2.131% | 0 | 0% | 2.131% | 0 | 0% | 0.2254% | 0 | 0% | 0.2254% | 0 | 0% | 0.2254% | 0 | 0% | 0.651% | 0 | 25.85% | 0.651% | 0.038374 | 23.92% | 0.651% | 0.035508 | 0% | 0.648% | 0 | 23.92% | 0.648% | 0.035346 | 75.22% | 0.648% | 0.11115 | 59.35% | 4.821% | 0.65245 | 0% | 4.821% | 0 | 0% | 4.821% | 0 | 0% | 2.583% | 0 | 0% | 2.583% | 0 | 0% | 2.583% | 0 |  |  |  | 0% | 11.8% | 0 | 0% | 11.8% | 0 | 0% | 11.8% | 0 | 0% | 0.3683% | 0 | 0% | 0.3683% | 0 | 0% | 0.3683% | 0 | 0% | 100% | 0 | 0% | 100% | 0 | 0% | 100% | 0 | 0% | 100% | 0 |  |  | 0 |  |  | 0 |  |  | 0 | 100% | 65% |  | 100% | 65% |  | 100% | 65% |  | 100% | 65% |  | 100% | 90% |  | 100% | 90% |  | 100% | 90%
GEYSERVILLE 110179788 | 0.002764 | 38.9646 | 23.7734 | 0.0066526 | 23.7801 | 0.099906 | 0.064195 | 0.020364 | 0% | 99% | 0 | 0% | 99% | 0 | 0% | 99% | 0 | 0% | 99% | 0 | 0% | 62.68% | 0 | 0% | 62.68% | 0 | 0% | 62.68% | 0 | 0% | 62.68% | 0 | 0.0066526 | 88.89% | 2.204% | 0.46573 | 0% | 2.204% | 0 | 0% | 2.204% | 0 | 0% | 0.2409% | 0 | 0% | 0.2409% | 0 | 0% | 0.2409% | 0 | 0% | 0.5207% | 0 | 51.26% | 0.5207% | 0.063458 | 48.05% | 0.5207% | 0.059483 | 94.56% | 0.5408% | 0.12157 | 4.752% | 0.5408% | 0.0061095 | 0% | 0.5408% | 0 | 17.42% | 3.886% | 0.16097 | 28.83% | 3.886% | 0.26634 | 10.8% | 3.886% | 0.099811 | 0% | 3.575% | 0 | 0% | 3.575% | 0 | 45.22% | 3.575% | 0.38437 |  |  |  | 25.59% | 11.8% | 0.71794 | 0% | 11.8% | 0 | 0% | 11.8% | 0 | 0% | 0.3788% | 0 | 0% | 0.3788% | 0 | 0% | 0.3788% | 0 | 0% | 100% | 0 | 0% | 100% | 0 | 0% | 100% | 0 | 0% | 100% | 0 |  |  | 0 |  |  | 0 |  |  | 0 | 100% | 65% |  | 100% | 65% |  | 100% | 65% |  | 100% | 65% |  | 100% | 90% |  | 100% | 90% |  | 100% | 90%
CALISTOGA 1102769230 | 0.0050695 | 10.4308 | 18.6779 | 1.4143 | 20.0922 | 0.067904 | 0.059817 | 0.017656 | 0% | 99% | 0 | 0% | 99% | 0 | 0% | 99% | 0 | 0% | 99% | 0 | 0% | 63.28% | 0 | 0% | 63.28% | 0 | 0% | 63.28% | 0 | 0% | 63.28% | 0 | 1.4143 | 100% | 2.58% | 0.48196 | 0% | 2.58% | 0 | 0% | 2.58% | 0 | 0% | 0.2843% | 0 | 0% | 0.2843% | 0 | 0% | 0.2843% | 0 | 0% | 0.6161% | 0 | 47.82% | 0.6161% | 0.055038 | 8.74% | 0.6161% | 0.010058 | 7.257% | 0.6466% | 0.0087643 | 20.89% | 0.6466% | 0.025231 | 71.15% | 0.6466% | 0.085923 | 71.19% | 4.619% | 0.61413 | 0% | 4.619% | 0 | 16.17% | 4.619% | 0.13952 | 0% | 2.786% | 0 | 0% | 2.786% | 0 | 45.22% | 2.786% | 0.23534 |  |  |  | 0% | 11.8% | 0 | 0% | 11.8% | 0 | 0% | 11.8% | 0 | 0% | 0.3767% | 0 | 0% | 0.3767% | 0 | 0% | 0.3767% | 0 | 0% | 100% | 0 | 0% | 100% | 0 | 0% | 100% | 0 | 0% | 100% | 0 |  |  | 0.12503 |  |  | 0 |  |  | 0.0038334 | 100% | 65% |  | 100% | 65% |  | 100% | 65% |  | 100% | 65% |  | 100% | 90% |  | 100% | 90% |  | 100% | 90%
LOYOLA 1102550291 | 0.0070884 | 0 | 8.5519 | 0 | 8.5519 | 0.035614 | 0.024525 | 0.0065331 | 0% | 99% | 0 | 0% | 99% | 0 | 0% | 99% | 0 | 0% | 99% | 0 | 0% | 63.82% | 0 | 0% | 63.82% | 0 | 0% | 63.82% | 0 | 0% | 63.82% | 0 | 0 | 0% | 2.291% | 0 | 0% | 2.291% | 0 | 0% | 2.291% | 0 | 100% | 0.2449% | 0.020942 | 0% | 0.2449% | 0 | 0% | 0.2449% | 0 | 0% | 0.5582% | 0 | 41.54% | 0.5582% | 0.01983 | 58.41% | 0.5582% | 0.027885 | 41.54% | 0.5767% | 0.020486 | 58.41% | 0.5767% | 0.028807 | 0.009676% | 0.5767% | 4.7721e-06 | 96.87% | 4.163% | 0.34487 | 0.1713% | 4.163% | 0.00061003 | 0% | 4.163% | 0 | 0% | 2.982% | 0 | 0% | 2.982% | 0 | 0% | 2.982% | 0 |  |  |  | 0% | 11.8% | 0 | 26.69% | 11.8% | 0.26935 | 0% | 11.8% | 0 | 0% | 0.3784% | 0 | 0% | 0.3784% | 0 | 0% | 0.3784% | 0 | 0% | 100% | 0 | 0% | 100% | 0 | 0% | 100% | 0 | 0% | 100% | 0 |  |  | 0 |  |  | 0.017817 |  |  | 0 |  |  |  |  | 65% |  |  | 65% |  | 100% | 65%
SHINGLE SPRINGS 21107742 | 0.0023324 | 24.907 | 12.3303 | 0 | 12.3303 | 0.040081 | 0.041683 | 0.014552 | 0% | 99% | 0 | 0% | 99% | 0 | 0% | 99% | 0 | 0% | 99% | 0 | 0% | 62.48% | 0 | 0% | 62.48% | 0 | 0% | 62.48% | 0 | 0% | 62.48% | 0 | 0 | 58.33% | 2.423% | 0.17429 | 0% | 2.423% | 0 | 0% | 2.423% | 0 | 0% | 0.2562% | 0 | 0% | 0.2562% | 0 | 0% | 0.2562% | 0 | 0% | 0.658% | 0 | 39.87% | 0.658% | 0.032351 | 9.811% | 0.658% | 0.0079603 | 0% | 0.67% | 0 | 33.82% | 0.67% | 0.027935 | 65.93% | 0.67% | 0.054467 | 54.14% | 4.897% | 0.32695 | 0% | 4.897% | 0 | 0% | 4.897% | 0 | 0% | 2.748% | 0 | 0% | 2.748% | 0 | 0% | 2.748% | 0 |  |  |  | 34.83% | 11.8% | 0.50681 | 0% | 11.8% | 0 | 0% | 11.8% | 0 | 0% | 0.3725% | 0 | 0% | 0.3725% | 0 | 0% | 0.3725% | 0 | 0% | 100% | 0 | 0% | 100% | 0 | 0% | 100% | 0 | 0% | 100% | 0 |  |  | 0.005135 |  |  | 0 |  |  | 0 | 100% | 65% |  | 100% | 65% |  | 100% | 65% |  | 100% | 65% |  | 100% | 90% |  | 100% | 90% |  | 100% | 90%
DUNBAR 1101440 | 0.0020136 | 11.5402 | 9.6944 | 1.572 | 11.2665 | 0.019338 | 0.045091 | 0.011321 | 0% | 99% | 0 | 0% | 99% | 0 | 0% | 99% | 0 | 0% | 99% | 0 | 0% | 63.3% | 0 | 0% | 63.3% | 0 | 0% | 63.3% | 0 | 0% | 63.3% | 0 | 1.572 | 0% | 3.87% | 0 | 0% | 3.87% | 0 | 0% | 3.87% | 0 | 0% | 0.418% | 0 | 0% | 0.418% | 0 | 0% | 0.418% | 0 | 0% | 0.9009% | 0 | 1.712% | 0.9009% | 0.0014956 | 0% | 0.9009% | 0 | 0% | 0.9447% | 0 | 0% | 0.9447% | 0 | 99.34% | 0.9447% | 0.09098 | 64.96% | 6.749% | 0.42503 | 0% | 6.749% | 0 | 0% | 6.749% | 0 | 0% | 1.385% | 0 | 0% | 1.385% | 0 | 0% | 1.385% | 0 |  |  |  | 0% | 11.8% | 0 | 0% | 11.8% | 0 | 0% | 11.8% | 0 | 0% | 0.3681% | 0 | 0% | 0.3681% | 0 | 0% | 0.3681% | 0 | 0% | 100% | 0 | 0% | 100% | 0 | 0% | 100% | 0 | 0% | 100% | 0 |  |  | 0 |  |  | 0 |  |  | 0 | 100% | 65% |  | 100% | 65% |  | 100% | 65% |  | 100% | 65% |  | 100% | 90% |  | 100% | 90% |  | 100% | 90%
IGNACIO 11051943 | 0.0046837 | 1.6566 | 1.171 | 0 | 1.171 | 0.0045598 | 0.0037926 | 0.00083171 | 0% | 99% | 0 | 0% | 99% | 0 | 0% | 99% | 0 | 0% | 99% | 0 | 0% | 61.89% | 0 | 0% | 61.89% | 0 | 0% | 61.89% | 0 | 0% | 61.89% | 0 | 0 | 0% | 2.185% | 0 | 0% | 2.185% | 0 | 0% | 2.185% | 0 | 0% | 0.2201% | 0 | 0% | 0.2201% | 0 | 0% | 0.2201% | 0 | 0% | 0.6323% | 0 | 23.18% | 0.6323% | 0.0017165 | 0% | 0.6323% | 0 | 23.18% | 0.6111% | 0.0016589 | 0% | 0.6111% | 0 | 73.04% | 0.6111% | 0.0052271 | 62.02% | 4.625% | 0.03359 | 0% | 4.625% | 0 | 37.98% | 4.625% | 0.020567 | 0% | 2.797% | 0 | 0% | 2.797% | 0 | 0% | 2.797% | 0 |  |  |  | 0% | 11.8% | 0 | 3.667% | 11.8% | 0.0050678 | 0% | 11.8% | 0 | 0% | 0.3675% | 0 | 0% | 0.3675% | 0 | 0% | 0.3675% | 0 | 0% | 100% | 0 | 0% | 100% | 0 | 0% | 100% | 0 | 0% | 100% | 0 |  |  | 0 |  |  | 0 |  |  | 0.016532 | 100% | 65% |  | 100% | 65% |  | 100% | 65% |  | 100% | 65% |  | 100% | 90% |  | 100% | 90% |  | 100% | 90%
CRESCENT MILLS 2101CB | 0.0026577 | 3.4635 | 3.7525 | 0.43002 | 4.1825 | 0.0070691 | 0.017178 | 0.0051912 | 0% | 99% | 0 | 0% | 99% | 0 | 0% | 99% | 0 | 0% | 99% | 0 | 0% | 61.52% | 0 | 0% | 61.52% | 0 | 0% | 61.52% | 0 | 0% | 61.52% | 0 | 0.43002 | 0% | 2.421% | 0 | 0% | 2.421% | 0 | 0% | 2.421% | 0 | 100% | 0.2958% | 0.011099 | 0% | 0.2958% | 0 | 0% | 0.2958% | 0 | 0% | 0.8299% | 0 | 0% | 0.8299% | 0 | 0% | 0.8299% | 0 | 0% | 0.8354% | 0 | 0% | 0.8354% | 0 | 85.12% | 0.8354% | 0.026683 | 45.58% | 6.17% | 0.10554 | 14.55% | 6.17% | 0.033702 | 0% | 6.17% | 0 | 0% | 1.331% | 0 | 0% | 1.331% | 0 | 0% | 1.331% | 0 |  |  |  | 0% | 11.8% | 0 | 0% | 11.8% | 0 | 0% | 11.8% | 0 | 0% | 0.351% | 0 | 0% | 0.351% | 0 | 0% | 0.351% | 0 | 0% | 100% | 0 | 0% | 100% | 0 | 0% | 100% | 0 | 0% | 100% | 0 |  |  | 0 |  |  | 0 |  |  | 0 | 100% | 65% |  | 100% | 65% |  | 100% | 65% |  | 100% | 65% |  | 100% | 90% |  | 100% | 90% |  | 100% | 90%
FROGTOWN 17016807 | 0.0043786 | 5.5051 | 3.8089 | 0.26754 | 4.0764 | 0.0088163 | 0.011337 | 0.0098053 | 0% | 99% | 0 | 0% | 99% | 0 | 0% | 99% | 0 | 0% | 99% | 0 | 0% | 63.95% | 0 | 0% | 63.95% | 0 | 0% | 63.95% | 0 | 0% | 63.95% | 0 | 0.26754 | 0% | 1.861% | 0 | 0% | 1.861% | 0 | 0% | 1.861% | 0 | 0% | 0.2077% | 0 | 0% | 0.2077% | 0 | 0% | 0.2077% | 0 | 0% | 0.559% | 0 | 23.27% | 0.559% | 0.0049544 | 0% | 0.559% | 0 | 0% | 0.561% | 0 | 16.89% | 0.561% | 0.0036085 | 83.11% | 0.561% | 0.017759 | 39.67% | 4.144% | 0.062612 | 0% | 4.144% | 0 | 0% | 4.144% | 0 | 0% | 1.764% | 0 | 0% | 1.764% | 0 | 0% | 1.764% | 0 |  |  |  | 34.89% | 11.8% | 0.15679 | 0% | 11.8% | 0 | 0% | 11.8% | 0 | 0% | 0.3705% | 0 | 0% | 0.3705% | 0 | 0% | 0.3705% | 0 | 0% | 100% | 0 | 0% | 100% | 0 | 0% | 100% | 0 | 0% | 100% | 0 |  |  | 0.00020623 |  |  | 0 |  |  | 0 | 100% | 65% |  | 100% | 65% |  | 100% | 65% |  | 100% | 65% |  | 100% | 90% |  | 100% | 90% |  | 100% | 90%
MORGAN HILL 2105XR152 | 0.0029057 | 8.8917 | 8.6374 | 0 | 8.6374 | 0.024384 | 0.028305 | 0.015593 | 0% | 99% | 0 | 0% | 99% | 0 | 0% | 99% | 0 | 0% | 99% | 0 | 0% | 63.71% | 0 | 0% | 63.71% | 0 | 0% | 63.71% | 0 | 0% | 63.71% | 0 | 0 | 45.45% | 2.151% | 0.084467 | 0% | 2.151% | 0 | 0% | 2.151% | 0 | 0% | 0.2343% | 0 | 0% | 0.2343% | 0 | 0% | 0.2343% | 0 | 0% | 0.6173% | 0 | 28.72% | 0.6173% | 0.015314 | 67.33% | 0.6173% | 0.035899 | 78.64% | 0.6178% | 0.041969 | 17.4% | 0.6178% | 0.0092859 | 0% | 0.6178% | 0 | 59.24% | 4.568% | 0.23377 | 0% | 4.568% | 0 | 7.702% | 4.568% | 0.030391 | 0% | 1.72% | 0 | 0% | 1.72% | 0 | 0% | 1.72% | 0 |  |  |  | 0% | 11.8% | 0 | 0% | 11.8% | 0 | 0% | 11.8% | 0 | 55.56% | 0.3689% | 0.0177 | 0% | 0.3689% | 0 | 0% | 0.3689% | 0 | 0% | 100% | 0 | 0% | 100% | 0 | 0% | 100% | 0 | 0% | 100% | 0 |  |  | 0.0018868 |  |  | 0 |  |  | 0.01349 | 100% | 65% |  | 100% | 65% |  | 100% | 65% |  | 100% | 65% |  | 100% | 90% |  | 100% | 90% |  | 100% | 90%
STILLWATER 11011320 | 0.002921 | 21.6046 | 16.4822 | 4.659 | 21.1412 | 0.052818 | 0.057077 | 0.021092 | 0% | 99% | 0 | 0% | 99% | 0 | 0% | 99% | 0 | 0% | 99% | 0 | 0% | 61.94% | 0 | 0% | 61.94% | 0 | 0% | 61.94% | 0 | 0% | 61.94% | 0 | 4.659 | 44.44% | 2.588% | 0.18958 | 0% | 2.588% | 0 | 0% | 2.588% | 0 | 0% | 0.2753% | 0 | 0% | 0.2753% | 0 | 0% | 0.2753% | 0 | 0% | 0.6615% | 0 | 35.51% | 0.6615% | 0.03872 | 7.599% | 0.6615% | 0.0082849 | 35.51% | 0.676% | 0.039567 | 64.33% | 0.676% | 0.071678 | 0% | 0.676% | 0 | 0.748% | 4.923% | 0.0060693 | 0% | 4.923% | 0 | 0% | 4.923% | 0 | 0% | 2.419% | 0 | 0% | 2.419% | 0 | 0% | 2.419% | 0 |  |  |  | 34.77% | 11.8% | 0.67631 | 0% | 11.8% | 0 | 0% | 11.8% | 0 | 0% | 0.3725% | 0 | 0% | 0.3725% | 0 | 0% | 0.3725% | 0 | 0% | 100% | 0 | 0.1775% | 100% | 0.029256 | 0% | 100% | 0 | 0% | 100% | 0 |  |  | 3.3704e-05 |  |  | 0 |  |  | 0 | 100% | 65% |  | 100% | 65% |  | 100% | 65% |  | 100% | 65% |  | 100% | 90% |  | 100% | 90% |  | 100% | 90%
HIGHLANDS 1103568 | 0.0028915 | 9.3586 | 5.9924 | 0.76636 | 6.7587 | 0.016286 | 0.020803 | 0.010583 | 0% | 99% | 0 | 0% | 99% | 0 | 0% | 99% | 0 | 0% | 99% | 0 | 0% | 62.68% | 0 | 0% | 62.68% | 0 | 0% | 62.68% | 0 | 0% | 62.68% | 0 | 0.76636 | 66.67% | 2.055% | 0.082107 | 0% | 2.055% | 0 | 0% | 2.055% | 0 | 0% | 0.2255% | 0 | 0% | 0.2255% | 0 | 0% | 0.2255% | 0 | 0% | 0.6475% | 0 | 99.76% | 0.6475% | 0.038709 | 0.022% | 0.6475% | 8.5361e-06 | 99.76% | 0.6383% | 0.038156 | 0.022% | 0.6383% | 8.4142e-06 | 0% | 0.6383% | 0 | 12.44% | 4.777% | 0.035612 | 0% | 4.777% | 0 | 0% | 4.777% | 0 | 0% | 1.85% | 0 | 0% | 1.85% | 0 | 0% | 1.85% | 0 |  |  |  | 30.44% | 11.8% | 0.21523 | 0% | 11.8% | 0 | 0% | 11.8% | 0 | 0% | 0.3648% | 0 | 0% | 0.3648% | 0 | 0% | 0.3648% | 0 | 0% | 100% | 0 | 0.7859% | 100% | 0.047096 | 0% | 100% | 0 | 0% | 100% | 0 |  |  | 0 |  |  | 0 |  |  | 0 | 100% | 65% |  | 100% | 65% |  | 100% | 65% |  | 100% | 65% |  | 100% | 90% |  | 100% | 90% |  | 100% | 90%
SILVERADO 2104806 | 0.00309 | 18.6999 | 20.0346 | 1.7904 | 21.825 | 0.051501 | 0.074631 | 0.033385 | 0% | 99% | 0 | 0% | 99% | 0 | 0% | 99% | 0 | 0% | 99% | 0 | 0% | 63.46% | 0 | 0% | 63.46% | 0 | 0% | 63.46% | 0 | 0% | 63.46% | 0 | 1.7904 | 80% | 2.712% | 0.4346 | 0% | 2.712% | 0 | 0% | 2.712% | 0 | 0% | 0.3008% | 0 | 0% | 0.3008% | 0 | 0% | 0.3008% | 0 | 69.2% | 0.693% | 0.096076 | 17.64% | 0.693% | 0.024489 | 78.57% | 0.693% | 0.10909 | 16.02% | 0.7114% | 0.02284 | 81.55% | 0.7114% | 0.11623 | 1.762% | 0.7114% | 0.0025113 | 85.49% | 5.161% | 0.88395 | 0% | 5.161% | 0 | 5.769% | 5.161% | 0.059646 | 0% | 1.871% | 0 | 0% | 1.871% | 0 | 0% | 1.871% | 0 |  |  |  | 0% | 11.8% | 0 | 0% | 11.8% | 0 | 0% | 11.8% | 0 | 0% | 0.3686% | 0 | 0% | 0.3686% | 0 | 0% | 0.3686% | 0 | 0% | 100% | 0 | 0% | 100% | 0 | 0% | 100% | 0 | 0% | 100% | 0 |  |  | 0.00037705 |  |  | 0 |  |  | 0.0052486 | 100% | 65% |  | 100% | 65% |  | 100% | 65% |  | 100% | 65% |  | 100% | 90% |  | 100% | 90% |  | 100% | 90%
APPLE HILL 210297982 | 0.0039067 | 10.1946 | 7.8035 | 0.59938 | 8.4029 | 0.033029 | 0.022848 | 0.0063482 | 0% | 99% | 0 | 0% | 99% | 0 | 0% | 99% | 0 | 0% | 99% | 0 | 0% | 62.34% | 0 | 0% | 62.34% | 0 | 0% | 62.34% | 0 | 0% | 62.34% | 0 | 0.59938 | 100% | 2.243% | 0.17499 | 0% | 2.243% | 0 | 0% | 2.243% | 0 | 0% | 0.242% | 0 | 0% | 0.242% | 0 | 0% | 0.242% | 0 | 0% | 0.556% | 0 | 1.98% | 0.556% | 0.00085921 | 0% | 0.556% | 0 | 1.98% | 0.5791% | 0.0008948 | 0% | 0.5791% | 0 | 98.02% | 0.5791% | 0.044293 | 77.82% | 4.163% | 0.25277 | 2.094% | 4.163% | 0.0068032 | 8.882% | 4.163% | 0.028851 | 0% | 3.331% | 0 | 0% | 3.331% | 0 | 0% | 3.331% | 0 |  |  |  | 32.84% | 11.8% | 0.3024 | 0% | 11.8% | 0 | 0% | 11.8% | 0 | 0% | 0.3788% | 0 | 0% | 0.3788% | 0 | 0% | 0.3788% | 0 | 0% | 100% | 0 | 0% | 100% | 0 | 0% | 100% | 0 | 0% | 100% | 0 |  |  | 0 |  |  | 0 |  |  | 0.00010234 | 100% | 65% |  | 100% | 65% |  | 100% | 65% |  | 100% | 65% |  | 100% | 90% |  | 100% | 90% |  | 100% | 90%
WILLOW CREEK 11032936 | 0.0024804 | 34.1427 | 18.9261 | 0.27379 | 19.1999 | 0.082055 | 0.051865 | 0.017644 | 0% | 99% | 0 | 15.15% | 99% | 2.8381 | 0% | 99% | 0 | 3.952% | 99% | 0.74049 | 0% | 61.08% | 0 | 0.1429% | 61.08% | 0.016519 | 0% | 61.08% | 0 | 0% | 61.08% | 0 | 0.27379 | 40% | 2.097% | 0.15876 | 0% | 2.097% | 0 | 0% | 2.097% | 0 | 0% | 0.2232% | 0 | 0% | 0.2232% | 0 | 0% | 0.2232% | 0 | 0% | 0.5198% | 0 | 43.99% | 0.5198% | 0.043278 | 55.91% | 0.5198% | 0.055005 | 99.91% | 0.533% | 0.10078 | 0% | 0.533% | 0 | 0% | 0.533% | 0 | 75.67% | 3.869% | 0.55411 | 16.8% | 3.869% | 0.12303 | 0% | 3.869% | 0 | 0% | 3.963% | 0 | 0% | 3.963% | 0 | 0% | 3.963% | 0 |  |  |  | 30.66% | 11.8% | 0.68478 | 0% | 11.8% | 0 | 0% | 11.8% | 0 | 0% | 0.3785% | 0 | 0% | 0.3785% | 0 | 0% | 0.3785% | 0 | 0% | 100% | 0 | 0% | 100% | 0 | 0% | 100% | 0 | 0% | 100% | 0 |  |  | 0.00039552 |  |  | 0.00084337 |  |  | 0 | 100% | 65% |  | 100% | 65% |  | 100% | 65% |  | 100% | 65% |  | 100% | 90% |  | 100% | 90% |  | 100% | 90%
SAND CREEK 110345190 | 0.0014269 | 40.1856 | 10.386 | 0 | 10.386 | 0.027083 | 0.041702 | 0.0144 | 0% | 99% | 0 | 0% | 99% | 0 | 0% | 99% | 0 | 0% | 99% | 0 | 0% | 60.78% | 0 | 0% | 60.78% | 0 | 0% | 60.78% | 0 | 0% | 60.78% | 0 | 0 | 0% | 2.285% | 0 | 0% | 2.285% | 0 | 0% | 2.285% | 0 | 0% | 0.2277% | 0 | 0% | 0.2277% | 0 | 0% | 0.2277% | 0 | 0% | 0.7619% | 0 | 92.28% | 0.7619% | 0.073026 | 0% | 0.7619% | 0 | 92.28% | 0.7209% | 0.069094 | 0% | 0.7209% | 0 | 0% | 0.7209% | 0 | 0% | 5.549% | 0 | 0% | 5.549% | 0 | 0% | 5.549% | 0 | 0% | 2.128% | 0 | 0% | 2.128% | 0 | 0% | 2.128% | 0 |  |  |  | 0% | 11.8% | 0 | 0% | 11.8% | 0 | 0% | 11.8% | 0 | 0% | 0.3562% | 0 | 0% | 0.3562% | 0 | 0% | 0.3562% | 0 | 0% | 100% | 0 | 0.4593% | 100% | 0.047705 | 0% | 100% | 0 | 0% | 100% | 0 |  |  | 0.0021168 |  |  | 0 |  |  | 0 | 100% | 65% |  | 100% | 65% |  | 100% | 65% |  | 100% | 65% |  | 100% | 90% |  | 100% | 90% |  | 100% | 90%
CURTIS 17046060 | 0.0032585 | 4.5973 | 3.5501 | 0.41472 | 3.9648 | 0.0075827 | 0.012841 | 0.008056 | 0% | 99% | 0 | 0% | 99% | 0 | 0% | 99% | 0 | 0% | 99% | 0 | 0% | 62.81% | 0 | 0% | 62.81% | 0 | 0% | 62.81% | 0 | 0% | 62.81% | 0 | 0.41472 | 100% | 1.878% | 0.066672 | 0% | 1.878% | 0 | 0% | 1.878% | 0 | 0% | 0.2205% | 0 | 0% | 0.2205% | 0 | 0% | 0.2205% | 0 | 44.07% | 0.6606% | 0.010337 | 51.71% | 0.6606% | 0.012127 | 44.07% | 0.6606% | 0.010337 | 51.71% | 0.6753% | 0.012396 | 44.07% | 0.6753% | 0.010566 | 0% | 0.6753% | 0 | 74.29% | 4.952% | 0.13061 | 0% | 4.952% | 0 | 0% | 4.952% | 0 | 0% | 1.567% | 0 | 0% | 1.567% | 0 | 0% | 1.567% | 0 |  |  |  | 35% | 11.8% | 0.14662 | 0% | 11.8% | 0 | 0% | 11.8% | 0 | 0% | 0.3666% | 0 | 0% | 0.3666% | 0 | 0% | 0.3666% | 0 | 0% | 100% | 0 | 0% | 100% | 0 | 0% | 100% | 0 | 0% | 100% | 0 |  |  | 0 |  |  | 0 |  |  | 0 | 100% | 65% |  | 100% | 65% |  | 100% | 65% |  | 100% | 65% |  | 100% | 90% |  | 100% | 90% |  | 100% | 90%
EL DORADO PH 210119612 | 0.0097168 | 10.1375 | 15.5617 | 1.7964 | 17.3581 | 0.066542 | 0.047249 | 0.011134 | 0% | 99% | 0 | 0% | 99% | 0 | 0% | 99% | 0 | 22.91% | 99% | 3.53 | 0% | 61.87% | 0 | 0% | 61.87% | 0 | 0% | 61.87% | 0 | 0% | 61.87% | 0 | 1.7964 | 100% | 2.173% | 0.33818 | 0% | 2.173% | 0 | 0% | 2.173% | 0 | 100% | 0.2406% | 0.037444 | 0% | 0.2406% | 0 | 0% | 0.2406% | 0 | 0% | 0.5679% | 0 | 0% | 0.5679% | 0 | 2.384% | 0.5679% | 0.0021069 | 0% | 0.595% | 0 | 55.84% | 0.595% | 0.051702 | 44.16% | 0.595% | 0.040886 | 81.08% | 4.27% | 0.53875 | 14.04% | 4.27% | 0.093263 | 3.332% | 4.27% | 0.022137 | 0% | 3.526% | 0 | 0% | 3.526% | 0 | 0% | 3.526% | 0 |  |  |  | 27.96% | 11.8% | 0.51346 | 0% | 11.8% | 0 | 0% | 11.8% | 0 | 55.56% | 0.3783% | 0.032702 | 0% | 0.3783% | 0 | 0% | 0.3783% | 0 | 0% | 100% | 0 | 0% | 100% | 0 | 0% | 100% | 0 | 0% | 100% | 0 |  |  | 0.026394 |  |  | 0 |  |  | 6.6023e-05 | 100% | 65% |  | 100% | 65% |  | 100% | 65% |  | 100% | 65% |  | 100% | 90% |  | 100% | 90% |  | 100% | 90%
WYANDOTTE 110738438 | 0.0021794 | 17.4591 | 5.6842 | 2.4097 | 8.0939 | 0.023034 | 0.018171 | 0.0045323 | 0% | 99% | 0 | 0% | 99% | 0 | 0% | 99% | 0 | 0% | 99% | 0 | 0% | 61.23% | 0 | 0% | 61.23% | 0 | 0% | 61.23% | 0 | 0% | 61.23% | 0 | 2.4097 | 80% | 2.141% | 0.09734 | 0% | 2.141% | 0 | 0% | 2.141% | 0 | 0% | 0.2152% | 0 | 0% | 0.2152% | 0 | 0% | 0.2152% | 0 | 0% | 0.6086% | 0 | 71.48% | 0.6086% | 0.024726 | 24.12% | 0.6086% | 0.0083438 | 52.61% | 0.5967% | 0.017843 | 1.943% | 0.5967% | 0.00065909 | 45.36% | 0.5967% | 0.015385 | 76.77% | 4.472% | 0.19514 | 12.63% | 4.472% | 0.032092 | 0% | 4.472% | 0 | 0% | 3.613% | 0 | 0% | 3.613% | 0 | 0% | 3.613% | 0 |  |  |  | 11.01% | 11.8% | 0.073863 | 0% | 11.8% | 0 | 0% | 11.8% | 0 | 0% | 0.3706% | 0 | 0% | 0.3706% | 0 | 0% | 0.3706% | 0 | 0% | 100% | 0 | 0% | 100% | 0 | 0% | 100% | 0 | 0% | 100% | 0 |  |  | 0.0010465 |  |  | 0 |  |  | 0 | 100% | 65% |  | 100% | 65% |  | 100% | 65% |  | 100% | 65% |  | 100% | 90% |  | 100% | 90% |  | 100% | 90%
HIGGINS 11041006 | 0.0039127 | 11.482 | 22.6694 | 3.2214 | 25.8908 | 0.10042 | 0.057694 | 0.024392 | 0% | 99% | 0 | 0% | 99% | 0 | 0% | 99% | 0 | 0% | 99% | 0 | 0% | 62.38% | 0 | 0% | 62.38% | 0 | 0% | 62.38% | 0 | 0% | 62.38% | 0 | 3.2214 | 23.08% | 1.556% | 0.081407 | 0% | 1.556% | 0 | 0% | 1.556% | 0 | 100% | 0.1707% | 0.038707 | 0% | 0.1707% | 0 | 0% | 0.1707% | 0 | 8.823% | 0.4763% | 0.0095252 | 30.52% | 0.4763% | 0.032953 | 12.42% | 0.4763% | 0.013413 | 32.27% | 0.4892% | 0.035791 | 26.81% | 0.4892% | 0.029735 | 40.91% | 0.4892% | 0.045368 | 64.95% | 3.569% | 0.5255 | 4.006% | 3.569% | 0.032414 | 1.393% | 3.569% | 0.01127 | 0% | 3.468% | 0 | 0% | 3.468% | 0 | 0% | 3.468% | 0 |  |  |  | 0% | 11.8% | 0 | 35% | 11.8% | 0.93624 | 0% | 11.8% | 0 | 0% | 0.3797% | 0 | 0% | 0.3797% | 0 | 0% | 0.3797% | 0 | 0% | 100% | 0 | 0% | 100% | 0 | 0% | 100% | 0 | 0% | 100% | 0 |  |  | 0 |  |  | 0 |  |  | 0.01027 | 100% | 65% |  | 100% | 65% |  | 100% | 65% |  | 100% | 65% |  | 100% | 90% |  | 100% | 90% |  | 100% | 90%
CAL WATER 1102690954 | 0.0009331 | 3.7239 | 0.74598 | 0.014636 | 0.76062 | 0.0003416 | 0.004113 | 0.0016042 | 0% | 99% | 0 | 0% | 99% | 0 | 0% | 99% | 0 | 0% | 99% | 0 | 0% | 57.71% | 0 | 0% | 57.71% | 0 | 0% | 57.71% | 0 | 0% | 57.71% | 0 | 0.014636 | 0% | 3.194% | 0 | 0% | 3.194% | 0 | 0% | 3.194% | 0 | 0% | 0.305% | 0 | 0% | 0.305% | 0 | 0% | 0.305% | 0 | 0% | 1.035% | 0 | 99.88% | 1.035% | 0.0077103 | 0% | 1.035% | 0 | 99.88% | 0.9216% | 0.0068669 | 0% | 0.9216% | 0 | 0% | 0.9216% | 0 | 0% | 7.381% | 0 | 0% | 7.381% | 0 | 0% | 7.381% | 0 | 0% | 0.3244% | 0 | 0% | 0.3244% | 0 | 0% | 0.3244% | 0 |  |  |  | 0% | 11.8% | 0 | 33.37% | 11.8% | 0.029372 | 0% | 11.8% | 0 | 0% | 0.3292% | 0 | 0% | 0.3292% | 0 | 0% | 0.3292% | 0 | 0% | 100% | 0 | 0% | 100% | 0 | 0% | 100% | 0 | 0% | 100% | 0 |  |  | 0 |  |  | 0 |  |  | 0 | 100% | 65% |  | 100% | 65% |  | 100% | 65% |  | 100% | 65% |  | 100% | 90% |  | 100% | 90% |  | 100% | 90%
LAS POSITAS 2108631066 | 0.0026995 | 8.0878 | 4.0486 | 0.042542 | 4.0911 | 0.0052435 | 0.018499 | 0.0091429 | 0% | 99% | 0 | 0% | 99% | 0 | 0% | 99% | 0 | 0% | 99% | 0 | 0% | 62.91% | 0 | 0% | 62.91% | 0 | 0% | 62.91% | 0 | 0% | 62.91% | 0 | 0.042542 | 100% | 2.865% | 0.116 | 0% | 2.865% | 0 | 0% | 2.865% | 0 | 0% | 0.3248% | 0 | 0% | 0.3248% | 0 | 0% | 0.3248% | 0 | 0% | 0.8284% | 0 | 86.27% | 0.8284% | 0.028935 | 10.37% | 0.8284% | 0.0034785 | 86.27% | 0.8409% | 0.029369 | 10.37% | 0.8409% | 0.0035307 | 0% | 0.8409% | 0 | 68.94% | 6.165% | 0.17206 | 0% | 6.165% | 0 | 0% | 6.165% | 0 | 0% | 0.8297% | 0 | 0% | 0.8297% | 0 | 0% | 0.8297% | 0 |  |  |  | 0% | 11.8% | 0 | 0% | 11.8% | 0 | 0% | 11.8% | 0 | 0% | 0.3589% | 0 | 0% | 0.3589% | 0 | 0% | 0.3589% | 0 | 0% | 100% | 0 | 0% | 100% | 0 | 0% | 100% | 0 | 0% | 100% | 0 |  |  | 0 |  |  | 0 |  |  | 0 | 100% | 65% |  | 100% | 65% |  | 100% | 65% |  | 100% | 65% |  | 100% | 90% |  | 100% | 90% |  | 100% | 90%
MOUNTAIN QUARRIES 21012504 | 0.002833 | 26.8146 | 15.3207 | 0.39464 | 15.7153 | 0.036226 | 0.058445 | 0.030456 | 0% | 99% | 0 | 0% | 99% | 0 | 0% | 99% | 0 | 0% | 99% | 0 | 0% | 62.89% | 0 | 0% | 62.89% | 0 | 0% | 62.89% | 0 | 0% | 62.89% | 0 | 0.39464 | 0% | 2.184% | 0 | 0% | 2.184% | 0 | 0% | 2.184% | 0 | 0% | 0.2517% | 0 | 0% | 0.2517% | 0 | 0% | 0.2517% | 0 | 0% | 0.6838% | 0 | 26.49% | 0.6838% | 0.027752 | 73.47% | 0.6838% | 0.076972 | 99.96% | 0.699% | 0.10706 | 0% | 0.699% | 0 | 1.578% | 0.699% | 0.0016905 | 8.338% | 5.113% | 0.065319 | 85.52% | 5.113% | 0.66993 | 0.5532% | 5.113% | 0.0043337 | 0% | 1.88% | 0 | 0% | 1.88% | 0 | 0% | 1.88% | 0 |  |  |  | 24.88% | 11.8% | 0.44983 | 0% | 11.8% | 0 | 0% | 11.8% | 0 | 0% | 0.3661% | 0 | 0% | 0.3661% | 0 | 0% | 0.3661% | 0 | 0% | 100% | 0 | 0% | 100% | 0 | 0% | 100% | 0 | 0% | 100% | 0 |  |  | 0 |  |  | 0.0018756 |  |  | 0 | 100% | 65% |  | 100% | 65% |  | 100% | 65% |  | 100% | 65% |  | 100% | 90% |  | 100% | 90% |  | 100% | 90%
CLEAR LAKE 11011302 | 0.0034084 | 8.2792 | 11.7398 | 0.99912 | 12.7389 | 0.030216 | 0.045345 | 0.020503 | 0% | 99% | 0 | 0% | 99% | 0 | 0% | 99% | 0 | 0% | 99% | 0 | 0% | 62.7% | 0 | 0% | 62.7% | 0 | 0% | 62.7% | 0 | 0% | 62.7% | 0 | 0.99912 | 0% | 2.434% | 0 | 0% | 2.434% | 0 | 0% | 2.434% | 0 | 0% | 0.2661% | 0 | 0% | 0.2661% | 0 | 0% | 0.2661% | 0 | 0% | 0.7032% | 0 | 74.52% | 0.7032% | 0.061518 | 10.38% | 0.7032% | 0.0085707 | 83.88% | 0.7051% | 0.069429 | 10.29% | 0.7051% | 0.0085171 | 66.6% | 0.7051% | 0.055129 | 47.13% | 5.209% | 0.2882 | 42.21% | 5.209% | 0.25812 | 9.546% | 5.209% | 0.058371 | 0% | 1.868% | 0 | 0% | 1.868% | 0 | 0% | 1.868% | 0 |  |  |  | 14.71% | 11.8% | 0.20372 | 0% | 11.8% | 0 | 0% | 11.8% | 0 | 0% | 0.365% | 0 | 0% | 0.365% | 0 | 0% | 0.365% | 0 | 3.992% | 100% | 0.46866 | 0% | 100% | 0 | 0% | 100% | 0 | 0% | 100% | 0 |  |  | 0.0031978 |  |  | 0.050295 |  |  | 0.0088112 | 100% | 65% |  | 100% | 65% |  | 100% | 65% |  | 100% | 65% |  | 100% | 90% |  | 100% | 90% |  | 100% | 90%
SAN JOAQUIN #3 1101673480 | 0.0043954 | 15.3405 | 11.0547 | 2.0157 | 13.0704 | 0.037283 | 0.045091 | 0.0080978 | 0% | 99% | 0 | 0% | 99% | 0 | 0% | 99% | 0 | 0% | 99% | 0 | 0% | 60.66% | 0 | 0% | 60.66% | 0 | 0% | 60.66% | 0 | 0% | 60.66% | 0 | 2.0157 | 20% | 2.513% | 0.05557 | 0% | 2.513% | 0 | 0% | 2.513% | 0 | 0% | 0.2732% | 0 | 0% | 0.2732% | 0 | 0% | 0.2732% | 0 | 0% | 0.7555% | 0 | 8.627% | 0.7555% | 0.0072049 | 53.09% | 0.7555% | 0.044336 | 3.598% | 0.7715% | 0.0030684 | 49.49% | 0.7715% | 0.042208 | 45.68% | 0.7715% | 0.038956 | 63.75% | 5.654% | 0.3984 | 22.18% | 5.654% | 0.13861 | 9.421% | 5.654% | 0.058879 | 0% | 2.557% | 0 | 0% | 2.557% | 0 | 0% | 2.557% | 0 |  |  |  | 35% | 11.8% | 0.45656 | 0% | 11.8% | 0 | 0% | 11.8% | 0 | 0% | 0.3686% | 0 | 0% | 0.3686% | 0 | 0% | 0.3686% | 0 | 0% | 100% | 0 | 0% | 100% | 0 | 0% | 100% | 0 | 0% | 100% | 0 |  |  | 0.106 |  |  | 0.10215 |  |  | 0.071862 | 100% | 65% |  | 100% | 65% |  | 100% | 65% |  | 100% | 65% |  | 100% | 90% |  | 100% | 90% |  | 100% | 90%
SILVERADO 21051306 | 0.0067032 | 0.24969 | 6.6924 | 0.10084 | 6.7933 | 0.021117 | 0.023489 | 0.010238 | 0% | 99% | 0 | 0% | 99% | 0 | 0% | 99% | 0 | 0% | 99% | 0 | 0% | 64.15% | 0 | 0% | 64.15% | 0 | 0% | 64.15% | 0 | 0% | 64.15% | 0 | 0.10084 | 100% | 2.397% | 0.16041 | 0% | 2.397% | 0 | 0% | 2.397% | 0 | 0% | 0.2718% | 0 | 0% | 0.2718% | 0 | 0% | 0.2718% | 0 | 0% | 0.6343% | 0 | 51.3% | 0.6343% | 0.021776 | 0% | 0.6343% | 0 | 1.187% | 0.6667% | 0.00052949 | 6.402% | 0.6667% | 0.0028565 | 50.27% | 0.6667% | 0.02243 | 59.6% | 4.773% | 0.19041 | 40.4% | 4.773% | 0.12905 | 0% | 4.773% | 0 | 0% | 1.961% | 0 | 0% | 1.961% | 0 | 0% | 1.961% | 0 |  |  |  | 0% | 11.8% | 0 | 0% | 11.8% | 0 | 0% | 11.8% | 0 | 0% | 0.3743% | 0 | 0% | 0.3743% | 0 | 0% | 0.3743% | 0 | 0% | 100% | 0 | 0% | 100% | 0 | 0% | 100% | 0 | 0% | 100% | 0 |  |  | 0 |  |  | 0.0059977 |  |  | 0 | 100% | 65% |  | 100% | 65% |  | 100% | 65% |  | 100% | 65% |  | 100% | 90% |  | 100% | 90% |  | 100% | 90%
ALLEGHANY 1101804 | 0.0040462 | 21.5748 | 15.8078 | 6.4893 | 22.2971 | 0.046374 | 0.072969 | 0.010281 | 0% | 99% | 0 | 0% | 99% | 0 | 0% | 99% | 0 | 0% | 99% | 0 | 0% | 61.84% | 0 | 0% | 61.84% | 0 | 0% | 61.84% | 0 | 0% | 61.84% | 0 | 6.4893 | 100% | 3.586% | 0.5669 | 0% | 3.586% | 0 | 0% | 3.586% | 0 | 0% | 0.3828% | 0 | 0% | 0.3828% | 0 | 0% | 0.3828% | 0 | 0% | 0.8539% | 0 | 36.92% | 0.8539% | 0.049836 | 35.8% | 0.8539% | 0.048329 | 69.22% | 0.8774% | 0.096012 | 1.818% | 0.8774% | 0.002522 | 28.96% | 0.8774% | 0.040163 | 55.89% | 6.352% | 0.56121 | 20.81% | 6.352% | 0.20894 | 8.001% | 6.352% | 0.080341 | 0% | 2.028% | 0 | 0% | 2.028% | 0 | 0% | 2.028% | 0 |  |  |  | 35% | 11.8% | 0.65286 | 0% | 11.8% | 0 | 0% | 11.8% | 0 | 0% | 0.3663% | 0 | 0% | 0.3663% | 0 | 0% | 0.3663% | 0 | 0% | 100% | 0 | 0% | 100% | 0 | 0% | 100% | 0 | 0% | 100% | 0 |  |  | 0 |  |  | 0.0091062 |  |  | 0.0021164 | 100% | 65% |  | 100% | 65% |  | 100% | 65% |  | 100% | 65% |  | 100% | 90% |  | 100% | 90% |  | 100% | 90%
SHINGLE SPRINGS 2108CB | 0.012917 | 1.5227 | 2.956 | 0 | 2.956 | 0.0047763 | 0.013702 | 0.0060584 | 0% | 99% | 0 | 0% | 99% | 0 | 0% | 99% | 0 | 0% | 99% | 0 | 0% | 63.01% | 0 | 0% | 63.01% | 0 | 0% | 63.01% | 0 | 0% | 63.01% | 0 | 0 | 0% | 2.51% | 0 | 0% | 2.51% | 0 | 0% | 2.51% | 0 | 0% | 0.3064% | 0 | 0% | 0.3064% | 0 | 0% | 0.3064% | 0 | 0% | 0.8091% | 0 | 0.1535% | 0.8091% | 3.6719e-05 | 79.44% | 0.8091% | 0.019002 | 0.1535% | 0.8564% | 3.8863e-05 | 79.44% | 0.8564% | 0.020111 | 20.4% | 0.8564% | 0.0051646 | 56.55% | 6.14% | 0.10263 | 43.44% | 6.14% | 0.078843 | 0% | 6.14% | 0 | 0% | 1.107% | 0 | 0% | 1.107% | 0 | 0% | 1.107% | 0 |  |  |  | 0% | 11.8% | 0 | 0% | 11.8% | 0 | 0% | 11.8% | 0 | 0% | 0.3648% | 0 | 0% | 0.3648% | 0 | 0% | 0.3648% | 0 | 0% | 100% | 0 | 0% | 100% | 0 | 0% | 100% | 0 | 0% | 100% | 0 |  |  | 0 |  |  | 0.00022931 |  |  | 0 | 100% | 65% |  | 100% | 65% |  | 100% | 65% |  | 100% | 65% |  | 100% | 90% |  | 100% | 90% |  | 100% | 90%
DUNBAR 1103799422 | 0.0019571 | 0.43286 | 0.17089 | 0.062395 | 0.23329 | 0.00064168 | 0.00064495 | 0.00013341 | 0% | 99% | 0 | 0% | 99% | 0 | 0% | 99% | 0 | 0% | 99% | 0 | 0% | 62.46% | 0 | 0% | 62.46% | 0 | 0% | 62.46% | 0 | 0% | 62.46% | 0 | 0.062395 | 0% | 2.979% | 0 | 0% | 2.979% | 0 | 0% | 2.979% | 0 | 0% | 0.3055% | 0 | 0% | 0.3055% | 0 | 0% | 0.3055% | 0 | 0% | 0.7003% | 0 | 0% | 0.7003% | 0 | 35.46% | 0.7003% | 0.00042436 | 0% | 0.7215% | 0 | 35.46% | 0.7215% | 0.00043723 | 64.54% | 0.7215% | 0.00079582 | 0% | 5.213% | 0 | 0% | 5.213% | 0 | 100% | 5.213% | 0.0089093 | 0% | 2.987% | 0 | 0% | 2.987% | 0 | 0% | 2.987% | 0 |  |  |  | 0% | 11.8% | 0 | 0% | 11.8% | 0 | 0% | 11.8% | 0 | 55.56% | 0.3751% | 0.00035611 | 0% | 0.3751% | 0 | 0% | 0.3751% | 0 | 0% | 100% | 0 | 0% | 100% | 0 | 0% | 100% | 0 | 0% | 100% | 0 |  |  | 0 |  |  | 0 |  |  | 0 | 100% | 65% |  | 100% | 65% |  | 100% | 65% |  | 100% | 65% |  | 100% | 90% |  | 100% | 90% |  | 100% | 90%
RACETRACK 1703CB | 0.0063351 | 19.4193 | 20.0605 | 0.29837 | 20.3588 | 0.03845 | 0.073342 | 0.055105 | 0% | 99% | 0 | 0% | 99% | 0 | 0% | 99% | 0 | 0% | 99% | 0 | 0% | 63.89% | 0 | 0% | 63.89% | 0 | 0% | 63.89% | 0 | 0% | 63.89% | 0 | 0.29837 | 50% | 2.072% | 0.2078 | 0% | 2.072% | 0 | 0% | 2.072% | 0 | 100% | 0.242% | 0.048551 | 0% | 0.242% | 0 | 0% | 0.242% | 0 | 0% | 0.6412% | 0 | 55.37% | 0.6412% | 0.071216 | 43.92% | 0.6412% | 0.056493 | 70.56% | 0.6604% | 0.093479 | 28.72% | 0.6604% | 0.038055 | 0.02314% | 0.6604% | 3.0657e-05 | 73.37% | 4.803% | 0.70692 | 4.877% | 4.803% | 0.046993 | 0% | 4.803% | 0 | 0% | 1.393% | 0 | 0% | 1.393% | 0 | 0% | 1.393% | 0 |  |  |  | 0% | 11.8% | 0 | 0% | 11.8% | 0 | 0% | 11.8% | 0 | 0% | 0.3685% | 0 | 0% | 0.3685% | 0 | 0% | 0.3685% | 0 | 0% | 100% | 0 | 0% | 100% | 0 | 0% | 100% | 0 | 0% | 100% | 0 |  |  | 0 |  |  | 0.021661 |  |  | 0 | 100% | 65% |  | 100% | 65% |  | 100% | 65% |  | 100% | 65% |  | 100% | 90% |  | 100% | 90% |  | 100% | 90%
APPLE HILL 110313312 | 0.0028729 | 13.2844 | 12.7422 | 1.9008 | 14.6431 | 0.04694 | 0.043107 | 0.016186 | 0% | 99% | 0 | 0% | 99% | 0 | 0% | 99% | 0 | 0% | 99% | 0 | 0% | 61.66% | 0 | 0% | 61.66% | 0 | 0% | 61.66% | 0 | 0% | 61.66% | 0 | 1.9008 | 100% | 2.01% | 0.25608 | 0% | 2.01% | 0 | 0% | 2.01% | 0 | 0% | 0.2198% | 0 | 0% | 0.2198% | 0 | 0% | 0.2198% | 0 | 25.8% | 0.6086% | 0.020006 | 6.186% | 0.6086% | 0.0047968 | 25.81% | 0.6086% | 0.020014 | 6.186% | 0.6168% | 0.0048615 | 36.5% | 0.6168% | 0.028687 | 54.87% | 0.6168% | 0.043124 | 60.56% | 4.538% | 0.35018 | 0.9098% | 4.538% | 0.0052605 | 7.418% | 4.538% | 0.04289 | 0% | 2.767% | 0 | 0% | 2.767% | 0 | 0% | 2.767% | 0 |  |  |  | 25.93% | 11.8% | 0.38988 | 0% | 11.8% | 0 | 0% | 11.8% | 0 | 55.56% | 0.3721% | 0.026338 | 0% | 0.3721% | 0 | 0% | 0.3721% | 0 | 0% | 100% | 0 | 0% | 100% | 0 | 0% | 100% | 0 | 0% | 100% | 0 |  |  | 0.0068826 |  |  | 0 |  |  | 0.015632 | 100% | 65% |  | 100% | 65% |  | 100% | 65% |  | 100% | 65% |  | 100% | 90% |  | 100% | 90% |  | 100% | 90%
CURTIS 170463502 | 0.0028337 | 11.828 | 6.133 | 1.1366 | 7.2696 | 0.01636 | 0.020762 | 0.014125 | 0% | 99% | 0 | 0% | 99% | 0 | 0% | 99% | 0 | 0% | 99% | 0 | 0% | 62.56% | 0 | 0% | 62.56% | 0 | 0% | 62.56% | 0 | 0% | 62.56% | 0 | 1.1366 | 100% | 1.944% | 0.11921 | 0% | 1.944% | 0 | 0% | 1.944% | 0 | 0% | 0.2161% | 0 | 0% | 0.2161% | 0 | 0% | 0.2161% | 0 | 0% | 0.6008% | 0 | 35.83% | 0.6008% | 0.013204 | 64.11% | 0.6008% | 0.02362 | 99.94% | 0.6045% | 0.037051 | 0% | 0.6045% | 0 | 19.01% | 0.6045% | 0.0070478 | 0% | 4.463% | 0 | 0% | 4.463% | 0 | 0% | 4.463% | 0 | 0% | 2.138% | 0 | 0% | 2.138% | 0 | 0% | 2.138% | 0 |  |  |  | 35% | 11.8% | 0.25329 | 0% | 11.8% | 0 | 0% | 11.8% | 0 | 0% | 0.3693% | 0 | 0% | 0.3693% | 0 | 0% | 0.3693% | 0 | 0% | 100% | 0 | 0% | 100% | 0 | 0% | 100% | 0 | 0% | 100% | 0 |  |  | 0 |  |  | 0 |  |  | 0.000434 | 100% | 65% |  | 100% | 65% |  | 100% | 65% |  | 100% | 65% |  | 100% | 90% |  | 100% | 90% |  | 100% | 90%
LUCERNE 110638436 | 0.0026371 | 5.9838 | 2.0892 | 1.8176 | 3.9069 | 0.00537 | 0.0093916 | 0.0027495 | 0% | 99% | 0 | 0% | 99% | 0 | 0% | 99% | 0 | 0% | 99% | 0 | 0% | 61.31% | 0 | 0% | 61.31% | 0 | 0% | 61.31% | 0 | 0% | 61.31% | 0 | 1.8176 | 0% | 2.323% | 0 | 0% | 2.323% | 0 | 0% | 2.323% | 0 | 0% | 0.2346% | 0 | 0% | 0.2346% | 0 | 0% | 0.2346% | 0 | 0% | 0.8195% | 0 | 83.19% | 0.8195% | 0.014242 | 16.77% | 0.8195% | 0.0028717 | 99.96% | 0.7972% | 0.016648 | 0.003094% | 0.7972% | 5.1529e-07 | 0.0388% | 0.7972% | 6.4624e-06 | 42.55% | 6.035% | 0.053642 | 0% | 6.035% | 0 | 0% | 6.035% | 0 | 0% | 1.894% | 0 | 0% | 1.894% | 0 | 0% | 1.894% | 0 |  |  |  | 30.45% | 11.8% | 0.075075 | 0% | 11.8% | 0 | 0% | 11.8% | 0 | 0% | 0.3582% | 0 | 0% | 0.3582% | 0 | 0% | 0.3582% | 0 | 0% | 100% | 0 | 0% | 100% | 0 | 0% | 100% | 0 | 0% | 100% | 0 |  |  | 2.3855e-05 |  |  | 0 |  |  | 0 | 100% | 65% |  | 100% | 65% |  | 100% | 65% |  | 100% | 65% |  | 100% | 90% |  | 100% | 90% |  | 100% | 90%
LOS GATOS 110160052 | 0.0040937 | 2.1087 | 1.6736 | 0.045921 | 1.7195 | 0.0065194 | 0.0052414 | 0.0023355 | 0% | 99% | 0 | 0% | 99% | 0 | 0% | 99% | 0 | 0% | 99% | 0 | 0% | 63.46% | 0 | 0% | 63.46% | 0 | 0% | 63.46% | 0 | 0% | 63.46% | 0 | 0.045921 | 0% | 2.011% | 0 | 0% | 2.011% | 0 | 0% | 2.011% | 0 | 0% | 0.2225% | 0 | 0% | 0.2225% | 0 | 0% | 0.2225% | 0 | 0% | 0.5525% | 0 | 0% | 0.5525% | 0 | 27.22% | 0.5525% | 0.0025173 | 0% | 0.5635% | 0 | 71.3% | 0.5635% | 0.0067237 | 28.7% | 0.5635% | 0.0027066 | 0% | 4.112% | 0 | 23.97% | 4.112% | 0.016493 | 58.48% | 4.112% | 0.040243 | 0% | 2.546% | 0 | 0% | 2.546% | 0 | 0% | 2.546% | 0 |  |  |  | 0% | 11.8% | 0 | 26.52% | 11.8% | 0.052363 | 0% | 11.8% | 0 | 0% | 0.3743% | 0 | 0% | 0.3743% | 0 | 0% | 0.3743% | 0 | 0% | 100% | 0 | 0% | 100% | 0 | 0% | 100% | 0 | 0% | 100% | 0 |  |  | 0 |  |  | 0 |  |  | 0.023599 | 100% | 65% |  | 100% | 65% |  | 100% | 65% |  | 100% | 65% |  | 100% | 90% |  | 100% | 90% |  | 100% | 90%
HIGGINS 110432747 | 0.0072157 | 0.86016 | 2.1884 | 0.57116 | 2.7596 | 0.010912 | 0.005258 | 0.0023042 | 0% | 99% | 0 | 0% | 99% | 0 | 0% | 99% | 0 | 0% | 99% | 0 | 0% | 62.64% | 0 | 0% | 62.64% | 0 | 0% | 62.64% | 0 | 0% | 62.64% | 0 | 0.57116 | 0% | 1.404% | 0 | 0% | 1.404% | 0 | 0% | 1.404% | 0 | 100% | 0.1499% | 0.0032801 | 0% | 0.1499% | 0 | 0% | 0.1499% | 0 | 0% | 0.4324% | 0 | 100% | 0.4324% | 0.0094631 | 0% | 0.4324% | 0 | 100% | 0.4397% | 0.0096226 | 0% | 0.4397% | 0 | 0% | 0.4397% | 0 | 65.61% | 3.226% | 0.046328 | 0% | 3.226% | 0 | 32.08% | 3.226% | 0.022648 | 0% | 3.656% | 0 | 0% | 3.656% | 0 | 0% | 3.656% | 0 |  |  |  | 0% | 11.8% | 0 | 35% | 11.8% | 0.090382 | 0% | 11.8% | 0 | 0% | 0.3812% | 0 | 0% | 0.3812% | 0 | 0% | 0.3812% | 0 | 0% | 100% | 0 | 0% | 100% | 0 | 0% | 100% | 0 | 0% | 100% | 0 |  |  | 0 |  |  | 0 |  |  | 0.0033403 | 100% | 65% |  | 100% | 65% |  | 100% | 65% |  | 100% | 65% |  | 100% | 90% |  | 100% | 90% |  | 100% | 90%
FROGTOWN 1701CB | 0.0027017 | 10.1957 | 7.5779 | 0.30126 | 7.8792 | 0.012214 | 0.029988 | 0.022143 | 0% | 99% | 0 | 0% | 99% | 0 | 0% | 99% | 0 | 0% | 99% | 0 | 0% | 63.33% | 0 | 0% | 63.33% | 0 | 0% | 63.33% | 0 | 0% | 63.33% | 0 | 0.30126 | 0% | 2.022% | 0 | 0% | 2.022% | 0 | 0% | 2.022% | 0 | 0% | 0.2468% | 0 | 0% | 0.2468% | 0 | 0% | 0.2468% | 0 | 0% | 0.6653% | 0 | 63.82% | 0.6653% | 0.032172 | 12.77% | 0.6653% | 0.0064388 | 21.36% | 0.6769% | 0.010957 | 28.58% | 0.6769% | 0.014661 | 50.05% | 0.6769% | 0.025676 | 45.53% | 4.967% | 0.17139 | 0% | 4.967% | 0 | 0% | 4.967% | 0 | 0% | 1.175% | 0 | 0% | 1.175% | 0 | 0% | 1.175% | 0 |  |  |  | 0% | 11.8% | 0 | 0% | 11.8% | 0 | 0% | 11.8% | 0 | 0% | 0.3623% | 0 | 0% | 0.3623% | 0 | 0% | 0.3623% | 0 | 0% | 100% | 0 | 0% | 100% | 0 | 0% | 100% | 0 | 0% | 100% | 0 |  |  | 0.018873 |  |  | 0 |  |  | 0 | 100% | 65% |  | 100% | 65% |  | 100% | 65% |  | 100% | 65% |  | 100% | 90% |  | 100% | 90% |  | 100% | 90%
CUYAMA 21013542 | 0.0017791 | 3.7079 | 5.1648 | 0 | 5.1648 | 0.011219 | 0.020795 | 0.012184 | 0% | 99% | 0 | 0% | 99% | 0 | 0% | 99% | 0 | 0% | 99% | 0 | 0% | 62.95% | 0 | 0% | 62.95% | 0 | 0% | 62.95% | 0 | 0% | 62.95% | 0 | 0 | 0% | 2.248% | 0 | 0% | 2.248% | 0 | 0% | 2.248% | 0 | 100% | 0.2404% | 0.012415 | 0% | 0.2404% | 0 | 0% | 0.2404% | 0 | 0% | 0.6982% | 0 | 95.2% | 0.6982% | 0.034329 | 0% | 0.6982% | 0 | 70.07% | 0.6648% | 0.024059 | 0.2367% | 0.6648% | 8.1256e-05 | 95.2% | 0.6648% | 0.032685 | 56.27% | 5.086% | 0.14781 | 42.51% | 5.086% | 0.11167 | 0% | 5.086% | 0 | 0% | 0.1724% | 0 | 0% | 0.1724% | 0 | 0% | 0.1724% | 0 |  |  |  | 9.839% | 11.8% | 0.059963 | 0% | 11.8% | 0 | 0% | 11.8% | 0 | 0% | 0.3566% | 0 | 0% | 0.3566% | 0 | 0% | 0.3566% | 0 | 0% | 100% | 0 | 0% | 100% | 0 | 0% | 100% | 0 | 0% | 100% | 0 |  |  | 0 |  |  | 0.00081721 |  |  | 0 | 100% | 65% |  | 100% | 65% |  | 100% | 65% |  | 100% | 65% |  | 100% | 90% |  | 100% | 90% |  | 100% | 90%
CLAYTON 2215812394 | 0.0035044 | 2.2203 | 1.1474 | 0.025998 | 1.1734 | 0.0034482 | 0.0044255 | 0.0019544 | 0% | 99% | 0 | 0% | 99% | 0 | 0% | 99% | 0 | 0% | 99% | 0 | 0% | 63.68% | 0 | 0% | 63.68% | 0 | 0% | 63.68% | 0 | 0% | 63.68% | 0 | 0.025998 | 0% | 2.61% | 0 | 0% | 2.61% | 0 | 0% | 2.61% | 0 | 0% | 0.2826% | 0 | 0% | 0.2826% | 0 | 0% | 0.2826% | 0 | 0% | 0.6739% | 0 | 0% | 0.6739% | 0 | 8.816% | 0.6739% | 0.00068171 | 0% | 0.6851% | 0 | 8.816% | 0.6851% | 0.00069301 | 91.18% | 0.6851% | 0.0071676 | 80.94% | 5.002% | 0.046457 | 0% | 5.002% | 0 | 0% | 5.002% | 0 | 0% | 1.488% | 0 | 0% | 1.488% | 0 | 0% | 1.488% | 0 |  |  |  | 0% | 11.8% | 0 | 0% | 11.8% | 0 | 0% | 11.8% | 0 | 55.56% | 0.3693% | 0.0023538 | 0% | 0.3693% | 0 | 0% | 0.3693% | 0 | 0% | 100% | 0 | 0% | 100% | 0 | 0% | 100% | 0 | 0% | 100% | 0 |  |  | 0 |  |  | 0 |  |  | 0 | 100% | 65% |  | 100% | 65% |  | 100% | 65% |  | 100% | 65% |  | 100% | 90% |  | 100% | 90% |  | 100% | 90%
OAKHURST 110310723 | 0.013511 | 0.0039404 | 0.04597 | 0 | 0.04597 | 0.00012344 | 0.00024064 | 2.9731e-05 | 0% | 99% | 0 | 0% | 99% | 0 | 0% | 99% | 0 | 0% | 99% | 0 | 0% | 62.41% | 0 | 0% | 62.41% | 0 | 0% | 62.41% | 0 | 0% | 62.41% | 0 | 0 | 0% | 3.483% | 0 | 0% | 3.483% | 0 | 0% | 3.483% | 0 | 0% | 0.4021% | 0 | 0% | 0.4021% | 0 | 0% | 0.4021% | 0 | 0% | 0.8879% | 0 | 0% | 0.8879% | 0 | 0% | 0.8879% | 0 | 0% | 0.9332% | 0 | 0% | 0.9332% | 0 | 0% | 0.9332% | 0 | 0% | 6.666% | 0 | 0% | 6.666% | 0 | 0% | 6.666% | 0 | 0% | 1.649% | 0 | 0% | 1.649% | 0 | 0% | 1.649% | 0 |  |  |  | 0% | 11.8% | 0 | 0% | 11.8% | 0 | 0% | 11.8% | 0 | 55.56% | 0.3614% | 9.2308e-05 | 0% | 0.3614% | 0 | 0% | 0.3614% | 0 | 0% | 100% | 0 | 0% | 100% | 0 | 0% | 100% | 0 | 0% | 100% | 0 |  |  | 0 |  |  | 0 |  |  | 0 | 100% | 65% |  | 100% | 65% |  | 100% | 65% |  | 100% | 65% |  | 100% | 90% |  | 100% | 90% |  | 100% | 90%
SUNOL 1101MR387 | 0.0034076 | 4.8983 | 3.3933 | 0.089023 | 3.4824 | 0.006348 | 0.014679 | 0.0080695 | 0% | 99% | 0 | 0% | 99% | 0 | 0% | 99% | 0 | 0% | 99% | 0 | 0% | 64.35% | 0 | 0% | 64.35% | 0 | 0% | 64.35% | 0 | 0% | 64.35% | 0 | 0.089023 | 0% | 3.146% | 0 | 0% | 3.146% | 0 | 0% | 3.146% | 0 | 0% | 0.3493% | 0 | 0% | 0.3493% | 0 | 0% | 0.3493% | 0 | 0% | 0.7492% | 0 | 8.068% | 0.7492% | 0.0020513 | 0% | 0.7492% | 0 | 8.068% | 0.7854% | 0.0021504 | 0% | 0.7854% | 0 | 84.68% | 0.7854% | 0.022569 | 78.31% | 5.613% | 0.14915 | 0% | 5.613% | 0 | 0% | 5.613% | 0 | 0% | 1.112% | 0 | 0% | 1.112% | 0 | 0% | 1.112% | 0 |  |  |  | 0% | 11.8% | 0 | 34.73% | 11.8% | 0.13908 | 0% | 11.8% | 0 | 0% | 0.3702% | 0 | 0% | 0.3702% | 0 | 0% | 0.3702% | 0 | 0% | 100% | 0 | 0% | 100% | 0 | 0% | 100% | 0 | 0% | 100% | 0 |  |  | 0 |  |  | 0 |  |  | 0 | 100% | 65% |  | 100% | 65% |  | 100% | 65% |  | 100% | 65% |  | 100% | 90% |  | 100% | 90% |  | 100% | 90%
CURTIS 1702CB | 0.0031009 | 24.477 | 16.3774 | 0.088988 | 16.4663 | 0.039569 | 0.064196 | 0.038124 | 0% | 99% | 0 | 0% | 99% | 0 | 0% | 99% | 0 | 0% | 99% | 0 | 0% | 63.1% | 0 | 0% | 63.1% | 0 | 0% | 63.1% | 0 | 0% | 63.1% | 0 | 0.088988 | 50% | 2.09% | 0.17112 | 0% | 2.09% | 0 | 0% | 2.09% | 0 | 0% | 0.2405% | 0 | 0% | 0.2405% | 0 | 0% | 0.2405% | 0 | 0% | 0.6664% | 0 | 60.65% | 0.6664% | 0.066197 | 35.83% | 0.6664% | 0.039104 | 96.12% | 0.6839% | 0.10765 | 0.3594% | 0.6839% | 0.00040257 | 3.292% | 0.6839% | 0.0036869 | 27.97% | 4.99% | 0.22857 | 6.339% | 4.99% | 0.051804 | 0% | 4.99% | 0 | 0% | 1.61% | 0 | 0% | 1.61% | 0 | 0% | 1.61% | 0 |  |  |  | 0% | 11.8% | 0 | 0% | 11.8% | 0 | 0% | 11.8% | 0 | 0% | 0.3677% | 0 | 0% | 0.3677% | 0 | 0% | 0.3677% | 0 | 0% | 100% | 0 | 0% | 100% | 0 | 0% | 100% | 0 | 0% | 100% | 0 |  |  | 0.00037398 |  |  | 0 |  |  | 0 | 100% | 65% |  | 100% | 65% |  | 100% | 65% |  | 100% | 65% |  | 100% | 90% |  | 100% | 90% |  | 100% | 90%
CALISTOGA 1101257964 | 0.006597 | 14.4258 | 20.1194 | 1.8635 | 21.9828 | 0.09187 | 0.066305 | 0.016558 | 0% | 99% | 0 | 0% | 99% | 0 | 0% | 99% | 0 | 0% | 99% | 0 | 0% | 63.09% | 0 | 0% | 63.09% | 0 | 0% | 63.09% | 0 | 0% | 63.09% | 0 | 1.8635 | 80% | 2.457% | 0.39549 | 0% | 2.457% | 0 | 0% | 2.457% | 0 | 100% | 0.2681% | 0.053943 | 0% | 0.2681% | 0 | 0% | 0.2681% | 0 | 0% | 0.5721% | 0 | 0.001545% | 0.5721% | 1.7782e-06 | 6.299% | 0.5721% | 0.0072514 | 0% | 0.6025% | 0 | 50.51% | 0.6025% | 0.061234 | 49.32% | 0.6025% | 0.059785 | 72.14% | 4.292% | 0.62291 | 6.126% | 4.292% | 0.052897 | 0% | 4.292% | 0 | 0% | 3.327% | 0 | 0% | 3.327% | 0 | 45.22% | 3.327% | 0.30266 |  |  |  | 0% | 11.8% | 0 | 0% | 11.8% | 0 | 0% | 11.8% | 0 | 0% | 0.3796% | 0 | 0% | 0.3796% | 0 | 0% | 0.3796% | 0 | 0% | 100% | 0 | 0% | 100% | 0 | 0% | 100% | 0 | 0% | 100% | 0 |  |  | 0 |  |  | 0.014829 |  |  | 0 | 100% | 65% |  | 100% | 65% |  | 100% | 65% |  | 100% | 65% |  | 100% | 90% |  | 100% | 90% |  | 100% | 90%
TIVY VALLEY 1107869946 | 0.00080485 | 29.6278 | 5.3777 | 0 | 5.3777 | 0.010951 | 0.024054 | 0.011757 | 0% | 99% | 0 | 0% | 99% | 0 | 0% | 99% | 0 | 0% | 99% | 0 | 0% | 61.1% | 0 | 0% | 61.1% | 0 | 0% | 61.1% | 0 | 0% | 61.1% | 0 | 0 | 100% | 2.397% | 0.12892 | 0% | 2.397% | 0 | 0% | 2.397% | 0 | 0% | 0.2433% | 0 | 0% | 0.2433% | 0 | 0% | 0.2433% | 0 | 0% | 0.7753% | 0 | 17.95% | 0.7753% | 0.0074834 | 32.55% | 0.7753% | 0.01357 | 17.95% | 0.7344% | 0.007089 | 68.35% | 0.7344% | 0.026996 | 12.88% | 0.7344% | 0.0050887 | 11.82% | 5.644% | 0.035874 | 0% | 5.644% | 0 | 0% | 5.644% | 0 | 0% | 1.437% | 0 | 0% | 1.437% | 0 | 0% | 1.437% | 0 |  |  |  | 27.6% | 11.8% | 0.17515 | 0% | 11.8% | 0 | 0% | 11.8% | 0 | 0% | 0.3541% | 0 | 0% | 0.3541% | 0 | 0% | 0.3541% | 0 | 0% | 100% | 0 | 0% | 100% | 0 | 38.51% | 100% | 2.0708 | 0% | 100% | 0 |  |  | 0 |  |  | 0 |  |  | 0 | 100% | 65% |  | 100% | 65% |  | 100% | 65% |  | 100% | 65% |  | 100% | 90% |  | 100% | 90% |  | 100% | 90%
PARADISE 11052214 | 0.0033502 | 16.3703 | 15.7333 | 7.4668 | 23.2001 | 0.062481 | 0.054716 | 0.020184 | 0% | 99% | 0 | 4.213% | 99% | 0.65617 | 19.33% | 99% | 3.0106 | 0% | 99% | 0 | 0% | 62.43% | 0 | 0% | 62.43% | 0 | 0% | 62.43% | 0 | 0% | 62.43% | 0 | 7.4668 | 60% | 2.062% | 0.1947 | 0% | 2.062% | 0 | 0% | 2.062% | 0 | 0% | 0.2338% | 0 | 0% | 0.2338% | 0 | 0% | 0.2338% | 0 | 0% | 0.5898% | 0 | 69.46% | 0.5898% | 0.064461 | 3.088% | 0.5898% | 0.0028654 | 0.4684% | 0.6084% | 0.00044837 | 3.088% | 0.6084% | 0.0029554 | 96.44% | 0.6084% | 0.092314 | 26.2% | 4.416% | 0.182 | 50.36% | 4.416% | 0.34988 | 18.8% | 4.416% | 0.13063 | 0% | 2.7% | 0 | 0% | 2.7% | 0 | 0% | 2.7% | 0 |  |  |  | 0% | 11.8% | 0 | 0% | 11.8% | 0 | 0% | 11.8% | 0 | 0% | 0.3736% | 0 | 0% | 0.3736% | 0 | 0% | 0.3736% | 0 | 0% | 100% | 0 | 0% | 100% | 0 | 0% | 100% | 0 | 0% | 100% | 0 |  |  | 0 |  |  | 0 |  |  | 0.0022162 | 100% | 65% |  | 100% | 65% |  | 100% | 65% |  | 100% | 65% |  | 100% | 90% |  | 100% | 90% |  | 100% | 90%
CLARK ROAD 1102514690 | 0.0025042 | 3.4819 | 0.8802 | 0.014041 | 0.89424 | 0.0015052 | 0.0047649 | 0.0014318 | 0% | 99% | 0 | 28.43% | 99% | 0.24772 | 0% | 99% | 0 | 0% | 99% | 0 | 0% | 61.52% | 0 | 0% | 61.52% | 0 | 0% | 61.52% | 0 | 0% | 61.52% | 0 | 0.014041 | 0% | 3.66% | 0 | 0% | 3.66% | 0 | 0% | 3.66% | 0 | 0% | 0.3964% | 0 | 0% | 0.3964% | 0 | 0% | 0.3964% | 0 | 0% | 0.9205% | 0 | 70.64% | 0.9205% | 0.0057229 | 26.35% | 0.9205% | 0.0021347 | 70.64% | 0.9231% | 0.0057395 | 26.35% | 0.9231% | 0.0021409 | 0% | 0.9231% | 0 | 100% | 6.793% | 0.059791 | 0% | 6.793% | 0 | 0% | 6.793% | 0 | 0% | 1.195% | 0 | 0% | 1.195% | 0 | 0% | 1.195% | 0 |  |  |  | 19.87% | 11.8% | 0.020634 | 0% | 11.8% | 0 | 0% | 11.8% | 0 | 0% | 0.3549% | 0 | 0% | 0.3549% | 0 | 0% | 0.3549% | 0 | 0% | 100% | 0 | 0% | 100% | 0 | 0% | 100% | 0 | 0% | 100% | 0 |  |  | 0 |  |  | 0 |  |  | 0 | 100% | 65% |  | 100% | 65% |  | 100% | 65% |  | 100% | 65% |  | 100% | 90% |  | 100% | 90% |  | 100% | 90%
NORTH BRANCH 1101752104 | 0.00089825 | 19.365 | 4.8452 | 0 | 4.8452 | 0.0074131 | 0.023066 | 0.011941 | 0% | 99% | 0 | 0% | 99% | 0 | 0% | 99% | 0 | 0% | 99% | 0 | 0% | 61.44% | 0 | 0% | 61.44% | 0 | 0% | 61.44% | 0 | 0% | 61.44% | 0 | 0 | 66.67% | 2.482% | 0.080184 | 0% | 2.482% | 0 | 0% | 2.482% | 0 | 0% | 0.2678% | 0 | 0% | 0.2678% | 0 | 0% | 0.2678% | 0 | 0% | 0.8112% | 0 | 29.96% | 0.8112% | 0.011776 | 50.65% | 0.8112% | 0.019907 | 9.509% | 0.796% | 0.0036671 | 41.54% | 0.796% | 0.01602 | 48.95% | 0.796% | 0.018878 | 34.63% | 5.986% | 0.10044 | 0% | 5.986% | 0 | 0% | 5.986% | 0 | 0% | 1.049% | 0 | 0% | 1.049% | 0 | 0% | 1.049% | 0 |  |  |  | 0% | 11.8% | 0 | 3.287% | 11.8% | 0.018795 | 0% | 11.8% | 0 | 0% | 0.3563% | 0 | 0% | 0.3563% | 0 | 0% | 0.3563% | 0 | 0% | 100% | 0 | 0% | 100% | 0 | 0% | 100% | 0 | 0% | 100% | 0 |  |  | 0.0098691 |  |  | 0 |  |  | 0 | 100% | 65% |  | 100% | 65% |  | 100% | 65% |  | 100% | 65% |  | 100% | 90% |  | 100% | 90% |  | 100% | 90%
OAKHURST 110310190 | 0.0047188 | 9.1523 | 7.0629 | 0.10254 | 7.1655 | 0.027348 | 0.029417 | 0.0052775 | 0% | 99% | 0 | 0% | 99% | 0 | 0% | 99% | 0 | 0% | 99% | 0 | 0% | 61.97% | 0 | 0% | 61.97% | 0 | 0% | 61.97% | 0 | 0% | 61.97% | 0 | 0.10254 | 0% | 2.875% | 0 | 0% | 2.875% | 0 | 0% | 2.875% | 0 | 0% | 0.3149% | 0 | 0% | 0.3149% | 0 | 0% | 0.3149% | 0 | 0% | 0.7119% | 0 | 0% | 0.7119% | 0 | 0% | 0.7119% | 0 | 0% | 0.7406% | 0 | 7.382% | 0.7406% | 0.0038616 | 92.55% | 0.7406% | 0.048409 | 55.88% | 5.328% | 0.21029 | 31.77% | 5.328% | 0.11956 | 0% | 5.328% | 0 | 0% | 2.477% | 0 | 0% | 2.477% | 0 | 0% | 2.477% | 0 |  |  |  | 22.61% | 11.8% | 0.18841 | 0% | 11.8% | 0 | 0% | 11.8% | 0 | 55.56% | 0.372% | 0.014595 | 0% | 0.372% | 0 | 0% | 0.372% | 0 | 0% | 100% | 0 | 0% | 100% | 0 | 0% | 100% | 0 | 0% | 100% | 0 |  |  | 0 |  |  | 0.013204 |  |  | 0.0065825 | 100% | 65% |  | 100% | 65% |  | 100% | 65% |  | 100% | 65% |  | 100% | 90% |  | 100% | 90% |  | 100% | 90%
TEMPLETON 2110317796 | 0.0021788 | 4.4678 | 2.9021 | 0 | 2.9021 | 0.0080181 | 0.012096 | 0.0053848 | 0% | 99% | 0 | 0% | 99% | 0 | 0% | 99% | 0 | 0% | 99% | 0 | 0% | 63.01% | 0 | 0% | 63.01% | 0 | 0% | 63.01% | 0 | 0% | 63.01% | 0 | 0 | 75% | 2.461% | 0.053563 | 0% | 2.461% | 0 | 0% | 2.461% | 0 | 0% | 0.2786% | 0 | 0% | 0.2786% | 0 | 0% | 0.2786% | 0 | 0% | 0.6934% | 0 | 19.39% | 0.6934% | 0.0039018 | 42.22% | 0.6934% | 0.0084957 | 2.401% | 0.7038% | 0.00049045 | 42.22% | 0.7038% | 0.0086225 | 49.24% | 0.7038% | 0.010056 | 23.39% | 5.153% | 0.034981 | 4.516% | 5.153% | 0.0067533 | 0% | 5.153% | 0 | 0% | 2.057% | 0 | 0% | 2.057% | 0 | 0% | 2.057% | 0 |  |  |  | 25.59% | 11.8% | 0.087643 | 0% | 11.8% | 0 | 0% | 11.8% | 0 | 0% | 0.3644% | 0 | 0% | 0.3644% | 0 | 0% | 0.3644% | 0 | 0% | 100% | 0 | 0% | 100% | 0 | 0% | 100% | 0 | 0% | 100% | 0 |  |  | 0 |  |  | 0 |  |  | 0 | 100% | 65% |  | 100% | 65% |  | 100% | 65% |  | 100% | 65% |  | 100% | 90% |  | 100% | 90% |  | 100% | 90%
CLARK ROAD 110292622 | 0.0013786 | 32.9156 | 9.2934 | 4.5154 | 13.8088 | 0.030912 | 0.039255 | 0.011557 | 0% | 99% | 0 | 0% | 99% | 0 | 0% | 99% | 0 | 0% | 99% | 0 | 0% | 61.67% | 0 | 0% | 61.67% | 0 | 0% | 61.67% | 0 | 0% | 61.67% | 0 | 4.5154 | 100% | 2.899% | 0.26942 | 0% | 2.899% | 0 | 0% | 2.899% | 0 | 100% | 0.2998% | 0.027863 | 0% | 0.2998% | 0 | 0% | 0.2998% | 0 | 0% | 0.7331% | 0 | 47.94% | 0.7331% | 0.032662 | 24.8% | 0.7331% | 0.016894 | 62.18% | 0.7351% | 0.042478 | 37.5% | 0.7351% | 0.025622 | 0% | 0.7351% | 0 | 67.8% | 5.414% | 0.34114 | 0% | 5.414% | 0 | 0% | 5.414% | 0 | 0% | 2.599% | 0 | 0% | 2.599% | 0 | 0% | 2.599% | 0 |  |  |  | 19.87% | 11.8% | 0.21786 | 0% | 11.8% | 0 | 0% | 11.8% | 0 | 0% | 0.3679% | 0 | 0% | 0.3679% | 0 | 0% | 0.3679% | 0 | 0% | 100% | 0 | 0.2773% | 100% | 0.025769 | 0% | 100% | 0 | 0% | 100% | 0 |  |  | 0.00046786 |  |  | 0 |  |  | 0 | 100% | 65% |  | 100% | 65% |  | 100% | 65% |  | 100% | 65% |  | 100% | 90% |  | 100% | 90% |  | 100% | 90%
LAURELES 111110141 | 0.0031883 | 3.6622 | 1.6607 | 0.15135 | 1.8121 | 0.0089014 | 0.005199 | 0.00057707 | 0% | 99% | 0 | 0% | 99% | 0 | 0% | 99% | 0 | 0% | 99% | 0 | 0% | 62% | 0 | 0% | 62% | 0 | 0% | 62% | 0 | 0% | 62% | 0 | 0.15135 | 0% | 2.403% | 0 | 0% | 2.403% | 0 | 0% | 2.403% | 0 | 0% | 0.2494% | 0 | 0% | 0.2494% | 0 | 0% | 0.2494% | 0 | 0% | 0.5528% | 0 | 0% | 0.5528% | 0 | 100% | 0.5528% | 0.0091801 | 0% | 0.5797% | 0 | 100% | 0.5797% | 0.0096273 | 0% | 0.5797% | 0 | 61.87% | 4.142% | 0.042559 | 0% | 4.142% | 0 | 0% | 4.142% | 0 | 0% | 4.653% | 0 | 0% | 4.653% | 0 | 0% | 4.653% | 0 |  |  |  | 0% | 11.8% | 0 | 35% | 11.8% | 0.068589 | 0% | 11.8% | 0 | 0% | 0.3836% | 0 | 0% | 0.3836% | 0 | 0% | 0.3836% | 0 | 0% | 100% | 0 | 0% | 100% | 0 | 0% | 100% | 0 | 0% | 100% | 0 |  |  | 0 |  |  | 0 |  |  | 0 | 100% | 65% |  | 100% | 65% |  | 100% | 65% |  | 100% | 65% |  | 100% | 90% |  | 100% | 90% |  | 100% | 90%
KONOCTI 1102965078 | 0.0034918 | 5.8367 | 4.0828 | 0.079569 | 4.1624 | 0.010852 | 0.017715 | 0.007568 | 0% | 99% | 0 | 0% | 99% | 0 | 0% | 99% | 0 | 0% | 99% | 0 | 23.95% | 61.87% | 0.60489 | 0% | 61.87% | 0 | 0% | 61.87% | 0 | 7.978% | 61.87% | 0.20154 | 0.079569 | 0% | 2.285% | 0 | 0% | 2.285% | 0 | 0% | 2.285% | 0 | 0% | 0.2665% | 0 | 0% | 0.2665% | 0 | 0% | 0.2665% | 0 | 0% | 0.7213% | 0 | 6.108% | 0.7213% | 0.0017987 | 0% | 0.7213% | 0 | 6.108% | 0.7501% | 0.0018706 | 93.89% | 0.7501% | 0.028755 | 0% | 0.7501% | 0 | 81.43% | 5.439% | 0.18082 | 17.47% | 5.439% | 0.038787 | 1.095% | 5.439% | 0.0024326 | 0% | 1.868% | 0 | 0% | 1.868% | 0 | 0% | 1.868% | 0 |  |  |  | 31.01% | 11.8% | 0.14941 | 0% | 11.8% | 0 | 0% | 11.8% | 0 | 0% | 0.3682% | 0 | 0% | 0.3682% | 0 | 0% | 0.3682% | 0 | 14.64% | 100% | 0.59762 | 0% | 100% | 0 | 0% | 100% | 0 | 0% | 100% | 0 |  |  | 0 |  |  | 0.02193 |  |  | 0 | 100% | 65% |  | 100% | 65% |  | 100% | 65% |  | 100% | 65% |  | 100% | 90% |  | 100% | 90% |  | 100% | 90%
BIG MEADOWS 21012248 | 0.0046735 | 9.3208 | 7.8421 | 0.018907 | 7.861 | 0.025999 | 0.033306 | 0.01012 | 0% | 99% | 0 | 72.62% | 99% | 5.6383 | 0% | 99% | 0 | 0% | 99% | 0 | 5.66% | 61.81% | 0.27433 | 3.537% | 61.81% | 0.17146 | 0% | 61.81% | 0 | 0% | 61.81% | 0 | 0.018907 | 0% | 2.493% | 0 | 0% | 2.493% | 0 | 0% | 2.493% | 0 | 0% | 0.2878% | 0 | 0% | 0.2878% | 0 | 0% | 0.2878% | 0 | 0% | 0.6975% | 0 | 0% | 0.6975% | 0 | 11.69% | 0.6975% | 0.006396 | 0% | 0.7147% | 0 | 11.69% | 0.7147% | 0.0065541 | 77.24% | 0.7147% | 0.043291 | 0% | 5.203% | 0 | 0% | 5.203% | 0 | 0% | 5.203% | 0 | 0% | 2.287% | 0 | 0% | 2.287% | 0 | 0% | 2.287% | 0 |  |  |  | 25.06% | 11.8% | 0.23194 | 0% | 11.8% | 0 | 0% | 11.8% | 0 | 55.56% | 0.3653% | 0.015913 | 0% | 0.3653% | 0 | 0% | 0.3653% | 0 | 0% | 100% | 0 | 1.028% | 100% | 0.080644 | 0% | 100% | 0 | 0% | 100% | 0 |  |  | 0 |  |  | 0 |  |  | 0 | 100% | 65% |  | 100% | 65% |  | 100% | 65% |  | 100% | 65% |  | 100% | 90% |  | 100% | 90% |  | 100% | 90%
RACETRACK 17036014 | 0.0018016 | 7.795 | 4.0167 | 0 | 4.0167 | 0.014057 | 0.012718 | 0.0088859 | 0% | 99% | 0 | 0% | 99% | 0 | 0% | 99% | 0 | 0% | 99% | 0 | 0% | 62.73% | 0 | 0% | 62.73% | 0 | 0% | 62.73% | 0 | 0% | 62.73% | 0 | 0 | 0% | 1.629% | 0 | 0% | 1.629% | 0 | 0% | 1.629% | 0 | 0% | 0.1864% | 0 | 0% | 0.1864% | 0 | 0% | 0.1864% | 0 | 0% | 0.5218% | 0 | 99.24% | 0.5218% | 0.020798 | 0% | 0.5218% | 0 | 99.24% | 0.5218% | 0.020798 | 0% | 0.5218% | 0 | 0% | 0.5218% | 0 | 0% | 3.868% | 0 | 0% | 3.868% | 0 | 0% | 3.868% | 0 | 0% | 2.697% | 0 | 0% | 2.697% | 0 | 0% | 2.697% | 0 |  |  |  | 35% | 11.8% | 0.16588 | 0% | 11.8% | 0 | 0% | 11.8% | 0 | 0% | 0.3709% | 0 | 0% | 0.3709% | 0 | 0% | 0.3709% | 0 | 0% | 100% | 0 | 0% | 100% | 0 | 0% | 100% | 0 | 0% | 100% | 0 |  |  | 0 |  |  | 0 |  |  | 0 | 100% | 65% |  | 100% | 65% |  | 100% | 65% |  | 100% | 65% |  | 100% | 90% |  | 100% | 90% |  | 100% | 90%
AUBERRY 1101R314 | 0.00091123 | 43.0751 | 7.6012 | 0.76071 | 8.3619 | 0.016044 | 0.035749 | 0.015946 | 0% | 99% | 0 | 0% | 99% | 0 | 0% | 99% | 0 | 0% | 99% | 0 | 0% | 61.46% | 0 | 0% | 61.46% | 0 | 0% | 61.46% | 0 | 0% | 61.46% | 0 | 0.76071 | 37.5% | 2.545% | 0.072548 | 0% | 2.545% | 0 | 0% | 2.545% | 0 | 100% | 0.2587% | 0.019662 | 0% | 0.2587% | 0 | 0% | 0.2587% | 0 | 0% | 0.7977% | 0 | 90.47% | 0.7977% | 0.054854 | 9.052% | 0.7977% | 0.0054886 | 98.41% | 0.7657% | 0.057274 | 1.112% | 0.7657% | 0.00064735 | 0% | 0.7657% | 0 | 1.103% | 5.83% | 0.004887 | 7.013% | 5.83% | 0.03108 | 0% | 5.83% | 0 | 0% | 1.416% | 0 | 0% | 1.416% | 0 | 0% | 1.416% | 0 |  |  |  | 0% | 11.8% | 0 | 0% | 11.8% | 0 | 0% | 11.8% | 0 | 55.56% | 0.3555% | 0.015014 | 0% | 0.3555% | 0 | 0% | 0.3555% | 0 | 0% | 100% | 0 | 0% | 100% | 0 | 0% | 100% | 0 | 0% | 100% | 0 |  |  | 0 |  |  | 0 |  |  | 0 | 100% | 65% |  | 100% | 65% |  | 100% | 65% |  | 100% | 65% |  | 100% | 90% |  | 100% | 90% |  | 100% | 90%
GRASS VALLEY 11031700 | 0.0025659 | 23.8902 | 13.5635 | 1.5314 | 15.0949 | 0.065793 | 0.038015 | 0.017092 | 0% | 99% | 0 | 0% | 99% | 0 | 0% | 99% | 0 | 0% | 99% | 0 | 0% | 61.94% | 0 | 0% | 61.94% | 0 | 0% | 61.94% | 0 | 0% | 61.94% | 0 | 1.5314 | 100% | 1.551% | 0.21039 | 0% | 1.551% | 0 | 0% | 1.551% | 0 | 100% | 0.1616% | 0.02192 | 0% | 0.1616% | 0 | 0% | 0.1616% | 0 | 0% | 0.4762% | 0 | 17.5% | 0.4762% | 0.011303 | 7.145% | 0.4762% | 0.0046146 | 17.5% | 0.4684% | 0.01112 | 50.93% | 0.4684% | 0.032362 | 30.39% | 0.4684% | 0.019308 | 27.62% | 3.51% | 0.13147 | 13.4% | 3.51% | 0.063809 | 0% | 3.51% | 0 | 0% | 3.43% | 0 | 0% | 3.43% | 0 | 0% | 3.43% | 0 |  |  |  | 34.91% | 11.8% | 0.55881 | 0% | 11.8% | 0 | 0% | 11.8% | 0 | 0% | 0.3758% | 0 | 0% | 0.3758% | 0 | 0% | 0.3758% | 0 | 0% | 100% | 0 | 0% | 100% | 0 | 0% | 100% | 0 | 0% | 100% | 0 |  |  | 0 |  |  | 0 |  |  | 0 | 100% | 65% |  | 100% | 65% |  | 100% | 65% |  | 100% | 65% |  | 100% | 90% |  | 100% | 90% |  | 100% | 90%
CHALLENGE 11021064 | 0.0031641 | 20.4637 | 13.3591 | 2.605 | 15.9641 | 0.08202 | 0.027756 | 0.0095683 | 0% | 99% | 0 | 0% | 99% | 0 | 0% | 99% | 0 | 0% | 99% | 0 | 0% | 61.9% | 0 | 0% | 61.9% | 0 | 0% | 61.9% | 0 | 0% | 61.9% | 0 | 2.605 | 0% | 1.431% | 0 | 0% | 1.431% | 0 | 0% | 1.431% | 0 | 0% | 0.1469% | 0 | 0% | 0.1469% | 0 | 0% | 0.1469% | 0 | 0% | 0.3581% | 0 | 33% | 0.3581% | 0.015784 | 3.479% | 0.3581% | 0.0016642 | 4.051% | 0.3611% | 0.0019539 | 8.527% | 0.3611% | 0.0041132 | 86.28% | 0.3611% | 0.041618 | 2.345% | 2.649% | 0.0083 | 4.699% | 2.649% | 0.016632 | 0% | 2.649% | 0 | 0% | 4.662% | 0 | 0% | 4.662% | 0 | 0% | 4.662% | 0 |  |  |  | 0% | 11.8% | 0 | 34.78% | 11.8% | 0.54823 | 0% | 11.8% | 0 | 0% | 0.3847% | 0 | 0% | 0.3847% | 0 | 0% | 0.3847% | 0 | 0.1296% | 100% | 0.017312 | 0% | 100% | 0 | 0% | 100% | 0 | 0% | 100% | 0 |  |  | 6.156e-05 |  |  | 0 |  |  | 0 | 100% | 65% |  | 100% | 65% |  | 100% | 65% |  | 100% | 65% |  | 100% | 90% |  | 100% | 90% |  | 100% | 90%
HIGHLANDS 1103828 | 0.0019049 | 7.8808 | 5.2054 | 0.44329 | 5.6487 | 0.01434 | 0.021005 | 0.01116 | 0% | 99% | 0 | 0% | 99% | 0 | 0% | 99% | 0 | 0% | 99% | 0 | 0% | 62.62% | 0 | 0% | 62.62% | 0 | 0% | 62.62% | 0 | 0% | 62.62% | 0 | 0.44329 | 33.33% | 2.23% | 0.038697 | 0% | 2.23% | 0 | 0% | 2.23% | 0 | 0% | 0.2455% | 0 | 0% | 0.2455% | 0 | 0% | 0.2455% | 0 | 0% | 0.6698% | 0 | 61.33% | 0.6698% | 0.021382 | 35.09% | 0.6698% | 0.012235 | 61.33% | 0.6687% | 0.021348 | 35.09% | 0.6687% | 0.012216 | 46.88% | 0.6687% | 0.016319 | 37.45% | 4.96% | 0.096675 | 11.05% | 4.96% | 0.028516 | 0% | 4.96% | 0 | 0% | 1.821% | 0 | 0% | 1.821% | 0 | 0% | 1.821% | 0 |  |  |  | 32.86% | 11.8% | 0.20181 | 0% | 11.8% | 0 | 0% | 11.8% | 0 | 0% | 0.3655% | 0 | 0% | 0.3655% | 0 | 0% | 0.3655% | 0 | 0% | 100% | 0 | 0% | 100% | 0 | 0% | 100% | 0 | 0% | 100% | 0 |  |  | 0.00014621 |  |  | 0 |  |  | 0 | 100% | 65% |  | 100% | 65% |  | 100% | 65% |  | 100% | 65% |  | 100% | 90% |  | 100% | 90% |  | 100% | 90%
PUEBLO 1104105708 | 0.001483 | 0.77405 | 7.4987 | 0.054411 | 7.5532 | 0.03135 | 0.028452 | 0.0073899 | 0% | 99% | 0 | 0% | 99% | 0 | 0% | 99% | 0 | 0% | 99% | 0 | 0% | 62.13% | 0 | 0% | 62.13% | 0 | 0% | 62.13% | 0 | 0% | 62.13% | 0 | 0.054411 | 100% | 2.575% | 0.19311 | 0% | 2.575% | 0 | 0% | 2.575% | 0 | 0% | 0.2719% | 0 | 0% | 0.2719% | 0 | 0% | 0.2719% | 0 | 0% | 0.6416% | 0 | 89.6% | 0.6416% | 0.043107 | 10.4% | 0.6416% | 0.0050031 | 99.99% | 0.6473% | 0.048539 | 0% | 0.6473% | 0 | 0% | 0.6473% | 0 | 0% | 4.747% | 0 | 8.98% | 4.747% | 0.031963 | 1.767% | 4.747% | 0.0062904 | 0% | 2.765% | 0 | 0% | 2.765% | 0 | 0% | 2.765% | 0 |  |  |  | 0% | 11.8% | 0 | 0% | 11.8% | 0 | 0% | 11.8% | 0 | 0% | 0.3716% | 0 | 0% | 0.3716% | 0 | 0% | 0.3716% | 0 | 0% | 100% | 0 | 0% | 100% | 0 | 0% | 100% | 0 | 0% | 100% | 0 |  |  | 0 |  |  | 0 |  |  | 0 | 100% | 65% |  | 100% | 65% |  | 100% | 65% |  | 100% | 65% |  | 100% | 90% |  | 100% | 90% |  | 100% | 90%
OLETA 11011217 | 0.0011036 | 13.2167 | 3.4664 | 0 | 3.4664 | 0.0089061 | 0.0145 | 0.0076951 | 0% | 99% | 0 | 0% | 99% | 0 | 0% | 99% | 0 | 0% | 99% | 0 | 0% | 62.9% | 0 | 0% | 62.9% | 0 | 0% | 62.9% | 0 | 0% | 62.9% | 0 | 0 | 100% | 2.641% | 0.09155 | 0% | 2.641% | 0 | 0% | 2.641% | 0 | 0% | 0.2807% | 0 | 0% | 0.2807% | 0 | 0% | 0.2807% | 0 | 0% | 0.7038% | 0 | 12.82% | 0.7038% | 0.0031277 | 1.411% | 0.7038% | 0.00034433 | 0% | 0.7107% | 0 | 71.83% | 0.7107% | 0.017696 | 22.67% | 0.7107% | 0.0055847 | 35.08% | 5.218% | 0.063455 | 0% | 5.218% | 0 | 0% | 5.218% | 0 | 0% | 1.842% | 0 | 0% | 1.842% | 0 | 0% | 1.842% | 0 |  |  |  | 26.72% | 11.8% | 0.10929 | 0% | 11.8% | 0 | 0% | 11.8% | 0 | 0% | 0.3681% | 0 | 0% | 0.3681% | 0 | 0% | 0.3681% | 0 | 0% | 100% | 0 | 0% | 100% | 0 | 0% | 100% | 0 | 0% | 100% | 0 |  |  | 0 |  |  | 0 |  |  | 0 | 100% | 65% |  | 100% | 65% |  | 100% | 65% |  | 100% | 65% |  | 100% | 90% |  | 100% | 90% |  | 100% | 90%
NARROWS 2101CB | 0.0014826 | 16.0471 | 4.7598 | 0.18298 | 4.9428 | 0.0094508 | 0.02201 | 0.011322 | 0% | 99% | 0 | 0% | 99% | 0 | 0% | 99% | 0 | 0% | 99% | 0 | 0% | 63.03% | 0 | 0% | 63.03% | 0 | 0% | 63.03% | 0 | 0% | 63.03% | 0 | 0.18298 | 0% | 2.776% | 0 | 0% | 2.776% | 0 | 0% | 2.776% | 0 | 100% | 0.3128% | 0.014889 | 0% | 0.3128% | 0 | 0% | 0.3128% | 0 | 0% | 0.7542% | 0 | 22.75% | 0.7542% | 0.0081663 | 53.31% | 0.7542% | 0.019137 | 45.08% | 0.7679% | 0.016476 | 30.98% | 0.7679% | 0.011322 | 23.44% | 0.7679% | 0.0085689 | 64.67% | 5.608% | 0.17264 | 0% | 5.608% | 0 | 0% | 5.608% | 0 | 0% | 1.363% | 0 | 0% | 1.363% | 0 | 0% | 1.363% | 0 |  |  |  | 0% | 11.8% | 0 | 0% | 11.8% | 0 | 0% | 11.8% | 0 | 0% | 0.3626% | 0 | 0% | 0.3626% | 0 | 0% | 0.3626% | 0 | 0% | 100% | 0 | 0% | 100% | 0 | 0% | 100% | 0 | 0% | 100% | 0 |  |  | 0.00016975 |  |  | 0 |  |  | 0 | 100% | 65% |  | 100% | 65% |  | 100% | 65% |  | 100% | 65% |  | 100% | 90% |  | 100% | 90% |  | 100% | 90%
CLARK ROAD 1102212118 | 0.0010506 | 8.8127 | 3.0536 | 1.0599 | 4.1136 | 0.0063791 | 0.013543 | 0.007529 | 0% | 99% | 0 | 0% | 99% | 0 | 0% | 99% | 0 | 0% | 99% | 0 | 0% | 62.79% | 0 | 0% | 62.79% | 0 | 0% | 62.79% | 0 | 0% | 62.79% | 0 | 1.0599 | 100% | 2.649% | 0.080888 | 0% | 2.649% | 0 | 0% | 2.649% | 0 | 0% | 0.2873% | 0 | 0% | 0.2873% | 0 | 0% | 0.2873% | 0 | 0% | 0.7345% | 0 | 99.98% | 0.7345% | 0.022423 | 0% | 0.7345% | 0 | 99.98% | 0.7336% | 0.022396 | 0% | 0.7336% | 0 | 2.848% | 0.7336% | 0.000638 | 0% | 5.428% | 0 | 0% | 5.428% | 0 | 0% | 5.428% | 0 | 0% | 1.356% | 0 | 0% | 1.356% | 0 | 0% | 1.356% | 0 |  |  |  | 0% | 11.8% | 0 | 0% | 11.8% | 0 | 0% | 11.8% | 0 | 0% | 0.3627% | 0 | 0% | 0.3627% | 0 | 0% | 0.3627% | 0 | 0% | 100% | 0 | 0% | 100% | 0 | 0% | 100% | 0 | 0% | 100% | 0 |  |  | 0 |  |  | 0 |  |  | 0 | 100% | 65% |  | 100% | 65% |  | 100% | 65% |  | 100% | 65% |  | 100% | 90% |  | 100% | 90% |  | 100% | 90%
BIG MEADOWS 21012510 | 0.0023864 | 8.6382 | 4.6447 | 0.0031512 | 4.6478 | 0.016464 | 0.020844 | 0.0044948 | 0% | 99% | 0 | 0% | 99% | 0 | 0% | 99% | 0 | 87.71% | 99% | 4.0329 | 0% | 60.62% | 0 | 0% | 60.62% | 0 | 0% | 60.62% | 0 | 0% | 60.62% | 0 | 0.0031512 | 0% | 2.69% | 0 | 0% | 2.69% | 0 | 0% | 2.69% | 0 | 0% | 0.2882% | 0 | 100% | 0.2882% | 0.013386 | 0% | 0.2882% | 0 | 0% | 0.7374% | 0 | 43.61% | 0.7374% | 0.014936 | 0% | 0.7374% | 0 | 24.57% | 0.7103% | 0.0081054 | 0% | 0.7103% | 0 | 100% | 0.7103% | 0.032993 | 0% | 5.375% | 0 | 0% | 5.375% | 0 | 0% | 5.375% | 0 | 0% | 2.227% | 0 | 0% | 2.227% | 0 | 0% | 2.227% | 0 |  |  |  | 0% | 11.8% | 0 | 0% | 11.8% | 0 | 0% | 11.8% | 0 | 55.56% | 0.3566% | 0.009201 | 0% | 0.3566% | 0 | 0% | 0.3566% | 0 | 0% | 100% | 0 | 0% | 100% | 0 | 0% | 100% | 0 | 0% | 100% | 0 |  |  | 0 |  |  | 0 |  |  | 0 | 100% | 65% |  | 100% | 65% |  | 100% | 65% |  | 100% | 65% |  | 100% | 90% |  | 100% | 90% |  | 100% | 90%
OLETA 1101296804 | 0.0022015 | 3.3899 | 1.5225 | 0 | 1.5225 | 0.0016186 | 0.0088776 | 0.0032185 | 0% | 99% | 0 | 0% | 99% | 0 | 0% | 99% | 0 | 0% | 99% | 0 | 0% | 60.38% | 0 | 0% | 60.38% | 0 | 0% | 60.38% | 0 | 0% | 60.38% | 0 | 0 | 0% | 2.847% | 0 | 0% | 2.847% | 0 | 0% | 2.847% | 0 | 0% | 0.3291% | 0 | 0% | 0.3291% | 0 | 0% | 0.3291% | 0 | 0% | 0.9665% | 0 | 35.64% | 0.9665% | 0.0052443 | 0% | 0.9665% | 0 | 35.64% | 1.012% | 0.0054928 | 0% | 1.012% | 0 | 63.04% | 1.012% | 0.009716 | 0% | 7.336% | 0 | 0% | 7.336% | 0 | 47.3% | 7.336% | 0.052827 | 0% | 0.7273% | 0 | 0% | 0.7273% | 0 | 0% | 0.7273% | 0 |  |  |  | 7.007% | 11.8% | 0.012589 | 0% | 11.8% | 0 | 0% | 11.8% | 0 | 0% | 0.3628% | 0 | 0% | 0.3628% | 0 | 0% | 0.3628% | 0 | 0% | 100% | 0 | 0% | 100% | 0 | 0% | 100% | 0 | 0% | 100% | 0 |  |  | 0 |  |  | 0 |  |  | 0 | 100% | 65% |  | 100% | 65% |  | 100% | 65% |  | 100% | 65% |  | 100% | 90% |  | 100% | 90% |  | 100% | 90%
MIWUK 17028130 | 0.0024172 | 10.352 | 5.7807 | 1.6168 | 7.3976 | 0.021285 | 0.022999 | 0.0081332 | 0% | 99% | 0 | 0% | 99% | 0 | 0% | 99% | 0 | 0% | 99% | 0 | 0% | 62.4% | 0 | 0% | 62.4% | 0 | 0% | 62.4% | 0 | 0% | 62.4% | 0 | 1.6168 | 0% | 2.243% | 0 | 0% | 2.243% | 0 | 0% | 2.243% | 0 | 0% | 0.2437% | 0 | 0% | 0.2437% | 0 | 0% | 0.2437% | 0 | 0% | 0.6587% | 0 | 3.13% | 0.6587% | 0.0011917 | 7.842% | 0.6587% | 0.0029859 | 0% | 0.671% | 0 | 7.842% | 0.671% | 0.0030417 | 92.16% | 0.671% | 0.035746 | 67.8% | 4.91% | 0.19245 | 0% | 4.91% | 0 | 0% | 4.91% | 0 | 0% | 2.215% | 0 | 0% | 2.215% | 0 | 0% | 2.215% | 0 |  |  |  | 0% | 11.8% | 0 | 0% | 11.8% | 0 | 0% | 11.8% | 0 | 0% | 0.3703% | 0 | 0% | 0.3703% | 0 | 0% | 0.3703% | 0 | 0% | 100% | 0 | 0% | 100% | 0 | 0% | 100% | 0 | 0% | 100% | 0 |  |  | 0 |  |  | 0 |  |  | 0 | 100% | 65% |  | 100% | 65% |  | 100% | 65% |  | 100% | 65% |  | 100% | 90% |  | 100% | 90% |  | 100% | 90%
JESSUP 110296554 | 0.0013357 | 7.7694 | 4.4625 | 4.0821 | 8.5446 | 0.012106 | 0.021155 | 0.0073039 | 0% | 99% | 0 | 0% | 99% | 0 | 0% | 99% | 0 | 0% | 99% | 0 | 0% | 61.09% | 0 | 0% | 61.09% | 0 | 0% | 61.09% | 0 | 0% | 61.09% | 0 | 4.0821 | 100% | 2.244% | 0.10016 | 0% | 2.244% | 0 | 0% | 2.244% | 0 | 0% | 0.2318% | 0 | 0% | 0.2318% | 0 | 0% | 0.2318% | 0 | 0% | 0.7832% | 0 | 39.93% | 0.7832% | 0.013956 | 37.51% | 0.7832% | 0.013108 | 0.196% | 0.747% | 6.5324e-05 | 37.51% | 0.747% | 0.012502 | 62.02% | 0.747% | 0.020675 | 23.45% | 5.723% | 0.059885 | 0% | 5.723% | 0 | 0% | 5.723% | 0 | 0% | 1.614% | 0 | 0% | 1.614% | 0 | 0% | 1.614% | 0 |  |  |  | 25.03% | 11.8% | 0.13179 | 0% | 11.8% | 0 | 0% | 11.8% | 0 | 0% | 0.3541% | 0 | 0% | 0.3541% | 0 | 0% | 0.3541% | 0 | 0% | 100% | 0 | 0% | 100% | 0 | 0% | 100% | 0 | 0% | 100% | 0 |  |  | 0 |  |  | 0 |  |  | 0 | 100% | 65% |  | 100% | 65% |  | 100% | 65% |  | 100% | 65% |  | 100% | 90% |  | 100% | 90% |  | 100% | 90%
BRUNSWICK 110350070 | 0.0039176 | 9.0586 | 5.5634 | 0.74117 | 6.3046 | 0.027681 | 0.018356 | 0.0047484 | 0% | 99% | 0 | 0% | 99% | 0 | 0% | 99% | 0 | 0% | 99% | 0 | 9.615% | 62% | 0.33168 | 0% | 62% | 0 | 0% | 62% | 0 | 0% | 62% | 0 | 0.74117 | 0% | 2.103% | 0 | 0% | 2.103% | 0 | 0% | 2.103% | 0 | 0% | 0.2267% | 0 | 0% | 0.2267% | 0 | 0% | 0.2267% | 0 | 0% | 0.5457% | 0 | 45.54% | 0.5457% | 0.013828 | 0% | 0.5457% | 0 | 38.55% | 0.556% | 0.011924 | 36.98% | 0.556% | 0.01144 | 63.02% | 0.556% | 0.019492 | 0% | 4.058% | 0 | 0% | 4.058% | 0 | 64.54% | 4.058% | 0.1457 | 0% | 3.299% | 0 | 0% | 3.299% | 0 | 0% | 3.299% | 0 |  |  |  | 0% | 11.8% | 0 | 0% | 11.8% | 0 | 0% | 11.8% | 0 | 0% | 0.3763% | 0 | 0% | 0.3763% | 0 | 0% | 0.3763% | 0 | 0% | 100% | 0 | 0% | 100% | 0 | 0% | 100% | 0 | 0% | 100% | 0 |  |  | 0 |  |  | 0.0011481 |  |  | 0 | 100% | 65% |  | 100% | 65% |  | 100% | 65% |  | 100% | 65% |  | 100% | 90% |  | 100% | 90% |  | 100% | 90%
CHALLENGE 1101CB | 0.004432 | 17.7813 | 18.9283 | 2.7321 | 21.6603 | 0.090343 | 0.064604 | 0.01822 | 0% | 99% | 0 | 0% | 99% | 0 | 0% | 99% | 0 | 0% | 99% | 0 | 0% | 62.66% | 0 | 0% | 62.66% | 0 | 0% | 62.66% | 0 | 0% | 62.66% | 0 | 2.7321 | 0% | 2.415% | 0 | 0% | 2.415% | 0 | 0% | 2.415% | 0 | 0% | 0.2613% | 0 | 0% | 0.2613% | 0 | 0% | 0.2613% | 0 | 0% | 0.5637% | 0 | 49.79% | 0.5637% | 0.053131 | 5.433% | 0.5637% | 0.0057971 | 49.79% | 0.5908% | 0.05568 | 5.433% | 0.5908% | 0.0060751 | 94.57% | 0.5908% | 0.10575 | 57.8% | 4.221% | 0.46187 | 4.267% | 4.221% | 0.034092 | 0% | 4.221% | 0 | 0% | 2.792% | 0 | 0% | 2.792% | 0 | 0% | 2.792% | 0 |  |  |  | 0% | 11.8% | 0 | 0% | 11.8% | 0 | 0% | 11.8% | 0 | 0% | 0.379% | 0 | 0% | 0.379% | 0 | 0% | 0.379% | 0 | 0% | 100% | 0 | 0% | 100% | 0 | 0% | 100% | 0 | 0% | 100% | 0 |  |  | 0 |  |  | 0.013847 |  |  | 0 | 100% | 65% |  | 100% | 65% |  | 100% | 65% |  | 100% | 65% |  | 100% | 90% |  | 100% | 90% |  | 100% | 90%
BIG MEADOWS 2101CB | 0.0028392 | 2.7678 | 0.69008 | 0.014706 | 0.70479 | 0.002523 | 0.0030283 | 0.00076693 | 0% | 99% | 0 | 0% | 99% | 0 | 0% | 99% | 0 | 0% | 99% | 0 | 0% | 61.25% | 0 | 0% | 61.25% | 0 | 0% | 61.25% | 0 | 0% | 61.25% | 0 | 0.014706 | 0% | 2.023% | 0 | 0% | 2.023% | 0 | 0% | 2.023% | 0 | 0% | 0.2254% | 0 | 0% | 0.2254% | 0 | 0% | 0.2254% | 0 | 0% | 0.7051% | 0 | 0% | 0.7051% | 0 | 0% | 0.7051% | 0 | 0% | 0.6945% | 0 | 0% | 0.6945% | 0 | 93.35% | 0.6945% | 0.0044743 | 34.89% | 5.21% | 0.012543 | 0% | 5.21% | 0 | 10.54% | 5.21% | 0.0037874 | 0% | 2.472% | 0 | 0% | 2.472% | 0 | 0% | 2.472% | 0 |  |  |  | 0% | 11.8% | 0 | 0% | 11.8% | 0 | 0% | 11.8% | 0 | 55.56% | 0.3603% | 0.0013814 | 0% | 0.3603% | 0 | 0% | 0.3603% | 0 | 0% | 100% | 0 | 0% | 100% | 0 | 0% | 100% | 0 | 0% | 100% | 0 |  |  | 0 |  |  | 0 |  |  | 0 | 100% | 65% |  | 100% | 65% |  | 100% | 65% |  | 100% | 65% |  | 100% | 90% |  | 100% | 90% |  | 100% | 90%
FULTON 1102885254 | 0.001797 | 2.1092 | 0.80312 | 0.012045 | 0.81516 | 0.0041459 | 0.0022555 | 0.00097321 | 0% | 99% | 0 | 0% | 99% | 0 | 0% | 99% | 0 | 0% | 99% | 0 | 0% | 62.5% | 0 | 0% | 62.5% | 0 | 0% | 62.5% | 0 | 0% | 62.5% | 0 | 0.012045 | 0% | 1.738% | 0 | 0% | 1.738% | 0 | 0% | 1.738% | 0 | 0% | 0.1891% | 0 | 0% | 0.1891% | 0 | 0% | 0.1891% | 0 | 0% | 0.4564% | 0 | 0% | 0.4564% | 0 | 96.35% | 0.4564% | 0.0035318 | 0% | 0.4609% | 0 | 96.35% | 0.4609% | 0.0035666 | 0% | 0.4609% | 0 | 0% | 3.381% | 0 | 0% | 3.381% | 0 | 0% | 3.381% | 0 | 0% | 3.785% | 0 | 0% | 3.785% | 0 | 0% | 3.785% | 0 |  |  |  | 21.68% | 11.8% | 0.020546 | 0% | 11.8% | 0 | 0% | 11.8% | 0 | 0% | 0.3779% | 0 | 0% | 0.3779% | 0 | 0% | 0.3779% | 0 | 0% | 100% | 0 | 0% | 100% | 0 | 0% | 100% | 0 | 0% | 100% | 0 |  |  | 0 |  |  | 0 |  |  | 0 | 100% | 65% |  | 100% | 65% |  | 100% | 65% |  | 100% | 65% |  | 100% | 90% |  | 100% | 90% |  | 100% | 90%
ALHAMBRA 1105295792 | 0.0058321 | 4.4064 | 3.2431 | 0.10993 | 3.353 | 0.014006 | 0.011703 | 0.0041155 | 0% | 99% | 0 | 0% | 99% | 0 | 0% | 99% | 0 | 0% | 99% | 0 | 0% | 62.56% | 0 | 0% | 62.56% | 0 | 0% | 62.56% | 0 | 0% | 62.56% | 0 | 0.10993 | 100% | 1.921% | 0.062308 | 0% | 1.921% | 0 | 0% | 1.921% | 0 | 0% | 0.206% | 0 | 0% | 0.206% | 0 | 0% | 0.206% | 0 | 0% | 0.5886% | 0 | 64.27% | 0.5886% | 0.012269 | 35.72% | 0.5886% | 0.0068192 | 64.28% | 0.5765% | 0.012018 | 35.72% | 0.5765% | 0.0066798 | 0% | 0.5765% | 0 | 69.77% | 4.331% | 0.098007 | 3.708% | 4.331% | 0.005209 | 20.29% | 4.331% | 0.028497 | 0% | 1.761% | 0 | 0% | 1.761% | 0 | 0% | 1.761% | 0 |  |  |  | 0% | 11.8% | 0 | 8.323% | 11.8% | 0.031851 | 0% | 11.8% | 0 | 0% | 0.3685% | 0 | 0% | 0.3685% | 0 | 0% | 0.3685% | 0 | 0% | 100% | 0 | 0% | 100% | 0 | 0% | 100% | 0 | 0% | 100% | 0 |  |  | 0 |  |  | 0 |  |  | 0.023972 | 100% | 65% |  | 100% | 65% |  | 100% | 65% |  | 100% | 65% |  | 100% | 90% |  | 100% | 90% |  | 100% | 90%
HIGHLANDS 1102CB | 0.0037075 | 10.3012 | 4.4535 | 2.2833 | 6.7368 | 0.0094526 | 0.022146 | 0.0093574 | 0% | 99% | 0 | 0% | 99% | 0 | 0% | 99% | 0 | 0% | 99% | 0 | 0% | 61.45% | 0 | 0% | 61.45% | 0 | 0% | 61.45% | 0 | 0% | 61.45% | 0 | 2.2833 | 0% | 2.409% | 0 | 0% | 2.409% | 0 | 0% | 2.409% | 0 | 0% | 0.2589% | 0 | 0% | 0.2589% | 0 | 0% | 0.2589% | 0 | 0% | 0.8087% | 0 | 99.64% | 0.8087% | 0.035885 | 0% | 0.8087% | 0 | 99.64% | 0.7821% | 0.034705 | 0% | 0.7821% | 0 | 0.2307% | 0.7821% | 8.0353e-05 | 47.43% | 5.937% | 0.12542 | 26.31% | 5.937% | 0.069566 | 19.09% | 5.937% | 0.050473 | 0% | 1.192% | 0 | 0% | 1.192% | 0 | 0% | 1.192% | 0 |  |  |  | 0% | 11.8% | 0 | 0% | 11.8% | 0 | 0% | 11.8% | 0 | 0% | 0.3542% | 0 | 0% | 0.3542% | 0 | 0% | 0.3542% | 0 | 0% | 100% | 0 | 0% | 100% | 0 | 0% | 100% | 0 | 0% | 100% | 0 |  |  | 0 |  |  | 0 |  |  | 0 | 100% | 65% |  | 100% | 65% |  | 100% | 65% |  | 100% | 65% |  | 100% | 90% |  | 100% | 90% |  | 100% | 90%
BRUNSWICK 110532536 | 0.0036367 | 12.241 | 8.063 | 2.1018 | 10.1648 | 0.042721 | 0.024667 | 0.0071482 | 0% | 99% | 0 | 0% | 99% | 0 | 0% | 99% | 0 | 0% | 99% | 0 | 0% | 61.88% | 0 | 0% | 61.88% | 0 | 0% | 61.88% | 0 | 0% | 61.88% | 0 | 2.1018 | 7.692% | 1.807% | 0.011208 | 0% | 1.807% | 0 | 0% | 1.807% | 0 | 100% | 0.1903% | 0.015343 | 0% | 0.1903% | 0 | 0% | 0.1903% | 0 | 0% | 0.5023% | 0 | 0% | 0.5023% | 0 | 51.46% | 0.5023% | 0.020841 | 0% | 0.5051% | 0 | 52.23% | 0.5051% | 0.021273 | 47.77% | 0.5051% | 0.019455 | 82.81% | 3.724% | 0.24864 | 1.407% | 3.724% | 0.0042254 | 11.22% | 3.724% | 0.0337 | 0% | 3.458% | 0 | 0% | 3.458% | 0 | 0% | 3.458% | 0 |  |  |  | 35% | 11.8% | 0.333 | 0% | 11.8% | 0 | 0% | 11.8% | 0 | 0% | 0.3771% | 0 | 0% | 0.3771% | 0 | 0% | 0.3771% | 0 | 0% | 100% | 0 | 0% | 100% | 0 | 0% | 100% | 0 | 0% | 100% | 0 |  |  | 0 |  |  | 0 |  |  | 0.00086954 | 100% | 65% |  | 100% | 65% |  | 100% | 65% |  | 100% | 65% |  | 100% | 90% |  | 100% | 90% |  | 100% | 90%
CALISTOGA 1102177784 | 0.0073271 | 0.1696 | 0.16111 | 0.26654 | 0.42765 | 0.0008055 | 0.00052135 | 0.00016355 | 0% | 99% | 0 | 0% | 99% | 0 | 0% | 99% | 0 | 0% | 99% | 0 | 0% | 63.31% | 0 | 0% | 63.31% | 0 | 0% | 63.31% | 0 | 0% | 63.31% | 0 | 0.26654 | 0% | 1.784% | 0 | 0% | 1.784% | 0 | 0% | 1.784% | 0 | 0% | 0.1938% | 0 | 0% | 0.1938% | 0 | 0% | 0.1938% | 0 | 0% | 0.5323% | 0 | 35.61% | 0.5323% | 0.00030542 | 0% | 0.5323% | 0 | 0% | 0.5443% | 0 | 0% | 0.5443% | 0 | 100% | 0.5443% | 0.00087687 | 32.7% | 3.98% | 0.0020969 | 67.3% | 3.98% | 0.0043151 | 0% | 3.98% | 0 | 0% | 2.879% | 0 | 0% | 2.879% | 0 | 0% | 2.879% | 0 |  |  |  | 0% | 11.8% | 0 | 0% | 11.8% | 0 | 0% | 11.8% | 0 | 0% | 0.3779% | 0 | 0% | 0.3779% | 0 | 0% | 0.3779% | 0 | 0% | 100% | 0 | 0% | 100% | 0 | 0% | 100% | 0 | 0% | 100% | 0 |  |  | 0 |  |  | 0 |  |  | 0 | 100% | 65% |  | 100% | 65% |  | 100% | 65% |  | 100% | 65% |  | 100% | 90% |  | 100% | 90% |  | 100% | 90%
SAN JOAQUIN #3 110210342 | 0.0054992 | 2.269 | 1.7693 | 0.20392 | 1.9732 | 0.0059102 | 0.0087721 | 0.0017583 | 0% | 99% | 0 | 0% | 99% | 0 | 0% | 99% | 0 | 0% | 99% | 0 | 0% | 62.04% | 0 | 0% | 62.04% | 0 | 0% | 62.04% | 0 | 0% | 62.04% | 0 | 0.20392 | 0% | 2.85% | 0 | 0% | 2.85% | 0 | 0% | 2.85% | 0 | 0% | 0.3225% | 0 | 0% | 0.3225% | 0 | 0% | 0.3225% | 0 | 0% | 0.7956% | 0 | 18.44% | 0.7956% | 0.0025957 | 14.41% | 0.7956% | 0.0020288 | 0% | 0.833% | 0 | 14.41% | 0.833% | 0.0021241 | 85.59% | 0.833% | 0.012614 | 95.9% | 5.985% | 0.10154 | 0% | 5.985% | 0 | 0% | 5.985% | 0 | 0% | 2.52% | 0 | 0% | 2.52% | 0 | 0% | 2.52% | 0 |  |  |  | 0% | 11.8% | 0 | 0% | 11.8% | 0 | 0% | 11.8% | 0 | 0% | 0.3681% | 0 | 0% | 0.3681% | 0 | 0% | 0.3681% | 0 | 0% | 100% | 0 | 0% | 100% | 0 | 0% | 100% | 0 | 0% | 100% | 0 |  |  | 0 |  |  | 0 |  |  | 0 | 100% | 65% |  | 100% | 65% |  | 100% | 65% |  | 100% | 65% |  | 100% | 90% |  | 100% | 90% |  | 100% | 90%
STAFFORD 11021048 | 0.0042223 | 6.7341 | 4.7215 | 0 | 4.7215 | 0.020665 | 0.018208 | 0.005051 | 0% | 99% | 0 | 0% | 99% | 0 | 0% | 99% | 0 | 0% | 99% | 0 | 0% | 62.99% | 0 | 0% | 62.99% | 0 | 0% | 62.99% | 0 | 0% | 62.99% | 0 | 0 | 0% | 2.36% | 0 | 0% | 2.36% | 0 | 0% | 2.36% | 0 | 0% | 0.2512% | 0 | 0% | 0.2512% | 0 | 0% | 0.2512% | 0 | 0% | 0.6268% | 0 | 8.788% | 0.6268% | 0.0026008 | 0% | 0.6268% | 0 | 8.788% | 0.6311% | 0.0026186 | 0% | 0.6311% | 0 | 89.78% | 0.6311% | 0.026754 | 88.23% | 4.641% | 0.19333 | 0% | 4.641% | 0 | 10.07% | 4.641% | 0.022067 | 0% | 2.549% | 0 | 0% | 2.549% | 0 | 0% | 2.549% | 0 |  |  |  | 0% | 11.8% | 0 | 21.83% | 11.8% | 0.1216 | 0% | 11.8% | 0 | 0% | 0.3716% | 0 | 0% | 0.3716% | 0 | 0% | 0.3716% | 0 | 0% | 100% | 0 | 0% | 100% | 0 | 0% | 100% | 0 | 0% | 100% | 0 |  |  | 0 |  |  | 0 |  |  | 0.044826 | 100% | 65% |  | 100% | 65% |  | 100% | 65% |  | 100% | 65% |  | 100% | 90% |  | 100% | 90% |  | 100% | 90%
BRUNSWICK 1103173934 | 0.0037716 | 11.5181 | 7.3448 | 0.69485 | 8.0396 | 0.041324 | 0.022589 | 0.0044641 | 0% | 99% | 0 | 0% | 99% | 0 | 0% | 99% | 0 | 0% | 99% | 0 | 0% | 61.81% | 0 | 0% | 61.81% | 0 | 0% | 61.81% | 0 | 0% | 61.81% | 0 | 0.69485 | 0% | 2.078% | 0 | 0% | 2.078% | 0 | 0% | 2.078% | 0 | 0% | 0.2175% | 0 | 0% | 0.2175% | 0 | 0% | 0.2175% | 0 | 0% | 0.5055% | 0 | 1.927% | 0.5055% | 0.0007155 | 31.04% | 0.5055% | 0.011525 | 0% | 0.5123% | 0 | 71.25% | 0.5123% | 0.02681 | 28.52% | 0.5123% | 0.010732 | 41.56% | 3.745% | 0.11432 | 52.59% | 3.745% | 0.14464 | 2.716% | 3.745% | 0.0074699 | 0% | 3.904% | 0 | 0% | 3.904% | 0 | 0% | 3.904% | 0 |  |  |  | 0% | 11.8% | 0 | 0% | 11.8% | 0 | 0% | 11.8% | 0 | 0% | 0.379% | 0 | 0% | 0.379% | 0 | 0% | 0.379% | 0 | 0% | 100% | 0 | 0% | 100% | 0 | 0% | 100% | 0 | 0% | 100% | 0 |  |  | 0 |  |  | 0 |  |  | 0 | 100% | 65% |  | 100% | 65% |  | 100% | 65% |  | 100% | 65% |  | 100% | 90% |  | 100% | 90% |  | 100% | 90%
JOLON 1102CB | 0.0013131 | 23.4 | 4.8168 | 0.085574 | 4.9024 | 0.0045983 | 0.028262 | 0.012112 | 0% | 99% | 0 | 0% | 99% | 0 | 0% | 99% | 0 | 0% | 99% | 0 | 0% | 60.14% | 0 | 0% | 60.14% | 0 | 0% | 60.14% | 0 | 0% | 60.14% | 0 | 0.085574 | 0% | 2.479% | 0 | 0% | 2.479% | 0 | 0% | 2.479% | 0 | 0% | 0.2796% | 0 | 0% | 0.2796% | 0 | 0% | 0.2796% | 0 | 0% | 0.9209% | 0 | 0% | 0.9209% | 0 | 0.09906% | 0.9209% | 4.3939e-05 | 0% | 0.8968% | 0 | 82.21% | 0.8968% | 0.035512 | 17.36% | 0.8968% | 0.0075009 | 53.39% | 6.798% | 0.17482 | 7.181% | 6.798% | 0.023511 | 0% | 6.798% | 0 | 0% | 0.6313% | 0 | 0% | 0.6313% | 0 | 0% | 0.6313% | 0 |  |  |  | 0% | 11.8% | 0 | 0% | 11.8% | 0 | 0% | 11.8% | 0 | 0% | 0.3457% | 0 | 0% | 0.3457% | 0 | 0% | 0.3457% | 0 | 0% | 100% | 0 | 0% | 100% | 0 | 0% | 100% | 0 | 0% | 100% | 0 |  |  | 0 |  |  | 0 |  |  | 0 | 100% | 65% |  | 100% | 65% |  | 100% | 65% |  | 100% | 65% |  | 100% | 90% |  | 100% | 90% |  | 100% | 90%
BANGOR 11011806 | 0.0015225 | 3.8509 | 1.1783 | 0.073389 | 1.2517 | 0.0029908 | 0.0058192 | 0.0021967 | 0% | 99% | 0 | 0% | 99% | 0 | 0% | 99% | 0 | 0% | 99% | 0 | 0% | 61.48% | 0 | 0% | 61.48% | 0 | 0% | 61.48% | 0 | 0% | 61.48% | 0 | 0.073389 | 0% | 2.577% | 0 | 0% | 2.577% | 0 | 0% | 2.577% | 0 | 0% | 0.2929% | 0 | 0% | 0.2929% | 0 | 0% | 0.2929% | 0 | 0% | 0.7762% | 0 | 100% | 0.7762% | 0.0091461 | 0% | 0.7762% | 0 | 100% | 0.7863% | 0.0092646 | 0% | 0.7863% | 0 | 0% | 0.7863% | 0 | 0% | 5.784% | 0 | 0% | 5.784% | 0 | 14.86% | 5.784% | 0.010124 | 0% | 1.751% | 0 | 0% | 1.751% | 0 | 0% | 1.751% | 0 |  |  |  | 34.76% | 11.8% | 0.048324 | 0% | 11.8% | 0 | 0% | 11.8% | 0 | 55.56% | 0.3613% | 0.0023648 | 0% | 0.3613% | 0 | 0% | 0.3613% | 0 | 0% | 100% | 0 | 0% | 100% | 0 | 0% | 100% | 0 | 0% | 100% | 0 |  |  | 0 |  |  | 0 |  |  | 0 | 100% | 65% |  | 100% | 65% |  | 100% | 65% |  | 100% | 65% |  | 100% | 90% |  | 100% | 90% |  | 100% | 90%
DIAMOND SPRINGS 110699658 | 0.0030483 | 0 | 4.9717 | 0 | 4.9717 | 0.02027 | 0.018092 | 0.0082877 | 0% | 99% | 0 | 0% | 99% | 0 | 0% | 99% | 0 | 0% | 99% | 0 | 0% | 62.95% | 0 | 0% | 62.95% | 0 | 0% | 62.95% | 0 | 0% | 62.95% | 0 | 0 | 0% | 1.9% | 0 | 0% | 1.9% | 0 | 0% | 1.9% | 0 | 0% | 0.2087% | 0 | 0% | 0.2087% | 0 | 0% | 0.2087% | 0 | 0% | 0.5839% | 0 | 90.4% | 0.5839% | 0.026245 | 5.1% | 0.5839% | 0.0014805 | 94.93% | 0.5998% | 0.02831 | 0.5759% | 0.5998% | 0.00017175 | 0% | 0.5998% | 0 | 81.7% | 4.374% | 0.17765 | 0% | 4.374% | 0 | 0% | 4.374% | 0 | 0% | 2.754% | 0 | 0% | 2.754% | 0 | 0% | 2.754% | 0 |  |  |  | 0% | 11.8% | 0 | 0% | 11.8% | 0 | 0% | 11.8% | 0 | 0% | 0.3752% | 0 | 0% | 0.3752% | 0 | 0% | 0.3752% | 0 | 0% | 100% | 0 | 0% | 100% | 0 | 0% | 100% | 0 | 0% | 100% | 0 |  |  | 0.00027856 |  |  | 0 |  |  | 0 |  |  |  |  | 65% |  |  | 65% |  | 100% | 65%
CLAYTON 2212158138 | 0.0058873 | 0.47121 | 1.2021 | 0.010242 | 1.2124 | 0.0023875 | 0.0063204 | 0.0025964 | 0% | 99% | 0 | 0% | 99% | 0 | 0% | 99% | 0 | 0% | 99% | 0 | 0% | 64.31% | 0 | 0% | 64.31% | 0 | 0% | 64.31% | 0 | 0% | 64.31% | 0 | 0.010242 | 0% | 3.583% | 0 | 0% | 3.583% | 0 | 0% | 3.583% | 0 | 0% | 0.3884% | 0 | 0% | 0.3884% | 0 | 0% | 0.3884% | 0 | 0% | 0.8405% | 0 | 0% | 0.8405% | 0 | 65.86% | 0.8405% | 0.006655 | 0% | 0.8718% | 0 | 65.86% | 0.8718% | 0.0069022 | 17.41% | 0.8718% | 0.0018241 | 0% | 6.269% | 0 | 0% | 6.269% | 0 | 0% | 6.269% | 0 | 0% | 0.6087% | 0 | 0% | 0.6087% | 0 | 0% | 0.6087% | 0 |  |  |  | 0% | 11.8% | 0 | 0% | 11.8% | 0 | 0% | 11.8% | 0 | 55.56% | 0.3664% | 0.002447 | 0% | 0.3664% | 0 | 0% | 0.3664% | 0 | 0% | 100% | 0 | 0% | 100% | 0 | 0% | 100% | 0 | 0% | 100% | 0 |  |  | 0 |  |  | 0 |  |  | 0 | 100% | 65% |  | 100% | 65% |  | 100% | 65% |  | 100% | 65% |  | 100% | 90% |  | 100% | 90% |  | 100% | 90%
NARROWS 2105CB | 0.0024388 | 37.0159 | 15.1836 | 1.7849 | 16.9685 | 0.04141 | 0.072074 | 0.030112 | 0% | 99% | 0 | 0% | 99% | 0 | 0% | 99% | 0 | 0% | 99% | 0 | 0% | 62.48% | 0 | 0% | 62.48% | 0 | 0% | 62.48% | 0 | 0% | 62.48% | 0 | 1.7849 | 50% | 2.271% | 0.17243 | 0% | 2.271% | 0 | 0% | 2.271% | 0 | 0% | 0.2616% | 0 | 0% | 0.2616% | 0 | 0% | 0.2616% | 0 | 0% | 0.734% | 0 | 66.42% | 0.734% | 0.074029 | 33.5% | 0.734% | 0.037333 | 93.88% | 0.7483% | 0.10666 | 6.035% | 0.7483% | 0.0068567 | 0% | 0.7483% | 0 | 18.31% | 5.488% | 0.15259 | 28.39% | 5.488% | 0.23655 | 8.94% | 5.488% | 0.074499 | 0% | 1.813% | 0 | 0% | 1.813% | 0 | 0% | 1.813% | 0 |  |  |  | 0% | 11.8% | 0 | 0% | 11.8% | 0 | 0% | 11.8% | 0 | 0% | 0.3634% | 0 | 0% | 0.3634% | 0 | 0% | 0.3634% | 0 | 0% | 100% | 0 | 0% | 100% | 0 | 0% | 100% | 0 | 0% | 100% | 0 |  |  | 0 |  |  | 0 |  |  | 0.0013805 | 100% | 65% |  | 100% | 65% |  | 100% | 65% |  | 100% | 65% |  | 100% | 90% |  | 100% | 90% |  | 100% | 90%
HIGGINS 11032194 | 0.0048197 | 1.5397 | 2.6881 | 0.5737 | 3.2618 | 0.015568 | 0.0069718 | 0.0029469 | 0% | 99% | 0 | 0% | 99% | 0 | 0% | 99% | 0 | 0% | 99% | 0 | 0% | 62.49% | 0 | 0% | 62.49% | 0 | 0% | 62.49% | 0 | 0% | 62.49% | 0 | 0.5737 | 0% | 1.327% | 0 | 0% | 1.327% | 0 | 0% | 1.327% | 0 | 0% | 0.1411% | 0 | 0% | 0.1411% | 0 | 0% | 0.1411% | 0 | 0% | 0.4151% | 0 | 100% | 0.4151% | 0.011157 | 0% | 0.4151% | 0 | 100% | 0.4206% | 0.011306 | 0% | 0.4206% | 0 | 0% | 0.4206% | 0 | 71.87% | 3.095% | 0.059794 | 5.629% | 3.095% | 0.0046832 | 2.46% | 3.095% | 0.0020464 | 0% | 3.838% | 0 | 0% | 3.838% | 0 | 0% | 3.838% | 0 |  |  |  | 0% | 11.8% | 0 | 34.28% | 11.8% | 0.10873 | 0% | 11.8% | 0 | 0% | 0.3816% | 0 | 0% | 0.3816% | 0 | 0% | 0.3816% | 0 | 0% | 100% | 0 | 0% | 100% | 0 | 0% | 100% | 0 | 0% | 100% | 0 |  |  | 0 |  |  | 0 |  |  | 0 | 100% | 65% |  | 100% | 65% |  | 100% | 65% |  | 100% | 65% |  | 100% | 90% |  | 100% | 90% |  | 100% | 90%
POSO MOUNTAIN 2103CB | 0.0010527 | 18.7401 | 3.6793 | 0.019608 | 3.6989 | 0.0019448 | 0.022215 | 0.010745 | 0% | 99% | 0 | 0% | 99% | 0 | 0% | 99% | 0 | 0% | 99% | 0 | 0% | 58.62% | 0 | 0% | 58.62% | 0 | 0% | 58.62% | 0 | 0% | 58.62% | 0 | 0.019608 | 100% | 2.675% | 0.098422 | 0% | 2.675% | 0 | 0% | 2.675% | 0 | 0% | 0.2791% | 0 | 0% | 0.2791% | 0 | 0% | 0.2791% | 0 | 0% | 0.9567% | 0 | 27.29% | 0.9567% | 0.0096051 | 72.71% | 0.9567% | 0.025596 | 27.29% | 0.9078% | 0.0091139 | 72.71% | 0.9078% | 0.024287 | 0% | 0.9078% | 0 | 30.72% | 7.004% | 0.079159 | 12.13% | 7.004% | 0.031249 | 0% | 7.004% | 0 | 0% | 0.3077% | 0 | 0% | 0.3077% | 0 | 0% | 0.3077% | 0 |  |  |  | 0% | 11.8% | 0 | 0% | 11.8% | 0 | 0% | 11.8% | 0 | 0% | 0.3439% | 0 | 0% | 0.3439% | 0 | 0% | 0.3439% | 0 | 0.9257% | 100% | 0.034057 | 0% | 100% | 0 | 0% | 100% | 0 | 0% | 100% | 0 |  |  | 0.00086338 |  |  | 0 |  |  | 0 | 100% | 65% |  | 100% | 65% |  | 100% | 65% |  | 100% | 65% |  | 100% | 90% |  | 100% | 90% |  | 100% | 90%
EL DORADO PH 21016852 | 0.0042306 | 28.3647 | 23.1324 | 6.6798 | 29.8122 | 0.12073 | 0.077545 | 0.021611 | 0% | 99% | 0 | 0% | 99% | 0 | 0% | 99% | 0 | 49.33% | 99% | 11.2976 | 0% | 62.68% | 0 | 0% | 62.68% | 0 | 0% | 62.68% | 0 | 0% | 62.68% | 0 | 6.6798 | 50% | 1.877% | 0.21715 | 0% | 1.877% | 0 | 0% | 1.877% | 0 | 0% | 0.2036% | 0 | 0% | 0.2036% | 0 | 0% | 0.2036% | 0 | 15.67% | 0.5319% | 0.019277 | 0% | 0.5319% | 0 | 55.68% | 0.5319% | 0.068514 | 0% | 0.5473% | 0 | 55.68% | 0.5473% | 0.070499 | 44.28% | 0.5473% | 0.056064 | 79.59% | 3.979% | 0.7326 | 2.375% | 3.979% | 0.021856 | 2.261% | 3.979% | 0.020808 | 0% | 3.085% | 0 | 0% | 3.085% | 0 | 0% | 3.085% | 0 |  |  |  | 35% | 11.8% | 0.95537 | 0% | 11.8% | 0 | 0% | 11.8% | 0 | 55.56% | 0.3778% | 0.048552 | 0% | 0.3778% | 0 | 0% | 0.3778% | 0 | 0% | 100% | 0 | 0% | 100% | 0 | 0% | 100% | 0 | 0% | 100% | 0 |  |  | 0.010652 |  |  | 0.00027394 |  |  | 0.025366 | 100% | 65% |  | 100% | 65% |  | 100% | 65% |  | 100% | 65% |  | 100% | 90% |  | 100% | 90% |  | 100% | 90%
COVELO 1101679050 | 0.001082 | 0 | 1.1772 | 0.13261 | 1.3098 | 0.0044206 | 0.0047906 | 0.0019824 | 0% | 99% | 0 | 0% | 99% | 0 | 0% | 99% | 0 | 0% | 99% | 0 | 0% | 62.22% | 0 | 0% | 62.22% | 0 | 0% | 62.22% | 0 | 0% | 62.22% | 0 | 0.13261 | 0% | 1.949% | 0 | 0% | 1.949% | 0 | 0% | 1.949% | 0 | 0% | 0.206% | 0 | 0% | 0.206% | 0 | 0% | 0.206% | 0 | 0% | 0.6459% | 0 | 15.7% | 0.6459% | 0.0011939 | 0% | 0.6459% | 0 | 15.7% | 0.6341% | 0.0011721 | 48.97% | 0.6341% | 0.003655 | 0% | 0.6341% | 0 | 0% | 4.765% | 0 | 0% | 4.765% | 0 | 0% | 4.765% | 0 | 0% | 2.296% | 0 | 0% | 2.296% | 0 | 0% | 2.296% | 0 |  |  |  | 10.43% | 11.8% | 0.014483 | 0% | 11.8% | 0 | 0% | 11.8% | 0 | 0% | 0.3666% | 0 | 0% | 0.3666% | 0 | 0% | 0.3666% | 0 | 0% | 100% | 0 | 0% | 100% | 0 | 0% | 100% | 0 | 0% | 100% | 0 |  |  | 0 |  |  | 0 |  |  | 0 |  |  |  |  | 65% |  |  | 65% |  | 100% | 65%
BANGOR 11017446 | 0.0020777 | 39.6723 | 16.4866 | 8.3703 | 24.8569 | 0.07455 | 0.059038 | 0.023228 | 0% | 99% | 0 | 0% | 99% | 0 | 0% | 99% | 0 | 0% | 99% | 0 | 0% | 61.65% | 0 | 0% | 61.65% | 0 | 0% | 61.65% | 0 | 0% | 61.65% | 0 | 8.3703 | 0% | 1.855% | 0 | 0% | 1.855% | 0 | 0% | 1.855% | 0 | 0% | 0.1973% | 0 | 0% | 0.1973% | 0 | 0% | 0.1973% | 0 | 0% | 0.5639% | 0 | 87.98% | 0.5639% | 0.081791 | 11.39% | 0.5639% | 0.010591 | 99.38% | 0.5573% | 0.091307 | 0% | 0.5573% | 0 | 0% | 0.5573% | 0 | 29.05% | 4.162% | 0.19936 | 0% | 4.162% | 0 | 0% | 4.162% | 0 | 0% | 3.31% | 0 | 0% | 3.31% | 0 | 0% | 3.31% | 0 |  |  |  | 34.76% | 11.8% | 0.67615 | 0% | 11.8% | 0 | 0% | 11.8% | 0 | 55.56% | 0.371% | 0.03398 | 0% | 0.371% | 0 | 0% | 0.371% | 0 | 0% | 100% | 0 | 0% | 100% | 0 | 0% | 100% | 0 | 0% | 100% | 0 |  |  | 0.0036436 |  |  | 0 |  |  | 0 | 100% | 65% |  | 100% | 65% |  | 100% | 65% |  | 100% | 65% |  | 100% | 90% |  | 100% | 90% |  | 100% | 90%
SHINGLE SPRINGS 210981390 | 0.0027108 | 19.9558 | 10.645 | 0.93739 | 11.5824 | 0.043259 | 0.038662 | 0.019688 | 0% | 99% | 0 | 0% | 99% | 0 | 0% | 99% | 0 | 0% | 99% | 0 | 0% | 63.08% | 0 | 0% | 63.08% | 0 | 0% | 63.08% | 0 | 0% | 63.08% | 0 | 0.93739 | 60% | 1.973% | 0.12604 | 0% | 1.973% | 0 | 0% | 1.973% | 0 | 0% | 0.2205% | 0 | 0% | 0.2205% | 0 | 0% | 0.2205% | 0 | 0% | 0.5651% | 0 | 98.02% | 0.5651% | 0.058966 | 0% | 0.5651% | 0 | 65.68% | 0.581% | 0.040619 | 0% | 0.581% | 0 | 33.93% | 0.581% | 0.020981 | 41.06% | 4.225% | 0.18464 | 0% | 4.225% | 0 | 0% | 4.225% | 0 | 0% | 2.882% | 0 | 0% | 2.882% | 0 | 0% | 2.882% | 0 |  |  |  | 35% | 11.8% | 0.43964 | 0% | 11.8% | 0 | 0% | 11.8% | 0 | 0% | 0.3743% | 0 | 0% | 0.3743% | 0 | 0% | 0.3743% | 0 | 0% | 100% | 0 | 0% | 100% | 0 | 0% | 100% | 0 | 0% | 100% | 0 |  |  | 0.0011912 |  |  | 7.3564e-05 |  |  | 0 | 100% | 65% |  | 100% | 65% |  | 100% | 65% |  | 100% | 65% |  | 100% | 90% |  | 100% | 90% |  | 100% | 90%
SILVERADO 2105309298 | 0.0044669 | 0.92293 | 1.5383 | 0.072058 | 1.6104 | 0.0079301 | 0.0049457 | 0.0018305 | 0% | 99% | 0 | 0% | 99% | 0 | 0% | 99% | 0 | 0% | 99% | 0 | 0% | 63.48% | 0 | 0% | 63.48% | 0 | 0% | 63.48% | 0 | 0% | 63.48% | 0 | 0.072058 | 0% | 1.942% | 0 | 0% | 1.942% | 0 | 0% | 1.942% | 0 | 0% | 0.2062% | 0 | 0% | 0.2062% | 0 | 0% | 0.2062% | 0 | 0% | 0.5091% | 0 | 16.35% | 0.5091% | 0.0012803 | 0% | 0.5091% | 0 | 0% | 0.5152% | 0 | 0% | 0.5152% | 0 | 99.67% | 0.5152% | 0.0078991 | 86.35% | 3.777% | 0.050169 | 0% | 3.777% | 0 | 0% | 3.777% | 0 | 0% | 2.836% | 0 | 0% | 2.836% | 0 | 0% | 2.836% | 0 |  |  |  | 0% | 11.8% | 0 | 0% | 11.8% | 0 | 0% | 11.8% | 0 | 0% | 0.3775% | 0 | 0% | 0.3775% | 0 | 0% | 0.3775% | 0 | 0% | 100% | 0 | 0% | 100% | 0 | 0% | 100% | 0 | 0% | 100% | 0 |  |  | 0 |  |  | 0 |  |  | 0 | 100% | 65% |  | 100% | 65% |  | 100% | 65% |  | 100% | 65% |  | 100% | 90% |  | 100% | 90% |  | 100% | 90%
FULTON 1107604 | 0.0021304 | 4.3564 | 1.8092 | 0.099369 | 1.9086 | 0.010369 | 0.0054105 | 0.0015543 | 33.69% | 99% | 0.6034 | 0% | 99% | 0 | 0% | 99% | 0 | 0% | 99% | 0 | 61.7% | 62.37% | 0.69618 | 0% | 62.37% | 0 | 0% | 62.37% | 0 | 0% | 62.37% | 0 | 0.099369 | 100% | 1.84% | 0.033283 | 0% | 1.84% | 0 | 0% | 1.84% | 0 | 0% | 0.1934% | 0 | 0% | 0.1934% | 0 | 0% | 0.1934% | 0 | 0% | 0.4725% | 0 | 0% | 0.4725% | 0 | 86.54% | 0.4725% | 0.0073987 | 0% | 0.4753% | 0 | 86.54% | 0.4753% | 0.0074412 | 13.46% | 0.4753% | 0.0011572 | 11.84% | 3.493% | 0.0074816 | 0% | 3.493% | 0 | 0% | 3.493% | 0 | 0% | 3.953% | 0 | 0% | 3.953% | 0 | 0% | 3.953% | 0 |  |  |  | 0% | 11.8% | 0 | 0% | 11.8% | 0 | 0% | 11.8% | 0 | 0% | 0.3785% | 0 | 0% | 0.3785% | 0 | 0% | 0.3785% | 0 | 0% | 100% | 0 | 100% | 100% | 1.8092 | 0% | 100% | 0 | 0% | 100% | 0 |  |  | 0 |  |  | 0 |  |  | 0 | 100% | 65% |  | 100% | 65% |  | 100% | 65% |  | 100% | 65% |  | 100% | 90% |  | 100% | 90% |  | 100% | 90%
COARSEGOLD 21046210 | 0.0011778 | 10.7313 | 2.3366 | 0.035504 | 2.3721 | 0.0067348 | 0.010851 | 0.004821 | 0% | 99% | 0 | 0% | 99% | 0 | 0% | 99% | 0 | 0% | 99% | 0 | 8.826% | 61.32% | 0.12645 | 86.48% | 61.32% | 1.239 | 0% | 61.32% | 0 | 0% | 61.32% | 0 | 0.035504 | 0% | 2.647% | 0 | 0% | 2.647% | 0 | 0% | 2.647% | 0 | 0% | 0.2782% | 0 | 0% | 0.2782% | 0 | 0% | 0.2782% | 0 | 0% | 0.7234% | 0 | 0% | 0.7234% | 0 | 34.79% | 0.7234% | 0.0058809 | 0% | 0.6968% | 0 | 100% | 0.6968% | 0.016283 | 0% | 0.6968% | 0 | 31.83% | 5.274% | 0.039225 | 0% | 5.274% | 0 | 0% | 5.274% | 0 | 0% | 2.003% | 0 | 0% | 2.003% | 0 | 0% | 2.003% | 0 |  |  |  | 0% | 11.8% | 0 | 0% | 11.8% | 0 | 0% | 11.8% | 0 | 0% | 0.3585% | 0 | 0% | 0.3585% | 0 | 0% | 0.3585% | 0 | 0% | 100% | 0 | 9.62% | 100% | 0.22479 | 0% | 100% | 0 | 0% | 100% | 0 |  |  | 0 |  |  | 0 |  |  | 0 | 100% | 65% |  | 100% | 65% |  | 100% | 65% |  | 100% | 65% |  | 100% | 90% |  | 100% | 90% |  | 100% | 90%
AUBERRY 1101323028 | 0.0029837 | 5.0003 | 2.7896 | 0.14046 | 2.9301 | 0.012819 | 0.012146 | 0.0018116 | 0% | 99% | 0 | 0% | 99% | 0 | 0% | 99% | 0 | 0% | 99% | 0 | 0% | 62.38% | 0 | 0% | 62.38% | 0 | 0% | 62.38% | 0 | 0% | 62.38% | 0 | 0.14046 | 0% | 2.88% | 0 | 0% | 2.88% | 0 | 0% | 2.88% | 0 | 0% | 0.3071% | 0 | 0% | 0.3071% | 0 | 0% | 0.3071% | 0 | 0% | 0.6869% | 0 | 0% | 0.6869% | 0 | 100% | 0.6869% | 0.019162 | 0% | 0.7099% | 0 | 100% | 0.7099% | 0.019803 | 0% | 0.7099% | 0 | 7.88% | 5.122% | 0.011259 | 0% | 5.122% | 0 | 44.14% | 5.122% | 0.063062 | 0% | 2.757% | 0 | 0% | 2.757% | 0 | 0% | 2.757% | 0 |  |  |  | 20.17% | 11.8% | 0.066408 | 0% | 11.8% | 0 | 0% | 11.8% | 0 | 55.56% | 0.3735% | 0.0057885 | 0% | 0.3735% | 0 | 0% | 0.3735% | 0 | 0% | 100% | 0 | 0% | 100% | 0 | 0% | 100% | 0 | 0% | 100% | 0 |  |  | 0 |  |  | 0 |  |  | 0.010562 | 100% | 65% |  | 100% | 65% |  | 100% | 65% |  | 100% | 65% |  | 100% | 90% |  | 100% | 90% |  | 100% | 90%
SANTA YNEZ 1104Y66 | 0.0011255 | 16.7168 | 4.3963 | 0 | 4.3963 | 0.0062589 | 0.028269 | 0.0078508 | 0% | 99% | 0 | 0% | 99% | 0 | 0% | 99% | 0 | 0% | 99% | 0 | 2.31% | 62.03% | 0.063009 | 75.4% | 62.03% | 2.0563 | 0% | 62.03% | 0 | 0% | 62.03% | 0 | 0 | 0% | 4.25% | 0 | 0% | 4.25% | 0 | 0% | 4.25% | 0 | 0% | 0.4446% | 0 | 0% | 0.4446% | 0 | 0% | 0.4446% | 0 | 0% | 1.018% | 0 | 45.21% | 1.018% | 0.020241 | 23.06% | 1.018% | 0.010326 | 45.21% | 1.039% | 0.020653 | 35.99% | 1.039% | 0.016438 | 59% | 1.039% | 0.026948 | 73.04% | 7.559% | 0.24274 | 0% | 7.559% | 0 | 0% | 7.559% | 0 | 0% | 0.9222% | 0 | 0% | 0.9222% | 0 | 0% | 0.9222% | 0 |  |  |  | 28.04% | 11.8% | 0.14547 | 0% | 11.8% | 0 | 0% | 11.8% | 0 | 0% | 0.3595% | 0 | 0% | 0.3595% | 0 | 0% | 0.3595% | 0 | 0% | 100% | 0 | 0% | 100% | 0 | 0% | 100% | 0 | 0% | 100% | 0 |  |  | 0 |  |  | 0 |  |  | 0 | 100% | 65% |  | 100% | 65% |  | 100% | 65% |  | 100% | 65% |  | 100% | 90% |  | 100% | 90% |  | 100% | 90%
MARIPOSA 21014410 | 0.0018209 | 23.7617 | 8.0254 | 0.26575 | 8.2911 | 0.035881 | 0.0338 | 0.0078471 | 0% | 99% | 0 | 0% | 99% | 0 | 0% | 99% | 0 | 0% | 99% | 0 | 0% | 61.57% | 0 | 0% | 61.57% | 0 | 0% | 61.57% | 0 | 0% | 61.57% | 0 | 0.26575 | 0% | 2.401% | 0 | 0% | 2.401% | 0 | 0% | 2.401% | 0 | 0% | 0.2586% | 0 | 0% | 0.2586% | 0 | 0% | 0.2586% | 0 | 6.145% | 0.6571% | 0.0032406 | 56.3% | 0.6571% | 0.029691 | 9.156% | 0.6571% | 0.0048287 | 0% | 0.6722% | 0 | 22.41% | 0.6722% | 0.01209 | 74.62% | 0.6722% | 0.040255 | 32.03% | 4.899% | 0.12593 | 3.314% | 4.899% | 0.013031 | 0% | 4.899% | 0 | 0% | 3.117% | 0 | 0% | 3.117% | 0 | 0% | 3.117% | 0 |  |  |  | 34.88% | 11.8% | 0.33032 | 0% | 11.8% | 0 | 0% | 11.8% | 0 | 0% | 0.372% | 0 | 0% | 0.372% | 0 | 0% | 0.372% | 0 | 0.4244% | 100% | 0.034062 | 0% | 100% | 0 | 0% | 100% | 0 | 0% | 100% | 0 |  |  | 0.00021238 |  |  | 0 |  |  | 0 | 100% | 65% |  | 100% | 65% |  | 100% | 65% |  | 100% | 65% |  | 100% | 90% |  | 100% | 90% |  | 100% | 90%
CURTIS 17026008 | 0.0016843 | 24.1976 | 9.018 | 1.9501 | 10.9682 | 0.032285 | 0.038034 | 0.016823 | 0% | 99% | 0 | 0% | 99% | 0 | 0% | 99% | 0 | 0% | 99% | 0 | 0% | 62.17% | 0 | 0% | 62.17% | 0 | 0% | 62.17% | 0 | 0% | 62.17% | 0 | 1.9501 | 100% | 2.201% | 0.19848 | 0% | 2.201% | 0 | 0% | 2.201% | 0 | 0% | 0.2354% | 0 | 0% | 0.2354% | 0 | 0% | 0.2354% | 0 | 11.15% | 0.6557% | 0.0065908 | 17.1% | 0.6557% | 0.010113 | 39.49% | 0.6557% | 0.023353 | 16.27% | 0.6556% | 0.0096209 | 39.43% | 0.6556% | 0.023314 | 44.29% | 0.6556% | 0.026187 | 19.56% | 4.856% | 0.085653 | 0% | 4.856% | 0 | 0.9175% | 4.856% | 0.0040174 | 0% | 2.104% | 0 | 0% | 2.104% | 0 | 0% | 2.104% | 0 |  |  |  | 0% | 11.8% | 0 | 0% | 11.8% | 0 | 0% | 11.8% | 0 | 0% | 0.3677% | 0 | 0% | 0.3677% | 0 | 0% | 0.3677% | 0 | 0% | 100% | 0 | 0% | 100% | 0 | 0% | 100% | 0 | 0% | 100% | 0 |  |  | 0.0015059 |  |  | 0.0013374 |  |  | 0 | 100% | 65% |  | 100% | 65% |  | 100% | 65% |  | 100% | 65% |  | 100% | 90% |  | 100% | 90% |  | 100% | 90%
HIGGINS 11102408 | 0.0017577 | 12.161 | 4.093 | 0.13172 | 4.2247 | 0.021103 | 0.013065 | 0.0054001 | 0% | 99% | 0 | 0% | 99% | 0 | 0% | 99% | 0 | 0% | 99% | 0 | 0% | 61.43% | 0 | 0% | 61.43% | 0 | 0% | 61.43% | 0 | 0% | 61.43% | 0 | 0.13172 | 75% | 1.624% | 0.049863 | 0% | 1.624% | 0 | 0% | 1.624% | 0 | 0% | 0.1659% | 0 | 0% | 0.1659% | 0 | 0% | 0.1659% | 0 | 0% | 0.5% | 0 | 15.22% | 0.5% | 0.0031152 | 2.645% | 0.5% | 0.00054128 | 0.08096% | 0.48% | 1.5905e-05 | 2.645% | 0.48% | 0.00051956 | 97.25% | 0.48% | 0.019104 | 47.43% | 3.653% | 0.070914 | 0% | 3.653% | 0 | 1.451% | 3.653% | 0.0021703 | 0% | 3.758% | 0 | 0% | 3.758% | 0 | 0% | 3.758% | 0 |  |  |  | 0% | 11.8% | 0 | 30.46% | 11.8% | 0.1471 | 0% | 11.8% | 0 | 0% | 0.3721% | 0 | 0% | 0.3721% | 0 | 0% | 0.3721% | 0 | 0% | 100% | 0 | 0% | 100% | 0 | 0% | 100% | 0 | 0% | 100% | 0 |  |  | 0 |  |  | 0 |  |  | 0 | 100% | 65% |  | 100% | 65% |  | 100% | 65% |  | 100% | 65% |  | 100% | 90% |  | 100% | 90% |  | 100% | 90%
CALPELLA 1101931142 | 0.0016768 | 8.1853 | 3.04 | 0 | 3.04 | 0.016327 | 0.0093744 | 0.0038446 | 0% | 99% | 0 | 0% | 99% | 0 | 0% | 99% | 0 | 0% | 99% | 0 | 0% | 62.65% | 0 | 0% | 62.65% | 0 | 0% | 62.65% | 0 | 0% | 62.65% | 0 | 0 | 100% | 1.828% | 0.05557 | 0% | 1.828% | 0 | 0% | 1.828% | 0 | 0% | 0.2001% | 0 | 0% | 0.2001% | 0 | 0% | 0.2001% | 0 | 0% | 0.4727% | 0 | 0% | 0.4727% | 0 | 100% | 0.4727% | 0.01437 | 0% | 0.4832% | 0 | 100% | 0.4832% | 0.014691 | 0% | 0.4832% | 0 | 0% | 3.515% | 0 | 0% | 3.515% | 0 | 0% | 3.515% | 0 | 0% | 3.443% | 0 | 0% | 3.443% | 0 | 0% | 3.443% | 0 |  |  |  | 0% | 11.8% | 0 | 0% | 11.8% | 0 | 0% | 11.8% | 0 | 0% | 0.3784% | 0 | 0% | 0.3784% | 0 | 0% | 0.3784% | 0 | 0% | 100% | 0 | 0% | 100% | 0 | 0% | 100% | 0 | 0% | 100% | 0 |  |  | 0.00036782 |  |  | 0 |  |  | 0 | 100% | 65% |  | 100% | 65% |  | 100% | 65% |  | 100% | 65% |  | 100% | 90% |  | 100% | 90% |  | 100% | 90%
CORTINA 1101302192 | 0.00054963 | 0 | 3.9668 | 0 | 3.9668 | 0.0032051 | 0.023139 | 0.012323 | 0% | 99% | 0 | 0% | 99% | 0 | 0% | 99% | 0 | 0% | 99% | 0 | 0% | 61.35% | 0 | 0% | 61.35% | 0 | 0% | 61.35% | 0 | 0% | 61.35% | 0 | 0 | 0% | 2.782% | 0 | 0% | 2.782% | 0 | 0% | 2.782% | 0 | 0% | 0.3083% | 0 | 0% | 0.3083% | 0 | 0% | 0.3083% | 0 | 99.17% | 0.8761% | 0.034466 | 99.17% | 0.8761% | 0.034466 | 99.17% | 0.8761% | 0.034466 | 99.17% | 0.851% | 0.033479 | 99.42% | 0.851% | 0.033564 | 99.75% | 0.851% | 0.033674 | 74.31% | 6.428% | 0.18947 | 0% | 6.428% | 0 | 25.69% | 6.428% | 0.065517 | 0% | 0.4502% | 0 | 0% | 0.4502% | 0 | 0% | 0.4502% | 0 |  |  |  | 0% | 11.8% | 0 | 0% | 11.8% | 0 | 0% | 11.8% | 0 | 0% | 0.3475% | 0 | 0% | 0.3475% | 0 | 0% | 0.3475% | 0 | 0% | 100% | 0 | 0% | 100% | 0 | 0% | 100% | 0 | 0% | 100% | 0 |  |  | 0 |  |  | 0 |  |  | 0.006804 |  |  |  |  | 65% |  |  | 65% |  | 100% | 65%
SHINGLE SPRINGS 2110386572 | 0.0018593 | 23.7173 | 8.181 | 0.039881 | 8.2209 | 0.031456 | 0.035484 | 0.013139 | 0% | 99% | 0 | 0% | 99% | 0 | 0% | 99% | 0 | 0% | 99% | 0 | 0% | 62.89% | 0 | 0% | 62.89% | 0 | 0% | 62.89% | 0 | 0% | 62.89% | 0 | 0.039881 | 50% | 2.553% | 0.10442 | 0% | 2.553% | 0 | 0% | 2.553% | 0 | 0% | 0.2752% | 0 | 0% | 0.2752% | 0 | 0% | 0.2752% | 0 | 3.718% | 0.6696% | 0.0020366 | 10.03% | 0.6696% | 0.0054963 | 15.79% | 0.6696% | 0.0086486 | 0% | 0.6906% | 0 | 23.25% | 0.6906% | 0.013136 | 76.35% | 0.6906% | 0.043138 | 23.93% | 5.001% | 0.097918 | 0% | 5.001% | 0 | 0% | 5.001% | 0 | 0% | 2.626% | 0 | 0% | 2.626% | 0 | 0% | 2.626% | 0 |  |  |  | 34.83% | 11.8% | 0.33626 | 0% | 11.8% | 0 | 0% | 11.8% | 0 | 0% | 0.3729% | 0 | 0% | 0.3729% | 0 | 0% | 0.3729% | 0 | 0% | 100% | 0 | 0% | 100% | 0 | 0% | 100% | 0 | 0% | 100% | 0 |  |  | 0.0030323 |  |  | 0 |  |  | 0 | 100% | 65% |  | 100% | 65% |  | 100% | 65% |  | 100% | 65% |  | 100% | 90% |  | 100% | 90% |  | 100% | 90%
JARVIS 1111907698 | 0.0039124 | 0.96108 | 1.4439 | 0.016544 | 1.4604 | 0.0064522 | 0.0054423 | 0.0022438 | 0% | 99% | 0 | 0% | 99% | 0 | 0% | 99% | 0 | 0% | 99% | 0 | 0% | 63.88% | 0 | 0% | 63.88% | 0 | 0% | 63.88% | 0 | 0% | 63.88% | 0 | 0.016544 | 0% | 2.459% | 0 | 0% | 2.459% | 0 | 0% | 2.459% | 0 | 0% | 0.2692% | 0 | 0% | 0.2692% | 0 | 0% | 0.2692% | 0 | 0% | 0.5744% | 0 | 4.015% | 0.5744% | 0.00033304 | 0% | 0.5744% | 0 | 4.015% | 0.5977% | 0.00034649 | 0% | 0.5977% | 0 | 95.98% | 0.5977% | 0.008283 | 78.12% | 4.287% | 0.048359 | 0% | 4.287% | 0 | 0% | 4.287% | 0 | 0% | 2.097% | 0 | 0% | 2.097% | 0 | 0% | 2.097% | 0 |  |  |  | 0% | 11.8% | 0 | 16.93% | 11.8% | 0.028845 | 0% | 11.8% | 0 | 0% | 0.3766% | 0 | 0% | 0.3766% | 0 | 0% | 0.3766% | 0 | 0% | 100% | 0 | 0% | 100% | 0 | 0% | 100% | 0 | 0% | 100% | 0 |  |  | 0 |  |  | 0 |  |  | 0 | 100% | 65% |  | 100% | 65% |  | 100% | 65% |  | 100% | 65% |  | 100% | 90% |  | 100% | 90% |  | 100% | 90%
MIWUK 1701953336 | 0.0027925 | 13.7611 | 8.4689 | 0.425 | 8.8939 | 0.033805 | 0.039221 | 0.010067 | 0% | 99% | 0 | 0% | 99% | 0 | 0% | 99% | 0 | 0% | 99% | 0 | 26.94% | 61.84% | 1.411 | 0% | 61.84% | 0 | 0% | 61.84% | 0 | 0% | 61.84% | 0 | 0.425 | 0% | 2.235% | 0 | 0% | 2.235% | 0 | 0% | 2.235% | 0 | 0% | 0.257% | 0 | 0% | 0.257% | 0 | 0% | 0.257% | 0 | 17.42% | 0.6911% | 0.010192 | 0% | 0.6911% | 0 | 47.69% | 0.6911% | 0.027909 | 0% | 0.7035% | 0 | 47.69% | 0.7035% | 0.028409 | 51.09% | 0.7035% | 0.03044 | 23.02% | 5.153% | 0.10047 | 14.38% | 5.153% | 0.062734 | 40.19% | 5.153% | 0.17539 | 0% | 2.303% | 0 | 0% | 2.303% | 0 | 0% | 2.303% | 0 |  |  |  | 35% | 11.8% | 0.34976 | 0% | 11.8% | 0 | 0% | 11.8% | 0 | 55.56% | 0.3652% | 0.017181 | 0% | 0.3652% | 0 | 0% | 0.3652% | 0 | 0% | 100% | 0 | 0% | 100% | 0 | 0% | 100% | 0 | 0% | 100% | 0 |  |  | 0 |  |  | 0.00015898 |  |  | 0.0092237 | 100% | 65% |  | 100% | 65% |  | 100% | 65% |  | 100% | 65% |  | 100% | 90% |  | 100% | 90% |  | 100% | 90%
WOODWARD 210878448 | 0.00074558 | 18.6098 | 4.3981 | 0 | 4.3981 | 0.0084214 | 0.023116 | 0.011706 | 0% | 99% | 0 | 0% | 99% | 0 | 0% | 99% | 0 | 0% | 99% | 0 | 0% | 62.12% | 0 | 0% | 62.12% | 0 | 0% | 62.12% | 0 | 0% | 62.12% | 0 | 0 | 66.67% | 2.81% | 0.082386 | 0% | 2.81% | 0 | 0% | 2.81% | 0 | 0% | 0.3011% | 0 | 0% | 0.3011% | 0 | 0% | 0.3011% | 0 | 0% | 0.7961% | 0 | 45.66% | 0.7961% | 0.015987 | 3.033% | 0.7961% | 0.0010618 | 12.49% | 0.7846% | 0.0043108 | 3.033% | 0.7846% | 0.0010465 | 83.91% | 0.7846% | 0.028957 | 22.12% | 5.857% | 0.05698 | 52.44% | 5.857% | 0.1351 | 0% | 5.857% | 0 | 0% | 1.185% | 0 | 0% | 1.185% | 0 | 0% | 1.185% | 0 |  |  |  | 22.31% | 11.8% | 0.11578 | 0% | 11.8% | 0 | 0% | 11.8% | 0 | 0% | 0.3575% | 0 | 0% | 0.3575% | 0 | 0% | 0.3575% | 0 | 0% | 100% | 0 | 0% | 100% | 0 | 0% | 100% | 0 | 0% | 100% | 0 |  |  | 0 |  |  | 0.015564 |  |  | 0 | 100% | 65% |  | 100% | 65% |  | 100% | 65% |  | 100% | 65% |  | 100% | 90% |  | 100% | 90% |  | 100% | 90%
HOLLISTER 21064004 | 0.0016326 | 8.3517 | 7.171 | 0 | 7.171 | 0.013809 | 0.038656 | 0.018532 | 0% | 99% | 0 | 0% | 99% | 0 | 0% | 99% | 0 | 0% | 99% | 0 | 0% | 62.77% | 0 | 0% | 62.77% | 0 | 0% | 62.77% | 0 | 0% | 62.77% | 0 | 0 | 100% | 2.947% | 0.21136 | 0% | 2.947% | 0 | 0% | 2.947% | 0 | 0% | 0.3235% | 0 | 0% | 0.3235% | 0 | 0% | 0.3235% | 0 | 0% | 0.8098% | 0 | 21.83% | 0.8098% | 0.01268 | 37.47% | 0.8098% | 0.02176 | 21.83% | 0.8229% | 0.012885 | 77.84% | 0.8229% | 0.045937 | 0% | 0.8229% | 0 | 69.75% | 6.02% | 0.30111 | 12.25% | 6.02% | 0.05287 | 0% | 6.02% | 0 | 0% | 1.119% | 0 | 0% | 1.119% | 0 | 0% | 1.119% | 0 |  |  |  | 0% | 11.8% | 0 | 15.33% | 11.8% | 0.12968 | 0% | 11.8% | 0 | 0% | 0.3622% | 0 | 0% | 0.3622% | 0 | 0% | 0.3622% | 0 | 0% | 100% | 0 | 0% | 100% | 0 | 0% | 100% | 0 | 0% | 100% | 0 |  |  | 0 |  |  | 0 |  |  | 0 | 100% | 65% |  | 100% | 65% |  | 100% | 65% |  | 100% | 65% |  | 100% | 90% |  | 100% | 90% |  | 100% | 90%
BANGOR 11011804 | 0.0016024 | 33.1138 | 9.8838 | 3.6506 | 13.5344 | 0.052398 | 0.034381 | 0.011136 | 0% | 99% | 0 | 0% | 99% | 0 | 0% | 99% | 0 | 0% | 99% | 0 | 0% | 61.49% | 0 | 0% | 61.49% | 0 | 0% | 61.49% | 0 | 0% | 61.49% | 0 | 3.6506 | 0% | 1.791% | 0 | 0% | 1.791% | 0 | 0% | 1.791% | 0 | 0% | 0.1898% | 0 | 0% | 0.1898% | 0 | 0% | 0.1898% | 0 | 0% | 0.5271% | 0 | 65.52% | 0.5271% | 0.034135 | 30.61% | 0.5271% | 0.015946 | 96.12% | 0.5204% | 0.04944 | 0% | 0.5204% | 0 | 3.879% | 0.5204% | 0.001995 | 22.91% | 3.885% | 0.087973 | 2.736% | 3.885% | 0.010506 | 0% | 3.885% | 0 | 0% | 3.86% | 0 | 0% | 3.86% | 0 | 0% | 3.86% | 0 |  |  |  | 34.96% | 11.8% | 0.40775 | 0% | 11.8% | 0 | 0% | 11.8% | 0 | 55.56% | 0.3729% | 0.020476 | 0% | 0.3729% | 0 | 0% | 0.3729% | 0 | 0% | 100% | 0 | 0% | 100% | 0 | 0% | 100% | 0 | 0% | 100% | 0 |  |  | 0.00028933 |  |  | 0 |  |  | 0 | 100% | 65% |  | 100% | 65% |  | 100% | 65% |  | 100% | 65% |  | 100% | 90% |  | 100% | 90% |  | 100% | 90%
COTTONWOOD 11021578 | 0.0017959 | 28.8549 | 11.5218 | 3.4033 | 14.9252 | 0.038263 | 0.049701 | 0.026181 | 0% | 99% | 0 | 0% | 99% | 0 | 0% | 99% | 0 | 0% | 99% | 0 | 0% | 61.84% | 0 | 0% | 61.84% | 0 | 0% | 61.84% | 0 | 0% | 61.84% | 0 | 3.4033 | 0% | 2.12% | 0 | 0% | 2.12% | 0 | 0% | 2.12% | 0 | 0% | 0.2228% | 0 | 0% | 0.2228% | 0 | 0% | 0.2228% | 0 | 0% | 0.6489% | 0 | 42.19% | 0.6489% | 0.031545 | 4.955% | 0.6489% | 0.0037044 | 2.891% | 0.6187% | 0.0020606 | 28.49% | 0.6187% | 0.02031 | 68.57% | 0.6187% | 0.048877 | 36.84% | 4.727% | 0.20065 | 0% | 4.727% | 0 | 0% | 4.727% | 0 | 0% | 1.879% | 0 | 0% | 1.879% | 0 | 0% | 1.879% | 0 |  |  |  | 26.79% | 11.8% | 0.3643 | 0% | 11.8% | 0 | 0% | 11.8% | 0 | 0% | 0.3609% | 0 | 0% | 0.3609% | 0 | 0% | 0.3609% | 0 | 0% | 100% | 0 | 0.5176% | 100% | 0.059642 | 0% | 100% | 0 | 0% | 100% | 0 |  |  | 0.00022008 |  |  | 0 |  |  | 0 | 100% | 65% |  | 100% | 65% |  | 100% | 65% |  | 100% | 65% |  | 100% | 90% |  | 100% | 90% |  | 100% | 90%
STELLING 1110568350 | 0.0035515 | 9.1341 | 9.7934 | 0.38401 | 10.1774 | 0.062135 | 0.02886 | 0.0061972 | 0% | 99% | 0 | 0% | 99% | 0 | 0% | 99% | 0 | 0% | 99% | 0 | 0% | 62.55% | 0 | 0% | 62.55% | 0 | 0% | 62.55% | 0 | 0% | 62.55% | 0 | 0.38401 | 100% | 1.837% | 0.17994 | 0% | 1.837% | 0 | 0% | 1.837% | 0 | 0% | 0.1965% | 0 | 0% | 0.1965% | 0 | 0% | 0.1965% | 0 | 0% | 0.4518% | 0 | 65.79% | 0.4518% | 0.029107 | 31.88% | 0.4518% | 0.014103 | 65.79% | 0.4671% | 0.030095 | 31.88% | 0.4671% | 0.014582 | 0.8755% | 0.4671% | 0.00040049 | 53.9% | 3.374% | 0.17811 | 5.415% | 3.374% | 0.017894 | 0% | 3.374% | 0 | 0% | 3.886% | 0 | 0% | 3.886% | 0 | 0% | 3.886% | 0 |  |  |  | 0% | 11.8% | 0 | 0% | 11.8% | 0 | 0% | 11.8% | 0 | 0% | 0.3827% | 0 | 0% | 0.3827% | 0 | 0% | 0.3827% | 0 | 0% | 100% | 0 | 0% | 100% | 0 | 0% | 100% | 0 | 0% | 100% | 0 |  |  | 0 |  |  | 0.003585 |  |  | 0.003429 | 100% | 65% |  | 100% | 65% |  | 100% | 65% |  | 100% | 65% |  | 100% | 90% |  | 100% | 90% |  | 100% | 90%
SANTA MARIA 1108M18 | 0.0013939 | 15.2332 | 3.6635 | 0 | 3.6635 | 0.006534 | 0.023447 | 0.00644 | 0% | 99% | 0 | 0% | 99% | 0 | 0% | 99% | 0 | 0% | 99% | 0 | 0% | 61.66% | 0 | 0% | 61.66% | 0 | 0% | 61.66% | 0 | 0% | 61.66% | 0 | 0 | 0% | 3.795% | 0 | 0% | 3.795% | 0 | 0% | 3.795% | 0 | 0% | 0.4031% | 0 | 0% | 0.4031% | 0 | 0% | 0.4031% | 0 | 0% | 0.9685% | 0 | 0% | 0.9685% | 0 | 7.654% | 0.9685% | 0.0027157 | 0% | 0.9699% | 0 | 67.02% | 0.9699% | 0.023814 | 32.24% | 0.9699% | 0.011457 | 44.04% | 7.151% | 0.11536 | 0% | 7.151% | 0 | 0% | 7.151% | 0 | 0% | 1.057% | 0 | 0% | 1.057% | 0 | 0% | 1.057% | 0 |  |  |  | 33.69% | 11.8% | 0.14566 | 0% | 11.8% | 0 | 0% | 11.8% | 0 | 0% | 0.3546% | 0 | 0% | 0.3546% | 0 | 0% | 0.3546% | 0 | 0% | 100% | 0 | 0% | 100% | 0 | 0% | 100% | 0 | 0% | 100% | 0 |  |  | 0 |  |  | 0 |  |  | 0 | 100% | 65% |  | 100% | 65% |  | 100% | 65% |  | 100% | 65% |  | 100% | 90% |  | 100% | 90% |  | 100% | 90%
SYCAMORE CREEK 1111976428 | 0.0027997 | 8.2609 | 4.6355 | 0.0090336 | 4.6445 | 0.012727 | 0.02192 | 0.011492 | 0% | 99% | 0 | 0% | 99% | 0 | 0% | 99% | 0 | 0% | 99% | 0 | 0% | 62.83% | 0 | 0% | 62.83% | 0 | 0% | 62.83% | 0 | 0% | 62.83% | 0 | 0.0090336 | 0% | 2.27% | 0 | 0% | 2.27% | 0 | 0% | 2.27% | 0 | 0% | 0.2623% | 0 | 0% | 0.2623% | 0 | 0% | 0.2623% | 0 | 0% | 0.6922% | 0 | 67.58% | 0.6922% | 0.021685 | 27.13% | 0.6922% | 0.0087064 | 67.58% | 0.7049% | 0.022085 | 29.23% | 0.7049% | 0.00955 | 0% | 0.7049% | 0 | 0% | 5.165% | 0 | 0% | 5.165% | 0 | 0% | 5.165% | 0 | 0% | 1.546% | 0 | 0% | 1.546% | 0 | 0% | 1.546% | 0 |  |  |  | 33.75% | 11.8% | 0.1846 | 0% | 11.8% | 0 | 0% | 11.8% | 0 | 0% | 0.3646% | 0 | 0% | 0.3646% | 0 | 0% | 0.3646% | 0 | 0% | 100% | 0 | 0% | 100% | 0 | 0% | 100% | 0 | 0% | 100% | 0 |  |  | 0 |  |  | 0 |  |  | 0 | 100% | 65% |  | 100% | 65% |  | 100% | 65% |  | 100% | 65% |  | 100% | 90% |  | 100% | 90% |  | 100% | 90%
CLOVERDALE 1102172096 | 0.0035694 | 0.081132 | 0.47544 | 0.045168 | 0.52061 | 0.0014809 | 0.0023113 | 0.000954 | 0% | 99% | 0 | 0% | 99% | 0 | 0% | 99% | 0 | 0% | 99% | 0 | 0% | 63.81% | 0 | 0% | 63.81% | 0 | 0% | 63.81% | 0 | 0% | 63.81% | 0 | 0.045168 | 0% | 2.723% | 0 | 0% | 2.723% | 0 | 0% | 2.723% | 0 | 0% | 0.3006% | 0 | 0% | 0.3006% | 0 | 0% | 0.3006% | 0 | 0% | 0.7309% | 0 | 0% | 0.7309% | 0 | 76.41% | 0.7309% | 0.0026552 | 0% | 0.7602% | 0 | 100% | 0.7602% | 0.0036143 | 0% | 0.7602% | 0 | 0% | 5.479% | 0 | 0% | 5.479% | 0 | 0% | 5.479% | 0 | 0% | 1.613% | 0 | 0% | 1.613% | 0 | 0% | 1.613% | 0 |  |  |  | 14.96% | 11.8% | 0.0083948 | 0% | 11.8% | 0 | 0% | 11.8% | 0 | 0% | 0.3708% | 0 | 0% | 0.3708% | 0 | 0% | 0.3708% | 0 | 0% | 100% | 0 | 0% | 100% | 0 | 0% | 100% | 0 | 0% | 100% | 0 |  |  | 0 |  |  | 0 |  |  | 0 | 100% | 65% |  | 100% | 65% |  | 100% | 65% |  | 100% | 65% |  | 100% | 90% |  | 100% | 90% |  | 100% | 90%
PENRYN 1103604 | 0.0024548 | 28.032 | 9.8412 | 0.30504 | 10.1463 | 0.040684 | 0.038842 | 0.018835 | 0% | 99% | 0 | 0% | 99% | 0 | 0% | 99% | 0 | 0% | 99% | 0 | 0% | 62.39% | 0 | 0% | 62.39% | 0 | 0% | 62.39% | 0 | 0% | 62.39% | 0 | 0.30504 | 100% | 1.931% | 0.19007 | 0% | 1.931% | 0 | 0% | 1.931% | 0 | 0% | 0.2113% | 0 | 0% | 0.2113% | 0 | 0% | 0.2113% | 0 | 0% | 0.5847% | 0 | 45.35% | 0.5847% | 0.026095 | 29.26% | 0.5847% | 0.016836 | 24.19% | 0.5778% | 0.013756 | 5.259% | 0.5778% | 0.0029906 | 69.32% | 0.5778% | 0.03942 | 2.378% | 4.312% | 0.010089 | 43.9% | 4.312% | 0.18628 | 0.587% | 4.312% | 0.0024907 | 0% | 2.686% | 0 | 0% | 2.686% | 0 | 0% | 2.686% | 0 |  |  |  | 0% | 11.8% | 0 | 34.73% | 11.8% | 0.40331 | 0% | 11.8% | 0 | 0% | 0.3681% | 0 | 0% | 0.3681% | 0 | 0% | 0.3681% | 0 | 0% | 100% | 0 | 0% | 100% | 0 | 0% | 100% | 0 | 0% | 100% | 0 |  |  | 0.02339 |  |  | 0.011638 |  |  | 0 | 100% | 65% |  | 100% | 65% |  | 100% | 65% |  | 100% | 65% |  | 100% | 90% |  | 100% | 90% |  | 100% | 90%
PINE GROVE 11021222 | 0.0048336 | 19.6864 | 15.371 | 4.5218 | 19.8927 | 0.082791 | 0.054963 | 0.016575 | 0.1913% | 99% | 0.029116 | 0.1626% | 99% | 0.024749 | 0% | 99% | 0 | 0% | 99% | 0 | 7.474% | 61.73% | 0.70926 | 0.5829% | 61.73% | 0.055313 | 0% | 61.73% | 0 | 0% | 61.73% | 0 | 4.5218 | 25% | 1.884% | 0.072379 | 0% | 1.884% | 0 | 0% | 1.884% | 0 | 0% | 0.2049% | 0 | 0% | 0.2049% | 0 | 0% | 0.2049% | 0 | 0.5957% | 0.5399% | 0.00049433 | 48.47% | 0.5399% | 0.040224 | 30.53% | 0.5399% | 0.025335 | 0% | 0.5576% | 0 | 30.53% | 0.5576% | 0.026169 | 68.76% | 0.5576% | 0.058933 | 77.45% | 4.05% | 0.48218 | 0.1903% | 4.05% | 0.0011848 | 7.943% | 4.05% | 0.049453 | 0% | 3.532% | 0 | 0% | 3.532% | 0 | 0% | 3.532% | 0 |  |  |  | 34.98% | 11.8% | 0.63443 | 0% | 11.8% | 0 | 0% | 11.8% | 0 | 0% | 0.3786% | 0 | 0% | 0.3786% | 0 | 0% | 0.3786% | 0 | 0% | 100% | 0 | 0% | 100% | 0 | 0% | 100% | 0 | 0% | 100% | 0 |  |  | 0 |  |  | 0.00062945 |  |  | 0.012392 | 100% | 65% |  | 100% | 65% |  | 100% | 65% |  | 100% | 65% |  | 100% | 90% |  | 100% | 90% |  | 100% | 90%
SHINGLE SPRINGS 21092679 | 0.0020596 | 7.098 | 2.5688 | 0.064881 | 2.6336 | 0.009769 | 0.010241 | 0.0057938 | 0% | 99% | 0 | 0% | 99% | 0 | 0% | 99% | 0 | 0% | 99% | 0 | 0% | 63.3% | 0 | 0% | 63.3% | 0 | 0% | 63.3% | 0 | 0% | 63.3% | 0 | 0.064881 | 60% | 2.23% | 0.034376 | 0% | 2.23% | 0 | 0% | 2.23% | 0 | 0% | 0.2366% | 0 | 0% | 0.2366% | 0 | 0% | 0.2366% | 0 | 0% | 0.5987% | 0 | 0% | 0.5987% | 0 | 0% | 0.5987% | 0 | 0% | 0.6033% | 0 | 0% | 0.6033% | 0 | 95.56% | 0.6033% | 0.014809 | 57.45% | 4.436% | 0.065462 | 0% | 4.436% | 0 | 0% | 4.436% | 0 | 0% | 2.543% | 0 | 0% | 2.543% | 0 | 0% | 2.543% | 0 |  |  |  | 0% | 11.8% | 0 | 0% | 11.8% | 0 | 0% | 11.8% | 0 | 0% | 0.372% | 0 | 0% | 0.372% | 0 | 0% | 0.372% | 0 | 0% | 100% | 0 | 0% | 100% | 0 | 0% | 100% | 0 | 0% | 100% | 0 |  |  | 3.1903e-05 |  |  | 0 |  |  | 0 | 100% | 65% |  | 100% | 65% |  | 100% | 65% |  | 100% | 65% |  | 100% | 90% |  | 100% | 90% |  | 100% | 90%
DOBBINS 11011808 | 0.0014726 | 15.8812 | 4.3156 | 2.8926 | 7.2082 | 0.023817 | 0.014203 | 0.0054022 | 0% | 99% | 0 | 0% | 99% | 0 | 0% | 99% | 0 | 0% | 99% | 0 | 0% | 61.5% | 0 | 0% | 61.5% | 0 | 0% | 61.5% | 0 | 0% | 61.5% | 0 | 2.8926 | 0% | 1.624% | 0 | 0% | 1.624% | 0 | 0% | 1.624% | 0 | 0% | 0.1621% | 0 | 0% | 0.1621% | 0 | 0% | 0.1621% | 0 | 0% | 0.4971% | 0 | 69.9% | 0.4971% | 0.014994 | 5.402% | 0.4971% | 0.0011587 | 75.3% | 0.4753% | 0.015444 | 22.22% | 0.4753% | 0.0045564 | 2.485% | 0.4753% | 0.00050962 | 8.038% | 3.625% | 0.012576 | 0% | 3.625% | 0 | 0% | 3.625% | 0 | 0% | 3.889% | 0 | 0% | 3.889% | 0 | 0% | 3.889% | 0 |  |  |  | 0% | 11.8% | 0 | 26.28% | 11.8% | 0.13381 | 0% | 11.8% | 0 | 0% | 0.3724% | 0 | 0% | 0.3724% | 0 | 0% | 0.3724% | 0 | 0.1394% | 100% | 0.006018 | 0% | 100% | 0 | 0% | 100% | 0 | 0% | 100% | 0 |  |  | 0.0019624 |  |  | 0 |  |  | 0 | 100% | 65% |  | 100% | 65% |  | 100% | 65% |  | 100% | 65% |  | 100% | 90% |  | 100% | 90% |  | 100% | 90%
OAKHURST 110377384 | 0.0061573 | 7.3401 | 6.3422 | 0.59993 | 6.9421 | 0.028918 | 0.027845 | 0.0072786 | 0% | 99% | 0 | 0% | 99% | 0 | 0% | 99% | 0 | 0% | 99% | 0 | 0% | 62.43% | 0 | 0% | 62.43% | 0 | 0% | 62.43% | 0 | 0% | 62.43% | 0 | 0.59993 | 0% | 2.237% | 0 | 0% | 2.237% | 0 | 0% | 2.237% | 0 | 0% | 0.2571% | 0 | 0% | 0.2571% | 0 | 0% | 0.2571% | 0 | 0% | 0.6453% | 0 | 0% | 0.6453% | 0 | 0% | 0.6453% | 0 | 0% | 0.6755% | 0 | 41.65% | 0.6755% | 0.017841 | 58.35% | 0.6755% | 0.024998 | 63.4% | 4.857% | 0.1953 | 2.45% | 4.857% | 0.0075467 | 0% | 4.857% | 0 | 0% | 2.758% | 0 | 0% | 2.758% | 0 | 0% | 2.758% | 0 |  |  |  | 35% | 11.8% | 0.26193 | 0% | 11.8% | 0 | 0% | 11.8% | 0 | 55.56% | 0.3733% | 0.013154 | 0% | 0.3733% | 0 | 0% | 0.3733% | 0 | 0% | 100% | 0 | 0% | 100% | 0 | 0% | 100% | 0 | 0% | 100% | 0 |  |  | 0.00049864 |  |  | 0.00098958 |  |  | 0 | 100% | 65% |  | 100% | 65% |  | 100% | 65% |  | 100% | 65% |  | 100% | 90% |  | 100% | 90% |  | 100% | 90%
MIDDLETOWN 1102998 | 0.001149 | 17.3308 | 5.4549 | 2.7957 | 8.2506 | 0.017247 | 0.025352 | 0.012577 | 0% | 99% | 0 | 0% | 99% | 0 | 0% | 99% | 0 | 0% | 99% | 0 | 0% | 62.65% | 0 | 0% | 62.65% | 0 | 0% | 62.65% | 0 | 0% | 62.65% | 0 | 2.7957 | 0% | 2.035% | 0 | 0% | 2.035% | 0 | 0% | 2.035% | 0 | 100% | 0.2166% | 0.011816 | 0% | 0.2166% | 0 | 0% | 0.2166% | 0 | 0% | 0.6889% | 0 | 51.25% | 0.6889% | 0.01926 | 48.49% | 0.6889% | 0.018223 | 93.72% | 0.6746% | 0.034488 | 6.02% | 0.6746% | 0.0022153 | 0.189% | 0.6746% | 6.9543e-05 | 3.388% | 5.079% | 0.0093867 | 0% | 5.079% | 0 | 0% | 5.079% | 0 | 0% | 1.694% | 0 | 0% | 1.694% | 0 | 0% | 1.694% | 0 |  |  |  | 30.49% | 11.8% | 0.19624 | 0% | 11.8% | 0 | 0% | 11.8% | 0 | 0% | 0.3629% | 0 | 0% | 0.3629% | 0 | 0% | 0.3629% | 0 | 0% | 100% | 0 | 0% | 100% | 0 | 0% | 100% | 0 | 0% | 100% | 0 |  |  | 4.7555e-05 |  |  | 0 |  |  | 0 | 100% | 65% |  | 100% | 65% |  | 100% | 65% |  | 100% | 65% |  | 100% | 90% |  | 100% | 90% |  | 100% | 90%
SONOMA 11045661 | 0.0025443 | 2.6645 | 3.4286 | 0.30819 | 3.7368 | 0.013413 | 0.016842 | 0.0044952 | 0% | 99% | 0 | 0% | 99% | 0 | 0% | 99% | 0 | 0% | 99% | 0 | 0% | 63.35% | 0 | 0% | 63.35% | 0 | 0% | 63.35% | 0 | 0% | 63.35% | 0 | 0.30819 | 100% | 3.027% | 0.10377 | 0% | 3.027% | 0 | 0% | 3.027% | 0 | 0% | 0.327% | 0 | 0% | 0.327% | 0 | 0% | 0.327% | 0 | 0% | 0.7331% | 0 | 99.79% | 0.7331% | 0.025083 | 0% | 0.7331% | 0 | 99.79% | 0.7642% | 0.026146 | 0% | 0.7642% | 0 | 0% | 0.7642% | 0 | 0% | 5.485% | 0 | 0% | 5.485% | 0 | 0% | 5.485% | 0 | 0% | 2.158% | 0 | 0% | 2.158% | 0 | 0% | 2.158% | 0 |  |  |  | 15.17% | 11.8% | 0.061392 | 0% | 11.8% | 0 | 0% | 11.8% | 0 | 0% | 0.3727% | 0 | 0% | 0.3727% | 0 | 0% | 0.3727% | 0 | 0% | 100% | 0 | 0% | 100% | 0 | 0% | 100% | 0 | 0% | 100% | 0 |  |  | 0 |  |  | 0 |  |  | 0 | 100% | 65% |  | 100% | 65% |  | 100% | 65% |  | 100% | 65% |  | 100% | 90% |  | 100% | 90% |  | 100% | 90%
VINEYARD 2108MR172 | 0.0034897 | 0.3328 | 1.8225 | 0.014968 | 1.8375 | 0.0044208 | 0.0095437 | 0.0045128 | 0% | 99% | 0 | 0% | 99% | 0 | 0% | 99% | 0 | 0% | 99% | 0 | 0% | 64.13% | 0 | 0% | 64.13% | 0 | 0% | 64.13% | 0 | 0% | 64.13% | 0 | 0.014968 | 100% | 2.866% | 0.052242 | 0% | 2.866% | 0 | 0% | 2.866% | 0 | 0% | 0.3263% | 0 | 0% | 0.3263% | 0 | 0% | 0.3263% | 0 | 0% | 0.7639% | 0 | 0% | 0.7639% | 0 | 60.38% | 0.7639% | 0.0084054 | 0% | 0.8028% | 0 | 60.38% | 0.8028% | 0.0088336 | 39.52% | 0.8028% | 0.0057819 | 0% | 5.75% | 0 | 0% | 5.75% | 0 | 0% | 5.75% | 0 | 0% | 1.093% | 0 | 0% | 1.093% | 0 | 0% | 1.093% | 0 |  |  |  | 0% | 11.8% | 0 | 0% | 11.8% | 0 | 0% | 11.8% | 0 | 0% | 0.369% | 0 | 0% | 0.369% | 0 | 0% | 0.369% | 0 | 0% | 100% | 0 | 0% | 100% | 0 | 0% | 100% | 0 | 0% | 100% | 0 |  |  | 0 |  |  | 0 |  |  | 0.01044 | 100% | 65% |  | 100% | 65% |  | 100% | 65% |  | 100% | 65% |  | 100% | 90% |  | 100% | 90% |  | 100% | 90%
LOS GATOS 1101LB40 | 0.0024608 | 11.9019 | 6.6547 | 0.55406 | 7.2088 | 0.028423 | 0.02841 | 0.010682 | 0% | 99% | 0 | 0% | 99% | 0 | 0% | 99% | 0 | 0% | 99% | 0 | 0% | 62.98% | 0 | 0% | 62.98% | 0 | 0% | 62.98% | 0 | 0% | 62.98% | 0 | 0.55406 | 4.545% | 2.122% | 0.006418 | 0% | 2.122% | 0 | 0% | 2.122% | 0 | 0% | 0.2222% | 0 | 0% | 0.2222% | 0 | 0% | 0.2222% | 0 | 0% | 0.6392% | 0 | 0.231% | 0.6392% | 9.8259e-05 | 56.1% | 0.6392% | 0.023862 | 26.89% | 0.6282% | 0.01124 | 69.28% | 0.6282% | 0.02896 | 3.539% | 0.6282% | 0.0014796 | 0.7567% | 4.707% | 0.0023703 | 74.04% | 4.707% | 0.23194 | 2.084% | 4.707% | 0.0065276 | 0% | 2.139% | 0 | 0% | 2.139% | 0 | 0% | 2.139% | 0 |  |  |  | 0% | 11.8% | 0 | 26.52% | 11.8% | 0.20822 | 0% | 11.8% | 0 | 0% | 0.3681% | 0 | 0% | 0.3681% | 0 | 0% | 0.3681% | 0 | 0% | 100% | 0 | 0% | 100% | 0 | 0% | 100% | 0 | 0% | 100% | 0 |  |  | 0 |  |  | 0.044797 |  |  | 0 | 100% | 65% |  | 100% | 65% |  | 100% | 65% |  | 100% | 65% |  | 100% | 90% |  | 100% | 90% |  | 100% | 90%
HARTLEY 11011306 | 0.0015984 | 0.36461 | 1.2236 | 0 | 1.2236 | 0.0038963 | 0.0057251 | 0.0028292 | 0% | 99% | 0 | 0% | 99% | 0 | 0% | 99% | 0 | 0% | 99% | 0 | 0% | 62.7% | 0 | 0% | 62.7% | 0 | 0% | 62.7% | 0 | 100% | 62.7% | 0.76724 | 0 | 0% | 2.121% | 0 | 0% | 2.121% | 0 | 0% | 2.121% | 0 | 0% | 0.2364% | 0 | 0% | 0.2364% | 0 | 0% | 0.2364% | 0 | 0% | 0.6838% | 0 | 93.06% | 0.6838% | 0.0077864 | 0.06115% | 0.6838% | 5.1164e-06 | 93.53% | 0.686% | 0.00785 | 0.6627% | 0.686% | 5.5622e-05 | 80.47% | 0.686% | 0.0067538 | 0% | 5.08% | 0 | 0% | 5.08% | 0 | 0% | 5.08% | 0 | 0% | 1.776% | 0 | 0% | 1.776% | 0 | 0% | 1.776% | 0 |  |  |  | 20.96% | 11.8% | 0.030259 | 0% | 11.8% | 0 | 0% | 11.8% | 0 | 0% | 0.3654% | 0 | 0% | 0.3654% | 0 | 0% | 0.3654% | 0 | 0% | 100% | 0 | 0% | 100% | 0 | 0% | 100% | 0 | 34.97% | 100% | 0.42784 |  |  | 0 |  |  | 0 |  |  | 0 | 100% | 65% |  | 100% | 65% |  | 100% | 65% |  | 100% | 65% |  | 100% | 90% |  | 100% | 90% |  | 100% | 90%
MORGAN HILL 2105XR176 | 0.0020756 | 23.1575 | 11.771 | 0 | 11.771 | 0.036189 | 0.056904 | 0.026801 | 0% | 99% | 0 | 0% | 99% | 0 | 0% | 99% | 0 | 0% | 99% | 0 | 0% | 63.04% | 0 | 0% | 63.04% | 0 | 0% | 63.04% | 0 | 0% | 63.04% | 0 | 0 | 31.25% | 2.393% | 0.088009 | 0% | 2.393% | 0 | 0% | 2.393% | 0 | 0% | 0.2653% | 0 | 0% | 0.2653% | 0 | 0% | 0.2653% | 0 | 0% | 0.7005% | 0 | 57.28% | 0.7005% | 0.047228 | 32.03% | 0.7005% | 0.026406 | 64% | 0.7028% | 0.052941 | 24.05% | 0.7028% | 0.019896 | 9.354% | 0.7028% | 0.0077382 | 12.15% | 5.19% | 0.074196 | 14.54% | 5.19% | 0.088805 | 12.86% | 5.19% | 0.078592 | 0% | 1.528% | 0 | 0% | 1.528% | 0 | 0% | 1.528% | 0 |  |  |  | 0% | 11.8% | 0 | 0% | 11.8% | 0 | 0% | 11.8% | 0 | 55.56% | 0.364% | 0.023803 | 0% | 0.364% | 0 | 0% | 0.364% | 0 | 0% | 100% | 0 | 0.1556% | 100% | 0.01831 | 0% | 100% | 0 | 0% | 100% | 0 |  |  | 0.0016196 |  |  | 0 |  |  | 0.00023177 | 100% | 65% |  | 100% | 65% |  | 100% | 65% |  | 100% | 65% |  | 100% | 90% |  | 100% | 90% |  | 100% | 90%
PLACERVILLE 1109CB | 0.0071211 | 0.0088181 | 0.19729 | 0.082247 | 0.27954 | 0.00091634 | 0.00075352 | 0.00034328 | 0% | 99% | 0 | 0% | 99% | 0 | 0% | 99% | 0 | 0% | 99% | 0 | 0% | 62.87% | 0 | 0% | 62.87% | 0 | 0% | 62.87% | 0 | 0% | 62.87% | 0 | 0.082247 | 0% | 1.923% | 0 | 0% | 1.923% | 0 | 0% | 1.923% | 0 | 0% | 0.2093% | 0 | 0% | 0.2093% | 0 | 0% | 0.2093% | 0 | 0% | 0.5646% | 0 | 24.41% | 0.5646% | 0.00027188 | 0% | 0.5646% | 0 | 24.41% | 0.5762% | 0.00027749 | 0% | 0.5762% | 0 | 74.25% | 0.5762% | 0.00084402 | 0% | 4.216% | 0 | 0% | 4.216% | 0 | 0% | 4.216% | 0 | 0% | 2.629% | 0 | 0% | 2.629% | 0 | 0% | 2.629% | 0 |  |  |  | 0% | 11.8% | 0 | 0% | 11.8% | 0 | 0% | 11.8% | 0 | 0% | 0.3755% | 0 | 0% | 0.3755% | 0 | 0% | 0.3755% | 0 | 100% | 100% | 0.19729 | 0% | 100% | 0 | 0% | 100% | 0 | 0% | 100% | 0 |  |  | 0 |  |  | 0 |  |  | 0 | 100% | 65% |  | 100% | 65% |  | 100% | 65% |  | 100% | 65% |  | 100% | 90% |  | 100% | 90% |  | 100% | 90%
UKIAH 1114844294 | 0.0013771 | 2.0474 | 1.9576 | 0 | 1.9576 | 0.0082035 | 0.008583 | 0.0033999 | 0% | 99% | 0 | 0% | 99% | 0 | 0% | 99% | 0 | 0% | 99% | 0 | 0% | 62.58% | 0 | 0% | 62.58% | 0 | 0% | 62.58% | 0 | 0% | 62.58% | 0 | 0 | 0% | 2.32% | 0 | 0% | 2.32% | 0 | 0% | 2.32% | 0 | 0% | 0.2453% | 0 | 0% | 0.2453% | 0 | 0% | 0.2453% | 0 | 0% | 0.6402% | 0 | 0% | 0.6402% | 0 | 7.147% | 0.6402% | 0.00089566 | 7.147% | 0.637% | 0.00089116 | 71.4% | 0.637% | 0.0089024 | 0% | 0.637% | 0 | 0% | 4.724% | 0 | 0% | 4.724% | 0 | 0% | 4.724% | 0 | 0% | 2.474% | 0 | 0% | 2.474% | 0 | 0% | 2.474% | 0 |  |  |  | 25.15% | 11.8% | 0.058105 | 0% | 11.8% | 0 | 0% | 11.8% | 0 | 0% | 0.3688% | 0 | 0% | 0.3688% | 0 | 0% | 0.3688% | 0 | 0% | 100% | 0 | 0% | 100% | 0 | 0% | 100% | 0 | 0% | 100% | 0 |  |  | 0 |  |  | 0 |  |  | 0 | 100% | 65% |  | 100% | 65% |  | 100% | 65% |  | 100% | 65% |  | 100% | 90% |  | 100% | 90% |  | 100% | 90%
DUNBAR 110379086 | 0.0039079 | 7.8329 | 5.5798 | 0.80033 | 6.3802 | 0.028004 | 0.023336 | 0.0063987 | 0% | 99% | 0 | 0% | 99% | 0 | 0% | 99% | 0 | 0% | 99% | 0 | 0% | 62.95% | 0 | 0% | 62.95% | 0 | 0% | 62.95% | 0 | 0% | 62.95% | 0 | 0.80033 | 0% | 2.517% | 0 | 0% | 2.517% | 0 | 0% | 2.517% | 0 | 0% | 0.2705% | 0 | 0% | 0.2705% | 0 | 0% | 0.2705% | 0 | 0% | 0.6112% | 0 | 94.47% | 0.6112% | 0.032215 | 4.583% | 0.6112% | 0.0015627 | 94.47% | 0.6309% | 0.033254 | 4.596% | 0.6309% | 0.001618 | 0% | 0.6309% | 0 | 79.13% | 4.556% | 0.20115 | 0% | 4.556% | 0 | 0% | 4.556% | 0 | 0% | 2.904% | 0 | 0% | 2.904% | 0 | 0% | 2.904% | 0 |  |  |  | 0% | 11.8% | 0 | 0% | 11.8% | 0 | 0% | 11.8% | 0 | 55.56% | 0.3758% | 0.011648 | 0% | 0.3758% | 0 | 0% | 0.3758% | 0 | 0% | 100% | 0 | 0% | 100% | 0 | 0% | 100% | 0 | 0% | 100% | 0 |  |  | 0 |  |  | 0 |  |  | 0 | 100% | 65% |  | 100% | 65% |  | 100% | 65% |  | 100% | 65% |  | 100% | 90% |  | 100% | 90% |  | 100% | 90%
DUNBAR 1103416 | 0.0035071 | 0.11414 | 2.1189 | 0.030532 | 2.1494 | 0.012346 | 0.007478 | 0.0021044 | 0% | 99% | 0 | 0% | 99% | 0 | 25.93% | 99% | 0.54383 | 0% | 99% | 0 | 0% | 62.77% | 0 | 0% | 62.77% | 0 | 0% | 62.77% | 0 | 0% | 62.77% | 0 | 0.030532 | 0% | 2.253% | 0 | 0% | 2.253% | 0 | 0% | 2.253% | 0 | 0% | 0.2412% | 0 | 0% | 0.2412% | 0 | 0% | 0.2412% | 0 | 0% | 0.5199% | 0 | 19.38% | 0.5199% | 0.002135 | 0% | 0.5199% | 0 | 19.38% | 0.5448% | 0.0022374 | 0% | 0.5448% | 0 | 80.62% | 0.5448% | 0.0093067 | 0% | 3.895% | 0 | 100% | 3.895% | 0.082535 | 0% | 3.895% | 0 | 0% | 3.694% | 0 | 0% | 3.694% | 0 | 0% | 3.694% | 0 |  |  |  | 0% | 11.8% | 0 | 0% | 11.8% | 0 | 0% | 11.8% | 0 | 55.56% | 0.3821% | 0.004498 | 0% | 0.3821% | 0 | 0% | 0.3821% | 0 | 0% | 100% | 0 | 0% | 100% | 0 | 0% | 100% | 0 | 0% | 100% | 0 |  |  | 0 |  |  | 1.9391e-07 |  |  | 0 | 100% | 65% |  | 100% | 65% |  | 100% | 65% |  | 100% | 65% |  | 100% | 90% |  | 100% | 90% |  | 100% | 90%
COARSEGOLD 210210330 | 0.0031628 | 9.8673 | 6.6792 | 0.22122 | 6.9004 | 0.024949 | 0.035843 | 0.00853 | 0% | 99% | 0 | 0% | 99% | 0 | 0% | 99% | 0 | 0% | 99% | 0 | 0% | 61% | 0 | 0% | 61% | 0 | 0% | 61% | 0 | 0% | 61% | 0 | 0.22122 | 0% | 2.267% | 0 | 0% | 2.267% | 0 | 0% | 2.267% | 0 | 0% | 0.269% | 0 | 0% | 0.269% | 0 | 0% | 0.269% | 0 | 0% | 0.759% | 0 | 20.35% | 0.759% | 0.010318 | 31.37% | 0.759% | 0.015901 | 0% | 0.7962% | 0 | 31.37% | 0.7962% | 0.016681 | 67.26% | 0.7962% | 0.035771 | 54.95% | 5.751% | 0.21106 | 5.602% | 5.751% | 0.02152 | 13.71% | 5.751% | 0.052667 | 0% | 2.384% | 0 | 0% | 2.384% | 0 | 0% | 2.384% | 0 |  |  |  | 35% | 11.8% | 0.27585 | 0% | 11.8% | 0 | 0% | 11.8% | 0 | 0% | 0.3678% | 0 | 0% | 0.3678% | 0 | 0% | 0.3678% | 0 | 0% | 100% | 0 | 0% | 100% | 0 | 0% | 100% | 0 | 0% | 100% | 0 |  |  | 0 |  |  | 0.0037152 |  |  | 0 | 100% | 65% |  | 100% | 65% |  | 100% | 65% |  | 100% | 65% |  | 100% | 90% |  | 100% | 90% |  | 100% | 90%
HIGGINS 110332120 | 0.0036041 | 43.6323 | 22.337 | 4.4677 | 26.8047 | 0.12454 | 0.076312 | 0.03134 | 0% | 99% | 0 | 0% | 99% | 0 | 0% | 99% | 0 | 0% | 99% | 0 | 0% | 61.67% | 0 | 0% | 61.67% | 0 | 0% | 61.67% | 0 | 0% | 61.67% | 0 | 4.4677 | 35.29% | 1.461% | 0.1152 | 0% | 1.461% | 0 | 0% | 1.461% | 0 | 100% | 0.1557% | 0.034788 | 0% | 0.1557% | 0 | 0% | 0.1557% | 0 | 0% | 0.4944% | 0 | 45.35% | 0.4944% | 0.050086 | 8.397% | 0.4944% | 0.0092731 | 45.35% | 0.4885% | 0.049483 | 16.38% | 0.4885% | 0.017872 | 38.17% | 0.4885% | 0.041643 | 44% | 3.661% | 0.35978 | 20.95% | 3.661% | 0.17128 | 0.6656% | 3.661% | 0.0054427 | 0% | 3.556% | 0 | 0% | 3.556% | 0 | 45.22% | 3.556% | 0.35915 |  |  |  | 0% | 11.8% | 0 | 34.28% | 11.8% | 0.90352 | 0% | 11.8% | 0 | 0% | 0.3747% | 0 | 0% | 0.3747% | 0 | 0% | 0.3747% | 0 | 0% | 100% | 0 | 0% | 100% | 0 | 0% | 100% | 0 | 0% | 100% | 0 |  |  | 0.013471 |  |  | 0.00055866 |  |  | 0.0018174 | 100% | 65% |  | 100% | 65% |  | 100% | 65% |  | 100% | 65% |  | 100% | 90% |  | 100% | 90% |  | 100% | 90%
COARSEGOLD 21045310 | 0.001126 | 28.9825 | 6.6798 | 0 | 6.6798 | 0.021625 | 0.030732 | 0.01718 | 0% | 99% | 0 | 0% | 99% | 0 | 0% | 99% | 0 | 0% | 99% | 0 | 30.97% | 63.02% | 1.3037 | 30.42% | 63.02% | 1.2806 | 0% | 63.02% | 0 | 38.06% | 63.02% | 1.6023 | 0 | 0% | 2.04% | 0 | 0% | 2.04% | 0 | 0% | 2.04% | 0 | 0% | 0.218% | 0 | 0% | 0.218% | 0 | 0% | 0.218% | 0 | 0% | 0.662% | 0 | 0% | 0.662% | 0 | 0% | 0.662% | 0 | 0% | 0.6569% | 0 | 0% | 0.6569% | 0 | 0% | 0.6569% | 0 | 0% | 4.9% | 0 | 0% | 4.9% | 0 | 0% | 4.9% | 0 | 0% | 1.923% | 0 | 0% | 1.923% | 0 | 0% | 1.923% | 0 |  |  |  | 0% | 11.8% | 0 | 0% | 11.8% | 0 | 0% | 11.8% | 0 | 0% | 0.3658% | 0 | 0% | 0.3658% | 0 | 0% | 0.3658% | 0 | 0.1483% | 100% | 0.0099087 | 0% | 100% | 0 | 0% | 100% | 0 | 0% | 100% | 0 |  |  | 0 |  |  | 0 |  |  | 0 | 100% | 65% |  | 100% | 65% |  | 100% | 65% |  | 100% | 65% |  | 100% | 90% |  | 100% | 90% |  | 100% | 90%
GRASS VALLEY 11032180 | 0.0014614 | 45.8619 | 12.1064 | 2.4368 | 14.5432 | 0.067423 | 0.043148 | 0.015519 | 0% | 99% | 0 | 0% | 99% | 0 | 0% | 99% | 0 | 0% | 99% | 0 | 0% | 61.11% | 0 | 0% | 61.11% | 0 | 0% | 61.11% | 0 | 0% | 61.11% | 0 | 2.4368 | 92.31% | 1.644% | 0.18373 | 0% | 1.644% | 0 | 0% | 1.644% | 0 | 100% | 0.1665% | 0.020152 | 0% | 0.1665% | 0 | 0% | 0.1665% | 0 | 0% | 0.5174% | 0 | 85.53% | 0.5174% | 0.053574 | 4.798% | 0.5174% | 0.0030052 | 36.68% | 0.4934% | 0.021909 | 4.798% | 0.4934% | 0.0028656 | 58.52% | 0.4934% | 0.034953 | 30.43% | 3.772% | 0.13896 | 15.93% | 3.772% | 0.072765 | 7.059% | 3.772% | 0.032239 | 0% | 3.742% | 0 | 0% | 3.742% | 0 | 0% | 3.742% | 0 |  |  |  | 34.84% | 11.8% | 0.49776 | 0% | 11.8% | 0 | 0% | 11.8% | 0 | 0% | 0.3703% | 0 | 0% | 0.3703% | 0 | 0% | 0.3703% | 0 | 0% | 100% | 0 | 0% | 100% | 0 | 0% | 100% | 0 | 0% | 100% | 0 |  |  | 0.00099158 |  |  | 0.0037067 |  |  | 0.00020161 | 100% | 65% |  | 100% | 65% |  | 100% | 65% |  | 100% | 65% |  | 100% | 90% |  | 100% | 90% |  | 100% | 90%
KERN OIL 1106412184 | 0.0018676 | 0.86011 | 0.29062 | 0 | 0.29062 | 0.00018379 | 0.0017314 | 0.0011139 | 0% | 99% | 0 | 0% | 99% | 0 | 0% | 99% | 0 | 0% | 99% | 0 | 0% | 61.28% | 0 | 0% | 61.28% | 0 | 0% | 61.28% | 0 | 0% | 61.28% | 0 | 0 | 0% | 2.31% | 0 | 0% | 2.31% | 0 | 0% | 2.31% | 0 | 0% | 0.2713% | 0 | 0% | 0.2713% | 0 | 0% | 0.2713% | 0 | 0% | 0.8469% | 0 | 100% | 0.8469% | 0.0024614 | 0% | 0.8469% | 0 | 100% | 0.875% | 0.0025428 | 0% | 0.875% | 0 | 0% | 0.875% | 0 | 100% | 6.404% | 0.018612 | 0% | 6.404% | 0 | 0% | 6.404% | 0 | 0% | 0.2955% | 0 | 0% | 0.2955% | 0 | 0% | 0.2955% | 0 |  |  |  | 0% | 11.8% | 0 | 15.2% | 11.8% | 0.0052115 | 0% | 11.8% | 0 | 0% | 0.3622% | 0 | 0% | 0.3622% | 0 | 0% | 0.3622% | 0 | 0% | 100% | 0 | 0% | 100% | 0 | 0% | 100% | 0 | 0% | 100% | 0 |  |  | 0 |  |  | 0 |  |  | 0 | 100% | 65% |  | 100% | 65% |  | 100% | 65% |  | 100% | 65% |  | 100% | 90% |  | 100% | 90% |  | 100% | 90%
UPPER LAKE 1101472084 | 0.002465 | 4.9819 | 3.4972 | 0 | 3.4972 | 0.0083769 | 0.019065 | 0.0090807 | 0% | 99% | 0 | 0% | 99% | 0 | 0% | 99% | 0 | 0% | 99% | 0 | 0% | 62.63% | 0 | 0% | 62.63% | 0 | 0% | 62.63% | 0 | 0% | 62.63% | 0 | 0 | 100% | 2.206% | 0.077134 | 0% | 2.206% | 0 | 0% | 2.206% | 0 | 0% | 0.2704% | 0 | 0% | 0.2704% | 0 | 0% | 0.2704% | 0 | 0% | 0.7491% | 0 | 33.46% | 0.7491% | 0.0087664 | 65.72% | 0.7491% | 0.017218 | 33.46% | 0.7704% | 0.0090151 | 65.72% | 0.7704% | 0.017706 | 33.46% | 0.7704% | 0.0090151 | 0% | 5.62% | 0 | 0% | 5.62% | 0 | 0% | 5.62% | 0 | 0% | 1.362% | 0 | 0% | 1.362% | 0 | 0% | 1.362% | 0 |  |  |  | 0% | 11.8% | 0 | 0% | 11.8% | 0 | 0% | 11.8% | 0 | 0% | 0.3606% | 0 | 0% | 0.3606% | 0 | 0% | 0.3606% | 0 | 0% | 100% | 0 | 0% | 100% | 0 | 0% | 100% | 0 | 0% | 100% | 0 |  |  | 0 |  |  | 0 |  |  | 0 | 100% | 65% |  | 100% | 65% |  | 100% | 65% |  | 100% | 65% |  | 100% | 90% |  | 100% | 90% |  | 100% | 90%
WILLITS 1103409216 | 0.0024054 | 20.3982 | 8.0564 | 0 | 8.0564 | 0.051252 | 0.026482 | 0.0064218 | 0% | 99% | 0 | 0% | 99% | 0 | 0% | 99% | 0 | 0% | 99% | 0 | 0% | 61.62% | 0 | 0% | 61.62% | 0 | 0% | 61.62% | 0 | 0% | 61.62% | 0 | 0 | 100% | 1.767% | 0.14233 | 0% | 1.767% | 0 | 0% | 1.767% | 0 | 0% | 0.1823% | 0 | 0% | 0.1823% | 0 | 0% | 0.1823% | 0 | 0% | 0.4785% | 0 | 0% | 0.4785% | 0 | 15.56% | 0.4785% | 0.0059982 | 0% | 0.4718% | 0 | 15.56% | 0.4718% | 0.005915 | 84.43% | 0.4718% | 0.032093 | 77.81% | 3.519% | 0.22058 | 0% | 3.519% | 0 | 0% | 3.519% | 0 | 0% | 4.011% | 0 | 0% | 4.011% | 0 | 0% | 4.011% | 0 |  |  |  | 33.46% | 11.8% | 0.31806 | 0% | 11.8% | 0 | 0% | 11.8% | 0 | 0% | 0.3767% | 0 | 0% | 0.3767% | 0 | 0% | 0.3767% | 0 | 0% | 100% | 0 | 0% | 100% | 0 | 0% | 100% | 0 | 0% | 100% | 0 |  |  | 0.00098219 |  |  | 0 |  |  | 0 | 100% | 65% |  | 100% | 65% |  | 100% | 65% |  | 100% | 65% |  | 100% | 90% |  | 100% | 90% |  | 100% | 90%
GIRVAN 1101CB | 0.0051162 | 1.3882 | 3.5002 | 1.6328 | 5.133 | 0.0069046 | 0.017893 | 0.011797 | 0% | 99% | 0 | 0% | 99% | 0 | 0% | 99% | 0 | 0% | 99% | 0 | 0% | 63.19% | 0 | 0% | 63.19% | 0 | 0% | 63.19% | 0 | 0% | 63.19% | 0 | 1.6328 | 0% | 2.203% | 0 | 0% | 2.203% | 0 | 0% | 2.203% | 0 | 0% | 0.2661% | 0 | 0% | 0.2661% | 0 | 0% | 0.2661% | 0 | 0% | 0.7065% | 0 | 0.03017% | 0.7065% | 7.461e-06 | 99.68% | 0.7065% | 0.024647 | 98.07% | 0.7351% | 0.025234 | 1.637% | 0.7351% | 0.00042109 | 0% | 0.7351% | 0 | 0% | 5.324% | 0 | 0% | 5.324% | 0 | 0% | 5.324% | 0 | 0% | 0.9042% | 0 | 0% | 0.9042% | 0 | 0% | 0.9042% | 0 |  |  |  | 0% | 11.8% | 0 | 0% | 11.8% | 0 | 0% | 11.8% | 0 | 0% | 0.3661% | 0 | 0% | 0.3661% | 0 | 0% | 0.3661% | 0 | 0% | 100% | 0 | 0% | 100% | 0 | 0% | 100% | 0 | 0% | 100% | 0 |  |  | 0 |  |  | 0 |  |  | 0 | 100% | 65% |  | 100% | 65% |  | 100% | 65% |  | 100% | 65% |  | 100% | 90% |  | 100% | 90% |  | 100% | 90%
GARBERVILLE 11016014 | 0.0013265 | 0 | 12.1739 | 0.37778 | 12.5517 | 0.06931 | 0.046369 | 0.012194 | 0% | 99% | 0 | 0% | 99% | 0 | 0% | 99% | 0 | 0% | 99% | 0 | 0% | 61.66% | 0 | 0% | 61.66% | 0 | 0% | 61.66% | 0 | 0% | 61.66% | 0 | 0.37778 | 0% | 2.167% | 0 | 0% | 2.167% | 0 | 0% | 2.167% | 0 | 100% | 0.2288% | 0.027854 | 0% | 0.2288% | 0 | 0% | 0.2288% | 0 | 0% | 0.55% | 0 | 17.77% | 0.55% | 0.011896 | 75% | 0.55% | 0.050216 | 17.77% | 0.5543% | 0.011989 | 75% | 0.5543% | 0.050607 | 7.009% | 0.5543% | 0.0047297 | 47.36% | 4.071% | 0.23474 | 0% | 4.071% | 0 | 0% | 4.071% | 0 | 0% | 3.704% | 0 | 0% | 3.704% | 0 | 0% | 3.704% | 0 |  |  |  | 0% | 11.8% | 0 | 0% | 11.8% | 0 | 0% | 11.8% | 0 | 0% | 0.3756% | 0 | 0% | 0.3756% | 0 | 0% | 0.3756% | 0 | 0% | 100% | 0 | 0% | 100% | 0 | 0% | 100% | 0 | 0% | 100% | 0 |  |  | 0 |  |  | 0 |  |  | 0 |  |  |  |  | 65% |  |  | 65% |  | 100% | 65%
VOLTA 110165764 | 0.00091138 | 10.4621 | 1.8876 | 0.18013 | 2.0677 | 0.0067099 | 0.0090766 | 0.004093 | 0% | 99% | 0 | 0% | 99% | 0 | 0% | 99% | 0 | 0% | 99% | 0 | 0% | 60.55% | 0 | 0% | 60.55% | 0 | 0% | 60.55% | 0 | 0% | 60.55% | 0 | 0.18013 | 0% | 2.213% | 0 | 0% | 2.213% | 0 | 0% | 2.213% | 0 | 100% | 0.2285% | 0.0043132 | 0% | 0.2285% | 0 | 0% | 0.2285% | 0 | 0% | 0.6831% | 0 | 33.13% | 0.6831% | 0.0042715 | 66.87% | 0.6831% | 0.0086216 | 100% | 0.6397% | 0.012075 | 0% | 0.6397% | 0 | 0% | 0.6397% | 0 | 11.66% | 4.95% | 0.010893 | 0% | 4.95% | 0 | 0% | 4.95% | 0 | 0% | 2.26% | 0 | 0% | 2.26% | 0 | 0% | 2.26% | 0 |  |  |  | 34.6% | 11.8% | 0.077068 | 0% | 11.8% | 0 | 0% | 11.8% | 0 | 55.56% | 0.3572% | 0.003746 | 0% | 0.3572% | 0 | 0% | 0.3572% | 0 | 0% | 100% | 0 | 0% | 100% | 0 | 0% | 100% | 0 | 0% | 100% | 0 |  |  | 0 |  |  | 0 |  |  | 0 | 100% | 65% |  | 100% | 65% |  | 100% | 65% |  | 100% | 65% |  | 100% | 90% |  | 100% | 90% |  | 100% | 90%
COALINGA NO 1 11089080 | 0.0016389 | 0 | 4.6354 | 0.0079831 | 4.6434 | 0.0023837 | 0.026343 | 0.020145 | 0% | 99% | 0 | 0% | 99% | 0 | 0% | 99% | 0 | 0% | 99% | 0 | 0% | 62.45% | 0 | 0% | 62.45% | 0 | 0% | 62.45% | 0 | 0% | 62.45% | 0 | 0.0079831 | 0% | 2.553% | 0 | 0% | 2.553% | 0 | 0% | 2.553% | 0 | 0% | 0.2866% | 0 | 0% | 0.2866% | 0 | 0% | 0.2866% | 0 | 0% | 0.7953% | 0 | 3.565% | 0.7953% | 0.0013142 | 37.14% | 0.7953% | 0.013691 | 45.25% | 0.7962% | 0.0167 | 54.75% | 0.7962% | 0.020208 | 0% | 0.7962% | 0 | 45.38% | 5.908% | 0.12427 | 0% | 5.908% | 0 | 0% | 5.908% | 0 | 0% | 0.275% | 0 | 0% | 0.275% | 0 | 0% | 0.275% | 0 |  |  |  | 29.06% | 11.8% | 0.15893 | 0% | 11.8% | 0 | 0% | 11.8% | 0 | 0% | 0.3583% | 0 | 0% | 0.3583% | 0 | 0% | 0.3583% | 0 | 0% | 100% | 0 | 0% | 100% | 0 | 0% | 100% | 0 | 0% | 100% | 0 |  |  | 0 |  |  | 0 |  |  | 0 |  |  |  |  | 65% |  |  | 65% |  | 100% | 65%
LOS GATOS 110760114 | 0.0018601 | 25.5451 | 16.0551 | 1.5243 | 17.5794 | 0.098632 | 0.060479 | 0.010652 | 0% | 99% | 0 | 0% | 99% | 0 | 0% | 99% | 0 | 0% | 99% | 0 | 0% | 62.66% | 0 | 0% | 62.66% | 0 | 0% | 62.66% | 0 | 0% | 62.66% | 0 | 1.5243 | 40% | 2.302% | 0.14785 | 0% | 2.302% | 0 | 0% | 2.302% | 0 | 0% | 0.2442% | 0 | 0% | 0.2442% | 0 | 0% | 0.2442% | 0 | 0% | 0.5441% | 0 | 2.214% | 0.5441% | 0.0019339 | 31.92% | 0.5441% | 0.027888 | 0% | 0.5661% | 0 | 56.08% | 0.5661% | 0.050968 | 43.74% | 0.5661% | 0.039754 | 18.22% | 4.066% | 0.11896 | 33.51% | 4.066% | 0.21874 | 1.05% | 4.066% | 0.0068555 | 0% | 3.777% | 0 | 0% | 3.777% | 0 | 0% | 3.777% | 0 |  |  |  | 0% | 11.8% | 0 | 22.56% | 11.8% | 0.42737 | 0% | 11.8% | 0 | 0% | 0.3806% | 0 | 0% | 0.3806% | 0 | 0% | 0.3806% | 0 | 0% | 100% | 0 | 0% | 100% | 0 | 0% | 100% | 0 | 0% | 100% | 0 |  |  | 0 |  |  | 0.012998 |  |  | 0 | 100% | 65% |  | 100% | 65% |  | 100% | 65% |  | 100% | 65% |  | 100% | 90% |  | 100% | 90% |  | 100% | 90%
DIAMOND SPRINGS 1104705100 | 0.0020695 | 7.8745 | 3.6478 | 0.096428 | 3.7442 | 0.01683 | 0.015144 | 0.0066645 | 0% | 99% | 0 | 0% | 99% | 0 | 0% | 99% | 0 | 0% | 99% | 0 | 0% | 62.45% | 0 | 0% | 62.45% | 0 | 0% | 62.45% | 0 | 0% | 62.45% | 0 | 0.096428 | 100% | 2.05% | 0.074774 | 0% | 2.05% | 0 | 0% | 2.05% | 0 | 0% | 0.2272% | 0 | 0% | 0.2272% | 0 | 0% | 0.2272% | 0 | 0% | 0.5884% | 0 | 2.64% | 0.5884% | 0.00056665 | 52.14% | 0.5884% | 0.011191 | 46.2% | 0.611% | 0.010297 | 26.74% | 0.611% | 0.0059606 | 29.67% | 0.611% | 0.0066118 | 65.76% | 4.421% | 0.10604 | 0% | 4.421% | 0 | 0% | 4.421% | 0 | 0% | 2.975% | 0 | 0% | 2.975% | 0 | 0% | 2.975% | 0 |  |  |  | 31.22% | 11.8% | 0.1344 | 0% | 11.8% | 0 | 0% | 11.8% | 0 | 0% | 0.3762% | 0 | 0% | 0.3762% | 0 | 0% | 0.3762% | 0 | 0% | 100% | 0 | 0% | 100% | 0 | 0% | 100% | 0 | 0% | 100% | 0 |  |  | 0 |  |  | 0 |  |  | 0 | 100% | 65% |  | 100% | 65% |  | 100% | 65% |  | 100% | 65% |  | 100% | 90% |  | 100% | 90% |  | 100% | 90%
WILLITS 110337506 | 0.0031126 | 11.7016 | 6.7401 | 0 | 6.7401 | 0.047289 | 0.018296 | 0.0060049 | 0% | 99% | 0 | 0% | 99% | 0 | 0% | 99% | 0 | 0% | 99% | 0 | 0% | 61.76% | 0 | 0% | 61.76% | 0 | 0% | 61.76% | 0 | 0% | 61.76% | 0 | 0 | 100% | 1.445% | 0.09739 | 0% | 1.445% | 0 | 0% | 1.445% | 0 | 0% | 0.1592% | 0 | 0% | 0.1592% | 0 | 0% | 0.1592% | 0 | 0% | 0.3813% | 0 | 51.18% | 0.3813% | 0.013153 | 44.97% | 0.3813% | 0.011556 | 51.18% | 0.3895% | 0.013436 | 44.97% | 0.3895% | 0.011805 | 3.848% | 0.3895% | 0.00101 | 13.5% | 2.838% | 0.025827 | 34.11% | 2.838% | 0.065244 | 44.39% | 2.838% | 0.084892 | 0% | 4.711% | 0 | 0% | 4.711% | 0 | 0% | 4.711% | 0 |  |  |  | 35% | 11.8% | 0.27836 | 0% | 11.8% | 0 | 0% | 11.8% | 0 | 0% | 0.3826% | 0 | 0% | 0.3826% | 0 | 0% | 0.3826% | 0 | 0% | 100% | 0 | 0% | 100% | 0 | 0% | 100% | 0 | 0% | 100% | 0 |  |  | 0 |  |  | 0.00024655 |  |  | 0.0048424 | 100% | 65% |  | 100% | 65% |  | 100% | 65% |  | 100% | 65% |  | 100% | 90% |  | 100% | 90% |  | 100% | 90%
MIDDLETOWN 1102414 | 0.0013099 | 4.9572 | 5.7459 | 1.8353 | 7.5812 | 0.01658 | 0.028697 | 0.015758 | 0% | 99% | 0 | 0% | 99% | 0 | 0% | 99% | 0 | 0% | 99% | 0 | 0% | 63.48% | 0 | 0% | 63.48% | 0 | 0% | 63.48% | 0 | 0% | 63.48% | 0 | 1.8353 | 0% | 2.213% | 0 | 0% | 2.213% | 0 | 0% | 2.213% | 0 | 0% | 0.2538% | 0 | 0% | 0.2538% | 0 | 0% | 0.2538% | 0 | 0% | 0.6923% | 0 | 44.11% | 0.6923% | 0.017545 | 42.47% | 0.6923% | 0.016892 | 44.11% | 0.7088% | 0.017966 | 42.46% | 0.7088% | 0.017292 | 1.621% | 0.7088% | 0.00066036 | 0% | 5.18% | 0 | 0% | 5.18% | 0 | 0% | 5.18% | 0 | 0% | 1.395% | 0 | 0% | 1.395% | 0 | 0% | 1.395% | 0 |  |  |  | 17.53% | 11.8% | 0.11887 | 0% | 11.8% | 0 | 0% | 11.8% | 0 | 0% | 0.3669% | 0 | 0% | 0.3669% | 0 | 0% | 0.3669% | 0 | 0% | 100% | 0 | 0% | 100% | 0 | 0% | 100% | 0 | 0% | 100% | 0 |  |  | 0 |  |  | 0 |  |  | 0 | 100% | 65% |  | 100% | 65% |  | 100% | 65% |  | 100% | 65% |  | 100% | 90% |  | 100% | 90% |  | 100% | 90%
HIGGINS 1103995672 | 0.0041805 | 3.5944 | 4.6818 | 1.0484 | 5.7302 | 0.02963 | 0.013979 | 0.0061556 | 0% | 99% | 0 | 0% | 99% | 0 | 0% | 99% | 0 | 0% | 99% | 0 | 0% | 62.57% | 0 | 0% | 62.57% | 0 | 0% | 62.57% | 0 | 0% | 62.57% | 0 | 1.0484 | 0% | 1.525% | 0 | 0% | 1.525% | 0 | 0% | 1.525% | 0 | 0% | 0.1604% | 0 | 0% | 0.1604% | 0 | 0% | 0.1604% | 0 | 0% | 0.4268% | 0 | 76.72% | 0.4268% | 0.015329 | 0% | 0.4268% | 0 | 76.72% | 0.4306% | 0.015467 | 0% | 0.4306% | 0 | 23.28% | 0.4306% | 0.0046938 | 29.42% | 3.167% | 0.043621 | 0% | 3.167% | 0 | 1.525% | 3.167% | 0.0022622 | 0% | 3.849% | 0 | 0% | 3.849% | 0 | 0% | 3.849% | 0 |  |  |  | 0% | 11.8% | 0 | 34.28% | 11.8% | 0.18938 | 0% | 11.8% | 0 | 0% | 0.3809% | 0 | 0% | 0.3809% | 0 | 0% | 0.3809% | 0 | 0% | 100% | 0 | 0% | 100% | 0 | 0% | 100% | 0 | 0% | 100% | 0 |  |  | 0 |  |  | 0 |  |  | 0 | 100% | 65% |  | 100% | 65% |  | 100% | 65% |  | 100% | 65% |  | 100% | 90% |  | 100% | 90% |  | 100% | 90%
CALPELLA 1101345230 | 0.0017841 | 0.79136 | 1.0504 | 0 | 1.0504 | 0.0030884 | 0.0059667 | 0.0021311 | 0% | 99% | 0 | 0% | 99% | 0 | 0% | 99% | 0 | 0% | 99% | 0 | 0% | 62.39% | 0 | 0% | 62.39% | 0 | 0% | 62.39% | 0 | 0% | 62.39% | 0 | 0 | 0% | 2.778% | 0 | 0% | 2.778% | 0 | 0% | 2.778% | 0 | 0% | 0.3184% | 0 | 0% | 0.3184% | 0 | 0% | 0.3184% | 0 | 0% | 0.786% | 0 | 47.61% | 0.786% | 0.0039308 | 52.21% | 0.786% | 0.0043099 | 99.82% | 0.818% | 0.0085765 | 0.1637% | 0.818% | 1.4065e-05 | 0% | 0.818% | 0 | 0% | 5.904% | 0 | 0% | 5.904% | 0 | 0% | 5.904% | 0 | 0% | 1.68% | 0 | 0% | 1.68% | 0 | 0% | 1.68% | 0 |  |  |  | 0% | 11.8% | 0 | 13.65% | 11.8% | 0.016922 | 0% | 11.8% | 0 | 0% | 0.3659% | 0 | 0% | 0.3659% | 0 | 0% | 0.3659% | 0 | 0% | 100% | 0 | 0% | 100% | 0 | 0% | 100% | 0 | 0% | 100% | 0 |  |  | 0 |  |  | 0 |  |  | 0 | 100% | 65% |  | 100% | 65% |  | 100% | 65% |  | 100% | 65% |  | 100% | 90% |  | 100% | 90% |  | 100% | 90%
WYANDOTTE 110213044 | 0.0025956 | 4.3837 | 3.0028 | 0.031512 | 3.0343 | 0.0084659 | 0.016171 | 0.0073461 | 0% | 99% | 0 | 0% | 99% | 0 | 0% | 99% | 0 | 0% | 99% | 0 | 0% | 63.21% | 0 | 0% | 63.21% | 0 | 0% | 63.21% | 0 | 0% | 63.21% | 0 | 0.031512 | 0% | 3.102% | 0 | 0% | 3.102% | 0 | 0% | 3.102% | 0 | 0% | 0.3401% | 0 | 0% | 0.3401% | 0 | 0% | 0.3401% | 0 | 0% | 0.7541% | 0 | 0% | 0.7541% | 0 | 0% | 0.7541% | 0 | 0% | 0.7809% | 0 | 0% | 0.7809% | 0 | 100% | 0.7809% | 0.02345 | 30.31% | 5.626% | 0.051209 | 0% | 5.626% | 0 | 0% | 5.626% | 0 | 0% | 1.552% | 0 | 0% | 1.552% | 0 | 0% | 1.552% | 0 |  |  |  | 0% | 11.8% | 0 | 0% | 11.8% | 0 | 0% | 11.8% | 0 | 0% | 0.3684% | 0 | 0% | 0.3684% | 0 | 0% | 0.3684% | 0 | 0% | 100% | 0 | 0% | 100% | 0 | 0% | 100% | 0 | 0% | 100% | 0 |  |  | 1.8468e-05 |  |  | 0 |  |  | 0 | 100% | 65% |  | 100% | 65% |  | 100% | 65% |  | 100% | 65% |  | 100% | 90% |  | 100% | 90% |  | 100% | 90%
SALT SPRINGS 210237300 | 0.0029843 | 7.1794 | 4.9035 | 1.3355 | 6.239 | 0.023483 | 0.024006 | 0.005336 | 0% | 99% | 0 | 0% | 99% | 0 | 0% | 99% | 0 | 0% | 99% | 0 | 0% | 62.03% | 0 | 0% | 62.03% | 0 | 0% | 62.03% | 0 | 0% | 62.03% | 0 | 1.3355 | 0% | 2.622% | 0 | 0% | 2.622% | 0 | 0% | 2.622% | 0 | 0% | 0.291% | 0 | 0% | 0.291% | 0 | 0% | 0.291% | 0 | 0% | 0.6711% | 0 | 0% | 0.6711% | 0 | 2.804% | 0.6711% | 0.00092278 | 0% | 0.6854% | 0 | 2.804% | 0.6854% | 0.00094244 | 97.07% | 0.6854% | 0.032627 | 54.45% | 4.987% | 0.13315 | 0% | 4.987% | 0 | 0% | 4.987% | 0 | 0% | 2.621% | 0 | 0% | 2.621% | 0 | 0% | 2.621% | 0 |  |  |  | 0% | 11.8% | 0 | 0% | 11.8% | 0 | 0% | 11.8% | 0 | 0% | 0.3684% | 0 | 0% | 0.3684% | 0 | 0% | 0.3684% | 0 | 0% | 100% | 0 | 0% | 100% | 0 | 0% | 100% | 0 | 0% | 100% | 0 |  |  | 0 |  |  | 0 |  |  | 0 | 100% | 65% |  | 100% | 65% |  | 100% | 65% |  | 100% | 65% |  | 100% | 90% |  | 100% | 90% |  | 100% | 90%
ALTO 1125510 | 0.0028454 | 10.4095 | 6.2539 | 0.4366 | 6.6905 | 0.036023 | 0.027062 | 0.0046634 | 0% | 99% | 0 | 0% | 99% | 0 | 0% | 99% | 0 | 0% | 99% | 0 | 0% | 63.15% | 0 | 0% | 63.15% | 0 | 0% | 63.15% | 0 | 0% | 63.15% | 0 | 0.4366 | 100% | 2.395% | 0.14979 | 0% | 2.395% | 0 | 0% | 2.395% | 0 | 0% | 0.2593% | 0 | 0% | 0.2593% | 0 | 0% | 0.2593% | 0 | 0% | 0.6042% | 0 | 0% | 0.6042% | 0 | 14.02% | 0.6042% | 0.0052972 | 0% | 0.6238% | 0 | 14.02% | 0.6238% | 0.0054684 | 85.59% | 0.6238% | 0.033389 | 58.36% | 4.51% | 0.16459 | 21.79% | 4.51% | 0.061443 | 3.201% | 4.51% | 0.0090286 | 0% | 2.741% | 0 | 0% | 2.741% | 0 | 0% | 2.741% | 0 |  |  |  | 0% | 11.8% | 0 | 7.866% | 11.8% | 0.058048 | 0% | 11.8% | 0 | 0% | 0.3759% | 0 | 0% | 0.3759% | 0 | 0% | 0.3759% | 0 | 0% | 100% | 0 | 0% | 100% | 0 | 0% | 100% | 0 | 0% | 100% | 0 |  |  | 0.00098958 |  |  | 0.0035943 |  |  | 0.0040115 | 100% | 65% |  | 100% | 65% |  | 100% | 65% |  | 100% | 65% |  | 100% | 90% |  | 100% | 90% |  | 100% | 90%
RACETRACK 17032553 | 0.0029419 | 1.0373 | 1.4992 | 0 | 1.4992 | 0.0038617 | 0.0068441 | 0.005545 | 0% | 99% | 0 | 0% | 99% | 0 | 0% | 99% | 0 | 0% | 99% | 0 | 0% | 64.24% | 0 | 0% | 64.24% | 0 | 0% | 64.24% | 0 | 0% | 64.24% | 0 | 0 | 0% | 2.051% | 0 | 0% | 2.051% | 0 | 0% | 2.051% | 0 | 0% | 0.2206% | 0 | 0% | 0.2206% | 0 | 0% | 0.2206% | 0 | 0% | 0.6315% | 0 | 42.93% | 0.6315% | 0.0040645 | 57.07% | 0.6315% | 0.0054034 | 42.93% | 0.6331% | 0.004075 | 57.07% | 0.6331% | 0.0054173 | 0% | 0.6331% | 0 | 54.97% | 4.684% | 0.038601 | 0% | 4.684% | 0 | 0% | 4.684% | 0 | 0% | 1.391% | 0 | 0% | 1.391% | 0 | 0% | 1.391% | 0 |  |  |  | 0% | 11.8% | 0 | 0% | 11.8% | 0 | 0% | 11.8% | 0 | 0% | 0.3688% | 0 | 0% | 0.3688% | 0 | 0% | 0.3688% | 0 | 0% | 100% | 0 | 0% | 100% | 0 | 0% | 100% | 0 | 0% | 100% | 0 |  |  | 0 |  |  | 0 |  |  | 0 | 100% | 65% |  | 100% | 65% |  | 100% | 65% |  | 100% | 65% |  | 100% | 90% |  | 100% | 90% |  | 100% | 90%
TEMPLETON 2112116402 | 0.00077269 | 2.5233 | 1.2933 | 0.029797 | 1.3231 | 0.0023828 | 0.0082506 | 0.003393 | 0% | 99% | 0 | 0% | 99% | 0 | 0% | 99% | 0 | 0% | 99% | 0 | 0% | 62.72% | 0 | 0% | 62.72% | 0 | 0% | 62.72% | 0 | 0% | 62.72% | 0 | 0.029797 | 0% | 3.217% | 0 | 0% | 3.217% | 0 | 0% | 3.217% | 0 | 0% | 0.3488% | 0 | 0% | 0.3488% | 0 | 0% | 0.3488% | 0 | 0% | 0.8745% | 0 | 39.32% | 0.8745% | 0.0044475 | 42.03% | 0.8745% | 0.0047536 | 0% | 0.8811% | 0 | 60.65% | 0.8811% | 0.0069104 | 39.32% | 0.8811% | 0.0044808 | 51.15% | 6.477% | 0.042846 | 0% | 6.477% | 0 | 0% | 6.477% | 0 | 0% | 1.086% | 0 | 0% | 1.086% | 0 | 0% | 1.086% | 0 |  |  |  | 0% | 11.8% | 0 | 3.891% | 11.8% | 0.0059378 | 0% | 11.8% | 0 | 0% | 0.3575% | 0 | 0% | 0.3575% | 0 | 0% | 0.3575% | 0 | 0% | 100% | 0 | 0% | 100% | 0 | 0% | 100% | 0 | 0% | 100% | 0 |  |  | 0 |  |  | 0 |  |  | 0 | 100% | 65% |  | 100% | 65% |  | 100% | 65% |  | 100% | 65% |  | 100% | 90% |  | 100% | 90% |  | 100% | 90%
FROGTOWN 170232556 | 0.0037926 | 0.045028 | 0.86764 | 0.092261 | 0.9599 | 0.0019393 | 0.004255 | 0.0032344 | 0% | 99% | 0 | 0% | 99% | 0 | 0% | 99% | 0 | 0% | 99% | 0 | 0% | 63.49% | 0 | 0% | 63.49% | 0 | 0% | 63.49% | 0 | 0% | 63.49% | 0 | 0.092261 | 0% | 1.836% | 0 | 0% | 1.836% | 0 | 0% | 1.836% | 0 | 0% | 0.2134% | 0 | 0% | 0.2134% | 0 | 0% | 0.2134% | 0 | 0% | 0.6618% | 0 | 0% | 0.6618% | 0 | 6.584% | 0.6618% | 0.000378 | 0% | 0.6605% | 0 | 21.7% | 0.6605% | 0.0012436 | 0% | 0.6605% | 0 | 0% | 4.918% | 0 | 0% | 4.918% | 0 | 0% | 4.918% | 0 | 0% | 1.113% | 0 | 0% | 1.113% | 0 | 0% | 1.113% | 0 |  |  |  | 23.01% | 11.8% | 0.023562 | 0% | 11.8% | 0 | 0% | 11.8% | 0 | 0% | 0.3633% | 0 | 0% | 0.3633% | 0 | 0% | 0.3633% | 0 | 0% | 100% | 0 | 0% | 100% | 0 | 0% | 100% | 0 | 0% | 100% | 0 |  |  | 0 |  |  | 0 |  |  | 0 | 100% | 65% |  | 100% | 65% |  | 100% | 65% |  | 100% | 65% |  | 100% | 90% |  | 100% | 90% |  | 100% | 90%
PEORIA 170413490 | 0.0022807 | 3.7686 | 3.6354 | 0 | 3.6354 | 0.0027187 | 0.019907 | 0.017114 | 0% | 99% | 0 | 0% | 99% | 0 | 0% | 99% | 0 | 0% | 99% | 0 | 0% | 63.57% | 0 | 0% | 63.57% | 0 | 0% | 63.57% | 0 | 0% | 63.57% | 0 | 0 | 0% | 1.826% | 0 | 0% | 1.826% | 0 | 0% | 1.826% | 0 | 0% | 0.2448% | 0 | 0% | 0.2448% | 0 | 0% | 0.2448% | 0 | 0% | 0.7007% | 0 | 60.02% | 0.7007% | 0.015288 | 24.94% | 0.7007% | 0.0063533 | 60.02% | 0.7325% | 0.015981 | 39.02% | 0.7325% | 0.01039 | 0% | 0.7325% | 0 | 0% | 5.304% | 0 | 0% | 5.304% | 0 | 0% | 5.304% | 0 | 0% | 0.3968% | 0 | 0% | 0.3968% | 0 | 0% | 0.3968% | 0 |  |  |  | 21.3% | 11.8% | 0.091354 | 0% | 11.8% | 0 | 0% | 11.8% | 0 | 0% | 0.3615% | 0 | 0% | 0.3615% | 0 | 0% | 0.3615% | 0 | 0% | 100% | 0 | 0% | 100% | 0 | 0% | 100% | 0 | 0% | 100% | 0 |  |  | 0 |  |  | 0 |  |  | 0 | 100% | 65% |  | 100% | 65% |  | 100% | 65% |  | 100% | 65% |  | 100% | 90% |  | 100% | 90% |  | 100% | 90%
OILFIELDS 1103643162 | 0.0010461 | 3.176 | 1.202 | 0 | 1.202 | 0.0013842 | 0.0072449 | 0.0045253 | 0% | 99% | 0 | 0% | 99% | 0 | 0% | 99% | 0 | 0% | 99% | 0 | 0% | 62.77% | 0 | 0% | 62.77% | 0 | 0% | 62.77% | 0 | 0% | 62.77% | 0 | 0 | 0% | 2.692% | 0 | 0% | 2.692% | 0 | 0% | 2.692% | 0 | 0% | 0.3005% | 0 | 0% | 0.3005% | 0 | 0% | 0.3005% | 0 | 1.252% | 0.808% | 0.00012164 | 0% | 0.808% | 0 | 100% | 0.808% | 0.0097121 | 0% | 0.8003% | 0 | 100% | 0.8003% | 0.009619 | 0% | 0.8003% | 0 | 0% | 5.963% | 0 | 0% | 5.963% | 0 | 0% | 5.963% | 0 | 0% | 0.5834% | 0 | 0% | 0.5834% | 0 | 0% | 0.5834% | 0 |  |  |  | 22.17% | 11.8% | 0.031437 | 0% | 11.8% | 0 | 0% | 11.8% | 0 | 0% | 0.3547% | 0 | 0% | 0.3547% | 0 | 0% | 0.3547% | 0 | 0% | 100% | 0 | 0% | 100% | 0 | 0% | 100% | 0 | 0% | 100% | 0 |  |  | 0 |  |  | 0 |  |  | 0 | 100% | 65% |  | 100% | 65% |  | 100% | 65% |  | 100% | 65% |  | 100% | 90% |  | 100% | 90% |  | 100% | 90%
MIWUK 1702823548 | 0.0018669 | 21.3323 | 9.5596 | 1.4133 | 10.9729 | 0.040968 | 0.048125 | 0.015691 | 0% | 99% | 0 | 0% | 99% | 0 | 0% | 99% | 0 | 0% | 99% | 0 | 0% | 61.74% | 0 | 0% | 61.74% | 0 | 0% | 61.74% | 0 | 0% | 61.74% | 0 | 1.4133 | 0% | 2.315% | 0 | 0% | 2.315% | 0 | 0% | 2.315% | 0 | 0% | 0.2468% | 0 | 0% | 0.2468% | 0 | 0% | 0.2468% | 0 | 0% | 0.6931% | 0 | 0% | 0.6931% | 0 | 59.09% | 0.6931% | 0.039153 | 0% | 0.6967% | 0 | 59.09% | 0.6967% | 0.039357 | 40.91% | 0.6967% | 0.027244 | 41.44% | 5.145% | 0.20381 | 1.541% | 5.145% | 0.0075813 | 1.587% | 5.145% | 0.0078056 | 0% | 2.174% | 0 | 0% | 2.174% | 0 | 0% | 2.174% | 0 |  |  |  | 0% | 11.8% | 0 | 0% | 11.8% | 0 | 0% | 11.8% | 0 | 0% | 0.3675% | 0 | 0% | 0.3675% | 0 | 0% | 0.3675% | 0 | 0% | 100% | 0 | 0% | 100% | 0 | 0% | 100% | 0 | 0% | 100% | 0 |  |  | 0 |  |  | 0 |  |  | 0 | 100% | 65% |  | 100% | 65% |  | 100% | 65% |  | 100% | 65% |  | 100% | 90% |  | 100% | 90% |  | 100% | 90%
WILLITS 1104934 | 0.0016335 | 32.2389 | 10.2041 | 0 | 10.2041 | 0.069708 | 0.031213 | 0.011362 | 0% | 99% | 0 | 0% | 99% | 0 | 0% | 99% | 0 | 0% | 99% | 0 | 0% | 61.95% | 0 | 0% | 61.95% | 0 | 0% | 61.95% | 0 | 0% | 61.95% | 0 | 0 | 0% | 1.513% | 0 | 0% | 1.513% | 0 | 0% | 1.513% | 0 | 0% | 0.1578% | 0 | 0% | 0.1578% | 0 | 0% | 0.1578% | 0 | 0% | 0.4214% | 0 | 0% | 0.4214% | 0 | 100% | 0.4214% | 0.042999 | 0% | 0.418% | 0 | 100% | 0.418% | 0.042649 | 0% | 0.418% | 0 | 0% | 3.107% | 0 | 0% | 3.107% | 0 | 0% | 3.107% | 0 | 0% | 4.149% | 0 | 0% | 4.149% | 0 | 0% | 4.149% | 0 |  |  |  | 0% | 11.8% | 0 | 0% | 11.8% | 0 | 0% | 11.8% | 0 | 0% | 0.3794% | 0 | 0% | 0.3794% | 0 | 0% | 0.3794% | 0 | 0% | 100% | 0 | 0% | 100% | 0 | 0% | 100% | 0 | 0% | 100% | 0 |  |  | 0 |  |  | 0 |  |  | 0 | 100% | 65% |  | 100% | 65% |  | 100% | 65% |  | 100% | 65% |  | 100% | 90% |  | 100% | 90% |  | 100% | 90%
MORGAN HILL 2105XR070 | 0.0022511 | 6.3969 | 3.6573 | 0 | 3.6573 | 0.012515 | 0.01909 | 0.0086589 | 0% | 99% | 0 | 0% | 99% | 0 | 0% | 99% | 0 | 0% | 99% | 0 | 0% | 63.52% | 0 | 0% | 63.52% | 0 | 0% | 63.52% | 0 | 0% | 63.52% | 0 | 0 | 42.86% | 2.606% | 0.040843 | 0% | 2.606% | 0 | 0% | 2.606% | 0 | 0% | 0.2875% | 0 | 0% | 0.2875% | 0 | 0% | 0.2875% | 0 | 0% | 0.7013% | 0 | 11.63% | 0.7013% | 0.0029817 | 16.33% | 0.7013% | 0.0041883 | 11.63% | 0.7109% | 0.0030237 | 16.33% | 0.7109% | 0.004246 | 61.6% | 0.7109% | 0.016016 | 11.43% | 5.204% | 0.021748 | 69.77% | 5.204% | 0.13278 | 0% | 5.204% | 0 | 0% | 1.509% | 0 | 0% | 1.509% | 0 | 0% | 1.509% | 0 |  |  |  | 0% | 11.8% | 0 | 0% | 11.8% | 0 | 0% | 11.8% | 0 | 55.56% | 0.3659% | 0.007434 | 0% | 0.3659% | 0 | 0% | 0.3659% | 0 | 0% | 100% | 0 | 0% | 100% | 0 | 0% | 100% | 0 | 0% | 100% | 0 |  |  | 0 |  |  | 0.005216 |  |  | 0 | 100% | 65% |  | 100% | 65% |  | 100% | 65% |  | 100% | 65% |  | 100% | 90% |  | 100% | 90% |  | 100% | 90%
CURTIS 170565908 | 0.002111 | 14.5304 | 7.6982 | 0 | 7.6982 | 0.024679 | 0.030395 | 0.02968 | 0% | 99% | 0 | 0% | 99% | 0 | 0% | 99% | 0 | 0% | 99% | 0 | 0% | 64.8% | 0 | 0% | 64.8% | 0 | 0% | 64.8% | 0 | 0% | 64.8% | 0 | 0 | 0% | 1.82% | 0 | 0% | 1.82% | 0 | 0% | 1.82% | 0 | 0% | 0.1981% | 0 | 0% | 0.1981% | 0 | 0% | 0.1981% | 0 | 0% | 0.5362% | 0 | 50.47% | 0.5362% | 0.020833 | 41.62% | 0.5362% | 0.017179 | 50.47% | 0.5438% | 0.021129 | 43.66% | 0.5438% | 0.018277 | 0% | 0.5438% | 0 | 43.22% | 3.99% | 0.13276 | 2.417% | 3.99% | 0.0074232 | 0% | 3.99% | 0 | 0% | 1.871% | 0 | 0% | 1.871% | 0 | 0% | 1.871% | 0 |  |  |  | 29.42% | 11.8% | 0.26725 | 0% | 11.8% | 0 | 0% | 11.8% | 0 | 0% | 0.3741% | 0 | 0% | 0.3741% | 0 | 0% | 0.3741% | 0 | 0% | 100% | 0 | 0% | 100% | 0 | 0% | 100% | 0 | 0% | 100% | 0 |  |  | 0 |  |  | 0 |  |  | 0 | 100% | 65% |  | 100% | 65% |  | 100% | 65% |  | 100% | 65% |  | 100% | 90% |  | 100% | 90% |  | 100% | 90%
OAKHURST 1103CB | 0.0036673 | 34.5648 | 24.4456 | 1.4396 | 25.8852 | 0.091275 | 0.12864 | 0.050001 | 0% | 99% | 0 | 0% | 99% | 0 | 0% | 99% | 0 | 0% | 99% | 0 | 0% | 62.69% | 0 | 0% | 62.69% | 0 | 0% | 62.69% | 0 | 0% | 62.69% | 0 | 1.4396 | 35.71% | 2.315% | 0.20213 | 0% | 2.315% | 0 | 0% | 2.315% | 0 | 0% | 0.2687% | 0 | 0% | 0.2687% | 0 | 0% | 0.2687% | 0 | 0% | 0.7029% | 0 | 30.14% | 0.7029% | 0.051785 | 24.36% | 0.7029% | 0.041856 | 29.34% | 0.736% | 0.052789 | 24.36% | 0.736% | 0.043826 | 45.57% | 0.736% | 0.081988 | 54.73% | 5.302% | 0.70938 | 0.1045% | 5.302% | 0.0013547 | 12.73% | 5.302% | 0.16502 | 0% | 2.117% | 0 | 0% | 2.117% | 0 | 0% | 2.117% | 0 |  |  |  | 0% | 11.8% | 0 | 0% | 11.8% | 0 | 0% | 11.8% | 0 | 55.56% | 0.3704% | 0.050301 | 0% | 0.3704% | 0 | 0% | 0.3704% | 0 | 0% | 100% | 0 | 0% | 100% | 0 | 0% | 100% | 0 | 0% | 100% | 0 |  |  | 0.046378 |  |  | 0.0085876 |  |  | 0.0077489 | 100% | 65% |  | 100% | 65% |  | 100% | 65% |  | 100% | 65% |  | 100% | 90% |  | 100% | 90% |  | 100% | 90%
KONOCTI 11024300 | 0.0032153 | 28.1318 | 14.2777 | 2.5824 | 16.8601 | 0.08829 | 0.05382 | 0.015726 | 0% | 99% | 0 | 0% | 99% | 0 | 0% | 99% | 0 | 0% | 99% | 0 | 0% | 61.93% | 0 | 0% | 61.93% | 0 | 0% | 61.93% | 0 | 0% | 61.93% | 0 | 2.5824 | 60% | 1.968% | 0.16858 | 0% | 1.968% | 0 | 0% | 1.968% | 0 | 0% | 0.208% | 0 | 0% | 0.208% | 0 | 0% | 0.208% | 0 | 6.641% | 0.5183% | 0.0049146 | 0% | 0.5183% | 0 | 7.831% | 0.5183% | 0.0057953 | 0% | 0.5247% | 0 | 82.47% | 0.5247% | 0.061782 | 14.7% | 0.5247% | 0.011014 | 83% | 3.846% | 0.4558 | 10.41% | 3.846% | 0.057158 | 0.7151% | 3.846% | 0.0039267 | 0% | 3.794% | 0 | 0% | 3.794% | 0 | 0% | 3.794% | 0 |  |  |  | 34.82% | 11.8% | 0.58656 | 0% | 11.8% | 0 | 0% | 11.8% | 0 | 0% | 0.3774% | 0 | 0% | 0.3774% | 0 | 0% | 0.3774% | 0 | 0% | 100% | 0 | 0% | 100% | 0 | 0% | 100% | 0 | 0% | 100% | 0 |  |  | 0.0021532 |  |  | 0.017075 |  |  | 0.014159 | 100% | 65% |  | 100% | 65% |  | 100% | 65% |  | 100% | 65% |  | 100% | 90% |  | 100% | 90% |  | 100% | 90%
DUNBAR 1103681238 | 0.0043839 | 0.5047 | 0.44265 | 0.033613 | 0.47626 | 0.0031556 | 0.0013436 | 0.00039817 | 0% | 99% | 0 | 0% | 99% | 0 | 0% | 99% | 0 | 0% | 99% | 0 | 0% | 63.37% | 0 | 0% | 63.37% | 0 | 0% | 63.37% | 0 | 0% | 63.37% | 0 | 0.033613 | 100% | 1.735% | 0.0076809 | 0% | 1.735% | 0 | 0% | 1.735% | 0 | 0% | 0.1881% | 0 | 0% | 0.1881% | 0 | 0% | 0.1881% | 0 | 0% | 0.4189% | 0 | 0% | 0.4189% | 0 | 44.72% | 0.4189% | 0.0008292 | 0% | 0.4423% | 0 | 44.72% | 0.4423% | 0.00087544 | 55.28% | 0.4423% | 0.0010823 | 0% | 3.15% | 0 | 97.51% | 3.15% | 0.013596 | 0% | 3.15% | 0 | 0% | 4.017% | 0 | 0% | 4.017% | 0 | 0% | 4.017% | 0 |  |  |  | 0% | 11.8% | 0 | 0% | 11.8% | 0 | 0% | 11.8% | 0 | 55.56% | 0.3859% | 0.00094903 | 0% | 0.3859% | 0 | 0% | 0.3859% | 0 | 0% | 100% | 0 | 0% | 100% | 0 | 0% | 100% | 0 | 0% | 100% | 0 |  |  | 0 |  |  | 0 |  |  | 0 | 100% | 65% |  | 100% | 65% |  | 100% | 65% |  | 100% | 65% |  | 100% | 90% |  | 100% | 90% |  | 100% | 90%
TEMPLETON 2113A70 | 0.00082406 | 24.646 | 14.2954 | 0 | 14.2954 | 0.016728 | 0.092074 | 0.049552 | 0% | 99% | 0 | 0% | 99% | 0 | 0% | 99% | 0 | 0% | 99% | 0 | 0% | 63.34% | 0 | 0% | 63.34% | 0 | 0% | 63.34% | 0 | 0% | 63.34% | 0 | 0 | 91.67% | 2.875% | 0.37669 | 0% | 2.875% | 0 | 0% | 2.875% | 0 | 0% | 0.3244% | 0 | 0% | 0.3244% | 0 | 0% | 0.3244% | 0 | 46% | 0.8531% | 0.056097 | 13.42% | 0.8531% | 0.016371 | 78.03% | 0.8531% | 0.095159 | 45.09% | 0.8678% | 0.055935 | 54.28% | 0.8678% | 0.067332 | 0% | 0.8678% | 0 | 39.88% | 6.355% | 0.36231 | 0% | 6.355% | 0 | 28.18% | 6.355% | 0.25604 | 0% | 0.6385% | 0 | 0% | 0.6385% | 0 | 0% | 0.6385% | 0 |  |  |  | 0% | 11.8% | 0 | 0% | 11.8% | 0 | 0% | 11.8% | 0 | 0% | 0.3573% | 0 | 0% | 0.3573% | 0 | 0% | 0.3573% | 0 | 0% | 100% | 0 | 0% | 100% | 0 | 0% | 100% | 0 | 0% | 100% | 0 |  |  | 0 |  |  | 0 |  |  | 0.0056558 | 100% | 65% |  | 100% | 65% |  | 100% | 65% |  | 100% | 65% |  | 100% | 90% |  | 100% | 90% |  | 100% | 90%
EAST QUINCY 1101424048 | 0.0020201 | 0.57048 | 0.40547 | 0 | 0.40547 | 0.0018397 | 0.0020155 | 0.00065976 | 0% | 99% | 0 | 0% | 99% | 0 | 0% | 99% | 0 | 0% | 99% | 0 | 0% | 62.61% | 0 | 0% | 62.61% | 0 | 0% | 62.61% | 0 | 0% | 62.61% | 0 | 0 | 0% | 2.062% | 0 | 0% | 2.062% | 0 | 0% | 2.062% | 0 | 0% | 0.2247% | 0 | 0% | 0.2247% | 0 | 0% | 0.2247% | 0 | 0% | 0.6808% | 0 | 0% | 0.6808% | 0 | 0% | 0.6808% | 0 | 0% | 0.6988% | 0 | 0% | 0.6988% | 0 | 99.39% | 0.6988% | 0.002816 | 95.5% | 5.106% | 0.019773 | 0% | 5.106% | 0 | 0% | 5.106% | 0 | 0% | 2.504% | 0 | 0% | 2.504% | 0 | 0% | 2.504% | 0 |  |  |  | 0% | 11.8% | 0 | 3.736% | 11.8% | 0.0017875 | 0% | 11.8% | 0 | 0% | 0.3723% | 0 | 0% | 0.3723% | 0 | 0% | 0.3723% | 0 | 0% | 100% | 0 | 0% | 100% | 0 | 0% | 100% | 0 | 0% | 100% | 0 |  |  | 0 |  |  | 0 |  |  | 0 | 100% | 65% |  | 100% | 65% |  | 100% | 65% |  | 100% | 65% |  | 100% | 90% |  | 100% | 90% |  | 100% | 90%
DUNBAR 1103234 | 0.0019786 | 3.4842 | 8.6613 | 0.83028 | 9.4915 | 0.039546 | 0.04285 | 0.014088 | 0% | 99% | 0 | 0% | 99% | 0 | 0% | 99% | 0 | 0% | 99% | 0 | 0% | 62.97% | 0 | 0% | 62.97% | 0 | 0% | 62.97% | 0 | 0% | 62.97% | 0 | 0.83028 | 0% | 2.579% | 0 | 0% | 2.579% | 0 | 0% | 2.579% | 0 | 0% | 0.2832% | 0 | 0% | 0.2832% | 0 | 0% | 0.2832% | 0 | 0% | 0.6694% | 0 | 62.25% | 0.6694% | 0.036095 | 13.78% | 0.6694% | 0.007992 | 14.76% | 0.6988% | 0.0089304 | 13.78% | 0.6988% | 0.0083423 | 70.39% | 0.6988% | 0.0426 | 40.29% | 5.025% | 0.17538 | 0% | 5.025% | 0 | 0% | 5.025% | 0 | 0% | 2.454% | 0 | 0% | 2.454% | 0 | 0% | 2.454% | 0 |  |  |  | 0% | 11.8% | 0 | 0% | 11.8% | 0 | 0% | 11.8% | 0 | 55.56% | 0.3747% | 0.018028 | 0% | 0.3747% | 0 | 0% | 0.3747% | 0 | 0% | 100% | 0 | 0% | 100% | 0 | 0% | 100% | 0 | 0% | 100% | 0 |  |  | 0 |  |  | 0 |  |  | 0.0026758 | 100% | 65% |  | 100% | 65% |  | 100% | 65% |  | 100% | 65% |  | 100% | 90% |  | 100% | 90% |  | 100% | 90%
NORTH BRANCH 1101CB | 0.0020877 | 15.3119 | 7.3295 | 0 | 7.3295 | 0.011735 | 0.045555 | 0.024401 | 0% | 99% | 0 | 0% | 99% | 0 | 0.5704% | 99% | 0.04139 | 0% | 99% | 0 | 0% | 62.5% | 0 | 0% | 62.5% | 0 | 5.686% | 62.5% | 0.26044 | 0% | 62.5% | 0 | 0 | 0% | 2.702% | 0 | 0% | 2.702% | 0 | 0% | 2.702% | 0 | 0% | 0.3106% | 0 | 0% | 0.3106% | 0 | 0% | 0.3106% | 0 | 0% | 0.8214% | 0 | 0% | 0.8214% | 0 | 36.31% | 0.8214% | 0.021862 | 0% | 0.849% | 0 | 36.31% | 0.849% | 0.022598 | 61.01% | 0.849% | 0.037967 | 3.09% | 6.171% | 0.013976 | 0% | 6.171% | 0 | 34.33% | 6.171% | 0.15529 | 0% | 0.8614% | 0 | 0% | 0.8614% | 0 | 0% | 0.8614% | 0 |  |  |  | 0% | 11.8% | 0 | 0% | 11.8% | 0 | 0% | 11.8% | 0 | 0% | 0.363% | 0 | 0% | 0.363% | 0 | 0% | 0.363% | 0 | 0% | 100% | 0 | 0% | 100% | 0 | 0% | 100% | 0 | 0% | 100% | 0 |  |  | 0 |  |  | 0 |  |  | 0.0054804 | 100% | 65% |  | 100% | 65% |  | 100% | 65% |  | 100% | 65% |  | 100% | 90% |  | 100% | 90% |  | 100% | 90%
CEDAR CREEK 1101451856 | 0.0016581 | 0.054774 | 0.016925 | 0.05021 | 0.067135 | 2.2747e-05 | 0.00013946 | 2.7152e-05 | 0% | 99% | 0 | 0% | 99% | 0 | 0% | 99% | 0 | 0% | 99% | 0 | 0% | 58.41% | 0 | 0% | 58.41% | 0 | 0% | 58.41% | 0 | 0% | 58.41% | 0 | 0.05021 | 100% | 3.457% | 0.00058518 | 0% | 3.457% | 0 | 0% | 3.457% | 0 | 0% | 0.3546% | 0 | 0% | 0.3546% | 0 | 0% | 0.3546% | 0 | 0% | 1.111% | 0 | 0% | 1.111% | 0 | 0% | 1.111% | 0 | 0% | 1.059% | 0 | 0% | 1.059% | 0 | 100% | 1.059% | 0.00017917 | 0% | 8.105% | 0 | 0% | 8.105% | 0 | 0% | 8.105% | 0 | 0% | 0.6762% | 0 | 0% | 0.6762% | 0 | 0% | 0.6762% | 0 |  |  |  | 0% | 11.8% | 0 | 35% | 11.8% | 0.000699 | 0% | 11.8% | 0 | 0% | 0.3364% | 0 | 0% | 0.3364% | 0 | 0% | 0.3364% | 0 | 0% | 100% | 0 | 0% | 100% | 0 | 0% | 100% | 0 | 0% | 100% | 0 |  |  | 0 |  |  | 0 |  |  | 0 | 100% | 65% |  | 100% | 65% |  | 100% | 65% |  | 100% | 65% |  | 100% | 90% |  | 100% | 90% |  | 100% | 90%
OAKHURST 1103719490 | 0.004675 | 4.4765 | 2.8432 | 0.19482 | 3.038 | 0.013288 | 0.016678 | 0.0020004 | 0% | 99% | 0 | 0% | 99% | 0 | 0% | 99% | 0 | 0% | 99% | 0 | 0% | 62.5% | 0 | 0% | 62.5% | 0 | 0% | 62.5% | 0 | 0% | 62.5% | 0 | 0.19482 | 0% | 3.022% | 0 | 0% | 3.022% | 0 | 0% | 3.022% | 0 | 0% | 0.3325% | 0 | 0% | 0.3325% | 0 | 0% | 0.3325% | 0 | 0% | 0.7896% | 0 | 0% | 0.7896% | 0 | 22.02% | 0.7896% | 0.0049443 | 0% | 0.8286% | 0 | 22.02% | 0.8286% | 0.0051885 | 77.46% | 0.8286% | 0.018248 | 61.06% | 5.936% | 0.10305 | 3.473% | 5.936% | 0.0058619 | 19.44% | 5.936% | 0.032805 | 0% | 2.164% | 0 | 0% | 2.164% | 0 | 0% | 2.164% | 0 |  |  |  | 22.61% | 11.8% | 0.075845 | 0% | 11.8% | 0 | 0% | 11.8% | 0 | 55.56% | 0.3714% | 0.0058671 | 0% | 0.3714% | 0 | 0% | 0.3714% | 0 | 0% | 100% | 0 | 0% | 100% | 0 | 0% | 100% | 0 | 0% | 100% | 0 |  |  | 0.00080797 |  |  | 0.062754 |  |  | 0.017945 | 100% | 65% |  | 100% | 65% |  | 100% | 65% |  | 100% | 65% |  | 100% | 90% |  | 100% | 90% |  | 100% | 90%
LOS GATOS 1107914254 | 0.0058196 | 1.172 | 1.1591 | 0.0072128 | 1.1663 | 0.0043473 | 0.0065963 | 0.0021014 | 0% | 99% | 0 | 0% | 99% | 0 | 0% | 99% | 0 | 0% | 99% | 0 | 0% | 62.36% | 0 | 0% | 62.36% | 0 | 0% | 62.36% | 0 | 0% | 62.36% | 0 | 0.0072128 | 100% | 2.55% | 0.029556 | 0% | 2.55% | 0 | 0% | 2.55% | 0 | 0% | 0.2962% | 0 | 0% | 0.2962% | 0 | 0% | 0.2962% | 0 | 0% | 0.7407% | 0 | 0% | 0.7407% | 0 | 55.63% | 0.7407% | 0.0047761 | 0% | 0.7729% | 0 | 55.63% | 0.7729% | 0.0049833 | 44.37% | 0.7729% | 0.0039752 | 0% | 5.577% | 0 | 0% | 5.577% | 0 | 0% | 5.577% | 0 | 0% | 1.753% | 0 | 0% | 1.753% | 0 | 0% | 1.753% | 0 |  |  |  | 0% | 11.8% | 0 | 0% | 11.8% | 0 | 0% | 11.8% | 0 | 0% | 0.3678% | 0 | 0% | 0.3678% | 0 | 0% | 0.3678% | 0 | 0% | 100% | 0 | 0% | 100% | 0 | 0% | 100% | 0 | 0% | 100% | 0 |  |  | 0 |  |  | 0 |  |  | 0 | 100% | 65% |  | 100% | 65% |  | 100% | 65% |  | 100% | 65% |  | 100% | 90% |  | 100% | 90% |  | 100% | 90%
SONOMA 11033052 | 0.0019988 | 13.1724 | 8.0287 | 2.3339 | 10.3625 | 0.032597 | 0.046462 | 0.011544 | 0% | 99% | 0 | 0% | 99% | 0 | 0% | 99% | 0 | 0% | 99% | 0 | 0% | 63.35% | 0 | 0% | 63.35% | 0 | 0% | 63.35% | 0 | 0% | 63.35% | 0 | 2.3339 | 0% | 3.331% | 0 | 0% | 3.331% | 0 | 0% | 3.331% | 0 | 0% | 0.3561% | 0 | 0% | 0.3561% | 0 | 0% | 0.3561% | 0 | 0% | 0.7795% | 0 | 0% | 0.7795% | 0 | 0% | 0.7795% | 0 | 0% | 0.8132% | 0 | 0% | 0.8132% | 0 | 100% | 0.8132% | 0.065287 | 0% | 5.828% | 0 | 0% | 5.828% | 0 | 0% | 5.828% | 0 | 0% | 2.051% | 0 | 0% | 2.051% | 0 | 0% | 2.051% | 0 |  |  |  | 24.3% | 11.8% | 0.23023 | 0% | 11.8% | 0 | 0% | 11.8% | 0 | 0% | 0.372% | 0 | 0% | 0.372% | 0 | 0% | 0.372% | 0 | 0% | 100% | 0 | 0% | 100% | 0 | 0% | 100% | 0 | 0% | 100% | 0 |  |  | 0 |  |  | 0 |  |  | 0 | 100% | 65% |  | 100% | 65% |  | 100% | 65% |  | 100% | 65% |  | 100% | 90% |  | 100% | 90% |  | 100% | 90%
CRESCENT MILLS 21012232 | 0.001781 | 15.0231 | 7.4883 | 0.358 | 7.8463 | 0.0409 | 0.034151 | 0.0094604 | 0% | 99% | 0 | 0% | 99% | 0 | 0% | 99% | 0 | 0% | 99% | 0 | 0% | 61.76% | 0 | 0% | 61.76% | 0 | 0% | 61.76% | 0 | 0% | 61.76% | 0 | 0.358 | 0% | 1.971% | 0 | 0% | 1.971% | 0 | 0% | 1.971% | 0 | 0% | 0.2243% | 0 | 0% | 0.2243% | 0 | 0% | 0.2243% | 0 | 0% | 0.5869% | 0 | 15.85% | 0.5869% | 0.0069682 | 0% | 0.5869% | 0 | 0% | 0.5839% | 0 | 0% | 0.5839% | 0 | 96.37% | 0.5839% | 0.042137 | 14.76% | 4.334% | 0.047897 | 5.231% | 4.334% | 0.016977 | 57.46% | 4.334% | 0.18646 | 0% | 3.026% | 0 | 0% | 3.026% | 0 | 0% | 3.026% | 0 |  |  |  | 0% | 11.8% | 0 | 27.56% | 11.8% | 0.24349 | 0% | 11.8% | 0 | 0% | 0.3667% | 0 | 0% | 0.3667% | 0 | 0% | 0.3667% | 0 | 0% | 100% | 0 | 0% | 100% | 0 | 0% | 100% | 0 | 0% | 100% | 0 |  |  | 0 |  |  | 0 |  |  | 0.013145 | 100% | 65% |  | 100% | 65% |  | 100% | 65% |  | 100% | 65% |  | 100% | 90% |  | 100% | 90% |  | 100% | 90%
ALTO 11243745 | 0.003638 | 5.6771 | 4.9545 | 0.14121 | 5.0957 | 0.036576 | 0.016323 | 0.0033252 | 0% | 99% | 0 | 0% | 99% | 0 | 0% | 99% | 0 | 0% | 99% | 0 | 0% | 63.65% | 0 | 0% | 63.65% | 0 | 0% | 63.65% | 0 | 0% | 63.65% | 0 | 0.14121 | 0% | 1.795% | 0 | 0% | 1.795% | 0 | 0% | 1.795% | 0 | 0% | 0.1913% | 0 | 0% | 0.1913% | 0 | 0% | 0.1913% | 0 | 0% | 0.4422% | 0 | 0% | 0.4422% | 0 | 0% | 0.4422% | 0 | 0% | 0.4571% | 0 | 0% | 0.4571% | 0 | 100% | 0.4571% | 0.022645 | 64.77% | 3.299% | 0.10588 | 10.7% | 3.299% | 0.017491 | 17.48% | 3.299% | 0.028582 | 0% | 3.353% | 0 | 0% | 3.353% | 0 | 0% | 3.353% | 0 |  |  |  | 0% | 11.8% | 0 | 34.94% | 11.8% | 0.20425 | 0% | 11.8% | 0 | 0% | 0.383% | 0 | 0% | 0.383% | 0 | 0% | 0.383% | 0 | 0% | 100% | 0 | 0% | 100% | 0 | 0% | 100% | 0 | 0% | 100% | 0 |  |  | 0.00059098 |  |  | 0 |  |  | 0.00037967 | 100% | 65% |  | 100% | 65% |  | 100% | 65% |  | 100% | 65% |  | 100% | 90% |  | 100% | 90% |  | 100% | 90%
CLAYTON 2215W531R | 0.0024107 | 4.2669 | 5.2262 | 0.50893 | 5.7351 | 0.012342 | 0.033869 | 0.013099 | 0% | 99% | 0 | 0% | 99% | 0 | 0% | 99% | 0 | 0% | 99% | 0 | 0% | 62.92% | 0 | 0% | 62.92% | 0 | 0% | 62.92% | 0 | 0% | 62.92% | 0 | 0.50893 | 0% | 2.85% | 0 | 0% | 2.85% | 0 | 0% | 2.85% | 0 | 0% | 0.3233% | 0 | 0% | 0.3233% | 0 | 0% | 0.3233% | 0 | 0% | 0.8453% | 0 | 0% | 0.8453% | 0 | 14.33% | 0.8453% | 0.0063318 | 0% | 0.8691% | 0 | 14.33% | 0.8691% | 0.0065097 | 68.93% | 0.8691% | 0.031309 | 0% | 6.33% | 0 | 0% | 6.33% | 0 | 0% | 6.33% | 0 | 0% | 0.8577% | 0 | 0% | 0.8577% | 0 | 0% | 0.8577% | 0 |  |  |  | 0% | 11.8% | 0 | 0% | 11.8% | 0 | 0% | 11.8% | 0 | 55.56% | 0.3617% | 0.010502 | 0% | 0.3617% | 0 | 0% | 0.3617% | 0 | 0% | 100% | 0 | 0% | 100% | 0 | 0% | 100% | 0 | 0% | 100% | 0 |  |  | 0 |  |  | 0 |  |  | 0 | 100% | 65% |  | 100% | 65% |  | 100% | 65% |  | 100% | 65% |  | 100% | 90% |  | 100% | 90% |  | 100% | 90%
IGNACIO 1105775176 | 0.0048734 | 0.59648 | 0.40942 | 0 | 0.40942 | 0.0022651 | 0.0018638 | 0.00053072 | 0% | 99% | 0 | 0% | 99% | 0 | 0% | 99% | 0 | 0% | 99% | 0 | 0% | 63.42% | 0 | 0% | 63.42% | 0 | 0% | 63.42% | 0 | 0% | 63.42% | 0 | 0 | 0% | 2.404% | 0 | 0% | 2.404% | 0 | 0% | 2.404% | 0 | 0% | 0.2584% | 0 | 0% | 0.2584% | 0 | 0% | 0.2584% | 0 | 0% | 0.604% | 0 | 0% | 0.604% | 0 | 0% | 0.604% | 0 | 0% | 0.618% | 0 | 0% | 0.618% | 0 | 83.78% | 0.618% | 0.0021197 | 99.1% | 4.491% | 0.018221 | 0% | 4.491% | 0 | 0% | 4.491% | 0 | 0% | 2.664% | 0 | 0% | 2.664% | 0 | 0% | 2.664% | 0 |  |  |  | 0% | 11.8% | 0 | 3.667% | 11.8% | 0.0017718 | 0% | 11.8% | 0 | 0% | 0.3746% | 0 | 0% | 0.3746% | 0 | 0% | 0.3746% | 0 | 0% | 100% | 0 | 0% | 100% | 0 | 0% | 100% | 0 | 0% | 100% | 0 |  |  | 0 |  |  | 0 |  |  | 0 | 100% | 65% |  | 100% | 65% |  | 100% | 65% |  | 100% | 65% |  | 100% | 90% |  | 100% | 90% |  | 100% | 90%
CURTIS 17058110 | 0.001586 | 8.5482 | 2.5667 | 0 | 2.5667 | 0.0088528 | 0.012877 | 0.0075061 | 0% | 99% | 0 | 0% | 99% | 0 | 0% | 99% | 0 | 0% | 99% | 0 | 0% | 62.04% | 0 | 0% | 62.04% | 0 | 0% | 62.04% | 0 | 0% | 62.04% | 0 | 0 | 100% | 1.899% | 0.048748 | 0% | 1.899% | 0 | 0% | 1.899% | 0 | 0% | 0.2062% | 0 | 0% | 0.2062% | 0 | 0% | 0.2062% | 0 | 0.08369% | 0.6564% | 1.4099e-05 | 4.888% | 0.6564% | 0.00082343 | 10.79% | 0.6564% | 0.0018175 | 4.888% | 0.6492% | 0.00081449 | 10.79% | 0.6492% | 0.0017977 | 83.17% | 0.6492% | 0.013859 | 3.035% | 4.861% | 0.0037866 | 0% | 4.861% | 0 | 0% | 4.861% | 0 | 0% | 1.779% | 0 | 0% | 1.779% | 0 | 0% | 1.779% | 0 |  |  |  | 34.94% | 11.8% | 0.10581 | 0% | 11.8% | 0 | 0% | 11.8% | 0 | 0% | 0.3649% | 0 | 0% | 0.3649% | 0 | 0% | 0.3649% | 0 | 0% | 100% | 0 | 0% | 100% | 0 | 0% | 100% | 0 | 0% | 100% | 0 |  |  | 0 |  |  | 0 |  |  | 0 | 100% | 65% |  | 100% | 65% |  | 100% | 65% |  | 100% | 65% |  | 100% | 90% |  | 100% | 90% |  | 100% | 90%
AUBERRY 1101D4982 | 0.0023564 | 2.6245 | 1.0521 | 0.027346 | 1.0794 | 0.0052891 | 0.0057628 | 0.00094125 | 0% | 99% | 0 | 0% | 99% | 0 | 0% | 99% | 0 | 0% | 99% | 0 | 0% | 61.9% | 0 | 0% | 61.9% | 0 | 0% | 61.9% | 0 | 0% | 61.9% | 0 | 0.027346 | 0% | 3.04% | 0 | 0% | 3.04% | 0 | 0% | 3.04% | 0 | 0% | 0.3209% | 0 | 0% | 0.3209% | 0 | 0% | 0.3209% | 0 | 0% | 0.7285% | 0 | 0% | 0.7285% | 0 | 100% | 0.7285% | 0.0076642 | 0% | 0.7423% | 0 | 100% | 0.7423% | 0.0078093 | 0% | 0.7423% | 0 | 3.5% | 5.404% | 0.0019898 | 0% | 5.404% | 0 | 92.64% | 5.404% | 0.05267 | 0% | 2.497% | 0 | 0% | 2.497% | 0 | 0% | 2.497% | 0 |  |  |  | 20.17% | 11.8% | 0.025045 | 0% | 11.8% | 0 | 0% | 11.8% | 0 | 55.56% | 0.3698% | 0.0021615 | 0% | 0.3698% | 0 | 0% | 0.3698% | 0 | 0% | 100% | 0 | 0% | 100% | 0 | 0% | 100% | 0 | 0% | 100% | 0 |  |  | 0 |  |  | 0 |  |  | 0.00039445 | 100% | 65% |  | 100% | 65% |  | 100% | 65% |  | 100% | 65% |  | 100% | 90% |  | 100% | 90% |  | 100% | 90%
MADISON 2101351038 | 0.0014465 | 1.1152 | 6.9182 | 0.23547 | 7.1537 | 0.016416 | 0.03883 | 0.023955 | 0% | 99% | 0 | 0% | 99% | 0 | 0% | 99% | 0 | 0% | 99% | 0 | 0% | 63.83% | 0 | 0% | 63.83% | 0 | 0% | 63.83% | 0 | 0% | 63.83% | 0 | 0.23547 | 0% | 2.235% | 0 | 0% | 2.235% | 0 | 0% | 2.235% | 0 | 0% | 0.2598% | 0 | 0% | 0.2598% | 0 | 0% | 0.2598% | 0 | 0% | 0.7086% | 0 | 12.77% | 0.7086% | 0.0062614 | 0% | 0.7086% | 0 | 12.77% | 0.7075% | 0.0062515 | 87.01% | 0.7075% | 0.042586 | 11.98% | 0.7075% | 0.0058636 | 0% | 5.247% | 0 | 0% | 5.247% | 0 | 0% | 5.247% | 0 | 0% | 1.119% | 0 | 0% | 1.119% | 0 | 0% | 1.119% | 0 |  |  |  | 1.986% | 11.8% | 0.016215 | 0% | 11.8% | 0 | 0% | 11.8% | 0 | 55.56% | 0.3588% | 0.013789 | 0% | 0.3588% | 0 | 0% | 0.3588% | 0 | 0% | 100% | 0 | 0% | 100% | 0 | 0% | 100% | 0 | 0% | 100% | 0 |  |  | 0 |  |  | 0 |  |  | 0 | 100% | 65% |  | 100% | 65% |  | 100% | 65% |  | 100% | 65% |  | 100% | 90% |  | 100% | 90% |  | 100% | 90%
OILFIELDS 1103N64 | 0.0020134 | 10.7421 | 3.9323 | 0 | 3.9323 | 0.0036695 | 0.027905 | 0.013591 | 0% | 99% | 0 | 0% | 99% | 0 | 0% | 99% | 0 | 0% | 99% | 0 | 0% | 62.54% | 0 | 0% | 62.54% | 0 | 0% | 62.54% | 0 | 0% | 62.54% | 0 | 0 | 0% | 2.724% | 0 | 0% | 2.724% | 0 | 0% | 2.724% | 0 | 0% | 0.3288% | 0 | 0% | 0.3288% | 0 | 0% | 0.3288% | 0 | 0% | 0.8899% | 0 | 0% | 0.8899% | 0 | 98.55% | 0.8899% | 0.034484 | 0% | 0.917% | 0 | 98.55% | 0.917% | 0.035536 | 1.285% | 0.917% | 0.00046344 | 61.97% | 6.681% | 0.16281 | 33.41% | 6.681% | 0.087771 | 0% | 6.681% | 0 | 0% | 0.4972% | 0 | 0% | 0.4972% | 0 | 0% | 0.4972% | 0 |  |  |  | 31.55% | 11.8% | 0.14639 | 0% | 11.8% | 0 | 0% | 11.8% | 0 | 0% | 0.3546% | 0 | 0% | 0.3546% | 0 | 0% | 0.3546% | 0 | 0% | 100% | 0 | 0% | 100% | 0 | 0% | 100% | 0 | 0% | 100% | 0 |  |  | 0 |  |  | 1.2143e-05 |  |  | 0 | 100% | 65% |  | 100% | 65% |  | 100% | 65% |  | 100% | 65% |  | 100% | 90% |  | 100% | 90% |  | 100% | 90%
NOTRE DAME 11042408 | 0.0025265 | 3.0991 | 2.2835 | 0 | 2.2835 | 0.0032681 | 0.016354 | 0.0066954 | 0% | 99% | 0 | 0% | 99% | 0 | 0% | 99% | 0 | 0% | 99% | 0 | 0% | 61.17% | 0 | 0% | 61.17% | 0 | 0% | 61.17% | 0 | 0% | 61.17% | 0 | 0 | 0% | 2.529% | 0 | 0% | 2.529% | 0 | 0% | 2.529% | 0 | 0% | 0.3071% | 0 | 0% | 0.3071% | 0 | 0% | 0.3071% | 0 | 0% | 0.903% | 0 | 99.84% | 0.903% | 0.020587 | 0% | 0.903% | 0 | 28.4% | 0.9343% | 0.0060596 | 0.05238% | 0.9343% | 1.1175e-05 | 71.44% | 0.9343% | 0.015241 | 0% | 6.817% | 0 | 0% | 6.817% | 0 | 0% | 6.817% | 0 | 0% | 0.7482% | 0 | 0% | 0.7482% | 0 | 0% | 0.7482% | 0 |  |  |  | 32.14% | 11.8% | 0.086612 | 0% | 11.8% | 0 | 0% | 11.8% | 0 | 0% | 0.3569% | 0 | 0% | 0.3569% | 0 | 0% | 0.3569% | 0 | 0% | 100% | 0 | 0% | 100% | 0 | 0% | 100% | 0 | 0% | 100% | 0 |  |  | 0 |  |  | 0 |  |  | 0 | 100% | 65% |  | 100% | 65% |  | 100% | 65% |  | 100% | 65% |  | 100% | 90% |  | 100% | 90% |  | 100% | 90%
SARATOGA 1105LC14 | 0.0042618 | 11.0156 | 8.9082 | 0.0094362 | 8.9176 | 0.050665 | 0.03681 | 0.015252 | 0% | 99% | 0 | 0% | 99% | 0 | 0% | 99% | 0 | 0% | 99% | 0 | 0% | 63.82% | 0 | 0% | 63.82% | 0 | 0% | 63.82% | 0 | 0% | 63.82% | 0 | 0.0094362 | 30.77% | 2.038% | 0.055862 | 0% | 2.038% | 0 | 0% | 2.038% | 0 | 0% | 0.2204% | 0 | 0% | 0.2204% | 0 | 0% | 0.2204% | 0 | 0% | 0.5401% | 0 | 10.84% | 0.5401% | 0.0052147 | 51.64% | 0.5401% | 0.024844 | 10.85% | 0.5531% | 0.0053484 | 51.64% | 0.5531% | 0.025444 | 37.47% | 0.5531% | 0.018462 | 78.04% | 4.025% | 0.27981 | 8.48% | 4.025% | 0.030403 | 3.949% | 4.025% | 0.014159 | 0% | 2.684% | 0 | 0% | 2.684% | 0 | 0% | 2.684% | 0 |  |  |  | 0% | 11.8% | 0 | 26.51% | 11.8% | 0.27863 | 0% | 11.8% | 0 | 0% | 0.3771% | 0 | 0% | 0.3771% | 0 | 0% | 0.3771% | 0 | 0% | 100% | 0 | 0% | 100% | 0 | 0% | 100% | 0 | 0% | 100% | 0 |  |  | 0 |  |  | 0.01919 |  |  | 0.010199 | 100% | 65% |  | 100% | 65% |  | 100% | 65% |  | 100% | 65% |  | 100% | 90% |  | 100% | 90% |  | 100% | 90%
HICKS 111660050 | 0.0022986 | 9.5291 | 3.6383 | 0.084313 | 3.7226 | 0.01905 | 0.016904 | 0.0063502 | 0% | 99% | 0 | 0% | 99% | 0 | 0% | 99% | 0 | 0% | 99% | 0 | 0% | 62.84% | 0 | 0% | 62.84% | 0 | 0% | 62.84% | 0 | 0% | 62.84% | 0 | 0.084313 | 14.29% | 2.049% | 0.010652 | 0% | 2.049% | 0 | 0% | 2.049% | 0 | 0% | 0.2118% | 0 | 0% | 0.2118% | 0 | 0% | 0.2118% | 0 | 0% | 0.607% | 0 | 3.072% | 0.607% | 0.00067839 | 61.36% | 0.607% | 0.01355 | 3.072% | 0.5947% | 0.00066462 | 61.36% | 0.5947% | 0.013275 | 35.21% | 0.5947% | 0.0076188 | 20.87% | 4.463% | 0.033881 | 37.95% | 4.463% | 0.06162 | 20.85% | 4.463% | 0.033849 | 0% | 2.395% | 0 | 0% | 2.395% | 0 | 0% | 2.395% | 0 |  |  |  | 0% | 11.8% | 0 | 0% | 11.8% | 0 | 0% | 11.8% | 0 | 0% | 0.3694% | 0 | 0% | 0.3694% | 0 | 0% | 0.3694% | 0 | 0% | 100% | 0 | 0% | 100% | 0 | 0% | 100% | 0 | 0% | 100% | 0 |  |  | 0.00022777 |  |  | 0.024917 |  |  | 0.019793 | 100% | 65% |  | 100% | 65% |  | 100% | 65% |  | 100% | 65% |  | 100% | 90% |  | 100% | 90% |  | 100% | 90%
SAND CREEK 11037140 | 0.0010047 | 27.4337 | 5.6337 | 0 | 5.6337 | 0.013721 | 0.038217 | 0.013713 | 0% | 99% | 0 | 0% | 99% | 0 | 0% | 99% | 0 | 0% | 99% | 0 | 0% | 61.16% | 0 | 0% | 61.16% | 0 | 0% | 61.16% | 0 | 0% | 61.16% | 0 | 0 | 100% | 2.823% | 0.15905 | 0% | 2.823% | 0 | 0% | 2.823% | 0 | 100% | 0.2884% | 0.016248 | 0% | 0.2884% | 0 | 0% | 0.2884% | 0 | 0% | 0.8861% | 0 | 77.59% | 0.8861% | 0.038734 | 22.08% | 0.8861% | 0.011021 | 77.59% | 0.8699% | 0.038024 | 22.08% | 0.8699% | 0.010819 | 0% | 0.8699% | 0 | 2.199% | 6.534% | 0.0080949 | 0% | 6.534% | 0 | 0% | 6.534% | 0 | 0% | 1.328% | 0 | 0% | 1.328% | 0 | 0% | 1.328% | 0 |  |  |  | 35% | 11.8% | 0.23267 | 0% | 11.8% | 0 | 0% | 11.8% | 0 | 0% | 0.3564% | 0 | 0% | 0.3564% | 0 | 0% | 0.3564% | 0 | 0% | 100% | 0 | 0% | 100% | 0 | 0% | 100% | 0 | 0% | 100% | 0 |  |  | 0.00059031 |  |  | 0 |  |  | 0 | 100% | 65% |  | 100% | 65% |  | 100% | 65% |  | 100% | 65% |  | 100% | 90% |  | 100% | 90% |  | 100% | 90%
CURTIS 1702295684 | 0.0016367 | 11.2107 | 3.6685 | 0 | 3.6685 | 0.013074 | 0.017493 | 0.012186 | 0% | 99% | 0 | 0% | 99% | 0 | 0% | 99% | 0 | 0% | 99% | 0 | 0% | 62.97% | 0 | 0% | 62.97% | 0 | 0% | 62.97% | 0 | 0% | 62.97% | 0 | 0 | 0% | 1.994% | 0 | 0% | 1.994% | 0 | 0% | 1.994% | 0 | 0% | 0.2195% | 0 | 0% | 0.2195% | 0 | 0% | 0.2195% | 0 | 0% | 0.6081% | 0 | 93.96% | 0.6081% | 0.020961 | 2.839% | 0.6081% | 0.00063334 | 93.96% | 0.6109% | 0.021057 | 2.839% | 0.6109% | 0.00063623 | 1.087% | 0.6109% | 0.00024355 | 16.25% | 4.514% | 0.026908 | 0% | 4.514% | 0 | 3.384% | 4.514% | 0.005604 | 0% | 1.763% | 0 | 0% | 1.763% | 0 | 0% | 1.763% | 0 |  |  |  | 0% | 11.8% | 0 | 0% | 11.8% | 0 | 0% | 11.8% | 0 | 0% | 0.3689% | 0 | 0% | 0.3689% | 0 | 0% | 0.3689% | 0 | 0% | 100% | 0 | 0% | 100% | 0 | 0% | 100% | 0 | 0% | 100% | 0 |  |  | 0 |  |  | 0 |  |  | 0.0037087 | 100% | 65% |  | 100% | 65% |  | 100% | 65% |  | 100% | 65% |  | 100% | 90% |  | 100% | 90% |  | 100% | 90%
LOS GATOS 1106697500 | 0.0067367 | 7.9776 | 9.6044 | 0.20452 | 9.8089 | 0.046258 | 0.049514 | 0.016754 | 0% | 99% | 0 | 0% | 99% | 0 | 0% | 99% | 0 | 0% | 99% | 0 | 0% | 62.71% | 0 | 0% | 62.71% | 0 | 0% | 62.71% | 0 | 0% | 62.71% | 0 | 0.20452 | 25% | 2.246% | 0.053936 | 0% | 2.246% | 0 | 0% | 2.246% | 0 | 0% | 0.2597% | 0 | 0% | 0.2597% | 0 | 0% | 0.2597% | 0 | 0% | 0.6474% | 0 | 0% | 0.6474% | 0 | 34.45% | 0.6474% | 0.02142 | 0% | 0.6769% | 0 | 34.45% | 0.6769% | 0.022396 | 65.55% | 0.6769% | 0.042621 | 17.04% | 4.876% | 0.079812 | 61.67% | 4.876% | 0.28884 | 15.09% | 4.876% | 0.070668 | 0% | 2.266% | 0 | 0% | 2.266% | 0 | 0% | 2.266% | 0 |  |  |  | 0% | 11.8% | 0 | 0% | 11.8% | 0 | 0% | 11.8% | 0 | 0% | 0.3725% | 0 | 0% | 0.3725% | 0 | 0% | 0.3725% | 0 | 0% | 100% | 0 | 0% | 100% | 0 | 0% | 100% | 0 | 0% | 100% | 0 |  |  | 0 |  |  | 0.015506 |  |  | 0.006783 | 100% | 65% |  | 100% | 65% |  | 100% | 65% |  | 100% | 65% |  | 100% | 90% |  | 100% | 90% |  | 100% | 90%
BUELLTON 1101Y36 | 0.0013618 | 37.5591 | 12.9501 | 0 | 12.9501 | 0.035974 | 0.08935 | 0.026712 | 0% | 99% | 0 | 0% | 99% | 0 | 0% | 99% | 0 | 0% | 99% | 0 | 0% | 62.6% | 0 | 0% | 62.6% | 0 | 0% | 62.6% | 0 | 0% | 62.6% | 0 | 0 | 66.67% | 3.597% | 0.31056 | 0% | 3.597% | 0 | 0% | 3.597% | 0 | 0% | 0.3867% | 0 | 0% | 0.3867% | 0 | 0% | 0.3867% | 0 | 0% | 0.8896% | 0 | 0% | 0.8896% | 0 | 64.84% | 0.8896% | 0.074705 | 0% | 0.9199% | 0 | 64.84% | 0.9199% | 0.077245 | 34.61% | 0.9199% | 0.041234 | 48.26% | 6.643% | 0.41518 | 0% | 6.643% | 0 | 13.3% | 6.643% | 0.11439 | 0% | 1.249% | 0 | 0% | 1.249% | 0 | 0% | 1.249% | 0 |  |  |  | 28.56% | 11.8% | 0.4364 | 0% | 11.8% | 0 | 0% | 11.8% | 0 | 0% | 0.3654% | 0 | 0% | 0.3654% | 0 | 0% | 0.3654% | 0 | 0% | 100% | 0 | 0% | 100% | 0 | 0% | 100% | 0 | 0% | 100% | 0 |  |  | 0 |  |  | 0 |  |  | 0.0069177 | 100% | 65% |  | 100% | 65% |  | 100% | 65% |  | 100% | 65% |  | 100% | 90% |  | 100% | 90% |  | 100% | 90%
FROGTOWN 1702592404 | 0.0048038 | 0.21794 | 0.28072 | 0.0032563 | 0.28397 | 0.00049571 | 0.0016263 | 0.0011826 | 0% | 99% | 0 | 0% | 99% | 0 | 0% | 99% | 0 | 0% | 99% | 0 | 0% | 62.72% | 0 | 0% | 62.72% | 0 | 0% | 62.72% | 0 | 0% | 62.72% | 0 | 0.0032563 | 0% | 1.659% | 0 | 0% | 1.659% | 0 | 0% | 1.659% | 0 | 0% | 0.2242% | 0 | 0% | 0.2242% | 0 | 0% | 0.2242% | 0 | 0% | 0.6916% | 0 | 0% | 0.6916% | 0 | 46.65% | 0.6916% | 0.00090573 | 0% | 0.7186% | 0 | 99.2% | 0.7186% | 0.0020012 | 0% | 0.7186% | 0 | 0% | 5.234% | 0 | 0% | 5.234% | 0 | 0% | 5.234% | 0 | 0% | 0.8878% | 0 | 0% | 0.8878% | 0 | 0% | 0.8878% | 0 |  |  |  | 23.01% | 11.8% | 0.0076234 | 0% | 11.8% | 0 | 0% | 11.8% | 0 | 0% | 0.3619% | 0 | 0% | 0.3619% | 0 | 0% | 0.3619% | 0 | 0% | 100% | 0 | 0% | 100% | 0 | 0% | 100% | 0 | 0% | 100% | 0 |  |  | 0 |  |  | 0 |  |  | 0 | 100% | 65% |  | 100% | 65% |  | 100% | 65% |  | 100% | 65% |  | 100% | 90% |  | 100% | 90% |  | 100% | 90%
MENLO 11028952 | 0.0036339 | 4.902 | 2.3253 | 0.30061 | 2.6259 | 0.017033 | 0.0094504 | 0.0009248 | 0% | 99% | 0 | 0% | 99% | 0 | 0% | 99% | 0 | 0% | 99% | 0 | 0% | 61.77% | 0 | 0% | 61.77% | 0 | 0% | 61.77% | 0 | 0% | 61.77% | 0 | 0.30061 | 25% | 1.959% | 0.011391 | 0% | 1.959% | 0 | 0% | 1.959% | 0 | 0% | 0.2066% | 0 | 0% | 0.2066% | 0 | 0% | 0.2066% | 0 | 0% | 0.5246% | 0 | 100% | 0.5246% | 0.012198 | 0% | 0.5246% | 0 | 100% | 0.5269% | 0.012252 | 0% | 0.5269% | 0 | 0% | 0.5269% | 0 | 82.2% | 3.883% | 0.074216 | 2.297% | 3.883% | 0.002074 | 13.74% | 3.883% | 0.012403 | 0% | 3.941% | 0 | 0% | 3.941% | 0 | 0% | 3.941% | 0 |  |  |  | 0% | 11.8% | 0 | 19.16% | 11.8% | 0.052586 | 0% | 11.8% | 0 | 0% | 0.3765% | 0 | 0% | 0.3765% | 0 | 0% | 0.3765% | 0 | 0% | 100% | 0 | 0% | 100% | 0 | 0% | 100% | 0 | 0% | 100% | 0 |  |  | 0.0073043 |  |  | 0 |  |  | 0.0065927 | 100% | 65% |  | 100% | 65% |  | 100% | 65% |  | 100% | 65% |  | 100% | 90% |  | 100% | 90% |  | 100% | 90%
WEST POINT 1101L1969 | 0.0038479 | 1.235 | 0.76225 | 0.70038 | 1.4626 | 0.0049417 | 0.0030671 | 0.00099585 | 0% | 99% | 0 | 0% | 99% | 0 | 0% | 99% | 0 | 0% | 99% | 0 | 0% | 62.1% | 0 | 0% | 62.1% | 0 | 0% | 62.1% | 0 | 0% | 62.1% | 0 | 0.70038 | 0% | 1.877% | 0 | 0% | 1.877% | 0 | 0% | 1.877% | 0 | 0% | 0.1955% | 0 | 0% | 0.1955% | 0 | 0% | 0.1955% | 0 | 0% | 0.5205% | 0 | 0% | 0.5205% | 0 | 83.85% | 0.5205% | 0.0033268 | 0% | 0.5272% | 0 | 100% | 0.5272% | 0.0040184 | 0% | 0.5272% | 0 | 0% | 3.869% | 0 | 16.56% | 3.869% | 0.0048839 | 0% | 3.869% | 0 | 0% | 3.461% | 0 | 0% | 3.461% | 0 | 0% | 3.461% | 0 |  |  |  | 35% | 11.8% | 0.031481 | 0% | 11.8% | 0 | 0% | 11.8% | 0 | 55.56% | 0.3779% | 0.0016004 | 0% | 0.3779% | 0 | 0% | 0.3779% | 0 | 0% | 100% | 0 | 0% | 100% | 0 | 0% | 100% | 0 | 0% | 100% | 0 |  |  | 0 |  |  | 0 |  |  | 0 | 100% | 65% |  | 100% | 65% |  | 100% | 65% |  | 100% | 65% |  | 100% | 90% |  | 100% | 90% |  | 100% | 90%
SILVERADO 2103507513 | 0.0046682 | 3.0073 | 5.2344 | 0.18135 | 5.4158 | 0.027724 | 0.023785 | 0.010662 | 0% | 99% | 0 | 0% | 99% | 0 | 0% | 99% | 0 | 0% | 99% | 0 | 0% | 64.73% | 0 | 0% | 64.73% | 0 | 0% | 64.73% | 0 | 0% | 64.73% | 0 | 0.18135 | 0% | 2.323% | 0 | 0% | 2.323% | 0 | 0% | 2.323% | 0 | 0% | 0.2558% | 0 | 0% | 0.2558% | 0 | 0% | 0.2558% | 0 | 0% | 0.575% | 0 | 78.24% | 0.575% | 0.023546 | 0% | 0.575% | 0 | 78.24% | 0.6037% | 0.024724 | 0% | 0.6037% | 0 | 21.47% | 0.6037% | 0.0067837 | 80.36% | 4.316% | 0.18154 | 0% | 4.316% | 0 | 0% | 4.316% | 0 | 0% | 2.166% | 0 | 0% | 2.166% | 0 | 0% | 2.166% | 0 |  |  |  | 0% | 11.8% | 0 | 0% | 11.8% | 0 | 0% | 11.8% | 0 | 55.56% | 0.3783% | 0.011001 | 0% | 0.3783% | 0 | 0% | 0.3783% | 0 | 0% | 100% | 0 | 0% | 100% | 0 | 0% | 100% | 0 | 0% | 100% | 0 |  |  | 0 |  |  | 0 |  |  | 0 | 100% | 65% |  | 100% | 65% |  | 100% | 65% |  | 100% | 65% |  | 100% | 90% |  | 100% | 90% |  | 100% | 90%
SPANISH CREEK 4401CB | 0.0020497 | 6.7834 | 2.6534 | 0 | 2.6534 | 0.010092 | 0.016791 | 0.0047274 | 0% | 99% | 0 | 22.82% | 99% | 0.59956 | 0% | 99% | 0 | 0% | 99% | 0 | 0% | 61.18% | 0 | 0% | 61.18% | 0 | 0% | 61.18% | 0 | 0% | 61.18% | 0 | 0 | 0% | 2.684% | 0 | 0% | 2.684% | 0 | 0% | 2.684% | 0 | 0% | 0.3069% | 0 | 0% | 0.3069% | 0 | 0% | 0.3069% | 0 | 0% | 0.7714% | 0 | 0% | 0.7714% | 0 | 0% | 0.7714% | 0 | 0% | 0.7753% | 0 | 0% | 0.7753% | 0 | 0% | 0.7753% | 0 | 0% | 5.715% | 0 | 0% | 5.715% | 0 | 0% | 5.715% | 0 | 0% | 1.901% | 0 | 0% | 1.901% | 0 | 0% | 1.901% | 0 |  |  |  | 0% | 11.8% | 0 | 0% | 11.8% | 0 | 0% | 11.8% | 0 | 0% | 0.3581% | 0 | 0% | 0.3581% | 0 | 0% | 0.3581% | 0 | 34.36% | 100% | 0.9118 | 0% | 100% | 0 | 0% | 100% | 0 | 0% | 100% | 0 |  |  | 0 |  |  | 0 |  |  | 0 | 100% | 65% |  | 100% | 65% |  | 100% | 65% |  | 100% | 65% |  | 100% | 90% |  | 100% | 90% |  | 100% | 90%
LAURELES 11112028 | 0.0029637 | 13.0509 | 4.9558 | 1.0744 | 6.0302 | 0.026679 | 0.025094 | 0.0074152 | 0% | 99% | 0 | 0% | 99% | 0 | 0% | 99% | 0 | 0% | 99% | 0 | 0% | 62.73% | 0 | 0% | 62.73% | 0 | 0% | 62.73% | 0 | 0% | 62.73% | 0 | 1.0744 | 0% | 2.264% | 0 | 0% | 2.264% | 0 | 0% | 2.264% | 0 | 0% | 0.2406% | 0 | 0% | 0.2406% | 0 | 0% | 0.2406% | 0 | 0% | 0.6456% | 0 | 0% | 0.6456% | 0 | 98.69% | 0.6456% | 0.031574 | 0% | 0.654% | 0 | 98.69% | 0.654% | 0.031987 | 1.247% | 0.654% | 0.00040409 | 46.24% | 4.802% | 0.11003 | 27.14% | 4.802% | 0.064581 | 15.75% | 4.802% | 0.037478 | 0% | 2.63% | 0 | 0% | 2.63% | 0 | 0% | 2.63% | 0 |  |  |  | 0% | 11.8% | 0 | 34.97% | 11.8% | 0.20447 | 0% | 11.8% | 0 | 0% | 0.3723% | 0 | 0% | 0.3723% | 0 | 0% | 0.3723% | 0 | 0% | 100% | 0 | 0% | 100% | 0 | 0% | 100% | 0 | 0% | 100% | 0 |  |  | 0 |  |  | 0.023064 |  |  | 0.019831 | 100% | 65% |  | 100% | 65% |  | 100% | 65% |  | 100% | 65% |  | 100% | 90% |  | 100% | 90% |  | 100% | 90%
SUNOL 1101MR299 | 0.00393 | 6.5352 | 3.9303 | 0.20404 | 4.1344 | 0.025131 | 0.017087 | 0.0047539 | 0% | 99% | 0 | 0% | 99% | 0 | 0% | 99% | 0 | 0% | 99% | 0 | 0% | 62.97% | 0 | 0% | 62.97% | 0 | 0% | 62.97% | 0 | 0% | 62.97% | 0 | 0.20404 | 100% | 2.186% | 0.085931 | 0% | 2.186% | 0 | 0% | 2.186% | 0 | 0% | 0.2375% | 0 | 0% | 0.2375% | 0 | 0% | 0.2375% | 0 | 0% | 0.5473% | 0 | 0% | 0.5473% | 0 | 53.48% | 0.5473% | 0.011504 | 0% | 0.5658% | 0 | 53.48% | 0.5658% | 0.011894 | 45.57% | 0.5658% | 0.010135 | 100% | 4.084% | 0.16053 | 0% | 4.084% | 0 | 0% | 4.084% | 0 | 0% | 2.827% | 0 | 0% | 2.827% | 0 | 0% | 2.827% | 0 |  |  |  | 0% | 11.8% | 0 | 0% | 11.8% | 0 | 0% | 11.8% | 0 | 0% | 0.3776% | 0 | 0% | 0.3776% | 0 | 0% | 0.3776% | 0 | 0% | 100% | 0 | 0% | 100% | 0 | 0% | 100% | 0 | 0% | 100% | 0 |  |  | 0 |  |  | 0 |  |  | 0 | 100% | 65% |  | 100% | 65% |  | 100% | 65% |  | 100% | 65% |  | 100% | 90% |  | 100% | 90% |  | 100% | 90%
FROGTOWN 17028482 | 0.0012644 | 15.486 | 3.4007 | 0.18778 | 3.5884 | 0.0076005 | 0.018236 | 0.014879 | 0% | 99% | 0 | 0% | 99% | 0 | 0% | 99% | 0 | 0% | 99% | 0 | 0% | 63.44% | 0 | 0% | 63.44% | 0 | 0% | 63.44% | 0 | 0% | 63.44% | 0 | 0.18778 | 0% | 1.995% | 0 | 0% | 1.995% | 0 | 0% | 1.995% | 0 | 0% | 0.2287% | 0 | 0% | 0.2287% | 0 | 0% | 0.2287% | 0 | 0% | 0.6536% | 0 | 15.89% | 0.6536% | 0.0035317 | 72.02% | 0.6536% | 0.016008 | 39.91% | 0.6533% | 0.0088658 | 59.97% | 0.6533% | 0.013322 | 0% | 0.6533% | 0 | 3.885% | 4.849% | 0.0064064 | 0% | 4.849% | 0 | 0% | 4.849% | 0 | 0% | 1.219% | 0 | 0% | 1.219% | 0 | 0% | 1.219% | 0 |  |  |  | 0% | 11.8% | 0 | 0% | 11.8% | 0 | 0% | 11.8% | 0 | 0% | 0.3634% | 0 | 0% | 0.3634% | 0 | 0% | 0.3634% | 0 | 0% | 100% | 0 | 0% | 100% | 0 | 0% | 100% | 0 | 0% | 100% | 0 |  |  | 6.0944e-05 |  |  | 0 |  |  | 0 | 100% | 65% |  | 100% | 65% |  | 100% | 65% |  | 100% | 65% |  | 100% | 90% |  | 100% | 90% |  | 100% | 90%
DUNBAR 1102261774 | 0.0019444 | 14.2366 | 5.3038 | 0.47477 | 5.7786 | 0.028273 | 0.028558 | 0.0067549 | 0% | 99% | 0 | 0% | 99% | 0 | 0% | 99% | 0 | 0% | 99% | 0 | 0% | 62.68% | 0 | 0% | 62.68% | 0 | 0% | 62.68% | 0 | 0% | 62.68% | 0 | 0.47477 | 100% | 2.849% | 0.15111 | 0% | 2.849% | 0 | 0% | 2.849% | 0 | 0% | 0.3007% | 0 | 0% | 0.3007% | 0 | 0% | 0.3007% | 0 | 0% | 0.6833% | 0 | 23.39% | 0.6833% | 0.0084758 | 46.54% | 0.6833% | 0.016867 | 23.39% | 0.7015% | 0.0087015 | 46.54% | 0.7015% | 0.017316 | 30.07% | 0.7015% | 0.011186 | 34.77% | 5.081% | 0.093715 | 4.832% | 5.081% | 0.013022 | 30.14% | 5.081% | 0.081238 | 0% | 2.659% | 0 | 0% | 2.659% | 0 | 0% | 2.659% | 0 |  |  |  | 35% | 11.8% | 0.21905 | 0% | 11.8% | 0 | 0% | 11.8% | 0 | 0% | 0.3731% | 0 | 0% | 0.3731% | 0 | 0% | 0.3731% | 0 | 0% | 100% | 0 | 0% | 100% | 0 | 0% | 100% | 0 | 0% | 100% | 0 |  |  | 0.0026843 |  |  | 0 |  |  | 0.007522 | 100% | 65% |  | 100% | 65% |  | 100% | 65% |  | 100% | 65% |  | 100% | 90% |  | 100% | 90% |  | 100% | 90%
MENLO 1102331044 | 0.0035618 | 0 | 0.44196 | 0 | 0.44196 | 0.002542 | 0.0021289 | 0.00063744 | 0% | 99% | 0 | 0% | 99% | 0 | 0% | 99% | 0 | 0% | 99% | 0 | 0% | 63.84% | 0 | 0% | 63.84% | 0 | 0% | 63.84% | 0 | 0% | 63.84% | 0 | 0 | 0% | 2.36% | 0 | 0% | 2.36% | 0 | 0% | 2.36% | 0 | 0% | 0.2564% | 0 | 0% | 0.2564% | 0 | 0% | 0.2564% | 0 | 0% | 0.6051% | 0 | 62.4% | 0.6051% | 0.0016688 | 37.53% | 0.6051% | 0.0010038 | 62.4% | 0.6238% | 0.0017202 | 37.53% | 0.6238% | 0.0010347 | 0.03397% | 0.6238% | 9.3647e-07 | 0% | 4.515% | 0 | 0% | 4.515% | 0 | 0% | 4.515% | 0 | 0% | 2.497% | 0 | 0% | 2.497% | 0 | 0% | 2.497% | 0 |  |  |  | 0% | 11.8% | 0 | 19.16% | 11.8% | 0.0099946 | 0% | 11.8% | 0 | 0% | 0.3753% | 0 | 0% | 0.3753% | 0 | 0% | 0.3753% | 0 | 0% | 100% | 0 | 0% | 100% | 0 | 0% | 100% | 0 | 0% | 100% | 0 |  |  | 0 |  |  | 0 |  |  | 0 |  |  |  |  | 65% |  |  | 65% |  | 100% | 65%
MORGAN HILL 2105XR268 | 0.0017123 | 7.8456 | 2.5671 | 0.057423 | 2.6245 | 0.015745 | 0.01264 | 0.0024493 | 0% | 99% | 0 | 0% | 99% | 0 | 0% | 99% | 0 | 0% | 99% | 0 | 0% | 62.01% | 0 | 0% | 62.01% | 0 | 0% | 62.01% | 0 | 0% | 62.01% | 0 | 0.057423 | 60% | 2.453% | 0.03779 | 0% | 2.453% | 0 | 0% | 2.453% | 0 | 0% | 0.2597% | 0 | 0% | 0.2597% | 0 | 0% | 0.2597% | 0 | 0% | 0.619% | 0 | 9.061% | 0.619% | 0.0014397 | 23.11% | 0.619% | 0.0036723 | 0% | 0.624% | 0 | 23.11% | 0.624% | 0.0037019 | 75.9% | 0.624% | 0.012158 | 4.947% | 4.578% | 0.0058132 | 13.45% | 4.578% | 0.015811 | 1.95% | 4.578% | 0.0022911 | 0% | 3.141% | 0 | 0% | 3.141% | 0 | 0% | 3.141% | 0 |  |  |  | 0% | 11.8% | 0 | 0% | 11.8% | 0 | 0% | 11.8% | 0 | 55.56% | 0.3722% | 0.0053076 | 0% | 0.3722% | 0 | 0% | 0.3722% | 0 | 0% | 100% | 0 | 0% | 100% | 0 | 0% | 100% | 0 | 0% | 100% | 0 |  |  | 0 |  |  | 0 |  |  | 0 | 100% | 65% |  | 100% | 65% |  | 100% | 65% |  | 100% | 65% |  | 100% | 90% |  | 100% | 90% |  | 100% | 90%
LOW GAP 11014160 | 0.002197 | 18.3441 | 7.3479 | 0.57834 | 7.9263 | 0.042306 | 0.035532 | 0.01089 | 0% | 99% | 0 | 0% | 99% | 0 | 0% | 99% | 0 | 0% | 99% | 0 | 0% | 61.1% | 0 | 0% | 61.1% | 0 | 0% | 61.1% | 0 | 0% | 61.1% | 0 | 0.57834 | 100% | 2.28% | 0.16755 | 0% | 2.28% | 0 | 0% | 2.28% | 0 | 0% | 0.2383% | 0 | 0% | 0.2383% | 0 | 0% | 0.2383% | 0 | 0% | 0.6075% | 0 | 94.16% | 0.6075% | 0.042033 | 5.517% | 0.6075% | 0.0024627 | 99.68% | 0.6018% | 0.044077 | 0% | 0.6018% | 0 | 0% | 0.6018% | 0 | 75.92% | 4.475% | 0.24965 | 0% | 4.475% | 0 | 21.27% | 4.475% | 0.069941 | 0% | 2.977% | 0 | 0% | 2.977% | 0 | 0% | 2.977% | 0 |  |  |  | 0% | 11.8% | 0 | 0% | 11.8% | 0 | 0% | 11.8% | 0 | 0% | 0.3708% | 0 | 0% | 0.3708% | 0 | 0% | 0.3708% | 0 | 0% | 100% | 0 | 0% | 100% | 0 | 0% | 100% | 0 | 0% | 100% | 0 |  |  | 0 |  |  | 0 |  |  | 0.00014805 | 100% | 65% |  | 100% | 65% |  | 100% | 65% |  | 100% | 65% |  | 100% | 90% |  | 100% | 90% |  | 100% | 90%
MENLO 1102223286 | 0.0018324 | 0.95915 | 0.37407 | 0.023302 | 0.39738 | 0.0029869 | 0.0013711 | 0.00016251 | 0% | 99% | 0 | 0% | 99% | 0 | 0% | 99% | 0 | 0% | 99% | 0 | 0% | 62.24% | 0 | 0% | 62.24% | 0 | 0% | 62.24% | 0 | 0% | 62.24% | 0 | 0.023302 | 0% | 1.921% | 0 | 0% | 1.921% | 0 | 0% | 1.921% | 0 | 0% | 0.2013% | 0 | 0% | 0.2013% | 0 | 0% | 0.2013% | 0 | 0% | 0.4666% | 0 | 100% | 0.4666% | 0.0017455 | 0% | 0.4666% | 0 | 100% | 0.4849% | 0.001814 | 0% | 0.4849% | 0 | 0% | 0.4849% | 0 | 0% | 3.489% | 0 | 0% | 3.489% | 0 | 0% | 3.489% | 0 | 0% | 4.403% | 0 | 0% | 4.403% | 0 | 0% | 4.403% | 0 |  |  |  | 0% | 11.8% | 0 | 19.16% | 11.8% | 0.0084595 | 0% | 11.8% | 0 | 0% | 0.3836% | 0 | 0% | 0.3836% | 0 | 0% | 0.3836% | 0 | 0% | 100% | 0 | 0% | 100% | 0 | 0% | 100% | 0 | 0% | 100% | 0 |  |  | 0 |  |  | 0 |  |  | 0 | 100% | 65% |  | 100% | 65% |  | 100% | 65% |  | 100% | 65% |  | 100% | 90% |  | 100% | 90% |  | 100% | 90%
CASTRO VALLEY 111010315 | 0.0026569 | 5.5211 | 2.8419 | 0.063813 | 2.9057 | 0.016358 | 0.014508 | 0.0034864 | 0% | 99% | 0 | 0% | 99% | 0 | 0% | 99% | 0 | 0% | 99% | 0 | 0% | 63.2% | 0 | 0% | 63.2% | 0 | 0% | 63.2% | 0 | 0% | 63.2% | 0 | 0.063813 | 0% | 2.756% | 0 | 0% | 2.756% | 0 | 0% | 2.756% | 0 | 0% | 0.2931% | 0 | 0% | 0.2931% | 0 | 0% | 0.2931% | 0 | 0% | 0.6401% | 0 | 0% | 0.6401% | 0 | 37.54% | 0.6401% | 0.0068293 | 0% | 0.664% | 0 | 37.54% | 0.664% | 0.0070835 | 62.46% | 0.664% | 0.011786 | 70.3% | 4.773% | 0.095364 | 0% | 4.773% | 0 | 0% | 4.773% | 0 | 0% | 2.565% | 0 | 0% | 2.565% | 0 | 0% | 2.565% | 0 |  |  |  | 0% | 11.8% | 0 | 0% | 11.8% | 0 | 0% | 11.8% | 0 | 0% | 0.3757% | 0 | 0% | 0.3757% | 0 | 0% | 0.3757% | 0 | 0% | 100% | 0 | 0% | 100% | 0 | 0% | 100% | 0 | 0% | 100% | 0 |  |  | 0 |  |  | 0 |  |  | 0 | 100% | 65% |  | 100% | 65% |  | 100% | 65% |  | 100% | 65% |  | 100% | 90% |  | 100% | 90% |  | 100% | 90%
SARATOGA 1107LC26 | 0.0042088 | 7.1667 | 4.7527 | 0.035381 | 4.7881 | 0.029179 | 0.020447 | 0.0078577 | 0% | 99% | 0 | 0% | 99% | 0 | 0% | 99% | 0 | 0% | 99% | 0 | 0% | 63.3% | 0 | 0% | 63.3% | 0 | 0% | 63.3% | 0 | 0% | 63.3% | 0 | 0.035381 | 0% | 1.823% | 0 | 0% | 1.823% | 0 | 0% | 1.823% | 0 | 0% | 0.1951% | 0 | 0% | 0.1951% | 0 | 0% | 0.1951% | 0 | 0% | 0.5364% | 0 | 7.165% | 0.5364% | 0.0018266 | 50.5% | 0.5364% | 0.012874 | 7.165% | 0.5357% | 0.0018243 | 50.5% | 0.5357% | 0.012857 | 42.33% | 0.5357% | 0.010779 | 48.39% | 3.97% | 0.091315 | 50.64% | 3.97% | 0.095548 | 0% | 3.97% | 0 | 0% | 2.844% | 0 | 0% | 2.844% | 0 | 0% | 2.844% | 0 |  |  |  | 0% | 11.8% | 0 | 28.58% | 11.8% | 0.16026 | 0% | 11.8% | 0 | 0% | 0.3742% | 0 | 0% | 0.3742% | 0 | 0% | 0.3742% | 0 | 0% | 100% | 0 | 0% | 100% | 0 | 0% | 100% | 0 | 0% | 100% | 0 |  |  | 0 |  |  | 0.055279 |  |  | 0 | 100% | 65% |  | 100% | 65% |  | 100% | 65% |  | 100% | 65% |  | 100% | 90% |  | 100% | 90% |  | 100% | 90%
SAN ARDO 11017632 | 0.00087277 | 0.90418 | 1.7699 | 0 | 1.7699 | 0.001067 | 0.013396 | 0.0069549 | 0% | 99% | 0 | 0% | 99% | 0 | 0% | 99% | 0 | 0% | 99% | 0 | 0% | 63.22% | 0 | 0% | 63.22% | 0 | 0% | 63.22% | 0 | 0% | 63.22% | 0 | 0 | 0% | 3.687% | 0 | 0% | 3.687% | 0 | 0% | 3.687% | 0 | 0% | 0.405% | 0 | 0% | 0.405% | 0 | 0% | 0.405% | 0 | 95.41% | 0.9318% | 0.015734 | 4.43% | 0.9318% | 0.00073054 | 95.41% | 0.9318% | 0.015734 | 4.518% | 0.9558% | 0.00076427 | 95.41% | 0.9558% | 0.01614 | 0% | 0.9558% | 0 | 77.17% | 6.937% | 0.094739 | 0% | 6.937% | 0 | 22.83% | 6.937% | 0.028035 | 0% | 0.3473% | 0 | 0% | 0.3473% | 0 | 0% | 0.3473% | 0 |  |  |  | 0% | 11.8% | 0 | 9.417% | 11.8% | 0.019667 | 0% | 11.8% | 0 | 0% | 0.3587% | 0 | 0% | 0.3587% | 0 | 0% | 0.3587% | 0 | 0% | 100% | 0 | 0% | 100% | 0 | 0% | 100% | 0 | 0% | 100% | 0 |  |  | 0 |  |  | 0 |  |  | 0.014442 | 100% | 65% |  | 100% | 65% |  | 100% | 65% |  | 100% | 65% |  | 100% | 90% |  | 100% | 90% |  | 100% | 90%
FLINT 1101750 | 0.00097924 | 4.7865 | 2.5743 | 0.19797 | 2.7722 | 0.011206 | 0.013784 | 0.0062359 | 0% | 99% | 0 | 26.16% | 99% | 0.66657 | 0% | 99% | 0 | 0% | 99% | 0 | 0% | 62.67% | 0 | 0% | 62.67% | 0 | 0% | 62.67% | 0 | 0% | 62.67% | 0 | 0.19797 | 0% | 2.118% | 0 | 0% | 2.118% | 0 | 0% | 2.118% | 0 | 0% | 0.2301% | 0 | 0% | 0.2301% | 0 | 0% | 0.2301% | 0 | 0% | 0.6597% | 0 | 51.18% | 0.6597% | 0.0086925 | 33.08% | 0.6597% | 0.0056181 | 14.66% | 0.6592% | 0.0024882 | 18.93% | 0.6592% | 0.0032129 | 66.4% | 0.6592% | 0.011268 | 0% | 4.89% | 0 | 0% | 4.89% | 0 | 0% | 4.89% | 0 | 0% | 2.202% | 0 | 0% | 2.202% | 0 | 0% | 2.202% | 0 |  |  |  | 0% | 11.8% | 0 | 17.84% | 11.8% | 0.054199 | 0% | 11.8% | 0 | 0% | 0.367% | 0 | 0% | 0.367% | 0 | 0% | 0.367% | 0 | 0% | 100% | 0 | 0% | 100% | 0 | 0% | 100% | 0 | 0% | 100% | 0 |  |  | 0 |  |  | 0 |  |  | 0 | 100% | 65% |  | 100% | 65% |  | 100% | 65% |  | 100% | 65% |  | 100% | 90% |  | 100% | 90% |  | 100% | 90%
CRESCENT MILLS 21012056 | 0.0028532 | 4.3708 | 3.0368 | 0.28386 | 3.3206 | 0.010814 | 0.020573 | 0.0054884 | 0% | 99% | 0 | 6.652% | 99% | 0.19999 | 0% | 99% | 0 | 0% | 99% | 0 | 0.5453% | 61.12% | 0.010122 | 2.322% | 61.12% | 0.043101 | 0% | 61.12% | 0 | 0% | 61.12% | 0 | 0.28386 | 50% | 2.517% | 0.038212 | 0% | 2.517% | 0 | 0% | 2.517% | 0 | 0% | 0.2933% | 0 | 0% | 0.2933% | 0 | 0% | 0.2933% | 0 | 0% | 0.8142% | 0 | 32.49% | 0.8142% | 0.0080344 | 0% | 0.8142% | 0 | 32.49% | 0.8294% | 0.0081844 | 0% | 0.8294% | 0 | 62.17% | 0.8294% | 0.015659 | 28.39% | 6.086% | 0.052467 | 0% | 6.086% | 0 | 0% | 6.086% | 0 | 0% | 1.728% | 0 | 0% | 1.728% | 0 | 0% | 1.728% | 0 |  |  |  | 0% | 11.8% | 0 | 26.37% | 11.8% | 0.094509 | 0% | 11.8% | 0 | 0% | 0.3589% | 0 | 0% | 0.3589% | 0 | 0% | 0.3589% | 0 | 0% | 100% | 0 | 0% | 100% | 0 | 0% | 100% | 0 | 0% | 100% | 0 |  |  | 0 |  |  | 0 |  |  | 0 | 100% | 65% |  | 100% | 65% |  | 100% | 65% |  | 100% | 65% |  | 100% | 90% |  | 100% | 90% |  | 100% | 90%
AUBURN 1101173014 | 0.0019566 | 5.0416 | 2.1642 | 0.26421 | 2.4284 | 0.0095281 | 0.011931 | 0.0048511 | 0% | 99% | 0 | 0% | 99% | 0 | 0% | 99% | 0 | 0% | 99% | 0 | 0% | 63.07% | 0 | 0% | 63.07% | 0 | 0% | 63.07% | 0 | 0% | 63.07% | 0 | 0.26421 | 0% | 2.153% | 0 | 0% | 2.153% | 0 | 0% | 2.153% | 0 | 100% | 0.2383% | 0.0051579 | 0% | 0.2383% | 0 | 0% | 0.2383% | 0 | 0% | 0.6864% | 0 | 8.606% | 0.6864% | 0.0012784 | 0% | 0.6864% | 0 | 8.606% | 0.7072% | 0.0013172 | 82.74% | 0.7072% | 0.012663 | 8.555% | 0.7072% | 0.0013094 | 76.11% | 5.153% | 0.08488 | 4.024% | 5.153% | 0.0044873 | 0.8779% | 5.153% | 0.00097904 | 0% | 2.149% | 0 | 0% | 2.149% | 0 | 0% | 2.149% | 0 |  |  |  | 0% | 11.8% | 0 | 33.69% | 11.8% | 0.086041 | 0% | 11.8% | 0 | 0% | 0.3718% | 0 | 0% | 0.3718% | 0 | 0% | 0.3718% | 0 | 0% | 100% | 0 | 0% | 100% | 0 | 0% | 100% | 0 | 0% | 100% | 0 |  |  | 0 |  |  | 0.020869 |  |  | 0 | 100% | 65% |  | 100% | 65% |  | 100% | 65% |  | 100% | 65% |  | 100% | 90% |  | 100% | 90% |  | 100% | 90%
VASCO 1102886522 | 0.00059344 | 6.5753 | 2.4969 | 0.031512 | 2.5284 | 0.0039698 | 0.01955 | 0.00686 | 0% | 99% | 0 | 0% | 99% | 0 | 0% | 99% | 0 | 0% | 99% | 0 | 0% | 59.96% | 0 | 0% | 59.96% | 0 | 0% | 59.96% | 0 | 0% | 59.96% | 0 | 0.031512 | 0% | 3.342% | 0 | 0% | 3.342% | 0 | 0% | 3.342% | 0 | 0% | 0.3344% | 0 | 0% | 0.3344% | 0 | 0% | 0.3344% | 0 | 0% | 0.9734% | 0 | 5.261% | 0.9734% | 0.0012786 | 75.38% | 0.9734% | 0.01832 | 13.72% | 0.9122% | 0.0031254 | 66.91% | 0.9122% | 0.015241 | 5.23% | 0.9122% | 0.0011912 | 19.35% | 7.041% | 0.034027 | 0% | 7.041% | 0 | 0% | 7.041% | 0 | 0% | 0.7754% | 0 | 0% | 0.7754% | 0 | 0% | 0.7754% | 0 |  |  |  | 0% | 11.8% | 0 | 13.68% | 11.8% | 0.040317 | 0% | 11.8% | 0 | 0% | 0.342% | 0 | 0% | 0.342% | 0 | 0% | 0.342% | 0 | 0% | 100% | 0 | 0% | 100% | 0 | 0% | 100% | 0 | 0% | 100% | 0 |  |  | 0 |  |  | 0 |  |  | 0 | 100% | 65% |  | 100% | 65% |  | 100% | 65% |  | 100% | 65% |  | 100% | 90% |  | 100% | 90% |  | 100% | 90%
COTTONWOOD 11039072 | 0.0010208 | 29.9939 | 5.4447 | 1.6764 | 7.1211 | 0.020472 | 0.033714 | 0.012149 | 0% | 99% | 0 | 0% | 99% | 0 | 0% | 99% | 0 | 0% | 99% | 0 | 0% | 60.45% | 0 | 0% | 60.45% | 0 | 0% | 60.45% | 0 | 0% | 60.45% | 0 | 1.6764 | 33.33% | 2.384% | 0.043264 | 0% | 2.384% | 0 | 0% | 2.384% | 0 | 0% | 0.2414% | 0 | 0% | 0.2414% | 0 | 0% | 0.2414% | 0 | 0% | 0.7633% | 0 | 71.56% | 0.7633% | 0.029741 | 28.44% | 0.7633% | 0.011821 | 71.56% | 0.7152% | 0.027865 | 28.44% | 0.7152% | 0.011076 | 0% | 0.7152% | 0 | 11.59% | 5.532% | 0.034917 | 0% | 5.532% | 0 | 0% | 5.532% | 0 | 0% | 1.762% | 0 | 0% | 1.762% | 0 | 0% | 1.762% | 0 |  |  |  | 0% | 11.8% | 0 | 0% | 11.8% | 0 | 0% | 11.8% | 0 | 0% | 0.3528% | 0 | 0% | 0.3528% | 0 | 0% | 0.3528% | 0 | 0% | 100% | 0 | 0% | 100% | 0 | 0% | 100% | 0 | 0% | 100% | 0 |  |  | 0 |  |  | 0 |  |  | 0 | 100% | 65% |  | 100% | 65% |  | 100% | 65% |  | 100% | 65% |  | 100% | 90% |  | 100% | 90% |  | 100% | 90%
SHADY GLEN 1101585766 | 0.0049817 | 0.86356 | 0.66105 | 1.2403 | 1.9013 | 0.0048526 | 0.0022405 | 0.00097612 | 0% | 99% | 0 | 0% | 99% | 0 | 0% | 99% | 0 | 0% | 99% | 0 | 0% | 62.74% | 0 | 0% | 62.74% | 0 | 0% | 62.74% | 0 | 0% | 62.74% | 0 | 1.2403 | 0% | 1.49% | 0 | 0% | 1.49% | 0 | 0% | 1.49% | 0 | 0% | 0.1569% | 0 | 0% | 0.1569% | 0 | 0% | 0.1569% | 0 | 0% | 0.4251% | 0 | 30.51% | 0.4251% | 0.00085755 | 67.74% | 0.4251% | 0.0019038 | 30.51% | 0.4324% | 0.00087208 | 67.74% | 0.4324% | 0.0019361 | 0% | 0.4324% | 0 | 95.65% | 3.168% | 0.020029 | 0% | 3.168% | 0 | 0% | 3.168% | 0 | 0% | 3.732% | 0 | 0% | 3.732% | 0 | 0% | 3.732% | 0 |  |  |  | 0% | 11.8% | 0 | 28.85% | 11.8% | 0.022502 | 0% | 11.8% | 0 | 55.56% | 0.3822% | 0.0014037 | 0% | 0.3822% | 0 | 0% | 0.3822% | 0 | 0% | 100% | 0 | 0% | 100% | 0 | 0% | 100% | 0 | 0% | 100% | 0 |  |  | 0 |  |  | 0 |  |  | 0 | 100% | 65% |  | 100% | 65% |  | 100% | 65% |  | 100% | 65% |  | 100% | 90% |  | 100% | 90% |  | 100% | 90%
SHADY GLEN 1101578248 | 0.0022573 | 0.19667 | 0.10368 | 0.018697 | 0.12238 | 0.00073455 | 0.00034023 | 0.00019085 | 0% | 99% | 0 | 0% | 99% | 0 | 0% | 99% | 0 | 0% | 99% | 0 | 0% | 62.69% | 0 | 0% | 62.69% | 0 | 0% | 62.69% | 0 | 0% | 62.69% | 0 | 0.018697 | 0% | 1.56% | 0 | 0% | 1.56% | 0 | 0% | 1.56% | 0 | 0% | 0.1638% | 0 | 0% | 0.1638% | 0 | 0% | 0.1638% | 0 | 0% | 0.4088% | 0 | 63.07% | 0.4088% | 0.00026735 | 36.93% | 0.4088% | 0.00015654 | 100% | 0.4184% | 0.0004338 | 0% | 0.4184% | 0 | 63.07% | 0.4184% | 0.0002736 | 0% | 3.046% | 0 | 0% | 3.046% | 0 | 100% | 3.046% | 0.0031577 | 0% | 3.827% | 0 | 0% | 3.827% | 0 | 0% | 3.827% | 0 |  |  |  | 0% | 11.8% | 0 | 28.85% | 11.8% | 0.0035295 | 0% | 11.8% | 0 | 55.56% | 0.3831% | 0.0002207 | 0% | 0.3831% | 0 | 0% | 0.3831% | 0 | 0% | 100% | 0 | 0% | 100% | 0 | 0% | 100% | 0 | 0% | 100% | 0 |  |  | 0 |  |  | 0 |  |  | 0 | 100% | 65% |  | 100% | 65% |  | 100% | 65% |  | 100% | 65% |  | 100% | 90% |  | 100% | 90% |  | 100% | 90%
KONOCTI 1108CB | 0.0019506 | 7.6758 | 3.3407 | 1.6002 | 4.9409 | 0.0096475 | 0.022375 | 0.0088472 | 0% | 99% | 0 | 0% | 99% | 0 | 0% | 99% | 0 | 0% | 99% | 0 | 0% | 62.33% | 0 | 0% | 62.33% | 0 | 0% | 62.33% | 0 | 0% | 62.33% | 0 | 1.6002 | 0% | 2.582% | 0 | 0% | 2.582% | 0 | 0% | 2.582% | 0 | 0% | 0.2857% | 0 | 0% | 0.2857% | 0 | 0% | 0.2857% | 0 | 0% | 0.8204% | 0 | 63.22% | 0.8204% | 0.017326 | 25.5% | 0.8204% | 0.0069879 | 63.22% | 0.8324% | 0.017579 | 25.5% | 0.8324% | 0.0070902 | 11.28% | 0.8324% | 0.0031378 | 65.95% | 6.122% | 0.13489 | 25.78% | 6.122% | 0.052731 | 0% | 6.122% | 0 | 0% | 1.365% | 0 | 0% | 1.365% | 0 | 0% | 1.365% | 0 |  |  |  | 0% | 11.8% | 0 | 0% | 11.8% | 0 | 0% | 11.8% | 0 | 0% | 0.3621% | 0 | 0% | 0.3621% | 0 | 0% | 0.3621% | 0 | 0% | 100% | 0 | 0% | 100% | 0 | 0% | 100% | 0 | 0% | 100% | 0 |  |  | 0 |  |  | 0 |  |  | 0 | 100% | 65% |  | 100% | 65% |  | 100% | 65% |  | 100% | 65% |  | 100% | 90% |  | 100% | 90% |  | 100% | 90%
MC KEE 1111711900 | 0.0012296 | 9.8062 | 4.3077 | 0.0047269 | 4.3125 | 0.012521 | 0.028265 | 0.011929 | 0% | 99% | 0 | 0% | 99% | 0 | 0% | 99% | 0 | 0% | 99% | 0 | 0% | 63.13% | 0 | 0% | 63.13% | 0 | 0% | 63.13% | 0 | 0% | 63.13% | 0 | 0.0047269 | 0% | 2.899% | 0 | 0% | 2.899% | 0 | 0% | 2.899% | 0 | 0% | 0.3118% | 0 | 0% | 0.3118% | 0 | 0% | 0.3118% | 0 | 0% | 0.8063% | 0 | 54.04% | 0.8063% | 0.018769 | 0% | 0.8063% | 0 | 54.62% | 0.8097% | 0.01905 | 9.112% | 0.8097% | 0.0031782 | 0% | 0.8097% | 0 | 0% | 5.972% | 0 | 0% | 5.972% | 0 | 0% | 5.972% | 0 | 0% | 1.112% | 0 | 0% | 1.112% | 0 | 0% | 1.112% | 0 |  |  |  | 0% | 11.8% | 0 | 24.82% | 11.8% | 0.12614 | 0% | 11.8% | 0 | 0% | 0.362% | 0 | 0% | 0.362% | 0 | 0% | 0.362% | 0 | 0% | 100% | 0 | 0% | 100% | 0 | 0% | 100% | 0 | 0% | 100% | 0 |  |  | 0 |  |  | 0 |  |  | 0 | 100% | 65% |  | 100% | 65% |  | 100% | 65% |  | 100% | 65% |  | 100% | 90% |  | 100% | 90% |  | 100% | 90%
SAN LUIS OBISPO 1107136678 | 0.0014145 | 14.5368 | 3.9254 | 0 | 3.9254 | 0.021298 | 0.021817 | 0.0050212 | 0% | 99% | 0 | 0% | 99% | 0 | 0% | 99% | 0 | 0% | 99% | 0 | 0% | 63.21% | 0 | 0% | 63.21% | 0 | 0% | 63.21% | 0 | 0% | 63.21% | 0 | 0 | 0% | 2.833% | 0 | 0% | 2.833% | 0 | 0% | 2.833% | 0 | 0% | 0.3003% | 0 | 0% | 0.3003% | 0 | 0% | 0.3003% | 0 | 0% | 0.6896% | 0 | 0% | 0.6896% | 0 | 51.85% | 0.6896% | 0.014035 | 0% | 0.7128% | 0 | 51.85% | 0.7128% | 0.014507 | 47.21% | 0.7128% | 0.013208 | 1.401% | 5.144% | 0.0028297 | 7.131% | 5.144% | 0.014398 | 2.119% | 5.144% | 0.0042785 | 0% | 2.508% | 0 | 0% | 2.508% | 0 | 0% | 2.508% | 0 |  |  |  | 31.09% | 11.8% | 0.144 | 0% | 11.8% | 0 | 0% | 11.8% | 0 | 0% | 0.3738% | 0 | 0% | 0.3738% | 0 | 0% | 0.3738% | 0 | 0% | 100% | 0 | 0% | 100% | 0 | 0% | 100% | 0 | 0% | 100% | 0 |  |  | 0 |  |  | 0 |  |  | 0 | 100% | 65% |  | 100% | 65% |  | 100% | 65% |  | 100% | 65% |  | 100% | 90% |  | 100% | 90% |  | 100% | 90%
HARTLEY 110194178 | 0.0029586 | 2.3438 | 2.1127 | 0 | 2.1127 | 0.0073455 | 0.012723 | 0.0058689 | 0% | 99% | 0 | 0% | 99% | 0 | 0% | 99% | 0 | 0% | 99% | 0 | 0% | 63.08% | 0 | 0% | 63.08% | 0 | 0% | 63.08% | 0 | 0% | 63.08% | 0 | 0 | 0% | 2.339% | 0 | 0% | 2.339% | 0 | 0% | 2.339% | 0 | 0% | 0.2589% | 0 | 0% | 0.2589% | 0 | 0% | 0.2589% | 0 | 0% | 0.737% | 0 | 77.2% | 0.737% | 0.012022 | 22.46% | 0.737% | 0.0034973 | 77.54% | 0.7539% | 0.01235 | 22.46% | 0.7539% | 0.0035774 | 0% | 0.7539% | 0 | 96.89% | 5.516% | 0.11293 | 0% | 5.516% | 0 | 0% | 5.516% | 0 | 0% | 1.485% | 0 | 0% | 1.485% | 0 | 0% | 1.485% | 0 |  |  |  | 20.96% | 11.8% | 0.052246 | 0% | 11.8% | 0 | 0% | 11.8% | 0 | 0% | 0.3676% | 0 | 0% | 0.3676% | 0 | 0% | 0.3676% | 0 | 0% | 100% | 0 | 0% | 100% | 0 | 0% | 100% | 0 | 0% | 100% | 0 |  |  | 0 |  |  | 0 |  |  | 0 | 100% | 65% |  | 100% | 65% |  | 100% | 65% |  | 100% | 65% |  | 100% | 90% |  | 100% | 90% |  | 100% | 90%
CALPELLA 1102144510 | 0.0014962 | 1.518 | 1.2586 | 0 | 1.2586 | 0.0063216 | 0.006138 | 0.0030202 | 0% | 99% | 0 | 0% | 99% | 0 | 0% | 99% | 0 | 0% | 99% | 0 | 0% | 63.79% | 0 | 0% | 63.79% | 0 | 0% | 63.79% | 0 | 0% | 63.79% | 0 | 0 | 0% | 2.331% | 0 | 0% | 2.331% | 0 | 0% | 2.331% | 0 | 0% | 0.2533% | 0 | 0% | 0.2533% | 0 | 0% | 0.2533% | 0 | 0% | 0.5948% | 0 | 0% | 0.5948% | 0 | 0% | 0.5948% | 0 | 0% | 0.6143% | 0 | 0% | 0.6143% | 0 | 0% | 0.6143% | 0 | 0% | 4.44% | 0 | 0% | 4.44% | 0 | 0% | 4.44% | 0 | 0% | 2.418% | 0 | 0% | 2.418% | 0 | 0% | 2.418% | 0 |  |  |  | 0% | 11.8% | 0 | 0% | 11.8% | 0 | 0% | 11.8% | 0 | 0% | 0.3752% | 0 | 0% | 0.3752% | 0 | 0% | 0.3752% | 0 | 0% | 100% | 0 | 0% | 100% | 0 | 0% | 100% | 0 | 0% | 100% | 0 |  |  | 0 |  |  | 0 |  |  | 0 | 100% | 65% |  | 100% | 65% |  | 100% | 65% |  | 100% | 65% |  | 100% | 90% |  | 100% | 90% |  | 100% | 90%
PIT NO 1 11013312 | 0.00061671 | 8.3883 | 1.5535 | 0.7559 | 2.3094 | 0.0037412 | 0.011789 | 0.0037259 | 0% | 99% | 0 | 0% | 99% | 0 | 0% | 99% | 0 | 0% | 99% | 0 | 0% | 60.14% | 0 | 0% | 60.14% | 0 | 0% | 60.14% | 0 | 0% | 60.14% | 0 | 0.7559 | 0% | 2.746% | 0 | 0% | 2.746% | 0 | 0% | 2.746% | 0 | 0% | 0.2905% | 0 | 0% | 0.2905% | 0 | 0% | 0.2905% | 0 | 0% | 0.9119% | 0 | 0% | 0.9119% | 0 | 3.519% | 0.9119% | 0.00049845 | 0% | 0.8751% | 0 | 3.519% | 0.8751% | 0.00047836 | 96.34% | 0.8751% | 0.013097 | 0% | 6.671% | 0 | 0% | 6.671% | 0 | 0% | 6.671% | 0 | 0% | 0.9708% | 0 | 0% | 0.9708% | 0 | 0% | 0.9708% | 0 |  |  |  | 31.3% | 11.8% | 0.057384 | 0% | 11.8% | 0 | 0% | 11.8% | 0 | 0% | 0.3466% | 0 | 0% | 0.3466% | 0 | 0% | 0.3466% | 0 | 0% | 100% | 0 | 0% | 100% | 0 | 0% | 100% | 0 | 0% | 100% | 0 |  |  | 0 |  |  | 0 |  |  | 0 | 100% | 65% |  | 100% | 65% |  | 100% | 65% |  | 100% | 65% |  | 100% | 90% |  | 100% | 90% |  | 100% | 90%
BURNEY 11011340 | 0.00099046 | 20.6281 | 4.5643 | 1.4004 | 5.9647 | 0.017977 | 0.029038 | 0.0096958 | 0% | 99% | 0 | 0% | 99% | 0 | 0% | 99% | 0 | 0% | 99% | 0 | 0% | 61.08% | 0 | 0% | 61.08% | 0 | 0% | 61.08% | 0 | 0% | 61.08% | 0 | 1.4004 | 38.46% | 2.242% | 0.039352 | 0% | 2.242% | 0 | 0% | 2.242% | 0 | 0% | 0.2387% | 0 | 0% | 0.2387% | 0 | 0% | 0.2387% | 0 | 0% | 0.7654% | 0 | 0% | 0.7654% | 0 | 39.36% | 0.7654% | 0.01375 | 0% | 0.7406% | 0 | 39.36% | 0.7406% | 0.013305 | 60.64% | 0.7406% | 0.0205 | 26.98% | 5.621% | 0.069211 | 3.646% | 5.621% | 0.0093542 | 43.24% | 5.621% | 0.11094 | 0% | 1.402% | 0 | 0% | 1.402% | 0 | 0% | 1.402% | 0 |  |  |  | 30.33% | 11.8% | 0.16338 | 0% | 11.8% | 0 | 0% | 11.8% | 0 | 0% | 0.3566% | 0 | 0% | 0.3566% | 0 | 0% | 0.3566% | 0 | 0% | 100% | 0 | 0% | 100% | 0 | 0% | 100% | 0 | 0% | 100% | 0 |  |  | 0 |  |  | 0 |  |  | 0.0010282 | 100% | 65% |  | 100% | 65% |  | 100% | 65% |  | 100% | 65% |  | 100% | 90% |  | 100% | 90% |  | 100% | 90%
RISING RIVER 11011532 | 0.0009788 | 3.0674 | 0.78778 | 0.063725 | 0.85151 | 0.0015538 | 0.0063432 | 0.001895 | 0% | 99% | 0 | 0% | 99% | 0 | 0% | 99% | 0 | 0% | 99% | 0 | 0% | 59.2% | 0 | 0% | 59.2% | 0 | 0% | 59.2% | 0 | 0% | 59.2% | 0 | 0.063725 | 0% | 2.918% | 0 | 0% | 2.918% | 0 | 0% | 2.918% | 0 | 0% | 0.3169% | 0 | 0% | 0.3169% | 0 | 0% | 0.3169% | 0 | 0% | 0.9565% | 0 | 0% | 0.9565% | 0 | 84.75% | 0.9565% | 0.006386 | 0% | 0.9214% | 0 | 84.75% | 0.9214% | 0.0061518 | 14.39% | 0.9214% | 0.0010446 | 0% | 7.009% | 0 | 0% | 7.009% | 0 | 0% | 7.009% | 0 | 0% | 0.8621% | 0 | 0% | 0.8621% | 0 | 0% | 0.8621% | 0 |  |  |  | 29.24% | 11.8% | 0.02718 | 0% | 11.8% | 0 | 0% | 11.8% | 0 | 0% | 0.3432% | 0 | 0% | 0.3432% | 0 | 0% | 0.3432% | 0 | 0% | 100% | 0 | 0% | 100% | 0 | 0% | 100% | 0 | 0% | 100% | 0 |  |  | 0 |  |  | 0 |  |  | 0 | 100% | 65% |  | 100% | 65% |  | 100% | 65% |  | 100% | 65% |  | 100% | 90% |  | 100% | 90% |  | 100% | 90%
SCE TEJON TIE 1101CB | 0.002984 | 0.01394 | 0.015229 | 0 | 0.015229 | 3.8668e-05 | 0.00012742 | 2.3657e-05 | 0% | 99% | 0 | 0% | 99% | 0 | 0% | 99% | 0 | 0% | 99% | 0 | 0% | 58.67% | 0 | 0% | 58.67% | 0 | 0% | 58.67% | 0 | 0% | 58.67% | 0 | 0 | 0% | 3.668% | 0 | 0% | 3.668% | 0 | 0% | 3.668% | 0 | 0% | 0.3624% | 0 | 0% | 0.3624% | 0 | 0% | 0.3624% | 0 | 0% | 1.025% | 0 | 100% | 1.025% | 0.00015615 | 0% | 1.025% | 0 | 100% | 0.953% | 0.00014513 | 0% | 0.953% | 0 | 0% | 0.953% | 0 | 0% | 7.399% | 0 | 0% | 7.399% | 0 | 0% | 7.399% | 0 | 0% | 0.1733% | 0 | 0% | 0.1733% | 0 | 0% | 0.1733% | 0 |  |  |  | 0% | 11.8% | 0 | 0% | 11.8% | 0 | 0% | 11.8% | 0 | 0% | 0.3398% | 0 | 0% | 0.3398% | 0 | 0% | 0.3398% | 0 | 0% | 100% | 0 | 0% | 100% | 0 | 0% | 100% | 0 | 0% | 100% | 0 |  |  | 0 |  |  | 0 |  |  | 0 | 100% | 65% |  | 100% | 65% |  | 100% | 65% |  | 100% | 65% |  | 100% | 90% |  | 100% | 90% |  | 100% | 90%
DIAMOND SPRINGS 11071402 | 0.0016787 | 46.4703 | 13.6809 | 0.81304 | 14.4939 | 0.059458 | 0.0793 | 0.031914 | 1.827% | 99% | 0.24745 | 0% | 99% | 0 | 1.832% | 99% | 0.24809 | 0% | 99% | 0 | 4.909% | 62.21% | 0.41782 | 0% | 62.21% | 0 | 0% | 62.21% | 0 | 0% | 62.21% | 0 | 0.81304 | 42.86% | 2.359% | 0.13829 | 0% | 2.359% | 0 | 0% | 2.359% | 0 | 0% | 0.2538% | 0 | 0% | 0.2538% | 0 | 0% | 0.2538% | 0 | 0% | 0.7019% | 0 | 2.025% | 0.7019% | 0.0019449 | 24.33% | 0.7019% | 0.023366 | 2.025% | 0.7174% | 0.001988 | 24.33% | 0.7174% | 0.023884 | 69.8% | 0.7174% | 0.068514 | 39.18% | 5.249% | 0.28137 | 0% | 5.249% | 0 | 3.851% | 5.249% | 0.027653 | 0% | 2.244% | 0 | 0% | 2.244% | 0 | 0% | 2.244% | 0 |  |  |  | 34.77% | 11.8% | 0.56137 | 0% | 11.8% | 0 | 0% | 11.8% | 0 | 55.56% | 0.3704% | 0.02815 | 0% | 0.3704% | 0 | 0% | 0.3704% | 0 | 0.2144% | 100% | 0.029331 | 0% | 100% | 0 | 0% | 100% | 0 | 0% | 100% | 0 |  |  | 0.0050918 |  |  | 0 |  |  | 0 | 100% | 65% |  | 100% | 65% |  | 100% | 65% |  | 100% | 65% |  | 100% | 90% |  | 100% | 90% |  | 100% | 90%
HOPLAND 110180620 | 0.0017534 | 1.0179 | 2.2928 | 0 | 2.2928 | 0.0079708 | 0.015335 | 0.0054791 | 0% | 99% | 0 | 0% | 99% | 0 | 0% | 99% | 0 | 0% | 99% | 0 | 0% | 63.37% | 0 | 0% | 63.37% | 0 | 0% | 63.37% | 0 | 0% | 63.37% | 0 | 0 | 0% | 3.111% | 0 | 0% | 3.111% | 0 | 0% | 3.111% | 0 | 0% | 0.3453% | 0 | 0% | 0.3453% | 0 | 0% | 0.3453% | 0 | 0% | 0.7931% | 0 | 0% | 0.7931% | 0 | 0% | 0.7931% | 0 | 0% | 0.8254% | 0 | 64.77% | 0.8254% | 0.012258 | 0% | 0.8254% | 0 | 0% | 5.938% | 0 | 0% | 5.938% | 0 | 0% | 5.938% | 0 | 0% | 1.434% | 0 | 0% | 1.434% | 0 | 0% | 1.434% | 0 |  |  |  | 0% | 11.8% | 0 | 0% | 11.8% | 0 | 0% | 11.8% | 0 | 0% | 0.3675% | 0 | 0% | 0.3675% | 0 | 0% | 0.3675% | 0 | 0% | 100% | 0 | 0% | 100% | 0 | 0% | 100% | 0 | 0% | 100% | 0 |  |  | 0 |  |  | 0 |  |  | 0 | 100% | 65% |  | 100% | 65% |  | 100% | 65% |  | 100% | 65% |  | 100% | 90% |  | 100% | 90% |  | 100% | 90%
CURTIS 170268380 | 0.0028411 | 7.6635 | 5.0139 | 0.94511 | 5.959 | 0.024418 | 0.027443 | 0.011268 | 0% | 99% | 0 | 0% | 99% | 0 | 0% | 99% | 0 | 0% | 99% | 0 | 0% | 62.59% | 0 | 0% | 62.59% | 0 | 0% | 62.59% | 0 | 0% | 62.59% | 0 | 0.94511 | 0% | 2.073% | 0 | 0% | 2.073% | 0 | 0% | 2.073% | 0 | 100% | 0.2293% | 0.011498 | 0% | 0.2293% | 0 | 0% | 0.2293% | 0 | 0% | 0.6521% | 0 | 53.31% | 0.6521% | 0.017431 | 37.87% | 0.6521% | 0.012382 | 53.31% | 0.6652% | 0.017779 | 37.87% | 0.6652% | 0.01263 | 62.06% | 0.6652% | 0.020697 | 51.47% | 4.871% | 0.12571 | 29.51% | 4.871% | 0.072081 | 0% | 4.871% | 0 | 0% | 2.043% | 0 | 0% | 2.043% | 0 | 0% | 2.043% | 0 |  |  |  | 34.91% | 11.8% | 0.20653 | 0% | 11.8% | 0 | 0% | 11.8% | 0 | 0% | 0.3702% | 0 | 0% | 0.3702% | 0 | 0% | 0.3702% | 0 | 0% | 100% | 0 | 0% | 100% | 0 | 0% | 100% | 0 | 0% | 100% | 0 |  |  | 0.0025225 |  |  | 0.019567 |  |  | 0 | 100% | 65% |  | 100% | 65% |  | 100% | 65% |  | 100% | 65% |  | 100% | 90% |  | 100% | 90% |  | 100% | 90%
UKIAH 1113CB | 0.0033027 | 0.019618 | 3.9514 | 0 | 3.9514 | 0.012631 | 0.026632 | 0.010839 | 0% | 99% | 0 | 0% | 99% | 0 | 0% | 99% | 0 | 0% | 99% | 0 | 0% | 63.25% | 0 | 0% | 63.25% | 0 | 0% | 63.25% | 0 | 0% | 63.25% | 0 | 0 | 0% | 2.803% | 0 | 0% | 2.803% | 0 | 0% | 2.803% | 0 | 0% | 0.3077% | 0 | 0% | 0.3077% | 0 | 0% | 0.3077% | 0 | 0% | 0.7982% | 0 | 0% | 0.7982% | 0 | 5.829% | 0.7982% | 0.0018385 | 5.829% | 0.8167% | 0.001881 | 64.61% | 0.8167% | 0.020849 | 0% | 0.8167% | 0 | 86.74% | 5.96% | 0.20429 | 0% | 5.96% | 0 | 13.26% | 5.96% | 0.031225 | 0% | 1.286% | 0 | 0% | 1.286% | 0 | 0% | 1.286% | 0 |  |  |  | 0% | 11.8% | 0 | 0% | 11.8% | 0 | 0% | 11.8% | 0 | 0% | 0.3655% | 0 | 0% | 0.3655% | 0 | 0% | 0.3655% | 0 | 0% | 100% | 0 | 0% | 100% | 0 | 0% | 100% | 0 | 0% | 100% | 0 |  |  | 0 |  |  | 0 |  |  | 0.0013466 | 100% | 65% |  | 100% | 65% |  | 100% | 65% |  | 100% | 65% |  | 100% | 90% |  | 100% | 90% |  | 100% | 90%
NARROWS 21052216 | 0.0021725 | 61.1276 | 21.3874 | 3.8995 | 25.2869 | 0.13038 | 0.10225 | 0.038845 | 0% | 99% | 0 | 0% | 99% | 0 | 0% | 99% | 0 | 0% | 99% | 0 | 0% | 61.71% | 0 | 0% | 61.71% | 0 | 0% | 61.71% | 0 | 0% | 61.71% | 0 | 3.8995 | 50% | 1.647% | 0.17611 | 0% | 1.647% | 0 | 0% | 1.647% | 0 | 0% | 0.1781% | 0 | 0% | 0.1781% | 0 | 0% | 0.1781% | 0 | 0% | 0.5629% | 0 | 43.64% | 0.5629% | 0.052545 | 56.2% | 0.5629% | 0.067665 | 99.67% | 0.5557% | 0.11846 | 0.1747% | 0.5557% | 0.00020758 | 0% | 0.5557% | 0 | 41.14% | 4.168% | 0.36671 | 39.1% | 4.168% | 0.34856 | 5.205% | 4.168% | 0.0464 | 0% | 3.123% | 0 | 0% | 3.123% | 0 | 45.22% | 3.123% | 0.30205 |  |  |  | 0% | 11.8% | 0 | 0% | 11.8% | 0 | 0% | 11.8% | 0 | 0% | 0.3704% | 0 | 0% | 0.3704% | 0 | 0% | 0.3704% | 0 | 0% | 100% | 0 | 0% | 100% | 0 | 0% | 100% | 0 | 0% | 100% | 0 |  |  | 0.0099756 |  |  | 0.007502 |  |  | 0.00098342 | 100% | 65% |  | 100% | 65% |  | 100% | 65% |  | 100% | 65% |  | 100% | 90% |  | 100% | 90% |  | 100% | 90%
OTTER 110263868 | 0.0040828 | 17.2437 | 14.9407 | 0.68855 | 15.6292 | 0.097839 | 0.081412 | 0.01046 | 0% | 99% | 0 | 0% | 99% | 0 | 0% | 99% | 0 | 0% | 99% | 0 | 0% | 63.3% | 0 | 0% | 63.3% | 0 | 0% | 63.3% | 0 | 0% | 63.3% | 0 | 0.68855 | 100% | 3.082% | 0.46053 | 0% | 3.082% | 0 | 0% | 3.082% | 0 | 0% | 0.3284% | 0 | 0% | 0.3284% | 0 | 0% | 0.3284% | 0 | 0% | 0.658% | 0 | 0% | 0.658% | 0 | 84.87% | 0.658% | 0.083441 | 0% | 0.7009% | 0 | 84.87% | 0.7009% | 0.088878 | 15.13% | 0.7009% | 0.015846 | 57.09% | 4.946% | 0.42189 | 35.91% | 4.946% | 0.26538 | 1.033% | 4.946% | 0.0076307 | 0% | 3.216% | 0 | 0% | 3.216% | 0 | 0% | 3.216% | 0 |  |  |  | 0% | 11.8% | 0 | 34.09% | 11.8% | 0.60102 | 0% | 11.8% | 0 | 0% | 0.381% | 0 | 0% | 0.381% | 0 | 0% | 0.381% | 0 | 0% | 100% | 0 | 0% | 100% | 0 | 0% | 100% | 0 | 0% | 100% | 0 |  |  | 0.00024332 |  |  | 0.044915 |  |  | 0.0018939 | 100% | 65% |  | 100% | 65% |  | 100% | 65% |  | 100% | 65% |  | 100% | 90% |  | 100% | 90% |  | 100% | 90%
JESSUP 1102158468 | 0.0041155 | 0.91946 | 0.68051 | 1.3263 | 2.0068 | 0.0027799 | 0.0037951 | 0.002094 | 0% | 99% | 0 | 0% | 99% | 0 | 0% | 99% | 0 | 0% | 99% | 0 | 0% | 62.59% | 0 | 0% | 62.59% | 0 | 0% | 62.59% | 0 | 0% | 62.59% | 0 | 1.3263 | 0% | 1.823% | 0 | 0% | 1.823% | 0 | 0% | 1.823% | 0 | 0% | 0.2028% | 0 | 0% | 0.2028% | 0 | 0% | 0.2028% | 0 | 0% | 0.6514% | 0 | 0% | 0.6514% | 0 | 0% | 0.6514% | 0 | 0% | 0.6489% | 0 | 0% | 0.6489% | 0 | 90.58% | 0.6489% | 0.0040002 | 75.12% | 4.843% | 0.024758 | 0% | 4.843% | 0 | 0% | 4.843% | 0 | 0% | 1.549% | 0 | 0% | 1.549% | 0 | 0% | 1.549% | 0 |  |  |  | 25.03% | 11.8% | 0.020097 | 0% | 11.8% | 0 | 0% | 11.8% | 0 | 0% | 0.3665% | 0 | 0% | 0.3665% | 0 | 0% | 0.3665% | 0 | 0% | 100% | 0 | 0% | 100% | 0 | 0% | 100% | 0 | 0% | 100% | 0 |  |  | 0 |  |  | 0 |  |  | 0 | 100% | 65% |  | 100% | 65% |  | 100% | 65% |  | 100% | 65% |  | 100% | 90% |  | 100% | 90% |  | 100% | 90%
OILFIELDS 110383158 | 0.0014203 | 17.9185 | 4.0451 | 0.12761 | 4.1727 | 0.0061202 | 0.02686 | 0.018608 | 0% | 99% | 0 | 0% | 99% | 0 | 0% | 99% | 0 | 0% | 99% | 0 | 0% | 63.49% | 0 | 0% | 63.49% | 0 | 0% | 63.49% | 0 | 0% | 63.49% | 0 | 0.12761 | 0% | 2.607% | 0 | 0% | 2.607% | 0 | 0% | 2.607% | 0 | 0% | 0.2892% | 0 | 0% | 0.2892% | 0 | 0% | 0.2892% | 0 | 0% | 0.7652% | 0 | 0% | 0.7652% | 0 | 32.71% | 0.7652% | 0.010124 | 0% | 0.7601% | 0 | 32.71% | 0.7601% | 0.010057 | 67.16% | 0.7601% | 0.02065 | 90.38% | 5.648% | 0.20649 | 0% | 5.648% | 0 | 0.9036% | 5.648% | 0.0020647 | 0% | 0.6881% | 0 | 0% | 0.6881% | 0 | 0% | 0.6881% | 0 |  |  |  | 22.17% | 11.8% | 0.1058 | 0% | 11.8% | 0 | 0% | 11.8% | 0 | 0% | 0.3578% | 0 | 0% | 0.3578% | 0 | 0% | 0.3578% | 0 | 0% | 100% | 0 | 0% | 100% | 0 | 0% | 100% | 0 | 0% | 100% | 0 |  |  | 0 |  |  | 0 |  |  | 0 | 100% | 65% |  | 100% | 65% |  | 100% | 65% |  | 100% | 65% |  | 100% | 90% |  | 100% | 90% |  | 100% | 90%
OLETA 1102186326 | 0.001136 | 11.8 | 4.0195 | 0 | 4.0195 | 0.012935 | 0.025202 | 0.013205 | 0% | 99% | 0 | 0% | 99% | 0 | 0% | 99% | 0 | 0% | 99% | 0 | 0% | 62.41% | 0 | 0% | 62.41% | 0 | 0% | 62.41% | 0 | 0% | 62.41% | 0 | 0 | 0% | 2.291% | 0 | 0% | 2.291% | 0 | 0% | 2.291% | 0 | 100% | 0.2602% | 0.010457 | 0% | 0.2602% | 0 | 0% | 0.2602% | 0 | 0% | 0.7248% | 0 | 0% | 0.7248% | 0 | 0% | 0.7248% | 0 | 0% | 0.7399% | 0 | 0% | 0.7399% | 0 | 99.33% | 0.7399% | 0.029543 | 0% | 5.423% | 0 | 0% | 5.423% | 0 | 0% | 5.423% | 0 | 0% | 1.663% | 0 | 0% | 1.663% | 0 | 0% | 1.663% | 0 |  |  |  | 20.7% | 11.8% | 0.098167 | 0% | 11.8% | 0 | 0% | 11.8% | 0 | 0% | 0.3654% | 0 | 0% | 0.3654% | 0 | 0% | 0.3654% | 0 | 0% | 100% | 0 | 0% | 100% | 0 | 0% | 100% | 0 | 0% | 100% | 0 |  |  | 0 |  |  | 0 |  |  | 0 | 100% | 65% |  | 100% | 65% |  | 100% | 65% |  | 100% | 65% |  | 100% | 90% |  | 100% | 90% |  | 100% | 90%
ZACA 1101Y72 | 0.00085697 | 5.5692 | 1.2459 | 0 | 1.2459 | 0.0027932 | 0.010126 | 0.0030092 | 0% | 99% | 0 | 0% | 99% | 0 | 0% | 99% | 0 | 0% | 99% | 0 | 0% | 61.97% | 0 | 0% | 61.97% | 0 | 0% | 61.97% | 0 | 0% | 61.97% | 0 | 0 | 66.67% | 3.878% | 0.03221 | 0% | 3.878% | 0 | 0% | 3.878% | 0 | 0% | 0.4068% | 0 | 0% | 0.4068% | 0 | 0% | 0.4068% | 0 | 0% | 0.9686% | 0 | 0% | 0.9686% | 0 | 40.71% | 0.9686% | 0.0049126 | 0% | 0.9847% | 0 | 40.71% | 0.9847% | 0.0049939 | 56.96% | 0.9847% | 0.0069881 | 2.943% | 7.19% | 0.0026362 | 9.669% | 7.19% | 0.0086618 | 2.476% | 7.19% | 0.0022177 | 0% | 1.056% | 0 | 0% | 1.056% | 0 | 0% | 1.056% | 0 |  |  |  | 0% | 11.8% | 0 | 31.25% | 11.8% | 0.045946 | 0% | 11.8% | 0 | 0% | 0.3601% | 0 | 0% | 0.3601% | 0 | 0% | 0.3601% | 0 | 0% | 100% | 0 | 0% | 100% | 0 | 0% | 100% | 0 | 0% | 100% | 0 |  |  | 0 |  |  | 0 |  |  | 0 | 100% | 65% |  | 100% | 65% |  | 100% | 65% |  | 100% | 65% |  | 100% | 90% |  | 100% | 90% |  | 100% | 90%
SILVERADO 2103403102 | 0.004396 | 0.57115 | 1.3641 | 0.025998 | 1.3901 | 0.0065398 | 0.0077407 | 0.0031838 | 0% | 99% | 0 | 0% | 99% | 0 | 0% | 99% | 0 | 0% | 99% | 0 | 0% | 64.21% | 0 | 0% | 64.21% | 0 | 0% | 64.21% | 0 | 0% | 64.21% | 0 | 0.025998 | 0% | 2.614% | 0 | 0% | 2.614% | 0 | 0% | 2.614% | 0 | 0% | 0.2943% | 0 | 0% | 0.2943% | 0 | 0% | 0.2943% | 0 | 0% | 0.6547% | 0 | 76.76% | 0.6547% | 0.0068558 | 0% | 0.6547% | 0 | 0% | 0.6874% | 0 | 0% | 0.6874% | 0 | 100% | 0.6874% | 0.0093766 | 99.02% | 4.912% | 0.066351 | 0% | 4.912% | 0 | 0% | 4.912% | 0 | 0% | 2.031% | 0 | 0% | 2.031% | 0 | 0% | 2.031% | 0 |  |  |  | 0% | 11.8% | 0 | 0% | 11.8% | 0 | 0% | 11.8% | 0 | 55.56% | 0.3729% | 0.0028262 | 0% | 0.3729% | 0 | 0% | 0.3729% | 0 | 0% | 100% | 0 | 0% | 100% | 0 | 0% | 100% | 0 | 0% | 100% | 0 |  |  | 0 |  |  | 0 |  |  | 0 | 100% | 65% |  | 100% | 65% |  | 100% | 65% |  | 100% | 65% |  | 100% | 90% |  | 100% | 90% |  | 100% | 90%
JESSUP 11012839 | 0.0037758 | 2.0471 | 1.0848 | 0.75103 | 1.8359 | 0.0054963 | 0.0054167 | 0.0029855 | 0% | 99% | 0 | 0% | 99% | 0 | 0% | 99% | 0 | 0% | 99% | 0 | 0% | 63.16% | 0 | 0% | 63.16% | 0 | 0% | 63.16% | 0 | 0% | 63.16% | 0 | 0.75103 | 0% | 1.737% | 0 | 0% | 1.737% | 0 | 0% | 1.737% | 0 | 0% | 0.1852% | 0 | 0% | 0.1852% | 0 | 0% | 0.1852% | 0 | 0% | 0.5863% | 0 | 0% | 0.5863% | 0 | 100% | 0.5863% | 0.0063609 | 0% | 0.5769% | 0 | 100% | 0.5769% | 0.0062589 | 0% | 0.5769% | 0 | 60.93% | 4.331% | 0.028627 | 0% | 4.331% | 0 | 0% | 4.331% | 0 | 0% | 1.972% | 0 | 0% | 1.972% | 0 | 0% | 1.972% | 0 |  |  |  | 6.704% | 11.8% | 0.0085815 | 0% | 11.8% | 0 | 0% | 11.8% | 0 | 0% | 0.3693% | 0 | 0% | 0.3693% | 0 | 0% | 0.3693% | 0 | 0% | 100% | 0 | 0% | 100% | 0 | 0% | 100% | 0 | 0% | 100% | 0 |  |  | 0 |  |  | 0 |  |  | 0 | 100% | 65% |  | 100% | 65% |  | 100% | 65% |  | 100% | 65% |  | 100% | 90% |  | 100% | 90% |  | 100% | 90%
AUBERRY 1102R1013 | 0.00089538 | 12.855 | 2.1685 | 0.33121 | 2.4997 | 0.0081878 | 0.013913 | 0.0056888 | 0% | 99% | 0 | 0% | 99% | 0 | 0% | 99% | 0 | 0% | 99% | 0 | 0% | 61.4% | 0 | 0% | 61.4% | 0 | 0% | 61.4% | 0 | 0% | 61.4% | 0 | 0.33121 | 0% | 2.13% | 0 | 0% | 2.13% | 0 | 0% | 2.13% | 0 | 100% | 0.2268% | 0.0049185 | 0% | 0.2268% | 0 | 0% | 0.2268% | 0 | 0% | 0.7482% | 0 | 98.17% | 0.7482% | 0.015927 | 1.833% | 0.7482% | 0.00029744 | 98.17% | 0.7306% | 0.015553 | 1.833% | 0.7306% | 0.00029046 | 0% | 0.7306% | 0 | 45.25% | 5.519% | 0.054152 | 0% | 5.519% | 0 | 0% | 5.519% | 0 | 0% | 1.752% | 0 | 0% | 1.752% | 0 | 0% | 1.752% | 0 |  |  |  | 35% | 11.8% | 0.08956 | 0% | 11.8% | 0 | 0% | 11.8% | 0 | 0% | 0.359% | 0 | 0% | 0.359% | 0 | 0% | 0.359% | 0 | 0% | 100% | 0 | 0% | 100% | 0 | 0% | 100% | 0 | 0% | 100% | 0 |  |  | 0.001005 |  |  | 0 |  |  | 0 | 100% | 65% |  | 100% | 65% |  | 100% | 65% |  | 100% | 65% |  | 100% | 90% |  | 100% | 90% |  | 100% | 90%
CALPELLA 1102789282 | 0.0014912 | 1.5729 | 0.7758 | 0 | 0.7758 | 0.0041235 | 0.0039749 | 0.0018754 | 0% | 99% | 0 | 0% | 99% | 0 | 0% | 99% | 0 | 0% | 99% | 0 | 0% | 63.42% | 0 | 0% | 63.42% | 0 | 0% | 63.42% | 0 | 0% | 63.42% | 0 | 0 | 0% | 2.296% | 0 | 0% | 2.296% | 0 | 0% | 2.296% | 0 | 0% | 0.2569% | 0 | 0% | 0.2569% | 0 | 0% | 0.2569% | 0 | 0% | 0.5907% | 0 | 0% | 0.5907% | 0 | 0% | 0.5907% | 0 | 0% | 0.6136% | 0 | 0% | 0.6136% | 0 | 0% | 0.6136% | 0 | 0% | 4.419% | 0 | 0% | 4.419% | 0 | 0% | 4.419% | 0 | 0% | 2.584% | 0 | 0% | 2.584% | 0 | 0% | 2.584% | 0 |  |  |  | 0% | 11.8% | 0 | 0% | 11.8% | 0 | 0% | 11.8% | 0 | 0% | 0.3745% | 0 | 0% | 0.3745% | 0 | 0% | 0.3745% | 0 | 0% | 100% | 0 | 0% | 100% | 0 | 0% | 100% | 0 | 0% | 100% | 0 |  |  | 0 |  |  | 0 |  |  | 0 | 100% | 65% |  | 100% | 65% |  | 100% | 65% |  | 100% | 65% |  | 100% | 90% |  | 100% | 90% |  | 100% | 90%
CALISTOGA 1101890 | 0.0025473 | 9.1084 | 5.4727 | 0.61775 | 6.0905 | 0.031493 | 0.028867 | 0.010074 | 0% | 99% | 0 | 0% | 99% | 0 | 0% | 99% | 0 | 0% | 99% | 0 | 0% | 63.11% | 0 | 0% | 63.11% | 0 | 0% | 63.11% | 0 | 0% | 63.11% | 0 | 0.61775 | 60% | 2.638% | 0.086617 | 0% | 2.638% | 0 | 0% | 2.638% | 0 | 0% | 0.288% | 0 | 0% | 0.288% | 0 | 0% | 0.288% | 0 | 0% | 0.6157% | 0 | 0% | 0.6157% | 0 | 0% | 0.6157% | 0 | 0% | 0.6434% | 0 | 0% | 0.6434% | 0 | 100% | 0.6434% | 0.03521 | 53.22% | 4.605% | 0.1341 | 0% | 4.605% | 0 | 0% | 4.605% | 0 | 0% | 2.844% | 0 | 0% | 2.844% | 0 | 0% | 2.844% | 0 |  |  |  | 0% | 11.8% | 0 | 0% | 11.8% | 0 | 0% | 11.8% | 0 | 0% | 0.3765% | 0 | 0% | 0.3765% | 0 | 0% | 0.3765% | 0 | 0% | 100% | 0 | 0% | 100% | 0 | 0% | 100% | 0 | 0% | 100% | 0 |  |  | 0 |  |  | 0 |  |  | 0 | 100% | 65% |  | 100% | 65% |  | 100% | 65% |  | 100% | 65% |  | 100% | 90% |  | 100% | 90% |  | 100% | 90%
TIVY VALLEY 1107822606 | 0.00065371 | 12.4202 | 6.3152 | 0 | 6.3152 | 0.017104 | 0.042675 | 0.021545 | 0% | 99% | 0 | 0% | 99% | 0 | 0% | 99% | 0 | 0% | 99% | 0 | 0% | 61.37% | 0 | 0% | 61.37% | 0 | 0% | 61.37% | 0 | 0% | 61.37% | 0 | 0 | 66.67% | 2.292% | 0.096476 | 0% | 2.292% | 0 | 0% | 2.292% | 0 | 0% | 0.2504% | 0 | 0% | 0.2504% | 0 | 0% | 0.2504% | 0 | 0% | 0.7744% | 0 | 0% | 0.7744% | 0 | 46.26% | 0.7744% | 0.022625 | 0% | 0.7481% | 0 | 69.59% | 0.7481% | 0.032878 | 29.45% | 0.7481% | 0.013916 | 14.12% | 5.681% | 0.050644 | 0% | 5.681% | 0 | 0% | 5.681% | 0 | 0% | 1.185% | 0 | 0% | 1.185% | 0 | 0% | 1.185% | 0 |  |  |  | 27.6% | 11.8% | 0.20568 | 0% | 11.8% | 0 | 0% | 11.8% | 0 | 0% | 0.3537% | 0 | 0% | 0.3537% | 0 | 0% | 0.3537% | 0 | 0% | 100% | 0 | 0% | 100% | 0 | 0% | 100% | 0 | 0% | 100% | 0 |  |  | 0.0012703 |  |  | 0 |  |  | 0 | 100% | 65% |  | 100% | 65% |  | 100% | 65% |  | 100% | 65% |  | 100% | 90% |  | 100% | 90% |  | 100% | 90%
PEORIA 1705CB | 0.001252 | 7.248 | 1.7865 | 0 | 1.7865 | 0.0029549 | 0.01116 | 0.0089382 | 0% | 99% | 0 | 0% | 99% | 0 | 0% | 99% | 0 | 0% | 99% | 0 | 0% | 63.36% | 0 | 0% | 63.36% | 0 | 0% | 63.36% | 0 | 0% | 63.36% | 0 | 0 | 0% | 2.044% | 0 | 0% | 2.044% | 0 | 0% | 2.044% | 0 | 0% | 0.2497% | 0 | 0% | 0.2497% | 0 | 0% | 0.2497% | 0 | 0% | 0.6912% | 0 | 17.78% | 0.6912% | 0.0021951 | 41.26% | 0.6912% | 0.0050953 | 17.78% | 0.7027% | 0.0022316 | 64.11% | 0.7027% | 0.008049 | 18.09% | 0.7027% | 0.0022706 | 0% | 5.164% | 0 | 0% | 5.164% | 0 | 0% | 5.164% | 0 | 0% | 0.8557% | 0 | 0% | 0.8557% | 0 | 0% | 0.8557% | 0 |  |  |  | 0% | 11.8% | 0 | 0% | 11.8% | 0 | 0% | 11.8% | 0 | 0% | 0.3607% | 0 | 0% | 0.3607% | 0 | 0% | 0.3607% | 0 | 0% | 100% | 0 | 0% | 100% | 0 | 0% | 100% | 0 | 0% | 100% | 0 |  |  | 0 |  |  | 0 |  |  | 0 | 100% | 65% |  | 100% | 65% |  | 100% | 65% |  | 100% | 65% |  | 100% | 90% |  | 100% | 90% |  | 100% | 90%
VACAVILLE 1109799940 | 0.00093781 | 0.51138 | 0.2742 | 0.93954 | 1.2137 | 0.0005485 | 0.0020341 | 0.00095817 | 0% | 99% | 0 | 0% | 99% | 0 | 0% | 99% | 0 | 0% | 99% | 0 | 0% | 64.14% | 0 | 0% | 64.14% | 0 | 0% | 64.14% | 0 | 0% | 64.14% | 0 | 0.93954 | 0% | 3.647% | 0 | 0% | 3.647% | 0 | 0% | 3.647% | 0 | 0% | 0.3954% | 0 | 0% | 0.3954% | 0 | 0% | 0.3954% | 0 | 0% | 0.8641% | 0 | 23.31% | 0.8641% | 0.00055235 | 0% | 0.8641% | 0 | 23.31% | 0.8967% | 0.00057321 | 0% | 0.8967% | 0 | 76.69% | 0.8967% | 0.0018856 | 0% | 6.449% | 0 | 0% | 6.449% | 0 | 0% | 6.449% | 0 | 0% | 0.6553% | 0 | 0% | 0.6553% | 0 | 0% | 0.6553% | 0 |  |  |  | 0% | 11.8% | 0 | 6.009% | 11.8% | 0.0019443 | 0% | 11.8% | 0 | 0% | 0.3659% | 0 | 0% | 0.3659% | 0 | 0% | 0.3659% | 0 | 0% | 100% | 0 | 0% | 100% | 0 | 0% | 100% | 0 | 0% | 100% | 0 |  |  | 0 |  |  | 0 |  |  | 0 | 100% | 65% |  | 100% | 65% |  | 100% | 65% |  | 100% | 65% |  | 100% | 90% |  | 100% | 90% |  | 100% | 90%
SAN BENITO 2101295566 | 0.0019278 | 0.27939 | 0.46221 | 0 | 0.46221 | 0.0012947 | 0.0030635 | 0.0016318 | 0% | 99% | 0 | 0% | 99% | 0 | 0% | 99% | 0 | 0% | 99% | 0 | 0% | 63.04% | 0 | 0% | 63.04% | 0 | 0% | 63.04% | 0 | 0% | 63.04% | 0 | 0 | 0% | 2.628% | 0 | 0% | 2.628% | 0 | 0% | 2.628% | 0 | 0% | 0.2848% | 0 | 0% | 0.2848% | 0 | 0% | 0.2848% | 0 | 0% | 0.7549% | 0 | 0% | 0.7549% | 0 | 79.88% | 0.7549% | 0.0027872 | 0% | 0.7414% | 0 | 79.88% | 0.7414% | 0.0027375 | 0% | 0.7414% | 0 | 100% | 5.545% | 0.025629 | 0% | 5.545% | 0 | 0% | 5.545% | 0 | 0% | 1.225% | 0 | 0% | 1.225% | 0 | 0% | 1.225% | 0 |  |  |  | 0% | 11.8% | 0 | 10.38% | 11.8% | 0.0056632 | 0% | 11.8% | 0 | 0% | 0.3574% | 0 | 0% | 0.3574% | 0 | 0% | 0.3574% | 0 | 0% | 100% | 0 | 0% | 100% | 0 | 0% | 100% | 0 | 0% | 100% | 0 |  |  | 0 |  |  | 0 |  |  | 0 | 100% | 65% |  | 100% | 65% |  | 100% | 65% |  | 100% | 65% |  | 100% | 90% |  | 100% | 90% |  | 100% | 90%
WILLOW CREEK 110347966 | 0.0022694 | 17.0476 | 6.9123 | 0.33729 | 7.2495 | 0.052518 | 0.027446 | 0.010059 | 0% | 99% | 0 | 0% | 99% | 0 | 0% | 99% | 0 | 0% | 99% | 0 | 0% | 60.95% | 0 | 0% | 60.95% | 0 | 0% | 60.95% | 0 | 0% | 60.95% | 0 | 0.33729 | 53.33% | 1.725% | 0.063611 | 0% | 1.725% | 0 | 0% | 1.725% | 0 | 0% | 0.1837% | 0 | 0% | 0.1837% | 0 | 0% | 0.1837% | 0 | 0% | 0.4629% | 0 | 99.35% | 0.4629% | 0.031789 | 0% | 0.4629% | 0 | 99.35% | 0.4705% | 0.032314 | 0% | 0.4705% | 0 | 0% | 0.4705% | 0 | 43.38% | 3.442% | 0.10319 | 12.16% | 3.442% | 0.028932 | 21.02% | 3.442% | 0.05001 | 0% | 4.491% | 0 | 0% | 4.491% | 0 | 0% | 4.491% | 0 |  |  |  | 30.66% | 11.8% | 0.2501 | 0% | 11.8% | 0 | 0% | 11.8% | 0 | 0% | 0.3798% | 0 | 0% | 0.3798% | 0 | 0% | 0.3798% | 0 | 0% | 100% | 0 | 0% | 100% | 0 | 0% | 100% | 0 | 0% | 100% | 0 |  |  | 0 |  |  | 0 |  |  | 0.00032148 | 100% | 65% |  | 100% | 65% |  | 100% | 65% |  | 100% | 65% |  | 100% | 90% |  | 100% | 90% |  | 100% | 90%
CURTIS 1703CB | 0.0024621 | 9.6883 | 6.0779 | 0 | 6.0779 | 0.01753 | 0.035384 | 0.026283 | 0% | 99% | 0 | 0% | 99% | 0 | 0% | 99% | 0 | 0% | 99% | 0 | 0% | 63.98% | 0 | 0% | 63.98% | 0 | 0% | 63.98% | 0 | 0% | 63.98% | 0 | 0 | 33.33% | 2.016% | 0.040841 | 0% | 2.016% | 0 | 0% | 2.016% | 0 | 100% | 0.2387% | 0.014505 | 0% | 0.2387% | 0 | 0% | 0.2387% | 0 | 0% | 0.6496% | 0 | 72.74% | 0.6496% | 0.028718 | 26.75% | 0.6496% | 0.010563 | 72.74% | 0.6706% | 0.029645 | 26.75% | 0.6706% | 0.010904 | 0.2468% | 0.6706% | 0.00010058 | 37.09% | 4.877% | 0.10993 | 0% | 4.877% | 0 | 0% | 4.877% | 0 | 0% | 1.39% | 0 | 0% | 1.39% | 0 | 0% | 1.39% | 0 |  |  |  | 0% | 11.8% | 0 | 0% | 11.8% | 0 | 0% | 11.8% | 0 | 0% | 0.3678% | 0 | 0% | 0.3678% | 0 | 0% | 0.3678% | 0 | 0% | 100% | 0 | 0% | 100% | 0 | 0% | 100% | 0 | 0% | 100% | 0 |  |  | 6.4792e-05 |  |  | 0 |  |  | 0 | 100% | 65% |  | 100% | 65% |  | 100% | 65% |  | 100% | 65% |  | 100% | 90% |  | 100% | 90% |  | 100% | 90%
ELK CREEK 11012228 | 0.0011514 | 3.0229 | 2.6431 | 0.94777 | 3.5909 | 0.0087623 | 0.016362 | 0.0094317 | 0% | 99% | 0 | 0% | 99% | 0 | 0% | 99% | 0 | 0% | 99% | 0 | 0% | 62.3% | 0 | 0% | 62.3% | 0 | 0% | 62.3% | 0 | 0% | 62.3% | 0 | 0.94777 | 0% | 2.121% | 0 | 0% | 2.121% | 0 | 0% | 2.121% | 0 | 0% | 0.2317% | 0 | 0% | 0.2317% | 0 | 0% | 0.2317% | 0 | 0.003018% | 0.6968% | 5.5589e-07 | 91.01% | 0.6968% | 0.01676 | 0.6202% | 0.6968% | 0.00011422 | 91.01% | 0.6697% | 0.01611 | 7.309% | 0.6697% | 0.0012938 | 91.01% | 0.6697% | 0.01611 | 0% | 5.096% | 0 | 0% | 5.096% | 0 | 0% | 5.096% | 0 | 0% | 1.416% | 0 | 0% | 1.416% | 0 | 0% | 1.416% | 0 |  |  |  | 27.1% | 11.8% | 0.08451 | 0% | 11.8% | 0 | 0% | 11.8% | 0 | 0% | 0.3571% | 0 | 0% | 0.3571% | 0 | 0% | 0.3571% | 0 | 0% | 100% | 0 | 0% | 100% | 0 | 0% | 100% | 0 | 0% | 100% | 0 |  |  | 0 |  |  | 0 |  |  | 0 | 100% | 65% |  | 100% | 65% |  | 100% | 65% |  | 100% | 65% |  | 100% | 90% |  | 100% | 90% |  | 100% | 90%
PHILO 110137222 | 0.0011566 | 26.0514 | 6.6276 | 0.11842 | 6.746 | 0.047443 | 0.030766 | 0.0087385 | 0% | 99% | 0 | 0% | 99% | 0 | 0% | 99% | 0 | 0% | 99% | 0 | 0% | 61.99% | 0 | 0% | 61.99% | 0 | 0% | 61.99% | 0 | 0% | 61.99% | 0 | 0.11842 | 100% | 2.164% | 0.14342 | 0% | 2.164% | 0 | 0% | 2.164% | 0 | 0% | 0.2314% | 0 | 0% | 0.2314% | 0 | 0% | 0.2314% | 0 | 0% | 0.536% | 0 | 80.82% | 0.536% | 0.028706 | 18.76% | 0.536% | 0.0066628 | 99.57% | 0.5502% | 0.03631 | 0% | 0.5502% | 0 | 0% | 0.5502% | 0 | 0% | 3.99% | 0 | 0% | 3.99% | 0 | 0% | 3.99% | 0 | 0% | 3.816% | 0 | 0% | 3.816% | 0 | 0% | 3.816% | 0 |  |  |  | 34.95% | 11.8% | 0.27336 | 0% | 11.8% | 0 | 0% | 11.8% | 0 | 0% | 0.3781% | 0 | 0% | 0.3781% | 0 | 0% | 0.3781% | 0 | 0% | 100% | 0 | 0% | 100% | 0 | 0% | 100% | 0 | 0% | 100% | 0 |  |  | 0 |  |  | 0 |  |  | 0 | 100% | 65% |  | 100% | 65% |  | 100% | 65% |  | 100% | 65% |  | 100% | 90% |  | 100% | 90% |  | 100% | 90%
JESSUP 110168362 | 0.0031244 | 5.7667 | 4.4984 | 2.441 | 6.9394 | 0.017477 | 0.027181 | 0.01438 | 0% | 99% | 0 | 0% | 99% | 0 | 0% | 99% | 0 | 0% | 99% | 0 | 0% | 61.89% | 0 | 0% | 61.89% | 0 | 0% | 61.89% | 0 | 0% | 61.89% | 0 | 2.441 | 100% | 1.745% | 0.078477 | 0% | 1.745% | 0 | 0% | 1.745% | 0 | 0% | 0.2034% | 0 | 0% | 0.2034% | 0 | 0% | 0.2034% | 0 | 0% | 0.678% | 0 | 32.93% | 0.678% | 0.010043 | 66.04% | 0.678% | 0.020143 | 48.85% | 0.6841% | 0.015033 | 50.11% | 0.6841% | 0.015421 | 0% | 0.6841% | 0 | 0% | 5.078% | 0 | 66.32% | 5.078% | 0.15149 | 0% | 5.078% | 0 | 0% | 1.457% | 0 | 0% | 1.457% | 0 | 0% | 1.457% | 0 |  |  |  | 6.704% | 11.8% | 0.035584 | 0% | 11.8% | 0 | 0% | 11.8% | 0 | 0% | 0.3655% | 0 | 0% | 0.3655% | 0 | 0% | 0.3655% | 0 | 0% | 100% | 0 | 0% | 100% | 0 | 0% | 100% | 0 | 0% | 100% | 0 |  |  | 0 |  |  | 0 |  |  | 0 | 100% | 65% |  | 100% | 65% |  | 100% | 65% |  | 100% | 65% |  | 100% | 90% |  | 100% | 90% |  | 100% | 90%
BUTTE 1105134600 | 0.0030299 | 0.34934 | 0.23195 | 0 | 0.23195 | 0.0007676 | 0.0016545 | 0.0006251 | 0% | 99% | 0 | 0% | 99% | 0 | 0% | 99% | 0 | 0% | 99% | 0 | 0% | 61.95% | 0 | 0% | 61.95% | 0 | 0% | 61.95% | 0 | 0% | 61.95% | 0 | 0 | 0% | 2.281% | 0 | 0% | 2.281% | 0 | 0% | 2.281% | 0 | 0% | 0.2874% | 0 | 0% | 0.2874% | 0 | 0% | 0.2874% | 0 | 0% | 0.7703% | 0 | 46.29% | 0.7703% | 0.00082714 | 0% | 0.7703% | 0 | 46.29% | 0.8024% | 0.00086149 | 0% | 0.8024% | 0 | 0% | 0.8024% | 0 | 0% | 5.81% | 0 | 0% | 5.81% | 0 | 0% | 5.81% | 0 | 0% | 1.468% | 0 | 0% | 1.468% | 0 | 0% | 1.468% | 0 |  |  |  | 0% | 11.8% | 0 | 0% | 11.8% | 0 | 0% | 11.8% | 0 | 0% | 0.3603% | 0 | 0% | 0.3603% | 0 | 0% | 0.3603% | 0 | 0% | 100% | 0 | 0% | 100% | 0 | 0% | 100% | 0 | 0% | 100% | 0 |  |  | 0 |  |  | 0 |  |  | 0 | 100% | 65% |  | 100% | 65% |  | 100% | 65% |  | 100% | 65% |  | 100% | 90% |  | 100% | 90% |  | 100% | 90%
LOS GATOS 1108LB86 | 0.0043437 | 6.7251 | 4.3319 | 0.64214 | 4.974 | 0.027049 | 0.021661 | 0.0082152 | 0% | 99% | 0 | 0% | 99% | 0 | 0% | 99% | 0 | 0% | 99% | 0 | 0% | 63.64% | 0 | 0% | 63.64% | 0 | 0% | 63.64% | 0 | 0% | 63.64% | 0 | 0.64214 | 0% | 1.935% | 0 | 0% | 1.935% | 0 | 0% | 1.935% | 0 | 0% | 0.2101% | 0 | 0% | 0.2101% | 0 | 0% | 0.2101% | 0 | 0% | 0.5745% | 0 | 0.01263% | 0.5745% | 3.1443e-06 | 99.7% | 0.5745% | 0.024814 | 0.01263% | 0.5822% | 3.1861e-06 | 99.71% | 0.5822% | 0.025144 | 0% | 0.5822% | 0 | 29.19% | 4.277% | 0.054073 | 44.84% | 4.277% | 0.083066 | 24.19% | 4.277% | 0.044821 | 0% | 2.5% | 0 | 0% | 2.5% | 0 | 0% | 2.5% | 0 |  |  |  | 0% | 11.8% | 0 | 28.89% | 11.8% | 0.14765 | 0% | 11.8% | 0 | 0% | 0.3742% | 0 | 0% | 0.3742% | 0 | 0% | 0.3742% | 0 | 0% | 100% | 0 | 0% | 100% | 0 | 0% | 100% | 0 | 0% | 100% | 0 |  |  | 0 |  |  | 0.023731 |  |  | 0.0015958 | 100% | 65% |  | 100% | 65% |  | 100% | 65% |  | 100% | 65% |  | 100% | 90% |  | 100% | 90% |  | 100% | 90%
HIGGINS 111051794 | 0.0029881 | 4.017 | 2.4887 | 0.093977 | 2.5827 | 0.012824 | 0.014691 | 0.0052055 | 0% | 99% | 0 | 0% | 99% | 0 | 0% | 99% | 0 | 0% | 99% | 0 | 0% | 60.83% | 0 | 0% | 60.83% | 0 | 0% | 60.83% | 0 | 0% | 60.83% | 0 | 0.093977 | 100% | 1.857% | 0.046224 | 0% | 1.857% | 0 | 0% | 1.857% | 0 | 0% | 0.2212% | 0 | 0% | 0.2212% | 0 | 0% | 0.2212% | 0 | 0% | 0.6598% | 0 | 78.43% | 0.6598% | 0.012879 | 19.31% | 0.6598% | 0.0031702 | 78.43% | 0.6852% | 0.013375 | 19.31% | 0.6852% | 0.0032922 | 1.558% | 0.6852% | 0.00026571 | 76.96% | 4.991% | 0.095587 | 0% | 4.991% | 0 | 0% | 4.991% | 0 | 0% | 2.672% | 0 | 0% | 2.672% | 0 | 0% | 2.672% | 0 |  |  |  | 0% | 11.8% | 0 | 30.46% | 11.8% | 0.089441 | 0% | 11.8% | 0 | 0% | 0.3708% | 0 | 0% | 0.3708% | 0 | 0% | 0.3708% | 0 | 0% | 100% | 0 | 0% | 100% | 0 | 0% | 100% | 0 | 0% | 100% | 0 |  |  | 0.0039618 |  |  | 0 |  |  | 0 | 100% | 65% |  | 100% | 65% |  | 100% | 65% |  | 100% | 65% |  | 100% | 90% |  | 100% | 90% |  | 100% | 90%
KONOCTI 11084039 | 0.0028685 | 2.5347 | 1.144 | 0.46327 | 1.6073 | 0.0050082 | 0.0070402 | 0.0030814 | 0% | 99% | 0 | 0% | 99% | 0 | 0% | 99% | 0 | 0% | 99% | 0 | 0% | 62.09% | 0 | 0% | 62.09% | 0 | 0% | 62.09% | 0 | 0% | 62.09% | 0 | 0.46327 | 0% | 2.189% | 0 | 0% | 2.189% | 0 | 0% | 2.189% | 0 | 0% | 0.2326% | 0 | 0% | 0.2326% | 0 | 0% | 0.2326% | 0 | 0% | 0.7021% | 0 | 0% | 0.7021% | 0 | 97.68% | 0.7021% | 0.0078455 | 0% | 0.688% | 0 | 97.68% | 0.688% | 0.0076882 | 2.01% | 0.688% | 0.00015818 | 78.75% | 5.172% | 0.0466 | 0% | 5.172% | 0 | 0% | 5.172% | 0 | 0% | 2.022% | 0 | 0% | 2.022% | 0 | 0% | 2.022% | 0 |  |  |  | 23.04% | 11.8% | 0.0311 | 0% | 11.8% | 0 | 0% | 11.8% | 0 | 0% | 0.3631% | 0 | 0% | 0.3631% | 0 | 0% | 0.3631% | 0 | 0% | 100% | 0 | 0% | 100% | 0 | 0% | 100% | 0 | 0% | 100% | 0 |  |  | 0 |  |  | 0 |  |  | 0 | 100% | 65% |  | 100% | 65% |  | 100% | 65% |  | 100% | 65% |  | 100% | 90% |  | 100% | 90% |  | 100% | 90%
SARATOGA 1106340986 | 0.0036751 | 10.3313 | 6.0392 | 0.14905 | 6.1883 | 0.036575 | 0.030715 | 0.01269 | 0% | 99% | 0 | 0% | 99% | 0 | 0% | 99% | 0 | 0% | 99% | 0 | 0% | 63.71% | 0 | 0% | 63.71% | 0 | 0% | 63.71% | 0 | 0% | 63.71% | 0 | 0.14905 | 0% | 1.979% | 0 | 0% | 1.979% | 0 | 0% | 1.979% | 0 | 0% | 0.2151% | 0 | 0% | 0.2151% | 0 | 0% | 0.2151% | 0 | 0% | 0.5793% | 0 | 13.09% | 0.5793% | 0.0045792 | 74.3% | 0.5793% | 0.025994 | 13.09% | 0.5871% | 0.0046407 | 74.33% | 0.5871% | 0.026354 | 12.05% | 0.5871% | 0.0042719 | 44.84% | 4.311% | 0.11674 | 18.18% | 4.311% | 0.047343 | 19.24% | 4.311% | 0.050099 | 0% | 2.446% | 0 | 0% | 2.446% | 0 | 0% | 2.446% | 0 |  |  |  | 0% | 11.8% | 0 | 0% | 11.8% | 0 | 0% | 11.8% | 0 | 0% | 0.374% | 0 | 0% | 0.374% | 0 | 0% | 0.374% | 0 | 0% | 100% | 0 | 0% | 100% | 0 | 0% | 100% | 0 | 0% | 100% | 0 |  |  | 0 |  |  | 0.035491 |  |  | 0.0089813 | 100% | 65% |  | 100% | 65% |  | 100% | 65% |  | 100% | 65% |  | 100% | 90% |  | 100% | 90% |  | 100% | 90%
GEYSERVILLE 110135492 | 0.0015042 | 8.7487 | 8.5887 | 0 | 8.5887 | 0.051685 | 0.046964 | 0.01513 | 0% | 99% | 0 | 0% | 99% | 0 | 0% | 99% | 0 | 0% | 99% | 0 | 0% | 63.3% | 0 | 0% | 63.3% | 0 | 0% | 63.3% | 0 | 0% | 63.3% | 0 | 0 | 100% | 2.452% | 0.21058 | 0% | 2.452% | 0 | 0% | 2.452% | 0 | 0% | 0.2711% | 0 | 0% | 0.2711% | 0 | 0% | 0.2711% | 0 | 0% | 0.6139% | 0 | 33.88% | 0.6139% | 0.017864 | 55.66% | 0.6139% | 0.029349 | 57.05% | 0.6389% | 0.031303 | 39.24% | 0.6389% | 0.021533 | 0% | 0.6389% | 0 | 16.72% | 4.592% | 0.065952 | 0% | 4.592% | 0 | 0% | 4.592% | 0 | 0% | 2.695% | 0 | 0% | 2.695% | 0 | 0% | 2.695% | 0 |  |  |  | 25.59% | 11.8% | 0.25937 | 0% | 11.8% | 0 | 0% | 11.8% | 0 | 0% | 0.3746% | 0 | 0% | 0.3746% | 0 | 0% | 0.3746% | 0 | 0% | 100% | 0 | 0% | 100% | 0 | 0% | 100% | 0 | 0% | 100% | 0 |  |  | 0 |  |  | 0 |  |  | 0.0092867 | 100% | 65% |  | 100% | 65% |  | 100% | 65% |  | 100% | 65% |  | 100% | 90% |  | 100% | 90% |  | 100% | 90%
VINEYARD 2108609690 | 0.0020134 | 4.7696 | 3.2608 | 1.9002 | 5.161 | 0.010614 | 0.022505 | 0.010125 | 0% | 99% | 0 | 0% | 99% | 0 | 0% | 99% | 0 | 0% | 99% | 0 | 0% | 64.3% | 0 | 0% | 64.3% | 0 | 0% | 64.3% | 0 | 0% | 64.3% | 0 | 1.9002 | 83.33% | 3.175% | 0.086272 | 0% | 3.175% | 0 | 0% | 3.175% | 0 | 0% | 0.348% | 0 | 0% | 0.348% | 0 | 0% | 0.348% | 0 | 0% | 0.7794% | 0 | 0% | 0.7794% | 0 | 38.04% | 0.7794% | 0.009668 | 0% | 0.8124% | 0 | 38.04% | 0.8124% | 0.010077 | 61.96% | 0.8124% | 0.016413 | 6.508% | 5.834% | 0.012382 | 41.51% | 5.834% | 0.078966 | 14.47% | 5.834% | 0.027528 | 0% | 1.122% | 0 | 0% | 1.122% | 0 | 0% | 1.122% | 0 |  |  |  | 0% | 11.8% | 0 | 0% | 11.8% | 0 | 0% | 11.8% | 0 | 0% | 0.3692% | 0 | 0% | 0.3692% | 0 | 0% | 0.3692% | 0 | 0% | 100% | 0 | 0% | 100% | 0 | 0% | 100% | 0 | 0% | 100% | 0 |  |  | 0 |  |  | 0 |  |  | 0 | 100% | 65% |  | 100% | 65% |  | 100% | 65% |  | 100% | 65% |  | 100% | 90% |  | 100% | 90% |  | 100% | 90%
NAPA 11121302 | 0.0012592 | 8.174 | 8.7611 | 0.1324 | 8.8935 | 0.042766 | 0.05861 | 0.01551 | 0% | 99% | 0 | 0% | 99% | 0 | 0% | 99% | 0 | 0% | 99% | 0 | 0% | 62.71% | 0 | 0% | 62.71% | 0 | 0% | 62.71% | 0 | 0% | 62.71% | 0 | 0.1324 | 0% | 2.906% | 0 | 0% | 2.906% | 0 | 0% | 2.906% | 0 | 0% | 0.3137% | 0 | 0% | 0.3137% | 0 | 0% | 0.3137% | 0 | 0% | 0.755% | 0 | 25.57% | 0.755% | 0.016911 | 57.31% | 0.755% | 0.037908 | 12.21% | 0.7739% | 0.0082786 | 68.92% | 0.7739% | 0.046733 | 29.4% | 0.7739% | 0.019933 | 61.59% | 5.627% | 0.30361 | 3.03% | 5.627% | 0.014935 | 0% | 5.627% | 0 | 0% | 2.016% | 0 | 0% | 2.016% | 0 | 0% | 2.016% | 0 |  |  |  | 0% | 11.8% | 0 | 10.56% | 11.8% | 0.10916 | 0% | 11.8% | 0 | 0% | 0.3684% | 0 | 0% | 0.3684% | 0 | 0% | 0.3684% | 0 | 0% | 100% | 0 | 0% | 100% | 0 | 0% | 100% | 0 | 0% | 100% | 0 |  |  | 0.00080182 |  |  | 0 |  |  | 0 | 100% | 65% |  | 100% | 65% |  | 100% | 65% |  | 100% | 65% |  | 100% | 90% |  | 100% | 90% |  | 100% | 90%
BRUNSWICK 11032200 | 0.0033744 | 6.4547 | 3.9061 | 0.54926 | 4.4553 | 0.031261 | 0.015467 | 0.0054342 | 0% | 99% | 0 | 0% | 99% | 0 | 0% | 99% | 0 | 0% | 99% | 0 | 0% | 62.33% | 0 | 0% | 62.33% | 0 | 0% | 62.33% | 0 | 0% | 62.33% | 0 | 0.54926 | 0% | 1.702% | 0 | 0% | 1.702% | 0 | 0% | 1.702% | 0 | 0% | 0.1823% | 0 | 0% | 0.1823% | 0 | 0% | 0.1823% | 0 | 0% | 0.448% | 0 | 0% | 0.448% | 0 | 6.454% | 0.448% | 0.0011295 | 0% | 0.454% | 0 | 6.454% | 0.454% | 0.0011445 | 93.55% | 0.454% | 0.016588 | 24.94% | 3.325% | 0.032391 | 3.503% | 3.325% | 0.0045497 | 0% | 3.325% | 0 | 0% | 3.521% | 0 | 0% | 3.521% | 0 | 0% | 3.521% | 0 |  |  |  | 0% | 11.8% | 0 | 0% | 11.8% | 0 | 0% | 11.8% | 0 | 0% | 0.3798% | 0 | 0% | 0.3798% | 0 | 0% | 0.3798% | 0 | 0% | 100% | 0 | 0% | 100% | 0 | 0% | 100% | 0 | 0% | 100% | 0 |  |  | 0 |  |  | 0 |  |  | 0 | 100% | 65% |  | 100% | 65% |  | 100% | 65% |  | 100% | 65% |  | 100% | 90% |  | 100% | 90% |  | 100% | 90%
FROGTOWN 170275252 | 0.00073728 | 59.6167 | 9.5298 | 0.44068 | 9.9705 | 0.026625 | 0.053195 | 0.047641 | 0% | 99% | 0 | 0% | 99% | 0 | 0% | 99% | 0 | 0% | 99% | 0 | 0% | 63.76% | 0 | 1.791% | 63.76% | 0.10885 | 0% | 63.76% | 0 | 0% | 63.76% | 0 | 0.44068 | 0% | 1.864% | 0 | 0% | 1.864% | 0 | 0% | 1.864% | 0 | 0% | 0.2141% | 0 | 0% | 0.2141% | 0 | 0% | 0.2141% | 0 | 0% | 0.6059% | 0 | 11.14% | 0.6059% | 0.0064326 | 67.02% | 0.6059% | 0.038699 | 23.32% | 0.6032% | 0.013405 | 76.35% | 0.6032% | 0.043884 | 8.481% | 0.6032% | 0.0048748 | 60.88% | 4.485% | 0.26019 | 0% | 4.485% | 0 | 0% | 4.485% | 0 | 0% | 1.36% | 0 | 0% | 1.36% | 0 | 0% | 1.36% | 0 |  |  |  | 0% | 11.8% | 0 | 0% | 11.8% | 0 | 0% | 11.8% | 0 | 0% | 0.3645% | 0 | 0% | 0.3645% | 0 | 0% | 0.3645% | 0 | 0% | 100% | 0 | 0% | 100% | 0 | 0% | 100% | 0 | 0% | 100% | 0 |  |  | 0 |  |  | 0 |  |  | 0 | 100% | 65% |  | 100% | 65% |  | 100% | 65% |  | 100% | 65% |  | 100% | 90% |  | 100% | 90% |  | 100% | 90%
FORT SEWARD 1121CB | 0.0012733 | 10.1202 | 8.6277 | 0.11015 | 8.7379 | 0.068155 | 0.03768 | 0.0095812 | 0% | 99% | 0 | 0% | 99% | 0 | 0% | 99% | 0 | 0% | 99% | 0 | 0% | 61.51% | 0 | 0% | 61.51% | 0 | 0% | 61.51% | 0 | 0% | 61.51% | 0 | 0.11015 | 60% | 1.937% | 0.10027 | 0% | 1.937% | 0 | 0% | 1.937% | 0 | 100% | 0.2041% | 0.017609 | 0% | 0.2041% | 0 | 0% | 0.2041% | 0 | 0% | 0.4959% | 0 | 61.14% | 0.4959% | 0.026156 | 38.64% | 0.4959% | 0.016533 | 61.14% | 0.4974% | 0.026238 | 38.64% | 0.4974% | 0.016585 | 0% | 0.4974% | 0 | 58.32% | 3.664% | 0.18436 | 2.059% | 3.664% | 0.006511 | 1.251% | 3.664% | 0.0039565 | 0% | 3.987% | 0 | 0% | 3.987% | 0 | 0% | 3.987% | 0 |  |  |  | 0% | 11.8% | 0 | 0% | 11.8% | 0 | 0% | 11.8% | 0 | 0% | 0.3775% | 0 | 0% | 0.3775% | 0 | 0% | 0.3775% | 0 | 0.5065% | 100% | 0.043702 | 0% | 100% | 0 | 0% | 100% | 0 | 0% | 100% | 0 |  |  | 0.00014174 |  |  | 0 |  |  | 0 | 100% | 65% |  | 100% | 65% |  | 100% | 65% |  | 100% | 65% |  | 100% | 90% |  | 100% | 90% |  | 100% | 90%
RINCON 1103198 | 0.001948 | 3.2906 | 2.476 | 0.55714 | 3.0331 | 0.012557 | 0.017121 | 0.003517 | 0% | 99% | 0 | 0% | 99% | 0 | 0% | 99% | 0 | 0% | 99% | 0 | 0% | 63.01% | 0 | 0% | 63.01% | 0 | 0% | 63.01% | 0 | 0% | 63.01% | 0 | 0.55714 | 0% | 3.542% | 0 | 0% | 3.542% | 0 | 0% | 3.542% | 0 | 0% | 0.379% | 0 | 0% | 0.379% | 0 | 0% | 0.379% | 0 | 0% | 0.7859% | 0 | 34.41% | 0.7859% | 0.006695 | 11.53% | 0.7859% | 0.0022429 | 34.41% | 0.8282% | 0.0070553 | 11.53% | 0.8282% | 0.0023636 | 54.07% | 0.8282% | 0.011087 | 72.05% | 5.89% | 0.10507 | 5.772% | 5.89% | 0.0084168 | 13.42% | 5.89% | 0.019568 | 0% | 2.42% | 0 | 0% | 2.42% | 0 | 0% | 2.42% | 0 |  |  |  | 34.94% | 11.8% | 0.10208 | 0% | 11.8% | 0 | 0% | 11.8% | 0 | 0% | 0.3742% | 0 | 0% | 0.3742% | 0 | 0% | 0.3742% | 0 | 0% | 100% | 0 | 0% | 100% | 0 | 0% | 100% | 0 | 0% | 100% | 0 |  |  | 0 |  |  | 0 |  |  | 0 | 100% | 65% |  | 100% | 65% |  | 100% | 65% |  | 100% | 65% |  | 100% | 90% |  | 100% | 90% |  | 100% | 90%
PEORIA 1704CB | 0.0011148 | 7.9103 | 1.7091 | 0 | 1.7091 | 0.0024633 | 0.010908 | 0.0095672 | 0% | 99% | 0 | 0% | 99% | 0 | 0% | 99% | 0 | 0% | 99% | 0 | 0% | 63.67% | 0 | 0% | 63.67% | 0 | 0% | 63.67% | 0 | 0% | 63.67% | 0 | 0 | 0% | 1.941% | 0 | 0% | 1.941% | 0 | 0% | 1.941% | 0 | 100% | 0.2338% | 0.0039956 | 0% | 0.2338% | 0 | 0% | 0.2338% | 0 | 0% | 0.6795% | 0 | 0% | 0.6795% | 0 | 6.144% | 0.6795% | 0.0007135 | 0% | 0.6797% | 0 | 6.144% | 0.6797% | 0.00071367 | 93.63% | 0.6797% | 0.010876 | 0% | 5.049% | 0 | 0% | 5.049% | 0 | 22.9% | 5.049% | 0.019761 | 0% | 0.6796% | 0 | 0% | 0.6796% | 0 | 0% | 0.6796% | 0 |  |  |  | 0% | 11.8% | 0 | 0% | 11.8% | 0 | 0% | 11.8% | 0 | 0% | 0.3591% | 0 | 0% | 0.3591% | 0 | 0% | 0.3591% | 0 | 0% | 100% | 0 | 0% | 100% | 0 | 0% | 100% | 0 | 0% | 100% | 0 |  |  | 0 |  |  | 0 |  |  | 0 | 100% | 65% |  | 100% | 65% |  | 100% | 65% |  | 100% | 65% |  | 100% | 90% |  | 100% | 90% |  | 100% | 90%
SPRING GAP 17029690 | 0.0025407 | 19.5223 | 7.8936 | 0.84436 | 8.738 | 0.03904 | 0.055573 | 0.011789 | 0% | 99% | 0 | 0% | 99% | 0 | 0% | 99% | 0 | 0% | 99% | 0 | 0% | 61.73% | 0 | 0% | 61.73% | 0 | 0% | 61.73% | 0 | 0% | 61.73% | 0 | 0.84436 | 0% | 2.769% | 0 | 0% | 2.769% | 0 | 0% | 2.769% | 0 | 0% | 0.3002% | 0 | 0% | 0.3002% | 0 | 0% | 0.3002% | 0 | 0% | 0.7871% | 0 | 0% | 0.7871% | 0 | 6.387% | 0.7871% | 0.0039681 | 0% | 0.8004% | 0 | 6.387% | 0.8004% | 0.0040352 | 93.61% | 0.8004% | 0.059145 | 45.79% | 5.859% | 0.2118 | 4.749% | 5.859% | 0.021963 | 21.03% | 5.859% | 0.097266 | 0% | 1.917% | 0 | 0% | 1.917% | 0 | 0% | 1.917% | 0 |  |  |  | 0% | 11.8% | 0 | 0% | 11.8% | 0 | 0% | 11.8% | 0 | 0% | 0.365% | 0 | 0% | 0.365% | 0 | 0% | 0.365% | 0 | 0% | 100% | 0 | 0.8158% | 100% | 0.064396 | 0% | 100% | 0 | 0% | 100% | 0 |  |  | 0.00028933 |  |  | 8.1105e-05 |  |  | 0.020047 | 100% | 65% |  | 100% | 65% |  | 100% | 65% |  | 100% | 65% |  | 100% | 90% |  | 100% | 90% |  | 100% | 90%
SILVERADO 210258626 | 0.0013995 | 9.177 | 3.3912 | 0.51236 | 3.9035 | 0.020471 | 0.019899 | 0.0058878 | 0% | 99% | 0 | 0% | 99% | 0 | 0% | 99% | 0 | 0% | 99% | 0 | 25.68% | 62.96% | 0.54841 | 0% | 62.96% | 0 | 0% | 62.96% | 0 | 0% | 62.96% | 0 | 0.51236 | 100% | 2.591% | 0.087852 | 0% | 2.591% | 0 | 0% | 2.591% | 0 | 0% | 0.2786% | 0 | 0% | 0.2786% | 0 | 0% | 0.2786% | 0 | 0% | 0.6469% | 0 | 0% | 0.6469% | 0 | 68.77% | 0.6469% | 0.015085 | 0% | 0.6596% | 0 | 68.77% | 0.6596% | 0.015382 | 31.23% | 0.6596% | 0.0069859 | 8.893% | 4.802% | 0.014483 | 0% | 4.802% | 0 | 0% | 4.802% | 0 | 0% | 2.467% | 0 | 0% | 2.467% | 0 | 0% | 2.467% | 0 |  |  |  | 0% | 11.8% | 0 | 0% | 11.8% | 0 | 0% | 11.8% | 0 | 0% | 0.3718% | 0 | 0% | 0.3718% | 0 | 0% | 0.3718% | 0 | 0% | 100% | 0 | 0% | 100% | 0 | 0% | 100% | 0 | 0% | 100% | 0 |  |  | 0 |  |  | 0 |  |  | 0 | 100% | 65% |  | 100% | 65% |  | 100% | 65% |  | 100% | 65% |  | 100% | 90% |  | 100% | 90% |  | 100% | 90%
SHINGLE SPRINGS 210819762 | 0.0018846 | 4.3152 | 2.6087 | 0.083928 | 2.6926 | 0.0095772 | 0.016678 | 0.0093797 | 0% | 99% | 0 | 0% | 99% | 0 | 0% | 99% | 0 | 0% | 99% | 0 | 0% | 63.56% | 0 | 0% | 63.56% | 0 | 0% | 63.56% | 0 | 0% | 63.56% | 0 | 0.083928 | 50% | 2.268% | 0.029579 | 0% | 2.268% | 0 | 0% | 2.268% | 0 | 0% | 0.2622% | 0 | 0% | 0.2622% | 0 | 0% | 0.2622% | 0 | 0% | 0.6906% | 0 | 2.61% | 0.6906% | 0.00047019 | 1.638% | 0.6906% | 0.00029506 | 0.1076% | 0.7242% | 2.0326e-05 | 1.638% | 0.7242% | 0.00030939 | 98.07% | 0.7242% | 0.018527 | 2.541% | 5.216% | 0.0034572 | 0% | 5.216% | 0 | 0% | 5.216% | 0 | 0% | 1.558% | 0 | 0% | 1.558% | 0 | 0% | 1.558% | 0 |  |  |  | 0% | 11.8% | 0 | 0% | 11.8% | 0 | 0% | 11.8% | 0 | 0% | 0.3709% | 0 | 0% | 0.3709% | 0 | 0% | 0.3709% | 0 | 0% | 100% | 0 | 0% | 100% | 0 | 0% | 100% | 0 | 0% | 100% | 0 |  |  | 0 |  |  | 0 |  |  | 0 | 100% | 65% |  | 100% | 65% |  | 100% | 65% |  | 100% | 65% |  | 100% | 90% |  | 100% | 90% |  | 100% | 90%
MERCED FALLS 110238748 | 0.0012316 | 16.06 | 3.4222 | 0.098774 | 3.521 | 0.011138 | 0.025626 | 0.010011 | 0% | 99% | 0 | 0% | 99% | 0 | 0% | 99% | 0 | 0% | 99% | 0 | 0% | 62% | 0 | 0% | 62% | 0 | 0% | 62% | 0 | 0% | 62% | 0 | 0.098774 | 0% | 2.511% | 0 | 0% | 2.511% | 0 | 0% | 2.511% | 0 | 0% | 0.2736% | 0 | 0% | 0.2736% | 0 | 0% | 0.2736% | 0 | 0% | 0.8133% | 0 | 95.62% | 0.8133% | 0.026615 | 0% | 0.8133% | 0 | 95.62% | 0.8086% | 0.02646 | 0% | 0.8086% | 0 | 1.943% | 0.8086% | 0.00053763 | 0% | 6.024% | 0 | 0% | 6.024% | 0 | 0% | 6.024% | 0 | 0% | 1.451% | 0 | 0% | 1.451% | 0 | 0% | 1.451% | 0 |  |  |  | 0% | 11.8% | 0 | 0% | 11.8% | 0 | 0% | 11.8% | 0 | 0% | 0.3577% | 0 | 0% | 0.3577% | 0 | 0% | 0.3577% | 0 | 0% | 100% | 0 | 0% | 100% | 0 | 0% | 100% | 0 | 0% | 100% | 0 |  |  | 0 |  |  | 0 |  |  | 0 | 100% | 65% |  | 100% | 65% |  | 100% | 65% |  | 100% | 65% |  | 100% | 90% |  | 100% | 90% |  | 100% | 90%
SARATOGA 1107LC12 | 0.0047379 | 8.4759 | 6.8019 | 0.056425 | 6.8583 | 0.054629 | 0.029396 | 0.0091057 | 0% | 99% | 0 | 0% | 99% | 0 | 0% | 99% | 0 | 0% | 99% | 0 | 0% | 63.37% | 0 | 0% | 63.37% | 0 | 0% | 63.37% | 0 | 0% | 63.37% | 0 | 0.056425 | 0% | 1.893% | 0 | 0% | 1.893% | 0 | 0% | 1.893% | 0 | 0% | 0.2035% | 0 | 0% | 0.2035% | 0 | 0% | 0.2035% | 0 | 0% | 0.4777% | 0 | 0% | 0.4777% | 0 | 0% | 0.4777% | 0 | 0% | 0.4901% | 0 | 0% | 0.4901% | 0 | 0% | 0.4901% | 0 | 0% | 3.558% | 0 | 0% | 3.558% | 0 | 0% | 3.558% | 0 | 0% | 3.432% | 0 | 0% | 3.432% | 0 | 0% | 3.432% | 0 |  |  |  | 0% | 11.8% | 0 | 0% | 11.8% | 0 | 0% | 11.8% | 0 | 0% | 0.3804% | 0 | 0% | 0.3804% | 0 | 0% | 0.3804% | 0 | 0.5932% | 100% | 0.040348 | 0% | 100% | 0 | 0% | 100% | 0 | 0% | 100% | 0 |  |  | 0 |  |  | 0 |  |  | 0 | 100% | 65% |  | 100% | 65% |  | 100% | 65% |  | 100% | 65% |  | 100% | 90% |  | 100% | 90% |  | 100% | 90%
HIGGINS 1103789714 | 0.0016408 | 29.6379 | 8.8476 | 0.49299 | 9.3406 | 0.06149 | 0.042264 | 0.01741 | 0% | 99% | 0 | 0% | 99% | 0 | 0% | 99% | 0 | 0% | 99% | 0 | 0% | 61.4% | 0 | 0% | 61.4% | 0 | 0% | 61.4% | 0 | 0% | 61.4% | 0 | 0.49299 | 71.43% | 1.483% | 0.093706 | 0% | 1.483% | 0 | 0% | 1.483% | 0 | 0% | 0.1597% | 0 | 0% | 0.1597% | 0 | 0% | 0.1597% | 0 | 0% | 0.5219% | 0 | 5.362% | 0.5219% | 0.0024759 | 30.52% | 0.5219% | 0.014092 | 5.362% | 0.5131% | 0.0024341 | 30.52% | 0.5131% | 0.013854 | 63.89% | 0.5131% | 0.029006 | 21.08% | 3.861% | 0.072003 | 2.443% | 3.861% | 0.0083447 | 0% | 3.861% | 0 | 0% | 3.439% | 0 | 0% | 3.439% | 0 | 0% | 3.439% | 0 |  |  |  | 0% | 11.8% | 0 | 0% | 11.8% | 0 | 0% | 11.8% | 0 | 0% | 0.3722% | 0 | 0% | 0.3722% | 0 | 0% | 0.3722% | 0 | 0% | 100% | 0 | 0% | 100% | 0 | 0% | 100% | 0 | 0% | 100% | 0 |  |  | 8.88e-05 |  |  | 0 |  |  | 0 | 100% | 65% |  | 100% | 65% |  | 100% | 65% |  | 100% | 65% |  | 100% | 90% |  | 100% | 90% |  | 100% | 90%
SHINGLE SPRINGS 210519522 | 0.0011865 | 10.3277 | 2.394 | 0.47797 | 2.872 | 0.010968 | 0.015072 | 0.0068518 | 0% | 99% | 0 | 0% | 99% | 0 | 0% | 99% | 0 | 0% | 99% | 0 | 0% | 62.44% | 0 | 0% | 62.44% | 0 | 0% | 62.44% | 0 | 0% | 62.44% | 0 | 0.47797 | 100% | 2.252% | 0.053902 | 0% | 2.252% | 0 | 0% | 2.252% | 0 | 0% | 0.2351% | 0 | 0% | 0.2351% | 0 | 0% | 0.2351% | 0 | 0% | 0.6958% | 0 | 0% | 0.6958% | 0 | 21.97% | 0.6958% | 0.003659 | 0% | 0.6915% | 0 | 21.97% | 0.6915% | 0.0036362 | 78.03% | 0.6915% | 0.012918 | 7.865% | 5.153% | 0.0097018 | 0% | 5.153% | 0 | 0% | 5.153% | 0 | 0% | 2.02% | 0 | 0% | 2.02% | 0 | 0% | 2.02% | 0 |  |  |  | 0% | 11.8% | 0 | 0% | 11.8% | 0 | 0% | 11.8% | 0 | 0% | 0.3668% | 0 | 0% | 0.3668% | 0 | 0% | 0.3668% | 0 | 0% | 100% | 0 | 0% | 100% | 0 | 0% | 100% | 0 | 0% | 100% | 0 |  |  | 0 |  |  | 0 |  |  | 0 | 100% | 65% |  | 100% | 65% |  | 100% | 65% |  | 100% | 65% |  | 100% | 90% |  | 100% | 90% |  | 100% | 90%
HOPLAND 1101558 | 0.0019806 | 1.3285 | 3.454 | 0 | 3.454 | 0.011704 | 0.026767 | 0.0090748 | 0% | 99% | 0 | 0% | 99% | 0 | 0% | 99% | 0 | 0% | 99% | 0 | 0% | 62.78% | 0 | 0% | 62.78% | 0 | 0% | 62.78% | 0 | 0% | 62.78% | 0 | 0 | 0% | 3.082% | 0 | 0% | 3.082% | 0 | 0% | 3.082% | 0 | 0% | 0.3515% | 0 | 0% | 0.3515% | 0 | 0% | 0.3515% | 0 | 0% | 0.8306% | 0 | 0.1235% | 0.8306% | 3.5444e-05 | 20.02% | 0.8306% | 0.0057444 | 0.1235% | 0.8707% | 3.7157e-05 | 73.42% | 0.8707% | 0.022082 | 0.1235% | 0.8707% | 3.7157e-05 | 99.87% | 6.248% | 0.21553 | 0% | 6.248% | 0 | 0% | 6.248% | 0 | 0% | 1.384% | 0 | 0% | 1.384% | 0 | 0% | 1.384% | 0 |  |  |  | 0% | 11.8% | 0 | 0% | 11.8% | 0 | 0% | 11.8% | 0 | 0% | 0.3658% | 0 | 0% | 0.3658% | 0 | 0% | 0.3658% | 0 | 0% | 100% | 0 | 0% | 100% | 0 | 0% | 100% | 0 | 0% | 100% | 0 |  |  | 0 |  |  | 0 |  |  | 0 | 100% | 65% |  | 100% | 65% |  | 100% | 65% |  | 100% | 65% |  | 100% | 90% |  | 100% | 90% |  | 100% | 90%
VOLTA 110180454 | 0.00072124 | 32.6569 | 6.3263 | 3.2118 | 9.5382 | 0.040404 | 0.033948 | 0.012837 | 0% | 99% | 0 | 0% | 99% | 0 | 0% | 99% | 0 | 0% | 99% | 0 | 0% | 60.79% | 0 | 0% | 60.79% | 0 | 0% | 60.79% | 0 | 0% | 60.79% | 0 | 3.2118 | 80% | 1.802% | 0.091193 | 0% | 1.802% | 0 | 0% | 1.802% | 0 | 0% | 0.1887% | 0 | 0% | 0.1887% | 0 | 0% | 0.1887% | 0 | 0% | 0.5796% | 0 | 93.61% | 0.5796% | 0.034325 | 0% | 0.5796% | 0 | 93.61% | 0.5471% | 0.032396 | 0% | 0.5471% | 0 | 6.316% | 0.5471% | 0.0021858 | 22.6% | 4.211% | 0.060222 | 0% | 4.211% | 0 | 0% | 4.211% | 0 | 0% | 2.863% | 0 | 0% | 2.863% | 0 | 0% | 2.863% | 0 |  |  |  | 0% | 11.8% | 0 | 0% | 11.8% | 0 | 0% | 11.8% | 0 | 55.56% | 0.3636% | 0.012779 | 0% | 0.3636% | 0 | 0% | 0.3636% | 0 | 0% | 100% | 0 | 0.8353% | 100% | 0.052845 | 0% | 100% | 0 | 0% | 100% | 0 |  |  | 0 |  |  | 0 |  |  | 0.0086649 | 100% | 65% |  | 100% | 65% |  | 100% | 65% |  | 100% | 65% |  | 100% | 90% |  | 100% | 90% |  | 100% | 90%
SARATOGA 1115463510 | 0.0021633 | 3.301 | 1.3778 | 0 | 1.3778 | 0.0079277 | 0.0078553 | 0.0032439 | 0% | 99% | 0 | 0% | 99% | 0 | 0% | 99% | 0 | 0% | 99% | 0 | 0% | 63.47% | 0 | 0% | 63.47% | 0 | 0% | 63.47% | 0 | 0% | 63.47% | 0 | 0 | 0% | 2.151% | 0 | 0% | 2.151% | 0 | 0% | 2.151% | 0 | 0% | 0.2327% | 0 | 0% | 0.2327% | 0 | 0% | 0.2327% | 0 | 0% | 0.619% | 0 | 0% | 0.619% | 0 | 65.52% | 0.619% | 0.0055885 | 0.009801% | 0.6225% | 8.4064e-07 | 65.52% | 0.6225% | 0.00562 | 34.47% | 0.6225% | 0.0029564 | 27.21% | 4.59% | 0.017208 | 0% | 4.59% | 0 | 0% | 4.59% | 0 | 0% | 2.241% | 0 | 0% | 2.241% | 0 | 0% | 2.241% | 0 |  |  |  | 0% | 11.8% | 0 | 0% | 11.8% | 0 | 0% | 11.8% | 0 | 0% | 0.3705% | 0 | 0% | 0.3705% | 0 | 0% | 0.3705% | 0 | 0% | 100% | 0 | 0% | 100% | 0 | 0% | 100% | 0 | 0% | 100% | 0 |  |  | 0 |  |  | 0 |  |  | 0 | 100% | 65% |  | 100% | 65% |  | 100% | 65% |  | 100% | 65% |  | 100% | 90% |  | 100% | 90% |  | 100% | 90%
SONOMA 1102441730 | 0.0018097 | 6.7471 | 2.3134 | 1.0272 | 3.3406 | 0.010972 | 0.017476 | 0.0036034 | 0% | 99% | 0 | 0% | 99% | 0 | 0% | 99% | 0 | 0% | 99% | 0 | 0% | 62.89% | 0 | 0% | 62.89% | 0 | 0% | 62.89% | 0 | 0% | 62.89% | 0 | 1.0272 | 33.33% | 3.545% | 0.027338 | 0% | 3.545% | 0 | 0% | 3.545% | 0 | 0% | 0.3731% | 0 | 0% | 0.3731% | 0 | 0% | 0.3731% | 0 | 0% | 0.8355% | 0 | 0% | 0.8355% | 0 | 0% | 0.8355% | 0 | 0% | 0.8641% | 0 | 0% | 0.8641% | 0 | 99.59% | 0.8641% | 0.019906 | 30.83% | 6.23% | 0.044437 | 0% | 6.23% | 0 | 13.13% | 6.23% | 0.018921 | 0% | 1.961% | 0 | 0% | 1.961% | 0 | 0% | 1.961% | 0 |  |  |  | 28.41% | 11.8% | 0.077558 | 0% | 11.8% | 0 | 0% | 11.8% | 0 | 0% | 0.3699% | 0 | 0% | 0.3699% | 0 | 0% | 0.3699% | 0 | 0% | 100% | 0 | 0% | 100% | 0 | 0% | 100% | 0 | 0% | 100% | 0 |  |  | 0 |  |  | 0 |  |  | 0.0047268 | 100% | 65% |  | 100% | 65% |  | 100% | 65% |  | 100% | 65% |  | 100% | 90% |  | 100% | 90% |  | 100% | 90%
SHEPHERD 2111443696 | 0.0011998 | 0 | 2.6825 | 0 | 2.6825 | 0.0038142 | 0.020562 | 0.013081 | 0% | 99% | 0 | 0% | 99% | 0 | 0% | 99% | 0 | 0% | 99% | 0 | 0% | 62.73% | 0 | 0% | 62.73% | 0 | 0% | 62.73% | 0 | 0% | 62.73% | 0 | 0 | 0% | 2.188% | 0 | 0% | 2.188% | 0 | 0% | 2.188% | 0 | 100% | 0.2598% | 0.00697 | 0% | 0.2598% | 0 | 0% | 0.2598% | 0 | 0% | 0.7977% | 0 | 18.38% | 0.7977% | 0.0039328 | 81.53% | 0.7977% | 0.017446 | 18.38% | 0.8042% | 0.0039646 | 81.53% | 0.8042% | 0.017587 | 0.09091% | 0.8042% | 1.961e-05 | 59.28% | 5.959% | 0.09477 | 0% | 5.959% | 0 | 0% | 5.959% | 0 | 0% | 0.5843% | 0 | 0% | 0.5843% | 0 | 0% | 0.5843% | 0 |  |  |  | 0% | 11.8% | 0 | 0% | 11.8% | 0 | 0% | 11.8% | 0 | 0% | 0.3564% | 0 | 0% | 0.3564% | 0 | 0% | 0.3564% | 0 | 0% | 100% | 0 | 0% | 100% | 0 | 0% | 100% | 0 | 0% | 100% | 0 |  |  | 0 |  |  | 0 |  |  | 0 |  |  |  |  | 65% |  |  | 65% |  | 100% | 65%
SUNOL 1101MR298 | 0.0015784 | 5.7021 | 1.9693 | 0.1166 | 2.0859 | 0.0087237 | 0.013436 | 0.0053701 | 0% | 99% | 0 | 0% | 99% | 0 | 0% | 99% | 0 | 0% | 99% | 0 | 0% | 63.06% | 0 | 0% | 63.06% | 0 | 0% | 63.06% | 0 | 0% | 63.06% | 0 | 0.1166 | 0% | 2.787% | 0 | 0% | 2.787% | 0 | 0% | 2.787% | 0 | 0% | 0.3106% | 0 | 0% | 0.3106% | 0 | 0% | 0.3106% | 0 | 0% | 0.7243% | 0 | 0% | 0.7243% | 0 | 0% | 0.7243% | 0 | 0% | 0.748% | 0 | 0% | 0.748% | 0 | 98.44% | 0.748% | 0.0145 | 0% | 5.409% | 0 | 0% | 5.409% | 0 | 0% | 5.409% | 0 | 0% | 1.378% | 0 | 0% | 1.378% | 0 | 0% | 1.378% | 0 |  |  |  | 0% | 11.8% | 0 | 0% | 11.8% | 0 | 0% | 11.8% | 0 | 0% | 0.3685% | 0 | 0% | 0.3685% | 0 | 0% | 0.3685% | 0 | 0% | 100% | 0 | 0% | 100% | 0 | 0% | 100% | 0 | 0% | 100% | 0 |  |  | 0 |  |  | 0 |  |  | 0 | 100% | 65% |  | 100% | 65% |  | 100% | 65% |  | 100% | 65% |  | 100% | 90% |  | 100% | 90% |  | 100% | 90%
ZACA 1101CB | 0.0011698 | 7.2265 | 3.499 | 0 | 3.499 | 0.006639 | 0.033026 | 0.0092944 | 0% | 99% | 0 | 0% | 99% | 0 | 0% | 99% | 0 | 0% | 99% | 0 | 0% | 62.39% | 0 | 0% | 62.39% | 0 | 0% | 62.39% | 0 | 0% | 62.39% | 0 | 0 | 0% | 4.164% | 0 | 0% | 4.164% | 0 | 0% | 4.164% | 0 | 0% | 0.454% | 0 | 0% | 0.454% | 0 | 0% | 0.454% | 0 | 0% | 1.016% | 0 | 0% | 1.016% | 0 | 79.13% | 1.016% | 0.028125 | 0% | 1.065% | 0 | 79.13% | 1.065% | 0.029478 | 18.16% | 1.065% | 0.0067664 | 87.28% | 7.624% | 0.23284 | 0% | 7.624% | 0 | 2.152% | 7.624% | 0.0057397 | 0% | 0.7788% | 0 | 0% | 0.7788% | 0 | 0% | 0.7788% | 0 |  |  |  | 0% | 11.8% | 0 | 0% | 11.8% | 0 | 0% | 11.8% | 0 | 0% | 0.363% | 0 | 0% | 0.363% | 0 | 0% | 0.363% | 0 | 0% | 100% | 0 | 0% | 100% | 0 | 0% | 100% | 0 | 0% | 100% | 0 |  |  | 0 |  |  | 0 |  |  | 0 | 100% | 65% |  | 100% | 65% |  | 100% | 65% |  | 100% | 65% |  | 100% | 90% |  | 100% | 90% |  | 100% | 90%
LAYTONVILLE 1102572 | 0.0020934 | 16.6882 | 6.5913 | 0.22815 | 6.8195 | 0.05573 | 0.027266 | 0.0096259 | 0% | 99% | 0 | 0% | 99% | 0 | 0% | 99% | 0 | 0% | 99% | 0 | 0% | 62.21% | 0 | 0% | 62.21% | 0 | 0% | 62.21% | 0 | 0% | 62.21% | 0 | 0.22815 | 33.33% | 1.557% | 0.034212 | 0% | 1.557% | 0 | 0% | 1.557% | 0 | 0% | 0.1708% | 0 | 0% | 0.1708% | 0 | 0% | 0.1708% | 0 | 0% | 0.438% | 0 | 76.26% | 0.438% | 0.022015 | 23.74% | 0.438% | 0.0068548 | 76.26% | 0.442% | 0.022218 | 23.74% | 0.442% | 0.0069179 | 0% | 0.442% | 0 | 0% | 3.251% | 0 | 0% | 3.251% | 0 | 0% | 3.251% | 0 | 0% | 3.996% | 0 | 0% | 3.996% | 0 | 0% | 3.996% | 0 |  |  |  | 32.96% | 11.8% | 0.25635 | 0% | 11.8% | 0 | 0% | 11.8% | 0 | 55.56% | 0.3786% | 0.013864 | 0% | 0.3786% | 0 | 0% | 0.3786% | 0 | 0% | 100% | 0 | 0% | 100% | 0 | 0% | 100% | 0 | 0% | 100% | 0 |  |  | 0 |  |  | 0 |  |  | 0 | 100% | 65% |  | 100% | 65% |  | 100% | 65% |  | 100% | 65% |  | 100% | 90% |  | 100% | 90% |  | 100% | 90%
CAYUCOS 1102613456 | 0.00062892 | 12.4077 | 3.2024 | 0.083753 | 3.2862 | 0.016564 | 0.023241 | 0.0053026 | 0% | 99% | 0 | 0% | 99% | 0 | 0% | 99% | 0 | 0% | 99% | 0 | 0% | 62.39% | 0 | 0% | 62.39% | 0 | 0% | 62.39% | 0 | 0% | 62.39% | 0 | 0.083753 | 0% | 3.295% | 0 | 0% | 3.295% | 0 | 0% | 3.295% | 0 | 0% | 0.3462% | 0 | 0% | 0.3462% | 0 | 0% | 0.3462% | 0 | 0% | 0.7849% | 0 | 0% | 0.7849% | 0 | 24.05% | 0.7849% | 0.0060453 | 0.06907% | 0.8021% | 1.7742e-05 | 24.05% | 0.8021% | 0.0061781 | 73.19% | 0.8021% | 0.018801 | 37.66% | 5.827% | 0.070265 | 0% | 5.827% | 0 | 0% | 5.827% | 0 | 0% | 2.307% | 0 | 0% | 2.307% | 0 | 0% | 2.307% | 0 |  |  |  | 19.63% | 11.8% | 0.074195 | 0% | 11.8% | 0 | 0% | 11.8% | 0 | 0% | 0.3686% | 0 | 0% | 0.3686% | 0 | 0% | 0.3686% | 0 | 0% | 100% | 0 | 0% | 100% | 0 | 0% | 100% | 0 | 0% | 100% | 0 |  |  | 0 |  |  | 0 |  |  | 0 | 100% | 65% |  | 100% | 65% |  | 100% | 65% |  | 100% | 65% |  | 100% | 90% |  | 100% | 90% |  | 100% | 90%
HOLLISTER 21044403 | 0.00033389 | 0 | 2.2004 | 0 | 2.2004 | 0.0051415 | 0.017664 | 0.0082164 | 0% | 99% | 0 | 0% | 99% | 0 | 0% | 99% | 0 | 0% | 99% | 0 | 0% | 61.63% | 0 | 0% | 61.63% | 0 | 0% | 61.63% | 0 | 0% | 61.63% | 0 | 0 | 0% | 2.952% | 0 | 0% | 2.952% | 0 | 0% | 2.952% | 0 | 0% | 0.3073% | 0 | 0% | 0.3073% | 0 | 0% | 0.3073% | 0 | 0% | 0.8558% | 0 | 0% | 0.8558% | 0 | 18.57% | 0.8558% | 0.0034968 | 0% | 0.8233% | 0 | 18.57% | 0.8233% | 0.0033641 | 81.43% | 0.8233% | 0.014752 | 59.8% | 6.247% | 0.0822 | 5.205% | 6.247% | 0.0071544 | 30.62% | 6.247% | 0.042089 | 0% | 0.8359% | 0 | 0% | 0.8359% | 0 | 0% | 0.8359% | 0 |  |  |  | 0% | 11.8% | 0 | 0% | 11.8% | 0 | 0% | 11.8% | 0 | 0% | 0.3518% | 0 | 0% | 0.3518% | 0 | 0% | 0.3518% | 0 | 0% | 100% | 0 | 0% | 100% | 0 | 0% | 100% | 0 | 0% | 100% | 0 |  |  | 0 |  |  | 0 |  |  | 0.0015051 |  |  |  |  | 65% |  |  | 65% |  | 100% | 65%
PINE GROVE 110152088 | 0.0020264 | 2.7618 | 1.1781 | 0.2386 | 1.4167 | 0.007097 | 0.0065405 | 0.002978 | 0% | 99% | 0 | 0% | 99% | 0 | 0% | 99% | 0 | 0% | 99% | 0 | 0% | 61.62% | 0 | 0% | 61.62% | 0 | 0% | 61.62% | 0 | 0% | 61.62% | 0 | 0.2386 | 100% | 1.722% | 0.020286 | 0% | 1.722% | 0 | 0% | 1.722% | 0 | 0% | 0.1895% | 0 | 0% | 0.1895% | 0 | 0% | 0.1895% | 0 | 0% | 0.5918% | 0 | 87.14% | 0.5918% | 0.0060753 | 12.86% | 0.5918% | 0.00089623 | 100% | 0.5999% | 0.0070679 | 0% | 0.5999% | 0 | 0% | 0.5999% | 0 | 45.62% | 4.43% | 0.023811 | 0% | 4.43% | 0 | 0% | 4.43% | 0 | 0% | 2.857% | 0 | 0% | 2.857% | 0 | 0% | 2.857% | 0 |  |  |  | 34.8% | 11.8% | 0.048378 | 0% | 11.8% | 0 | 0% | 11.8% | 0 | 0% | 0.3731% | 0 | 0% | 0.3731% | 0 | 0% | 0.3731% | 0 | 0% | 100% | 0 | 0% | 100% | 0 | 0% | 100% | 0 | 0% | 100% | 0 |  |  | 0 |  |  | 0 |  |  | 0 | 100% | 65% |  | 100% | 65% |  | 100% | 65% |  | 100% | 65% |  | 100% | 90% |  | 100% | 90% |  | 100% | 90%
LOGAN CREEK 2102767046 | 0.0004258 | 0 | 2.3654 | 0 | 2.3654 | 0.0043273 | 0.017869 | 0.011194 | 0% | 99% | 0 | 0% | 99% | 0 | 0% | 99% | 0 | 0% | 99% | 0 | 0% | 61.98% | 0 | 0% | 61.98% | 0 | 0% | 61.98% | 0 | 0% | 61.98% | 0 | 0 | 0% | 2.708% | 0 | 0% | 2.708% | 0 | 0% | 2.708% | 0 | 0% | 0.2929% | 0 | 0% | 0.2929% | 0 | 0% | 0.2929% | 0 | 0% | 0.791% | 0 | 44.5% | 0.791% | 0.0083257 | 54.48% | 0.791% | 0.010194 | 99.58% | 0.7669% | 0.018063 | 0% | 0.7669% | 0 | 44.5% | 0.7669% | 0.0080713 | 0% | 5.788% | 0 | 0% | 5.788% | 0 | 0% | 5.788% | 0 | 0% | 0.7243% | 0 | 0% | 0.7243% | 0 | 0% | 0.7243% | 0 |  |  |  | 0% | 11.8% | 0 | 5.252% | 11.8% | 0.014659 | 0% | 11.8% | 0 | 55.56% | 0.3534% | 0.0046445 | 0% | 0.3534% | 0 | 0% | 0.3534% | 0 | 0% | 100% | 0 | 0% | 100% | 0 | 0% | 100% | 0 | 0% | 100% | 0 |  |  | 0.0012389 |  |  | 0 |  |  | 0 |  |  |  |  | 65% |  |  | 65% |  | 100% | 65%
EAST QUINCY 1101186938 | 0.0023851 | 1.959 | 1.5946 | 0 | 1.5946 | 0.006371 | 0.012137 | 0.0040023 | 0% | 99% | 0 | 0% | 99% | 0 | 0% | 99% | 0 | 0% | 99% | 0 | 0% | 62.75% | 0 | 0% | 62.75% | 0 | 0% | 62.75% | 0 | 0% | 62.75% | 0 | 0 | 0% | 2.556% | 0 | 0% | 2.556% | 0 | 0% | 2.556% | 0 | 0% | 0.2963% | 0 | 0% | 0.2963% | 0 | 0% | 0.2963% | 0 | 0% | 0.8041% | 0 | 0% | 0.8041% | 0 | 14.3% | 0.8041% | 0.0018341 | 0% | 0.8465% | 0 | 14.3% | 0.8465% | 0.0019307 | 67.25% | 0.8465% | 0.0090783 | 87.77% | 6.08% | 0.085093 | 0% | 6.08% | 0 | 0% | 6.08% | 0 | 0% | 1.566% | 0 | 0% | 1.566% | 0 | 0% | 1.566% | 0 |  |  |  | 0% | 11.8% | 0 | 0% | 11.8% | 0 | 0% | 11.8% | 0 | 0% | 0.3684% | 0 | 0% | 0.3684% | 0 | 0% | 0.3684% | 0 | 0% | 100% | 0 | 0% | 100% | 0 | 0% | 100% | 0 | 0% | 100% | 0 |  |  | 0 |  |  | 0 |  |  | 0 | 100% | 65% |  | 100% | 65% |  | 100% | 65% |  | 100% | 65% |  | 100% | 90% |  | 100% | 90% |  | 100% | 90%
LAYTONVILLE 1101448108 | 0.0019172 | 7.2723 | 2.7148 | 0 | 2.7148 | 0.02705 | 0.0081997 | 0.0031219 | 0% | 99% | 0 | 0% | 99% | 0 | 0% | 99% | 0 | 0% | 99% | 0 | 0% | 61.93% | 0 | 0% | 61.93% | 0 | 0% | 61.93% | 0 | 0% | 61.93% | 0 | 0 | 50% | 1.192% | 0.016178 | 0% | 1.192% | 0 | 0% | 1.192% | 0 | 0% | 0.1275% | 0 | 0% | 0.1275% | 0 | 0% | 0.1275% | 0 | 0% | 0.3211% | 0 | 93.66% | 0.3211% | 0.0081646 | 6.339% | 0.3211% | 0.00055259 | 93.66% | 0.32% | 0.0081372 | 6.339% | 0.32% | 0.00055074 | 0% | 0.32% | 0 | 0% | 2.369% | 0 | 0% | 2.369% | 0 | 0% | 2.369% | 0 | 0% | 4.964% | 0 | 0% | 4.964% | 0 | 0% | 4.964% | 0 |  |  |  | 33.77% | 11.8% | 0.10819 | 0% | 11.8% | 0 | 0% | 11.8% | 0 | 0% | 0.3839% | 0 | 0% | 0.3839% | 0 | 0% | 0.3839% | 0 | 0% | 100% | 0 | 0% | 100% | 0 | 0% | 100% | 0 | 0% | 100% | 0 |  |  | 0 |  |  | 0 |  |  | 0 | 100% | 65% |  | 100% | 65% |  | 100% | 65% |  | 100% | 65% |  | 100% | 90% |  | 100% | 90% |  | 100% | 90%
VOLTA 11021504 | 0.0016559 | 8.548 | 3.5482 | 2.666 | 6.2142 | 0.027599 | 0.016814 | 0.0058842 | 0% | 99% | 0 | 0% | 99% | 0 | 0% | 99% | 0 | 0% | 99% | 0 | 0% | 62.51% | 0 | 0% | 62.51% | 0 | 0% | 62.51% | 0 | 0% | 62.51% | 0 | 2.666 | 0% | 1.882% | 0 | 0% | 1.882% | 0 | 0% | 1.882% | 0 | 0% | 0.1996% | 0 | 0% | 0.1996% | 0 | 0% | 0.1996% | 0 | 0% | 0.5042% | 0 | 0% | 0.5042% | 0 | 14.19% | 0.5042% | 0.0025391 | 0% | 0.5068% | 0 | 14.38% | 0.5068% | 0.0025861 | 85.62% | 0.5068% | 0.015395 | 33.58% | 3.731% | 0.044462 | 21.95% | 3.731% | 0.029055 | 0% | 3.731% | 0 | 0% | 2.987% | 0 | 0% | 2.987% | 0 | 0% | 2.987% | 0 |  |  |  | 34.88% | 11.8% | 0.14605 | 0% | 11.8% | 0 | 0% | 11.8% | 0 | 0% | 0.3763% | 0 | 0% | 0.3763% | 0 | 0% | 0.3763% | 0 | 0% | 100% | 0 | 0% | 100% | 0 | 0% | 100% | 0 | 0% | 100% | 0 |  |  | 0 |  |  | 0 |  |  | 0 | 100% | 65% |  | 100% | 65% |  | 100% | 65% |  | 100% | 65% |  | 100% | 90% |  | 100% | 90% |  | 100% | 90%
RESEARCH 2102644462 | 0.0034397 | 0.51629 | 1.3479 | 0.061764 | 1.4096 | 0.007784 | 0.0082553 | 0.0030914 | 0% | 99% | 0 | 0% | 99% | 0 | 0% | 99% | 0 | 0% | 99% | 0 | 0% | 64.3% | 0 | 0% | 64.3% | 0 | 0% | 64.3% | 0 | 0% | 64.3% | 0 | 0.061764 | 0% | 2.596% | 0 | 0% | 2.596% | 0 | 0% | 2.596% | 0 | 0% | 0.2804% | 0 | 0% | 0.2804% | 0 | 0% | 0.2804% | 0 | 0% | 0.6516% | 0 | 0% | 0.6516% | 0 | 52.44% | 0.6516% | 0.0046058 | 0% | 0.6711% | 0 | 52.67% | 0.6711% | 0.0047647 | 47.33% | 0.6711% | 0.0042814 | 87.1% | 4.858% | 0.057029 | 0% | 4.858% | 0 | 0% | 4.858% | 0 | 0% | 1.666% | 0 | 0% | 1.666% | 0 | 0% | 1.666% | 0 |  |  |  | 0% | 11.8% | 0 | 6.132% | 11.8% | 0.0097533 | 0% | 11.8% | 0 | 0% | 0.3733% | 0 | 0% | 0.3733% | 0 | 0% | 0.3733% | 0 | 0% | 100% | 0 | 0% | 100% | 0 | 0% | 100% | 0 | 0% | 100% | 0 |  |  | 0 |  |  | 0 |  |  | 0 | 100% | 65% |  | 100% | 65% |  | 100% | 65% |  | 100% | 65% |  | 100% | 90% |  | 100% | 90% |  | 100% | 90%
RED BLUFF 110176020 | 0.0011793 | 8.8922 | 3.7793 | 1.0565 | 4.8358 | 0.015463 | 0.025366 | 0.012853 | 0% | 99% | 0 | 0% | 99% | 0 | 0% | 99% | 0 | 0% | 99% | 0 | 0% | 63.01% | 0 | 0% | 63.01% | 0 | 0% | 63.01% | 0 | 0% | 63.01% | 0 | 1.0565 | 0% | 2.511% | 0 | 0% | 2.511% | 0 | 0% | 2.511% | 0 | 0% | 0.2734% | 0 | 0% | 0.2734% | 0 | 0% | 0.2734% | 0 | 0% | 0.7021% | 0 | 21.73% | 0.7021% | 0.0057648 | 5.703% | 0.7021% | 0.0015133 | 94.3% | 0.7086% | 0.025252 | 5.703% | 0.7086% | 0.0015273 | 0% | 0.7086% | 0 | 0% | 5.208% | 0 | 0% | 5.208% | 0 | 0% | 5.208% | 0 | 0% | 1.499% | 0 | 0% | 1.499% | 0 | 0% | 1.499% | 0 |  |  |  | 25.52% | 11.8% | 0.11382 | 0% | 11.8% | 0 | 0% | 11.8% | 0 | 0% | 0.3656% | 0 | 0% | 0.3656% | 0 | 0% | 0.3656% | 0 | 0% | 100% | 0 | 0% | 100% | 0 | 0% | 100% | 0 | 0% | 100% | 0 |  |  | 0 |  |  | 0 |  |  | 0 | 100% | 65% |  | 100% | 65% |  | 100% | 65% |  | 100% | 65% |  | 100% | 90% |  | 100% | 90% |  | 100% | 90%
MENDOCINO 1101450 | 0.00089003 | 5.3025 | 5.5696 | 0.030462 | 5.6 | 0.035257 | 0.031903 | 0.012197 | 0% | 99% | 0 | 0% | 99% | 0 | 0% | 99% | 0 | 0% | 99% | 0 | 0% | 62.74% | 0 | 0% | 62.74% | 0 | 0% | 62.74% | 0 | 0% | 62.74% | 0 | 0.030462 | 100% | 2.124% | 0.1183 | 0% | 2.124% | 0 | 0% | 2.124% | 0 | 0% | 0.2278% | 0 | 0% | 0.2278% | 0 | 0% | 0.2278% | 0 | 0% | 0.6052% | 0 | 0% | 0.6052% | 0 | 15.66% | 0.6052% | 0.0052799 | 1.236% | 0.6111% | 0.00042056 | 97.24% | 0.6111% | 0.033098 | 0% | 0.6111% | 0 | 70.53% | 4.495% | 0.17658 | 0% | 4.495% | 0 | 0% | 4.495% | 0 | 0% | 2.772% | 0 | 0% | 2.772% | 0 | 0% | 2.772% | 0 |  |  |  | 21.77% | 11.8% | 0.14306 | 0% | 11.8% | 0 | 0% | 11.8% | 0 | 0% | 0.3723% | 0 | 0% | 0.3723% | 0 | 0% | 0.3723% | 0 | 0% | 100% | 0 | 0% | 100% | 0 | 0% | 100% | 0 | 0% | 100% | 0 |  |  | 0 |  |  | 0 |  |  | 0 | 100% | 65% |  | 100% | 65% |  | 100% | 65% |  | 100% | 65% |  | 100% | 90% |  | 100% | 90% |  | 100% | 90%
SILVERADO 2105337226 | 0.0067497 | 0.47255 | 1.0686 | 0.048529 | 1.1171 | 0.0085546 | 0.0053552 | 0.0013203 | 0% | 99% | 0 | 0% | 99% | 0 | 0% | 99% | 0 | 0% | 99% | 0 | 0% | 64% | 0 | 0% | 64% | 0 | 0% | 64% | 0 | 0% | 64% | 0 | 0.048529 | 0% | 2.166% | 0 | 0% | 2.166% | 0 | 0% | 2.166% | 0 | 0% | 0.236% | 0 | 0% | 0.236% | 0 | 0% | 0.236% | 0 | 0% | 0.533% | 0 | 0% | 0.533% | 0 | 0% | 0.533% | 0 | 0% | 0.5599% | 0 | 95.63% | 0.5599% | 0.0057215 | 3.934% | 0.5599% | 0.00023536 | 92.07% | 4.002% | 0.039372 | 0% | 4.002% | 0 | 0% | 4.002% | 0 | 0% | 2.994% | 0 | 0% | 2.994% | 0 | 0% | 2.994% | 0 |  |  |  | 0% | 11.8% | 0 | 0% | 11.8% | 0 | 0% | 11.8% | 0 | 0% | 0.381% | 0 | 0% | 0.381% | 0 | 0% | 0.381% | 0 | 0% | 100% | 0 | 0% | 100% | 0 | 0% | 100% | 0 | 0% | 100% | 0 |  |  | 0 |  |  | 0 |  |  | 0 | 100% | 65% |  | 100% | 65% |  | 100% | 65% |  | 100% | 65% |  | 100% | 90% |  | 100% | 90% |  | 100% | 90%
EL DORADO PH 21026645 | 0.0031904 | 4.8179 | 2.6596 | 0.6959 | 3.3555 | 0.019531 | 0.014918 | 0.003461 | 0% | 99% | 0 | 0% | 99% | 0 | 0% | 99% | 0 | 67.62% | 99% | 1.7803 | 0% | 62.1% | 0 | 0% | 62.1% | 0 | 0% | 62.1% | 0 | 0% | 62.1% | 0 | 0.6959 | 0% | 2.408% | 0 | 0% | 2.408% | 0 | 0% | 2.408% | 0 | 0% | 0.2564% | 0 | 0% | 0.2564% | 0 | 0% | 0.2564% | 0 | 0% | 0.5982% | 0 | 34.09% | 0.5982% | 0.0054227 | 4.954% | 0.5982% | 0.00078816 | 0% | 0.6166% | 0 | 4.954% | 0.6166% | 0.0008124 | 95.05% | 0.6166% | 0.015586 | 49.58% | 4.461% | 0.058825 | 0% | 4.461% | 0 | 45.03% | 4.461% | 0.053423 | 0% | 3.271% | 0 | 0% | 3.271% | 0 | 0% | 3.271% | 0 |  |  |  | 0% | 11.8% | 0 | 0% | 11.8% | 0 | 0% | 11.8% | 0 | 0% | 0.3765% | 0 | 0% | 0.3765% | 0 | 0% | 0.3765% | 0 | 1.019% | 100% | 0.027112 | 0% | 100% | 0 | 0% | 100% | 0 | 0% | 100% | 0 |  |  | 0 |  |  | 0 |  |  | 0.0064332 | 100% | 65% |  | 100% | 65% |  | 100% | 65% |  | 100% | 65% |  | 100% | 90% |  | 100% | 90% |  | 100% | 90%
SARATOGA 1103LC16 | 0.0030824 | 6.7644 | 3.2395 | 0 | 3.2395 | 0.017927 | 0.020441 | 0.0080396 | 0% | 99% | 0 | 0% | 99% | 0 | 0% | 99% | 0 | 0% | 99% | 0 | 0% | 63.22% | 0 | 0% | 63.22% | 0 | 0% | 63.22% | 0 | 0% | 63.22% | 0 | 0 | 0% | 2.177% | 0 | 0% | 2.177% | 0 | 0% | 2.177% | 0 | 0% | 0.2336% | 0 | 0% | 0.2336% | 0 | 0% | 0.2336% | 0 | 0% | 0.6664% | 0 | 0% | 0.6664% | 0 | 98.25% | 0.6664% | 0.021209 | 0% | 0.6647% | 0 | 98.3% | 0.6647% | 0.021168 | 1.7% | 0.6647% | 0.00036604 | 54.53% | 4.937% | 0.087211 | 18.69% | 4.937% | 0.029896 | 20.43% | 4.937% | 0.032679 | 0% | 2.022% | 0 | 0% | 2.022% | 0 | 0% | 2.022% | 0 |  |  |  | 0% | 11.8% | 0 | 11.7% | 11.8% | 0.04472 | 0% | 11.8% | 0 | 0% | 0.3683% | 0 | 0% | 0.3683% | 0 | 0% | 0.3683% | 0 | 0% | 100% | 0 | 0% | 100% | 0 | 0% | 100% | 0 | 0% | 100% | 0 |  |  | 0 |  |  | 0.016534 |  |  | 0.0062156 | 100% | 65% |  | 100% | 65% |  | 100% | 65% |  | 100% | 65% |  | 100% | 90% |  | 100% | 90% |  | 100% | 90%
APPLE HILL 110412832 | 0.0021151 | 19.029 | 9.209 | 1.9062 | 11.1151 | 0.075669 | 0.0408 | 0.015468 | 0% | 99% | 0 | 0% | 99% | 0 | 0% | 99% | 0 | 0% | 99% | 0 | 0% | 61.62% | 0 | 0% | 61.62% | 0 | 0% | 61.62% | 0 | 0% | 61.62% | 0 | 1.9062 | 40% | 1.628% | 0.059974 | 0% | 1.628% | 0 | 0% | 1.628% | 0 | 0% | 0.1727% | 0 | 0% | 0.1727% | 0 | 0% | 0.1727% | 0 | 0% | 0.4689% | 0 | 16.16% | 0.4689% | 0.0069767 | 0% | 0.4689% | 0 | 16.16% | 0.4722% | 0.0070262 | 0% | 0.4722% | 0 | 83.76% | 0.4722% | 0.036426 | 42.03% | 3.483% | 0.13482 | 0% | 3.483% | 0 | 0.7365% | 3.483% | 0.0023625 | 0% | 3.851% | 0 | 0% | 3.851% | 0 | 0% | 3.851% | 0 |  |  |  | 34.37% | 11.8% | 0.37346 | 0% | 11.8% | 0 | 0% | 11.8% | 0 | 55.56% | 0.3787% | 0.019375 | 0% | 0.3787% | 0 | 0% | 0.3787% | 0 | 0% | 100% | 0 | 0% | 100% | 0 | 0% | 100% | 0 | 0% | 100% | 0 |  |  | 0.0027617 |  |  | 0 |  |  | 0 | 100% | 65% |  | 100% | 65% |  | 100% | 65% |  | 100% | 65% |  | 100% | 90% |  | 100% | 90% |  | 100% | 90%
SONOMA 1105575872 | 0.00042807 | 0.94365 | 0.15909 | 0.010994 | 0.17009 | 0.00064322 | 0.0013324 | 0.00030679 | 0% | 99% | 0 | 0% | 99% | 0 | 0% | 99% | 0 | 0% | 99% | 0 | 0% | 61.92% | 0 | 0% | 61.92% | 0 | 0% | 61.92% | 0 | 0% | 61.92% | 0 | 0.010994 | 0% | 3.743% | 0 | 0% | 3.743% | 0 | 0% | 3.743% | 0 | 0% | 0.3926% | 0 | 0% | 0.3926% | 0 | 0% | 0.3926% | 0 | 0% | 0.8877% | 0 | 0% | 0.8877% | 0 | 34.76% | 0.8877% | 0.00049089 | 0% | 0.8993% | 0 | 34.76% | 0.8993% | 0.00049731 | 65.24% | 0.8993% | 0.00093335 | 0% | 6.567% | 0 | 0% | 6.567% | 0 | 0% | 6.567% | 0 | 0% | 1.821% | 0 | 0% | 1.821% | 0 | 0% | 1.821% | 0 |  |  |  | 0% | 11.8% | 0 | 0% | 11.8% | 0 | 0% | 11.8% | 0 | 0% | 0.3627% | 0 | 0% | 0.3627% | 0 | 0% | 0.3627% | 0 | 0% | 100% | 0 | 0% | 100% | 0 | 0% | 100% | 0 | 0% | 100% | 0 |  |  | 0 |  |  | 0 |  |  | 0 | 100% | 65% |  | 100% | 65% |  | 100% | 65% |  | 100% | 65% |  | 100% | 90% |  | 100% | 90% |  | 100% | 90%
EL DORADO PH 210152456 | 0.0027874 | 13.0078 | 6.5407 | 2.6913 | 9.232 | 0.047554 | 0.037579 | 0.0089395 | 0% | 99% | 0 | 0% | 99% | 0 | 0% | 99% | 0 | 0% | 99% | 0 | 0% | 61.41% | 0 | 0% | 61.41% | 0 | 0% | 61.41% | 0 | 0% | 61.41% | 0 | 2.6913 | 100% | 2.227% | 0.14564 | 0% | 2.227% | 0 | 0% | 2.227% | 0 | 100% | 0.2433% | 0.015917 | 0% | 0.2433% | 0 | 0% | 0.2433% | 0 | 0% | 0.5981% | 0 | 99.11% | 0.5981% | 0.038771 | 0% | 0.5981% | 0 | 99.11% | 0.6095% | 0.03951 | 0% | 0.6095% | 0 | 0% | 0.6095% | 0 | 49.38% | 4.45% | 0.14374 | 0% | 4.45% | 0 | 14.75% | 4.45% | 0.042925 | 0% | 3.446% | 0 | 0% | 3.446% | 0 | 0% | 3.446% | 0 |  |  |  | 27.96% | 11.8% | 0.21581 | 0% | 11.8% | 0 | 0% | 11.8% | 0 | 55.56% | 0.373% | 0.013554 | 0% | 0.373% | 0 | 0% | 0.373% | 0 | 0% | 100% | 0 | 0% | 100% | 0 | 0% | 100% | 0 | 0% | 100% | 0 |  |  | 0.00051803 |  |  | 0 |  |  | 0.0030865 | 100% | 65% |  | 100% | 65% |  | 100% | 65% |  | 100% | 65% |  | 100% | 90% |  | 100% | 90% |  | 100% | 90%
MAXWELL 11053008 | 0.00062596 | 4.005 | 2.061 | 0.15945 | 2.2204 | 0.0041511 | 0.017346 | 0.0081571 | 0% | 99% | 0 | 0% | 99% | 0 | 0% | 99% | 0 | 0% | 99% | 0 | 0% | 60.9% | 0 | 0% | 60.9% | 0 | 0% | 60.9% | 0 | 0% | 60.9% | 0 | 0.15945 | 100% | 2.952% | 0.060832 | 0% | 2.952% | 0 | 0% | 2.952% | 0 | 0% | 0.3115% | 0 | 0% | 0.3115% | 0 | 0% | 0.3115% | 0 | 0% | 0.8692% | 0 | 78.97% | 0.8692% | 0.014146 | 0% | 0.8692% | 0 | 0.1657% | 0.8262% | 2.8218e-05 | 0% | 0.8262% | 0 | 99.79% | 0.8262% | 0.016993 | 0% | 6.319% | 0 | 98.71% | 6.319% | 0.12854 | 0% | 6.319% | 0 | 0% | 0.7993% | 0 | 0% | 0.7993% | 0 | 0% | 0.7993% | 0 |  |  |  | 0% | 11.8% | 0 | 19.41% | 11.8% | 0.047214 | 0% | 11.8% | 0 | 0% | 0.3467% | 0 | 0% | 0.3467% | 0 | 0% | 0.3467% | 0 | 0% | 100% | 0 | 0% | 100% | 0 | 0% | 100% | 0 | 0% | 100% | 0 |  |  | 0 |  |  | 8.4799e-05 |  |  | 0 | 100% | 65% |  | 100% | 65% |  | 100% | 65% |  | 100% | 65% |  | 100% | 90% |  | 100% | 90% |  | 100% | 90%
WILDWOOD 1101CB | 0.0024656 | 0.14591 | 0.037751 | 0 | 0.037751 | 0.00020208 | 0.0002675 | 7.3682e-05 | 0% | 99% | 0 | 0% | 99% | 0 | 0% | 99% | 0 | 0% | 99% | 0 | 0% | 61.01% | 0 | 0% | 61.01% | 0 | 0% | 61.01% | 0 | 0% | 61.01% | 0 | 0 | 0% | 2.9% | 0 | 0% | 2.9% | 0 | 0% | 2.9% | 0 | 0% | 0.3124% | 0 | 0% | 0.3124% | 0 | 0% | 0.3124% | 0 | 0% | 0.7408% | 0 | 0% | 0.7408% | 0 | 100% | 0.7408% | 0.00027967 | 0% | 0.7519% | 0 | 100% | 0.7519% | 0.00028383 | 0% | 0.7519% | 0 | 0% | 5.497% | 0 | 0% | 5.497% | 0 | 0% | 5.497% | 0 | 0% | 2.465% | 0 | 0% | 2.465% | 0 | 0% | 2.465% | 0 |  |  |  | 0% | 11.8% | 0 | 0% | 11.8% | 0 | 0% | 11.8% | 0 | 0% | 0.3667% | 0 | 0% | 0.3667% | 0 | 0% | 0.3667% | 0 | 0% | 100% | 0 | 0% | 100% | 0 | 0% | 100% | 0 | 0% | 100% | 0 |  |  | 0 |  |  | 0 |  |  | 0 | 100% | 65% |  | 100% | 65% |  | 100% | 65% |  | 100% | 65% |  | 100% | 90% |  | 100% | 90% |  | 100% | 90%
POSO MOUNTAIN 210448268 | 0.00099466 | 4.6501 | 0.83241 | 0 | 0.83241 | 0.00071196 | 0.0065663 | 0.0047561 | 0% | 99% | 0 | 0% | 99% | 0 | 0% | 99% | 0 | 0% | 99% | 0 | 0% | 61.97% | 0 | 0% | 61.97% | 0 | 0% | 61.97% | 0 | 0% | 61.97% | 0 | 0 | 0% | 2.39% | 0 | 0% | 2.39% | 0 | 0% | 2.39% | 0 | 0% | 0.2696% | 0 | 0% | 0.2696% | 0 | 0% | 0.2696% | 0 | 0% | 0.8062% | 0 | 100% | 0.8062% | 0.0067106 | 0% | 0.8062% | 0 | 100% | 0.8051% | 0.0067018 | 0% | 0.8051% | 0 | 0% | 0.8051% | 0 | 0% | 5.999% | 0 | 0% | 5.999% | 0 | 0% | 5.999% | 0 | 0% | 0.3058% | 0 | 0% | 0.3058% | 0 | 0% | 0.3058% | 0 |  |  |  | 0% | 11.8% | 0 | 35% | 11.8% | 0.034379 | 0% | 11.8% | 0 | 0% | 0.3573% | 0 | 0% | 0.3573% | 0 | 0% | 0.3573% | 0 | 0% | 100% | 0 | 0% | 100% | 0 | 0% | 100% | 0 | 0% | 100% | 0 |  |  | 0 |  |  | 0 |  |  | 0 | 100% | 65% |  | 100% | 65% |  | 100% | 65% |  | 100% | 65% |  | 100% | 90% |  | 100% | 90% |  | 100% | 90%
CLEAR LAKE 11024708 | 0.0014685 | 0 | 0.95219 | 0 | 0.95219 | 0.0032063 | 0.006947 | 0.0036378 | 0% | 99% | 0 | 0% | 99% | 0 | 0% | 99% | 0 | 0% | 99% | 0 | 0% | 63.64% | 0 | 0% | 63.64% | 0 | 0% | 63.64% | 0 | 0% | 63.64% | 0 | 0 | 0% | 2.667% | 0 | 0% | 2.667% | 0 | 0% | 2.667% | 0 | 0% | 0.2918% | 0 | 0% | 0.2918% | 0 | 0% | 0.2918% | 0 | 0% | 0.7582% | 0 | 55.71% | 0.7582% | 0.0040225 | 0% | 0.7582% | 0 | 0% | 0.7741% | 0 | 43.93% | 0.7741% | 0.003238 | 55.71% | 0.7741% | 0.0041068 | 0% | 5.653% | 0 | 0% | 5.653% | 0 | 0% | 5.653% | 0 | 0% | 1.239% | 0 | 0% | 1.239% | 0 | 0% | 1.239% | 0 |  |  |  | 0% | 11.8% | 0 | 0% | 11.8% | 0 | 0% | 11.8% | 0 | 0% | 0.3666% | 0 | 0% | 0.3666% | 0 | 0% | 0.3666% | 0 | 0% | 100% | 0 | 0% | 100% | 0 | 0% | 100% | 0 | 0% | 100% | 0 |  |  | 0 |  |  | 0 |  |  | 0 |  |  |  |  | 65% |  |  | 65% |  | 100% | 65%
NOTRE DAME 1103317782 | 0.00060063 | 0.60986 | 1.9401 | 0.16903 | 2.1092 | 0.0048664 | 0.015071 | 0.0081659 | 0% | 99% | 0 | 0% | 99% | 0 | 0% | 99% | 0 | 0% | 99% | 0 | 0% | 63.42% | 0 | 0% | 63.42% | 0 | 0% | 63.42% | 0 | 0% | 63.42% | 0 | 0.16903 | 0% | 2.569% | 0 | 0% | 2.569% | 0 | 0% | 2.569% | 0 | 0% | 0.3011% | 0 | 0% | 0.3011% | 0 | 0% | 0.3011% | 0 | 5.265% | 0.7823% | 0.00079919 | 93.67% | 0.7823% | 0.014218 | 5.265% | 0.7823% | 0.00079919 | 38.06% | 0.8129% | 0.0060024 | 5.265% | 0.8129% | 0.00083038 | 55.61% | 0.8129% | 0.0087701 | 0% | 5.883% | 0 | 0% | 5.883% | 0 | 0% | 5.883% | 0 | 0% | 0.9065% | 0 | 0% | 0.9065% | 0 | 0% | 0.9065% | 0 |  |  |  | 0% | 11.8% | 0 | 4.743% | 11.8% | 0.010859 | 0% | 11.8% | 0 | 0% | 0.3638% | 0 | 0% | 0.3638% | 0 | 0% | 0.3638% | 0 | 0% | 100% | 0 | 0% | 100% | 0 | 0% | 100% | 0 | 0% | 100% | 0 |  |  | 0 |  |  | 0 |  |  | 0 | 100% | 65% |  | 100% | 65% |  | 100% | 65% |  | 100% | 65% |  | 100% | 90% |  | 100% | 90% |  | 100% | 90%
HIGHLANDS 1102623120 | 0.00146 | 6.0249 | 2.263 | 0.37554 | 2.6386 | 0.0070635 | 0.017175 | 0.0085553 | 0% | 99% | 0 | 0% | 99% | 0 | 0% | 99% | 0 | 0% | 99% | 0 | 0% | 61.71% | 0 | 0% | 61.71% | 0 | 0% | 61.71% | 0 | 82.24% | 61.71% | 1.1486 | 0.37554 | 0% | 2.301% | 0 | 0% | 2.301% | 0 | 0% | 2.301% | 0 | 0% | 0.2611% | 0 | 0% | 0.2611% | 0 | 0% | 0.2611% | 0 | 0% | 0.7725% | 0 | 42.04% | 0.7725% | 0.0073491 | 56.4% | 0.7725% | 0.0098597 | 93.04% | 0.7769% | 0.016359 | 5.393% | 0.7769% | 0.00094816 | 12.61% | 0.7769% | 0.0022167 | 0% | 5.759% | 0 | 0% | 5.759% | 0 | 0% | 5.759% | 0 | 0% | 1.217% | 0 | 0% | 1.217% | 0 | 0% | 1.217% | 0 |  |  |  | 30.15% | 11.8% | 0.08052 | 0% | 11.8% | 0 | 0% | 11.8% | 0 | 0% | 0.3606% | 0 | 0% | 0.3606% | 0 | 0% | 0.3606% | 0 | 0% | 100% | 0 | 0% | 100% | 0 | 0% | 100% | 0 | 0% | 100% | 0 |  |  | 0 |  |  | 0 |  |  | 0 | 100% | 65% |  | 100% | 65% |  | 100% | 65% |  | 100% | 65% |  | 100% | 90% |  | 100% | 90% |  | 100% | 90%
SAN RAMON 210853732 | 0.0021105 | 8.2912 | 3.3805 | 0.15278 | 3.5333 | 0.0182 | 0.022932 | 0.0079276 | 0% | 99% | 0 | 0% | 99% | 0 | 0% | 99% | 0 | 0% | 99% | 0 | 0% | 63.63% | 0 | 0% | 63.63% | 0 | 0% | 63.63% | 0 | 0% | 63.63% | 0 | 0.15278 | 0% | 2.72% | 0 | 0% | 2.72% | 0 | 0% | 2.72% | 0 | 0% | 0.3023% | 0 | 0% | 0.3023% | 0 | 0% | 0.3023% | 0 | 0% | 0.6929% | 0 | 0% | 0.6929% | 0 | 0% | 0.6929% | 0 | 0% | 0.7161% | 0 | 0% | 0.7161% | 0 | 98.8% | 0.7161% | 0.023917 | 55.29% | 5.172% | 0.096677 | 0% | 5.172% | 0 | 0% | 5.172% | 0 | 0% | 1.43% | 0 | 0% | 1.43% | 0 | 0% | 1.43% | 0 |  |  |  | 0% | 11.8% | 0 | 0% | 11.8% | 0 | 0% | 11.8% | 0 | 0% | 0.3696% | 0 | 0% | 0.3696% | 0 | 0% | 0.3696% | 0 | 0% | 100% | 0 | 0% | 100% | 0 | 0% | 100% | 0 | 0% | 100% | 0 |  |  | 0 |  |  | 0 |  |  | 0 | 100% | 65% |  | 100% | 65% |  | 100% | 65% |  | 100% | 65% |  | 100% | 90% |  | 100% | 90% |  | 100% | 90%
STILLWATER 11021644 | 0.0012164 | 24.3443 | 5.2968 | 3.7275 | 9.0243 | 0.03047 | 0.033671 | 0.012996 | 0% | 99% | 0 | 0% | 99% | 0 | 0% | 99% | 0 | 0% | 99% | 0 | 0% | 61.5% | 0 | 0% | 61.5% | 0 | 0% | 61.5% | 0 | 0% | 61.5% | 0 | 3.7275 | 0% | 2.204% | 0 | 0% | 2.204% | 0 | 0% | 2.204% | 0 | 100% | 0.2285% | 0.012101 | 0% | 0.2285% | 0 | 0% | 0.2285% | 0 | 0% | 0.6589% | 0 | 27.99% | 0.6589% | 0.0097703 | 14.44% | 0.6589% | 0.0050407 | 27.99% | 0.6411% | 0.0095056 | 14.44% | 0.6411% | 0.0049041 | 56.79% | 0.6411% | 0.019284 | 16.58% | 4.833% | 0.042448 | 0% | 4.833% | 0 | 0% | 4.833% | 0 | 0% | 2.207% | 0 | 0% | 2.207% | 0 | 0% | 2.207% | 0 |  |  |  | 34.81% | 11.8% | 0.2176 | 0% | 11.8% | 0 | 0% | 11.8% | 0 | 0% | 0.365% | 0 | 0% | 0.365% | 0 | 0% | 0.365% | 0 | 0% | 100% | 0 | 0% | 100% | 0 | 0% | 100% | 0 | 0% | 100% | 0 |  |  | 0 |  |  | 0 |  |  | 0 | 100% | 65% |  | 100% | 65% |  | 100% | 65% |  | 100% | 65% |  | 100% | 90% |  | 100% | 90% |  | 100% | 90%
CLAYTON 2212334476 | 0.0037453 | 0.031767 | 0.057344 | 0.0031512 | 0.060495 | 0.00018302 | 0.00045074 | 0.00020143 | 0% | 99% | 0 | 0% | 99% | 0 | 0% | 99% | 0 | 0% | 99% | 0 | 0% | 63.01% | 0 | 0% | 63.01% | 0 | 0% | 63.01% | 0 | 0% | 63.01% | 0 | 0.0031512 | 0% | 3.003% | 0 | 0% | 3.003% | 0 | 0% | 3.003% | 0 | 0% | 0.3117% | 0 | 0% | 0.3117% | 0 | 0% | 0.3117% | 0 | 17% | 0.8171% | 7.9634e-05 | 0% | 0.8171% | 0 | 100% | 0.8171% | 0.00046855 | 0% | 0.8003% | 0 | 100% | 0.8003% | 0.00045894 | 0% | 0.8003% | 0 | 100% | 5.993% | 0.0034369 | 0% | 5.993% | 0 | 0% | 5.993% | 0 | 0% | 0.802% | 0 | 0% | 0.802% | 0 | 0% | 0.802% | 0 |  |  |  | 0% | 11.8% | 0 | 0% | 11.8% | 0 | 0% | 11.8% | 0 | 55.56% | 0.3581% | 0.00011408 | 0% | 0.3581% | 0 | 0% | 0.3581% | 0 | 0% | 100% | 0 | 0% | 100% | 0 | 0% | 100% | 0 | 0% | 100% | 0 |  |  | 0 |  |  | 0 |  |  | 0 | 100% | 65% |  | 100% | 65% |  | 100% | 65% |  | 100% | 65% |  | 100% | 90% |  | 100% | 90% |  | 100% | 90%
CALISTOGA 1101727772 | 0.0022109 | 1.3476 | 0.92431 | 0.23797 | 1.1623 | 0.0060612 | 0.0056921 | 0.0017501 | 0% | 99% | 0 | 0% | 99% | 0 | 0% | 99% | 0 | 0% | 99% | 0 | 0% | 63.48% | 0 | 0% | 63.48% | 0 | 0% | 63.48% | 0 | 0% | 63.48% | 0 | 0.23797 | 0% | 2.765% | 0 | 0% | 2.765% | 0 | 0% | 2.765% | 0 | 0% | 0.3021% | 0 | 0% | 0.3021% | 0 | 0% | 0.3021% | 0 | 0% | 0.6317% | 0 | 23.64% | 0.6317% | 0.0013803 | 0% | 0.6317% | 0 | 0% | 0.6643% | 0 | 0% | 0.6643% | 0 | 79.49% | 0.6643% | 0.0048808 | 0% | 4.731% | 0 | 0% | 4.731% | 0 | 0% | 4.731% | 0 | 0% | 2.728% | 0 | 0% | 2.728% | 0 | 0% | 2.728% | 0 |  |  |  | 0% | 11.8% | 0 | 4.024% | 11.8% | 0.0043891 | 0% | 11.8% | 0 | 0% | 0.3766% | 0 | 0% | 0.3766% | 0 | 0% | 0.3766% | 0 | 0% | 100% | 0 | 0% | 100% | 0 | 0% | 100% | 0 | 0% | 100% | 0 |  |  | 0 |  |  | 0 |  |  | 0 | 100% | 65% |  | 100% | 65% |  | 100% | 65% |  | 100% | 65% |  | 100% | 90% |  | 100% | 90% |  | 100% | 90%
SILVERADO 2105131568 | 0.0048458 | 4.4171 | 4.346 | 0.348 | 4.694 | 0.033075 | 0.023919 | 0.0072091 | 0% | 99% | 0 | 0% | 99% | 0 | 0% | 99% | 0 | 0% | 99% | 0 | 0% | 63.75% | 0 | 0% | 63.75% | 0 | 0% | 63.75% | 0 | 0% | 63.75% | 0 | 0.348 | 33.33% | 2.277% | 0.032992 | 0% | 2.277% | 0 | 0% | 2.277% | 0 | 0% | 0.2536% | 0 | 0% | 0.2536% | 0 | 0% | 0.2536% | 0 | 0% | 0.5569% | 0 | 0.7452% | 0.5569% | 0.00018037 | 0% | 0.5569% | 0 | 0% | 0.5874% | 0 | 0% | 0.5874% | 0 | 99.98% | 0.5874% | 0.025523 | 83.29% | 4.186% | 0.15151 | 0% | 4.186% | 0 | 0% | 4.186% | 0 | 0% | 2.944% | 0 | 0% | 2.944% | 0 | 0% | 2.944% | 0 |  |  |  | 0% | 11.8% | 0 | 0% | 11.8% | 0 | 0% | 11.8% | 0 | 0% | 0.379% | 0 | 0% | 0.379% | 0 | 0% | 0.379% | 0 | 0% | 100% | 0 | 0% | 100% | 0 | 0% | 100% | 0 | 0% | 100% | 0 |  |  | 0 |  |  | 0 |  |  | 0 | 100% | 65% |  | 100% | 65% |  | 100% | 65% |  | 100% | 65% |  | 100% | 90% |  | 100% | 90% |  | 100% | 90%
HICKS 1116583284 | 0.0020003 | 0.26164 | 0.16243 | 0 | 0.16243 | 0.0005814 | 0.0013333 | 0.00049207 | 0% | 99% | 0 | 0% | 99% | 0 | 0% | 99% | 0 | 0% | 99% | 0 | 0% | 63.58% | 0 | 0% | 63.58% | 0 | 0% | 63.58% | 0 | 0% | 63.58% | 0 | 0 | 0% | 2.946% | 0 | 0% | 2.946% | 0 | 0% | 2.946% | 0 | 0% | 0.3226% | 0 | 0% | 0.3226% | 0 | 0% | 0.3226% | 0 | 0% | 0.8391% | 0 | 0% | 0.8391% | 0 | 0% | 0.8391% | 0 | 0% | 0.8546% | 0 | 0% | 0.8546% | 0 | 50.83% | 0.8546% | 0.00070559 | 0% | 6.252% | 0 | 0% | 6.252% | 0 | 0% | 6.252% | 0 | 0% | 1.086% | 0 | 0% | 1.086% | 0 | 0% | 1.086% | 0 |  |  |  | 0% | 11.8% | 0 | 0% | 11.8% | 0 | 0% | 11.8% | 0 | 0% | 0.3638% | 0 | 0% | 0.3638% | 0 | 0% | 0.3638% | 0 | 0% | 100% | 0 | 0% | 100% | 0 | 0% | 100% | 0 | 0% | 100% | 0 |  |  | 0 |  |  | 0 |  |  | 0 | 100% | 65% |  | 100% | 65% |  | 100% | 65% |  | 100% | 65% |  | 100% | 90% |  | 100% | 90% |  | 100% | 90%
BRUNSWICK 11042112 | 0.001745 | 21.9966 | 6.4077 | 2.2864 | 8.6941 | 0.050983 | 0.0323 | 0.012054 | 0% | 99% | 0 | 0% | 99% | 0 | 0% | 99% | 0 | 0% | 99% | 0 | 0% | 61.52% | 0 | 0% | 61.52% | 0 | 0% | 61.52% | 0 | 0% | 61.52% | 0 | 2.2864 | 69.23% | 1.715% | 0.076095 | 0% | 1.715% | 0 | 0% | 1.715% | 0 | 0% | 0.1754% | 0 | 0% | 0.1754% | 0 | 0% | 0.1754% | 0 | 0% | 0.5162% | 0 | 52.03% | 0.5162% | 0.017212 | 15.13% | 0.5162% | 0.0050057 | 52.03% | 0.503% | 0.01677 | 15.13% | 0.503% | 0.0048771 | 32.72% | 0.503% | 0.010544 | 47.74% | 3.791% | 0.11597 | 0.8471% | 3.791% | 0.002058 | 6.884% | 3.791% | 0.016723 | 0% | 3.349% | 0 | 0% | 3.349% | 0 | 0% | 3.349% | 0 |  |  |  | 34.51% | 11.8% | 0.26094 | 0% | 11.8% | 0 | 0% | 11.8% | 0 | 0% | 0.3734% | 0 | 0% | 0.3734% | 0 | 0% | 0.3734% | 0 | 0% | 100% | 0 | 0% | 100% | 0 | 0% | 100% | 0 | 0% | 100% | 0 |  |  | 0 |  |  | 0 |  |  | 0.0087728 | 100% | 65% |  | 100% | 65% |  | 100% | 65% |  | 100% | 65% |  | 100% | 90% |  | 100% | 90% |  | 100% | 90%
ALLEGHANY 1101808 | 0.0024397 | 6.1773 | 2.8501 | 0.91701 | 3.7671 | 0.013837 | 0.025844 | 0.0027331 | 0% | 99% | 0 | 0% | 99% | 0 | 0% | 99% | 0 | 0% | 99% | 0 | 0% | 61.46% | 0 | 0% | 61.46% | 0 | 0% | 61.46% | 0 | 0% | 61.46% | 0 | 0.91701 | 100% | 3.986% | 0.1136 | 0% | 3.986% | 0 | 0% | 3.986% | 0 | 0% | 0.4258% | 0 | 0% | 0.4258% | 0 | 0% | 0.4258% | 0 | 0% | 0.9207% | 0 | 20.33% | 0.9207% | 0.0053353 | 5.359% | 0.9207% | 0.0014062 | 0% | 0.9462% | 0 | 5.359% | 0.9462% | 0.0014452 | 94.64% | 0.9462% | 0.025523 | 0% | 6.844% | 0 | 0% | 6.844% | 0 | 37.85% | 6.844% | 0.073839 | 0% | 1.926% | 0 | 0% | 1.926% | 0 | 0% | 1.926% | 0 |  |  |  | 35% | 11.8% | 0.11771 | 0% | 11.8% | 0 | 0% | 11.8% | 0 | 0% | 0.3634% | 0 | 0% | 0.3634% | 0 | 0% | 0.3634% | 0 | 0% | 100% | 0 | 0% | 100% | 0 | 0% | 100% | 0 | 0% | 100% | 0 |  |  | 0 |  |  | 0 |  |  | 0.012656 | 100% | 65% |  | 100% | 65% |  | 100% | 65% |  | 100% | 65% |  | 100% | 90% |  | 100% | 90% |  | 100% | 90%
OILFIELDS 110241992 | 0.000285 | 0 | 2.2472 | 0 | 2.2472 | 0.0019901 | 0.020874 | 0.010579 | 0% | 99% | 0 | 0% | 99% | 0 | 0% | 99% | 0 | 0% | 99% | 0 | 0% | 62.52% | 0 | 0% | 62.52% | 0 | 0% | 62.52% | 0 | 0% | 62.52% | 0 | 0 | 0% | 3.484% | 0 | 0% | 3.484% | 0 | 0% | 3.484% | 0 | 0% | 0.3847% | 0 | 0% | 0.3847% | 0 | 0% | 0.3847% | 0 | 99.09% | 0.9243% | 0.020583 | 0% | 0.9243% | 0 | 99.09% | 0.9243% | 0.020583 | 0.9064% | 0.9369% | 0.00019082 | 99.09% | 0.9369% | 0.020862 | 0% | 0.9369% | 0 | 81.85% | 6.859% | 0.12616 | 0% | 6.859% | 0 | 0% | 6.859% | 0 | 0% | 0.3842% | 0 | 0% | 0.3842% | 0 | 0% | 0.3842% | 0 |  |  |  | 0% | 11.8% | 0 | 8.589% | 11.8% | 0.022776 | 0% | 11.8% | 0 | 0% | 0.3554% | 0 | 0% | 0.3554% | 0 | 0% | 0.3554% | 0 | 0% | 100% | 0 | 0% | 100% | 0 | 0% | 100% | 0 | 0% | 100% | 0 |  |  | 0 |  |  | 0 |  |  | 0 |  |  |  |  | 65% |  |  | 65% |  | 100% | 65%
LOW GAP 11012094 | 0.0015347 | 9.8818 | 2.9632 | 0.4286 | 3.3918 | 0.022998 | 0.016814 | 0.0044988 | 0% | 99% | 0 | 0% | 99% | 0 | 0% | 99% | 0 | 0% | 99% | 0 | 0% | 62.28% | 0 | 0% | 62.28% | 0 | 0% | 62.28% | 0 | 0% | 62.28% | 0 | 0.4286 | 0% | 2.268% | 0 | 0% | 2.268% | 0 | 0% | 2.268% | 0 | 0% | 0.2414% | 0 | 0% | 0.2414% | 0 | 0% | 0.2414% | 0 | 0% | 0.5769% | 0 | 0% | 0.5769% | 0 | 0% | 0.5769% | 0 | 0% | 0.5925% | 0 | 0% | 0.5925% | 0 | 0% | 0.5925% | 0 | 0% | 4.301% | 0 | 0% | 4.301% | 0 | 0% | 4.301% | 0 | 0% | 3.115% | 0 | 0% | 3.115% | 0 | 0% | 3.115% | 0 |  |  |  | 0% | 11.8% | 0 | 0% | 11.8% | 0 | 0% | 11.8% | 0 | 0% | 0.377% | 0 | 0% | 0.377% | 0 | 0% | 0.377% | 0 | 0% | 100% | 0 | 0% | 100% | 0 | 0% | 100% | 0 | 0% | 100% | 0 |  |  | 0 |  |  | 0 |  |  | 0 | 100% | 65% |  | 100% | 65% |  | 100% | 65% |  | 100% | 65% |  | 100% | 90% |  | 100% | 90% |  | 100% | 90%
SILVERADO 2104708 | 0.0043024 | 4.3496 | 4.2444 | 0.50056 | 4.745 | 0.031756 | 0.024666 | 0.0071523 | 0% | 99% | 0 | 0% | 99% | 0 | 44.56% | 99% | 1.8724 | 0% | 99% | 0 | 0% | 63.08% | 0 | 0% | 63.08% | 0 | 0% | 63.08% | 0 | 0% | 63.08% | 0 | 0.50056 | 50% | 2.029% | 0.04305 | 0% | 2.029% | 0 | 0% | 2.029% | 0 | 0% | 0.2304% | 0 | 0% | 0.2304% | 0 | 0% | 0.2304% | 0 | 0% | 0.5797% | 0 | 0% | 0.5797% | 0 | 39.76% | 0.5797% | 0.0097828 | 0% | 0.6102% | 0 | 39.76% | 0.6102% | 0.010298 | 59.61% | 0.6102% | 0.015439 | 40.89% | 4.38% | 0.076008 | 6.939% | 4.38% | 0.0129 | 0% | 4.38% | 0 | 0% | 2.808% | 0 | 0% | 2.808% | 0 | 0% | 2.808% | 0 |  |  |  | 0% | 11.8% | 0 | 0% | 11.8% | 0 | 0% | 11.8% | 0 | 0% | 0.3779% | 0 | 0% | 0.3779% | 0 | 0% | 0.3779% | 0 | 0% | 100% | 0 | 0% | 100% | 0 | 0% | 100% | 0 | 0% | 100% | 0 |  |  | 5.0633e-05 |  |  | 0.0052418 |  |  | 0 | 100% | 65% |  | 100% | 65% |  | 100% | 65% |  | 100% | 65% |  | 100% | 90% |  | 100% | 90% |  | 100% | 90%
COVELO 110137328 | 0.00064448 | 0 | 3.8834 | 0.11204 | 3.9955 | 0.020767 | 0.024856 | 0.012547 | 0% | 99% | 0 | 0% | 99% | 0 | 0% | 99% | 0 | 0% | 99% | 0 | 0% | 62.41% | 0 | 0% | 62.41% | 0 | 0% | 62.41% | 0 | 0% | 62.41% | 0 | 0.11204 | 0% | 2.263% | 0 | 0% | 2.263% | 0 | 0% | 2.263% | 0 | 0% | 0.2412% | 0 | 0% | 0.2412% | 0 | 0% | 0.2412% | 0 | 0% | 0.6423% | 0 | 0% | 0.6423% | 0 | 0.005378% | 0.6423% | 1.3415e-06 | 0% | 0.6378% | 0 | 96.86% | 0.6378% | 0.02399 | 0% | 0.6378% | 0 | 0% | 4.742% | 0 | 0% | 4.742% | 0 | 0% | 4.742% | 0 | 0% | 2.146% | 0 | 0% | 2.146% | 0 | 0% | 2.146% | 0 |  |  |  | 10.43% | 11.8% | 0.047779 | 0% | 11.8% | 0 | 0% | 11.8% | 0 | 0% | 0.368% | 0 | 0% | 0.368% | 0 | 0% | 0.368% | 0 | 0% | 100% | 0 | 0% | 100% | 0 | 0% | 100% | 0 | 0% | 100% | 0 |  |  | 0 |  |  | 0 |  |  | 0 |  |  |  |  | 65% |  |  | 65% |  | 100% | 65%
VACA DIXON 110540092 | 0.00091401 | 23.3152 | 8.6392 | 3.5502 | 12.1893 | 0.040595 | 0.062006 | 0.026933 | 0% | 99% | 0 | 0% | 99% | 0 | 0% | 99% | 0 | 0% | 99% | 0 | 74.23% | 62.34% | 3.9978 | 0.1768% | 62.34% | 0.009524 | 0% | 62.34% | 0 | 0% | 62.34% | 0 | 3.5502 | 0% | 2.349% | 0 | 0% | 2.349% | 0 | 0% | 2.349% | 0 | 0% | 0.252% | 0 | 0% | 0.252% | 0 | 0% | 0.252% | 0 | 0% | 0.7129% | 0 | 0% | 0.7129% | 0 | 0% | 0.7129% | 0 | 0% | 0.6996% | 0 | 100% | 0.6996% | 0.060441 | 0% | 0.6996% | 0 | 0% | 5.248% | 0 | 0% | 5.248% | 0 | 0% | 5.248% | 0 | 0% | 1.408% | 0 | 0% | 1.408% | 0 | 0% | 1.408% | 0 |  |  |  | 0% | 11.8% | 0 | 0% | 11.8% | 0 | 0% | 11.8% | 0 | 0% | 0.3614% | 0 | 0% | 0.3614% | 0 | 0% | 0.3614% | 0 | 0.3298% | 100% | 0.02849 | 0% | 100% | 0 | 0% | 100% | 0 | 0% | 100% | 0 |  |  | 0 |  |  | 0 |  |  | 0 | 100% | 65% |  | 100% | 65% |  | 100% | 65% |  | 100% | 65% |  | 100% | 90% |  | 100% | 90% |  | 100% | 90%
NAPA 1112943158 | 0.0015881 | 1.5931 | 0.64119 | 0.040476 | 0.68166 | 0.0037008 | 0.0049177 | 0.0010662 | 0% | 99% | 0 | 0% | 99% | 0 | 0% | 99% | 0 | 0% | 99% | 0 | 0% | 62.38% | 0 | 0% | 62.38% | 0 | 0% | 62.38% | 0 | 0% | 62.38% | 0 | 0.040476 | 0% | 3.119% | 0 | 0% | 3.119% | 0 | 0% | 3.119% | 0 | 0% | 0.332% | 0 | 0% | 0.332% | 0 | 0% | 0.332% | 0 | 0% | 0.7674% | 0 | 0% | 0.7674% | 0 | 85.29% | 0.7674% | 0.0041969 | 0% | 0.7847% | 0 | 85.29% | 0.7847% | 0.0042916 | 14.71% | 0.7847% | 0.00073995 | 0% | 5.703% | 0 | 0% | 5.703% | 0 | 0% | 5.703% | 0 | 0% | 2.344% | 0 | 0% | 2.344% | 0 | 0% | 2.344% | 0 |  |  |  | 0% | 11.8% | 0 | 10.56% | 11.8% | 0.007989 | 0% | 11.8% | 0 | 0% | 0.3682% | 0 | 0% | 0.3682% | 0 | 0% | 0.3682% | 0 | 0% | 100% | 0 | 0% | 100% | 0 | 0% | 100% | 0 | 0% | 100% | 0 |  |  | 0 |  |  | 0 |  |  | 0 | 100% | 65% |  | 100% | 65% |  | 100% | 65% |  | 100% | 65% |  | 100% | 90% |  | 100% | 90% |  | 100% | 90%
MENLO 1103866118 | 0.0026693 | 11.6681 | 5.9616 | 0.16049 | 6.1221 | 0.043741 | 0.037288 | 0.0090662 | 0% | 99% | 0 | 0% | 99% | 0 | 0% | 99% | 0 | 0% | 99% | 0 | 0% | 62.48% | 0 | 0% | 62.48% | 0 | 0% | 62.48% | 0 | 0% | 62.48% | 0 | 0.16049 | 20% | 2.346% | 0.027977 | 0% | 2.346% | 0 | 0% | 2.346% | 0 | 0% | 0.2587% | 0 | 0% | 0.2587% | 0 | 0% | 0.2587% | 0 | 0% | 0.6196% | 0 | 73.72% | 0.6196% | 0.027233 | 26.12% | 0.6196% | 0.0096477 | 73.72% | 0.6418% | 0.028208 | 26.12% | 0.6418% | 0.0099931 | 0% | 0.6418% | 0 | 68.1% | 4.64% | 0.18837 | 1.934% | 4.64% | 0.0053488 | 8.687% | 4.64% | 0.024028 | 0% | 3.004% | 0 | 0% | 3.004% | 0 | 0% | 3.004% | 0 |  |  |  | 0% | 11.8% | 0 | 0.0568% | 11.8% | 0.0003996 | 0% | 11.8% | 0 | 0% | 0.3747% | 0 | 0% | 0.3747% | 0 | 0% | 0.3747% | 0 | 0% | 100% | 0 | 0% | 100% | 0 | 0% | 100% | 0 | 0% | 100% | 0 |  |  | 0 |  |  | 0 |  |  | 0 | 100% | 65% |  | 100% | 65% |  | 100% | 65% |  | 100% | 65% |  | 100% | 90% |  | 100% | 90% |  | 100% | 90%
PUTAH CREEK 1102710384 | 0.00039529 | 4.321 | 1.6335 | 0.43205 | 2.0656 | 0.0041932 | 0.014393 | 0.0061535 | 0% | 99% | 0 | 0% | 99% | 0 | 0% | 99% | 0 | 0% | 99% | 0 | 50.37% | 61.3% | 0.5044 | 0% | 61.3% | 0 | 0% | 61.3% | 0 | 0% | 61.3% | 0 | 0.43205 | 0% | 2.883% | 0 | 0% | 2.883% | 0 | 0% | 2.883% | 0 | 0% | 0.3037% | 0 | 0% | 0.3037% | 0 | 0% | 0.3037% | 0 | 0% | 0.8675% | 0 | 0% | 0.8675% | 0 | 0% | 0.8675% | 0 | 45.73% | 0.8364% | 0.0062481 | 0% | 0.8364% | 0 | 0% | 0.8364% | 0 | 0% | 6.342% | 0 | 0% | 6.342% | 0 | 0% | 6.342% | 0 | 0% | 0.8974% | 0 | 0% | 0.8974% | 0 | 0% | 0.8974% | 0 |  |  |  | 0% | 11.8% | 0 | 18.43% | 11.8% | 0.035519 | 0% | 11.8% | 0 | 0% | 0.3503% | 0 | 0% | 0.3503% | 0 | 0% | 0.3503% | 0 | 0% | 100% | 0 | 0% | 100% | 0 | 0% | 100% | 0 | 0% | 100% | 0 |  |  | 0 |  |  | 0 |  |  | 0 | 100% | 65% |  | 100% | 65% |  | 100% | 65% |  | 100% | 65% |  | 100% | 90% |  | 100% | 90% |  | 100% | 90%
OAKHURST 11035120 | 0.0027374 | 6.2338 | 3.2449 | 0.0054622 | 3.2504 | 0.018967 | 0.027285 | 0.0029284 | 0% | 99% | 0 | 0% | 99% | 0 | 0% | 99% | 0 | 0% | 99% | 0 | 0% | 62.82% | 0 | 0% | 62.82% | 0 | 0% | 62.82% | 0 | 0% | 62.82% | 0 | 0.0054622 | 0% | 3.98% | 0 | 0% | 3.98% | 0 | 0% | 3.98% | 0 | 0% | 0.4287% | 0 | 0% | 0.4287% | 0 | 0% | 0.4287% | 0 | 0% | 0.8453% | 0 | 10.53% | 0.8453% | 0.0028872 | 16.83% | 0.8453% | 0.0046177 | 10.53% | 0.9052% | 0.0030918 | 16.83% | 0.9052% | 0.004945 | 72.64% | 0.9052% | 0.021337 | 84.39% | 6.367% | 0.17436 | 0% | 6.367% | 0 | 0% | 6.367% | 0 | 0% | 2.378% | 0 | 0% | 2.378% | 0 | 0% | 2.378% | 0 |  |  |  | 22.61% | 11.8% | 0.08656 | 0% | 11.8% | 0 | 0% | 11.8% | 0 | 55.56% | 0.3757% | 0.0067731 | 0% | 0.3757% | 0 | 0% | 0.3757% | 0 | 0% | 100% | 0 | 0% | 100% | 0 | 0% | 100% | 0 | 0% | 100% | 0 |  |  | 0 |  |  | 0 |  |  | 0 | 100% | 65% |  | 100% | 65% |  | 100% | 65% |  | 100% | 65% |  | 100% | 90% |  | 100% | 90% |  | 100% | 90%
PARADISE 110636042 | 0.0030677 | 9.6078 | 4.9504 | 3.8737 | 8.8241 | 0.034098 | 0.030095 | 0.011024 | 0% | 99% | 0 | 100% | 99% | 4.9009 | 0% | 99% | 0 | 0% | 99% | 0 | 0% | 62.34% | 0 | 0% | 62.34% | 0 | 0% | 62.34% | 0 | 0% | 62.34% | 0 | 3.8737 | 0% | 1.9% | 0 | 0% | 1.9% | 0 | 0% | 1.9% | 0 | 0% | 0.2207% | 0 | 0% | 0.2207% | 0 | 0% | 0.2207% | 0 | 56.28% | 0.5869% | 0.016352 | 4.942% | 0.5869% | 0.0014358 | 64.61% | 0.5869% | 0.018772 | 4.942% | 0.6027% | 0.0014743 | 69.66% | 0.6027% | 0.020784 | 25.39% | 0.6027% | 0.0075761 | 7.331% | 4.394% | 0.015946 | 63.17% | 4.394% | 0.1374 | 18.96% | 4.394% | 0.041238 | 0% | 2.782% | 0 | 0% | 2.782% | 0 | 0% | 2.782% | 0 |  |  |  | 0% | 11.8% | 0 | 0% | 11.8% | 0 | 0% | 11.8% | 0 | 0% | 0.3719% | 0 | 0% | 0.3719% | 0 | 0% | 0.3719% | 0 | 0% | 100% | 0 | 0% | 100% | 0 | 0% | 100% | 0 | 0% | 100% | 0 |  |  | 0 |  |  | 0 |  |  | 0.0023936 | 100% | 65% |  | 100% | 65% |  | 100% | 65% |  | 100% | 65% |  | 100% | 90% |  | 100% | 90% |  | 100% | 90%
SILVERADO 2105764650 | 0.0011424 | 0 | 0.48851 | 0.0078781 | 0.49639 | 0.0034998 | 0.0027289 | 0.0012058 | 0% | 99% | 0 | 0% | 99% | 0 | 0% | 99% | 0 | 0% | 99% | 0 | 0% | 64.7% | 0 | 0% | 64.7% | 0 | 0% | 64.7% | 0 | 0% | 64.7% | 0 | 0.0078781 | 0% | 2.238% | 0 | 0% | 2.238% | 0 | 0% | 2.238% | 0 | 0% | 0.249% | 0 | 0% | 0.249% | 0 | 0% | 0.249% | 0 | 0% | 0.5479% | 0 | 100% | 0.5479% | 0.0026768 | 0% | 0.5479% | 0 | 84.92% | 0.5795% | 0.0024041 | 0% | 0.5795% | 0 | 15.08% | 0.5795% | 0.000427 | 100% | 4.122% | 0.020138 | 0% | 4.122% | 0 | 0% | 4.122% | 0 | 0% | 2.424% | 0 | 0% | 2.424% | 0 | 0% | 2.424% | 0 |  |  |  | 0% | 11.8% | 0 | 0% | 11.8% | 0 | 0% | 11.8% | 0 | 0% | 0.3794% | 0 | 0% | 0.3794% | 0 | 0% | 0.3794% | 0 | 0% | 100% | 0 | 0% | 100% | 0 | 0% | 100% | 0 | 0% | 100% | 0 |  |  | 0 |  |  | 0 |  |  | 0 |  |  |  |  | 65% |  |  | 65% |  | 100% | 65%
SARATOGA 1105431214 | 0.0035649 | 0.32009 | 0.39004 | 0 | 0.39004 | 0.0020634 | 0.0025941 | 0.0012908 | 0% | 99% | 0 | 0% | 99% | 0 | 0% | 99% | 0 | 0% | 99% | 0 | 0% | 64.84% | 0 | 0% | 64.84% | 0 | 0% | 64.84% | 0 | 0% | 64.84% | 0 | 0 | 0% | 2.585% | 0 | 0% | 2.585% | 0 | 0% | 2.585% | 0 | 0% | 0.2808% | 0 | 0% | 0.2808% | 0 | 0% | 0.2808% | 0 | 0% | 0.6539% | 0 | 0% | 0.6539% | 0 | 0% | 0.6539% | 0 | 0.07447% | 0.6743% | 1.9588e-06 | 0% | 0.6743% | 0 | 72.27% | 0.6743% | 0.0019007 | 6.136% | 4.877% | 0.0011671 | 0% | 4.877% | 0 | 0% | 4.877% | 0 | 0% | 1.645% | 0 | 0% | 1.645% | 0 | 0% | 1.645% | 0 |  |  |  | 0% | 11.8% | 0 | 0% | 11.8% | 0 | 0% | 11.8% | 0 | 0% | 0.3727% | 0 | 0% | 0.3727% | 0 | 0% | 0.3727% | 0 | 0% | 100% | 0 | 0% | 100% | 0 | 0% | 100% | 0 | 0% | 100% | 0 |  |  | 0 |  |  | 0 |  |  | 0 | 100% | 65% |  | 100% | 65% |  | 100% | 65% |  | 100% | 65% |  | 100% | 90% |  | 100% | 90% |  | 100% | 90%
SUNOL 1101MR297 | 0.0023031 | 6.5644 | 2.6685 | 0.16623 | 2.8347 | 0.014273 | 0.017798 | 0.0087101 | 0% | 99% | 0 | 0% | 99% | 0 | 0% | 99% | 0 | 0% | 99% | 0 | 0% | 62.87% | 0 | 0% | 62.87% | 0 | 0% | 62.87% | 0 | 0% | 62.87% | 0 | 0.16623 | 0% | 2.345% | 0 | 0% | 2.345% | 0 | 0% | 2.345% | 0 | 0% | 0.2569% | 0 | 0% | 0.2569% | 0 | 0% | 0.2569% | 0 | 0% | 0.6499% | 0 | 52.23% | 0.6499% | 0.0090579 | 6.126% | 0.6499% | 0.0010624 | 52.23% | 0.656% | 0.0091436 | 6.126% | 0.656% | 0.0010725 | 41.63% | 0.656% | 0.0072886 | 44.43% | 4.823% | 0.057175 | 0% | 4.823% | 0 | 8.452% | 4.823% | 0.010877 | 0% | 1.889% | 0 | 0% | 1.889% | 0 | 0% | 1.889% | 0 |  |  |  | 0% | 11.8% | 0 | 35% | 11.8% | 0.11021 | 0% | 11.8% | 0 | 0% | 0.3689% | 0 | 0% | 0.3689% | 0 | 0% | 0.3689% | 0 | 0% | 100% | 0 | 0% | 100% | 0 | 0% | 100% | 0 | 0% | 100% | 0 |  |  | 0 |  |  | 0 |  |  | 0.0061868 | 100% | 65% |  | 100% | 65% |  | 100% | 65% |  | 100% | 65% |  | 100% | 90% |  | 100% | 90% |  | 100% | 90%
TEMPLETON 2110R94 | 0.00049712 | 13.0468 | 2.6743 | 0 | 2.6743 | 0.013895 | 0.018415 | 0.0086996 | 0% | 99% | 0 | 0% | 99% | 0 | 0% | 99% | 0 | 0% | 99% | 0 | 0% | 62.79% | 0 | 0% | 62.79% | 0 | 0% | 62.79% | 0 | 0% | 62.79% | 0 | 0 | 100% | 2.305% | 0.061656 | 0% | 2.305% | 0 | 0% | 2.305% | 0 | 100% | 0.2484% | 0.0066427 | 0% | 0.2484% | 0 | 0% | 0.2484% | 0 | 0% | 0.6673% | 0 | 0.5945% | 0.6673% | 0.00010608 | 99.11% | 0.6673% | 0.017686 | 0.8323% | 0.66% | 0.0001469 | 99.11% | 0.66% | 0.017492 | 0% | 0.66% | 0 | 36.36% | 4.916% | 0.047802 | 0% | 4.916% | 0 | 0% | 4.916% | 0 | 0% | 2.089% | 0 | 0% | 2.089% | 0 | 0% | 2.089% | 0 |  |  |  | 25.59% | 11.8% | 0.080765 | 0% | 11.8% | 0 | 0% | 11.8% | 0 | 0% | 0.3646% | 0 | 0% | 0.3646% | 0 | 0% | 0.3646% | 0 | 0% | 100% | 0 | 0% | 100% | 0 | 0% | 100% | 0 | 0% | 100% | 0 |  |  | 0 |  |  | 0 |  |  | 0 | 100% | 65% |  | 100% | 65% |  | 100% | 65% |  | 100% | 65% |  | 100% | 90% |  | 100% | 90% |  | 100% | 90%
DUNLAP 11037080 | 0.0022903 | 13.3034 | 4.582 | 0 | 4.582 | 0.022863 | 0.042788 | 0.0048456 | 0% | 99% | 0 | 0% | 99% | 0 | 0% | 99% | 0 | 0% | 99% | 0 | 0% | 61.69% | 0 | 0% | 61.69% | 0 | 0% | 61.69% | 0 | 0% | 61.69% | 0 | 0 | 0% | 3.719% | 0 | 0% | 3.719% | 0 | 0% | 3.719% | 0 | 0% | 0.4033% | 0 | 0% | 0.4033% | 0 | 0% | 0.4033% | 0 | 0% | 0.9263% | 0 | 0% | 0.9263% | 0 | 93.49% | 0.9263% | 0.039679 | 0% | 0.978% | 0 | 93.49% | 0.978% | 0.041895 | 6.082% | 0.978% | 0.0027252 | 82.16% | 6.981% | 0.2628 | 4.19% | 6.981% | 0.013401 | 11.09% | 6.981% | 0.035465 | 0% | 1.8% | 0 | 0% | 1.8% | 0 | 0% | 1.8% | 0 |  |  |  | 34.55% | 11.8% | 0.18682 | 0% | 11.8% | 0 | 0% | 11.8% | 0 | 0% | 0.3701% | 0 | 0% | 0.3701% | 0 | 0% | 0.3701% | 0 | 0% | 100% | 0 | 0% | 100% | 0 | 0% | 100% | 0 | 0% | 100% | 0 |  |  | 0 |  |  | 0 |  |  | 0.014594 | 100% | 65% |  | 100% | 65% |  | 100% | 65% |  | 100% | 65% |  | 100% | 90% |  | 100% | 90% |  | 100% | 90%
PEORIA 17048040 | 0.00090346 | 6.7307 | 3.89 | 0 | 3.89 | 0.0076953 | 0.026884 | 0.025678 | 0% | 99% | 0 | 0% | 99% | 0 | 0% | 99% | 0 | 0% | 99% | 0 | 0% | 64.56% | 0 | 0% | 64.56% | 0 | 0% | 64.56% | 0 | 0% | 64.56% | 0 | 0 | 0% | 2.273% | 0 | 0% | 2.273% | 0 | 0% | 2.273% | 0 | 0% | 0.2581% | 0 | 0% | 0.2581% | 0 | 0% | 0.2581% | 0 | 0% | 0.6493% | 0 | 0% | 0.6493% | 0 | 0% | 0.6493% | 0 | 0% | 0.6522% | 0 | 0% | 0.6522% | 0 | 99.45% | 0.6522% | 0.025232 | 0% | 4.807% | 0 | 0% | 4.807% | 0 | 0% | 4.807% | 0 | 0% | 0.7941% | 0 | 0% | 0.7941% | 0 | 0% | 0.7941% | 0 |  |  |  | 7.825% | 11.8% | 0.03592 | 0% | 11.8% | 0 | 0% | 11.8% | 0 | 0% | 0.3638% | 0 | 0% | 0.3638% | 0 | 0% | 0.3638% | 0 | 0% | 100% | 0 | 0% | 100% | 0 | 0% | 100% | 0 | 0% | 100% | 0 |  |  | 0.00043169 |  |  | 0 |  |  | 0 | 100% | 65% |  | 100% | 65% |  | 100% | 65% |  | 100% | 65% |  | 100% | 90% |  | 100% | 90% |  | 100% | 90%
TASSAJARA 2108437582 | 0.001607 | 0.85883 | 1.434 | 0.019118 | 1.4531 | 0.011271 | 0.0081332 | 0.0028782 | 0% | 99% | 0 | 0% | 99% | 0 | 0% | 99% | 0 | 0% | 99% | 0 | 0% | 63.88% | 0 | 0% | 63.88% | 0 | 0% | 63.88% | 0 | 0% | 63.88% | 0 | 0.019118 | 100% | 2.009% | 0.02881 | 0% | 2.009% | 0 | 0% | 2.009% | 0 | 0% | 0.2161% | 0 | 0% | 0.2161% | 0 | 0% | 0.2161% | 0 | 0% | 0.5504% | 0 | 0% | 0.5504% | 0 | 95.26% | 0.5504% | 0.0075178 | 0% | 0.5545% | 0 | 98.84% | 0.5545% | 0.0078592 | 0% | 0.5545% | 0 | 65.41% | 4.08% | 0.038272 | 0% | 4.08% | 0 | 0% | 4.08% | 0 | 0% | 1.857% | 0 | 0% | 1.857% | 0 | 0% | 1.857% | 0 |  |  |  | 0% | 11.8% | 0 | 0% | 11.8% | 0 | 0% | 11.8% | 0 | 0% | 0.3744% | 0 | 0% | 0.3744% | 0 | 0% | 0.3744% | 0 | 0% | 100% | 0 | 0% | 100% | 0 | 0% | 100% | 0 | 0% | 100% | 0 |  |  | 0 |  |  | 0 |  |  | 0 | 100% | 65% |  | 100% | 65% |  | 100% | 65% |  | 100% | 65% |  | 100% | 90% |  | 100% | 90% |  | 100% | 90%
SHINGLE SPRINGS 2105CB | 0.0026063 | 20.982 | 9.9535 | 0.6875 | 10.641 | 0.048961 | 0.073479 | 0.032481 | 0% | 99% | 0 | 0% | 99% | 0 | 0% | 99% | 0 | 0% | 99% | 0 | 0% | 63.02% | 0 | 0% | 63.02% | 0 | 0% | 63.02% | 0 | 0% | 63.02% | 0 | 0.6875 | 81.82% | 2.189% | 0.17826 | 0% | 2.189% | 0 | 0% | 2.189% | 0 | 0% | 0.255% | 0 | 0% | 0.255% | 0 | 0% | 0.255% | 0 | 0% | 0.6971% | 0 | 19.9% | 0.6971% | 0.013809 | 19.93% | 0.6971% | 0.01383 | 0% | 0.7245% | 0 | 19.93% | 0.7245% | 0.014374 | 78.56% | 0.7245% | 0.056652 | 73.25% | 5.25% | 0.3828 | 1.879% | 5.25% | 0.0098203 | 0.7894% | 5.25% | 0.0041254 | 0% | 1.924% | 0 | 0% | 1.924% | 0 | 0% | 1.924% | 0 |  |  |  | 0% | 11.8% | 0 | 0% | 11.8% | 0 | 0% | 11.8% | 0 | 0% | 0.3687% | 0 | 0% | 0.3687% | 0 | 0% | 0.3687% | 0 | 0% | 100% | 0 | 0% | 100% | 0 | 0% | 100% | 0 | 0% | 100% | 0 |  |  | 0.0018666 |  |  | 0 |  |  | 0 | 100% | 65% |  | 100% | 65% |  | 100% | 65% |  | 100% | 65% |  | 100% | 90% |  | 100% | 90% |  | 100% | 90%
ATASCADERO 1103A18 | 0.0010186 | 8.571 | 3.3189 | 0 | 3.3189 | 0.017017 | 0.023704 | 0.011261 | 0% | 99% | 0 | 0% | 99% | 0 | 0% | 99% | 0 | 0% | 99% | 0 | 0% | 62.59% | 0 | 0% | 62.59% | 0 | 0% | 62.59% | 0 | 0% | 62.59% | 0 | 0 | 100% | 1.888% | 0.062665 | 0% | 1.888% | 0 | 0% | 1.888% | 0 | 0% | 0.219% | 0 | 0% | 0.219% | 0 | 0% | 0.219% | 0 | 0% | 0.663% | 0 | 17.28% | 0.663% | 0.0038025 | 14.66% | 0.663% | 0.0032267 | 1.197% | 0.6631% | 0.00026346 | 46.9% | 0.6631% | 0.01032 | 51.86% | 0.6631% | 0.011413 | 78.31% | 4.927% | 0.12805 | 0% | 4.927% | 0 | 10.84% | 4.927% | 0.017734 | 0% | 1.957% | 0 | 0% | 1.957% | 0 | 0% | 1.957% | 0 |  |  |  | 32.31% | 11.8% | 0.12654 | 0% | 11.8% | 0 | 0% | 11.8% | 0 | 0% | 0.363% | 0 | 0% | 0.363% | 0 | 0% | 0.363% | 0 | 0% | 100% | 0 | 0% | 100% | 0 | 0% | 100% | 0 | 0% | 100% | 0 |  |  | 0 |  |  | 0 |  |  | 0.0040807 | 100% | 65% |  | 100% | 65% |  | 100% | 65% |  | 100% | 65% |  | 100% | 90% |  | 100% | 90% |  | 100% | 90%
PUEBLO 2102895310 | 0.0020346 | 0.43206 | 1.0103 | 0.033876 | 1.0442 | 0.0061323 | 0.0073282 | 0.0023906 | 0% | 99% | 0 | 0% | 99% | 0 | 0% | 99% | 0 | 0% | 99% | 0 | 0% | 63.27% | 0 | 0% | 63.27% | 0 | 0% | 63.27% | 0 | 0% | 63.27% | 0 | 0.033876 | 0% | 2.784% | 0 | 0% | 2.784% | 0 | 0% | 2.784% | 0 | 0% | 0.2989% | 0 | 0% | 0.2989% | 0 | 0% | 0.2989% | 0 | 0% | 0.6973% | 0 | 0% | 0.6973% | 0 | 0% | 0.6973% | 0 | 0% | 0.7166% | 0 | 0% | 0.7166% | 0 | 81.6% | 0.7166% | 0.0059081 | 67.36% | 5.195% | 0.035358 | 0% | 5.195% | 0 | 0% | 5.195% | 0 | 0% | 2.05% | 0 | 0% | 2.05% | 0 | 0% | 2.05% | 0 |  |  |  | 0% | 11.8% | 0 | 0% | 11.8% | 0 | 0% | 11.8% | 0 | 0% | 0.3714% | 0 | 0% | 0.3714% | 0 | 0% | 0.3714% | 0 | 0% | 100% | 0 | 0% | 100% | 0 | 0% | 100% | 0 | 0% | 100% | 0 |  |  | 0 |  |  | 0 |  |  | 0 | 100% | 65% |  | 100% | 65% |  | 100% | 65% |  | 100% | 65% |  | 100% | 90% |  | 100% | 90% |  | 100% | 90%
DIAMOND SPRINGS 1106176130 | 0.0036302 | 0.019568 | 0.037055 | 0.059523 | 0.096578 | 0.00015319 | 0.00029968 | 0.00012896 | 0% | 99% | 0 | 0% | 99% | 0 | 0% | 99% | 0 | 0% | 99% | 0 | 0% | 61.54% | 0 | 0% | 61.54% | 0 | 0% | 61.54% | 0 | 0% | 61.54% | 0 | 0.059523 | 0% | 2.291% | 0 | 0% | 2.291% | 0 | 0% | 2.291% | 0 | 0% | 0.269% | 0 | 0% | 0.269% | 0 | 0% | 0.269% | 0 | 0% | 0.7572% | 0 | 100% | 0.7572% | 0.00028058 | 0% | 0.7572% | 0 | 100% | 0.7854% | 0.00029103 | 0% | 0.7854% | 0 | 0% | 0.7854% | 0 | 0% | 5.707% | 0 | 0% | 5.707% | 0 | 0% | 5.707% | 0 | 0% | 1.538% | 0 | 0% | 1.538% | 0 | 0% | 1.538% | 0 |  |  |  | 34.02% | 11.8% | 0.0014874 | 0% | 11.8% | 0 | 0% | 11.8% | 0 | 0% | 0.366% | 0 | 0% | 0.366% | 0 | 0% | 0.366% | 0 | 0% | 100% | 0 | 0% | 100% | 0 | 0% | 100% | 0 | 0% | 100% | 0 |  |  | 0 |  |  | 0 |  |  | 0 | 100% | 65% |  | 100% | 65% |  | 100% | 65% |  | 100% | 65% |  | 100% | 90% |  | 100% | 90% |  | 100% | 90%
CALAVERAS CEMENT 110136880 | 0.00066131 | 6.0506 | 2.0501 | 0 | 2.0501 | 0.0082222 | 0.016563 | 0.0074533 | 0% | 99% | 0 | 0% | 99% | 0 | 0% | 99% | 0 | 0% | 99% | 0 | 0% | 62.55% | 0 | 0% | 62.55% | 0 | 0% | 62.55% | 0 | 0% | 62.55% | 0 | 0 | 0% | 2.651% | 0 | 0% | 2.651% | 0 | 0% | 2.651% | 0 | 0% | 0.2858% | 0 | 0% | 0.2858% | 0 | 0% | 0.2858% | 0 | 0% | 0.7736% | 0 | 31.9% | 0.7736% | 0.0050596 | 66.96% | 0.7736% | 0.01062 | 31.9% | 0.7808% | 0.0051066 | 66.96% | 0.7808% | 0.010718 | 31.9% | 0.7808% | 0.0051066 | 0% | 5.75% | 0 | 0% | 5.75% | 0 | 0% | 5.75% | 0 | 0% | 1.508% | 0 | 0% | 1.508% | 0 | 0% | 1.508% | 0 |  |  |  | 0% | 11.8% | 0 | 25.18% | 11.8% | 0.060925 | 0% | 11.8% | 0 | 0% | 0.3645% | 0 | 0% | 0.3645% | 0 | 0% | 0.3645% | 0 | 0% | 100% | 0 | 0% | 100% | 0 | 0% | 100% | 0 | 0% | 100% | 0 |  |  | 0 |  |  | 0 |  |  | 0 | 100% | 65% |  | 100% | 65% |  | 100% | 65% |  | 100% | 65% |  | 100% | 90% |  | 100% | 90% |  | 100% | 90%
SANTA YNEZ 1102Y18 | 0.00067832 | 5.0215 | 2.1223 | 0 | 2.1223 | 0.010773 | 0.017048 | 0.005617 | 0% | 99% | 0 | 0% | 99% | 0 | 0% | 99% | 0 | 0% | 99% | 0 | 0% | 63.38% | 0 | 0% | 63.38% | 0 | 0% | 63.38% | 0 | 0% | 63.38% | 0 | 0 | 28.57% | 2.965% | 0.01798 | 0% | 2.965% | 0 | 0% | 2.965% | 0 | 0% | 0.3199% | 0 | 0% | 0.3199% | 0 | 0% | 0.3199% | 0 | 0% | 0.775% | 0 | 5.668% | 0.775% | 0.00093219 | 63.14% | 0.775% | 0.010385 | 5.668% | 0.7977% | 0.00095958 | 63.14% | 0.7977% | 0.01069 | 29.33% | 0.7977% | 0.004965 | 0% | 5.785% | 0 | 0% | 5.785% | 0 | 0% | 5.785% | 0 | 0% | 1.648% | 0 | 0% | 1.648% | 0 | 0% | 1.648% | 0 |  |  |  | 0% | 11.8% | 0 | 22.91% | 11.8% | 0.057379 | 0% | 11.8% | 0 | 0% | 0.3692% | 0 | 0% | 0.3692% | 0 | 0% | 0.3692% | 0 | 0% | 100% | 0 | 0% | 100% | 0 | 0% | 100% | 0 | 0% | 100% | 0 |  |  | 0 |  |  | 0 |  |  | 0 | 100% | 65% |  | 100% | 65% |  | 100% | 65% |  | 100% | 65% |  | 100% | 90% |  | 100% | 90% |  | 100% | 90%
KANAKA 110165606 | 0.0026725 | 13.7856 | 6.7736 | 4.2088 | 10.9823 | 0.069123 | 0.028992 | 0.0089885 | 0% | 99% | 0 | 0% | 99% | 0 | 0% | 99% | 0 | 0% | 99% | 0 | 0% | 62.15% | 0 | 0% | 62.15% | 0 | 0% | 62.15% | 0 | 0% | 62.15% | 0 | 4.2088 | 100% | 1.689% | 0.1144 | 0% | 1.689% | 0 | 0% | 1.689% | 0 | 0% | 0.1769% | 0 | 0% | 0.1769% | 0 | 0% | 0.1769% | 0 | 0% | 0.4153% | 0 | 0% | 0.4153% | 0 | 5.238% | 0.4153% | 0.0014734 | 0% | 0.4253% | 0 | 5.238% | 0.4253% | 0.001509 | 94.5% | 0.4253% | 0.027224 | 55.76% | 3.089% | 0.11666 | 4.221% | 3.089% | 0.0088309 | 9.751% | 3.089% | 0.020401 | 0% | 4.102% | 0 | 0% | 4.102% | 0 | 0% | 4.102% | 0 |  |  |  | 0% | 11.8% | 0 | 0% | 11.8% | 0 | 0% | 11.8% | 0 | 55.56% | 0.3834% | 0.014428 | 0% | 0.3834% | 0 | 0% | 0.3834% | 0 | 0.4709% | 100% | 0.0319 | 0% | 100% | 0 | 0% | 100% | 0 | 0% | 100% | 0 |  |  | 0 |  |  | 0 |  |  | 0.011652 | 100% | 65% |  | 100% | 65% |  | 100% | 65% |  | 100% | 65% |  | 100% | 90% |  | 100% | 90% |  | 100% | 90%
HIGGINS 1104498932 | 0.0020202 | 4.0515 | 1.8193 | 0.1556 | 1.9749 | 0.01541 | 0.009608 | 0.0037819 | 0% | 99% | 0 | 0% | 99% | 0 | 0% | 99% | 0 | 0% | 99% | 0 | 0% | 62.03% | 0 | 0% | 62.03% | 0 | 0% | 62.03% | 0 | 0% | 62.03% | 0 | 0.1556 | 60% | 1.608% | 0.017558 | 0% | 1.608% | 0 | 0% | 1.608% | 0 | 0% | 0.171% | 0 | 0% | 0.171% | 0 | 0% | 0.171% | 0 | 0% | 0.5048% | 0 | 3.146% | 0.5048% | 0.00028895 | 49.53% | 0.5048% | 0.0045487 | 3.146% | 0.509% | 0.00029137 | 49.53% | 0.509% | 0.0045869 | 47.32% | 0.509% | 0.0043828 | 17.35% | 3.757% | 0.011859 | 3.086% | 3.757% | 0.0021094 | 1.817% | 3.757% | 0.0012418 | 0% | 3.476% | 0 | 0% | 3.476% | 0 | 0% | 3.476% | 0 |  |  |  | 0% | 11.8% | 0 | 35% | 11.8% | 0.075138 | 0% | 11.8% | 0 | 0% | 0.3769% | 0 | 0% | 0.3769% | 0 | 0% | 0.3769% | 0 | 0% | 100% | 0 | 0% | 100% | 0 | 0% | 100% | 0 | 0% | 100% | 0 |  |  | 0 |  |  | 0 |  |  | 0 | 100% | 65% |  | 100% | 65% |  | 100% | 65% |  | 100% | 65% |  | 100% | 90% |  | 100% | 90% |  | 100% | 90%
EL DORADO PH 210126000 | 0.0021089 | 3.6926 | 1.3273 | 0.0092787 | 1.3366 | 0.01051 | 0.0083551 | 0.002185 | 100% | 99% | 1.314 | 0% | 99% | 0 | 0% | 99% | 0 | 0% | 99% | 0 | 16.85% | 62.31% | 0.13934 | 0% | 62.31% | 0 | 0% | 62.31% | 0 | 0% | 62.31% | 0 | 0.0092787 | 0% | 2.544% | 0 | 0% | 2.544% | 0 | 0% | 2.544% | 0 | 0% | 0.2748% | 0 | 0% | 0.2748% | 0 | 0% | 0.2748% | 0 | 0% | 0.5972% | 0 | 0% | 0.5972% | 0 | 0.2546% | 0.5972% | 2.0182e-05 | 0% | 0.616% | 0 | 56.94% | 0.616% | 0.0046554 | 43.06% | 0.616% | 0.0035201 | 10.97% | 4.447% | 0.0064741 | 0% | 4.447% | 0 | 0% | 4.447% | 0 | 0% | 2.926% | 0 | 0% | 2.926% | 0 | 0% | 2.926% | 0 |  |  |  | 35% | 11.8% | 0.054816 | 0% | 11.8% | 0 | 0% | 11.8% | 0 | 55.56% | 0.3755% | 0.002769 | 0% | 0.3755% | 0 | 0% | 0.3755% | 0 | 0% | 100% | 0 | 51.73% | 100% | 0.6866 | 0% | 100% | 0 | 0% | 100% | 0 |  |  | 0 |  |  | 0 |  |  | 0 | 100% | 65% |  | 100% | 65% |  | 100% | 65% |  | 100% | 65% |  | 100% | 90% |  | 100% | 90% |  | 100% | 90%
CLAY 1103R5386 | 0.0010163 | 15.141 | 3.3937 | 0 | 3.3937 | 0.013895 | 0.024758 | 0.015455 | 0% | 99% | 0 | 0% | 99% | 0 | 0% | 99% | 0 | 0% | 99% | 0 | 0% | 63.45% | 0 | 0% | 63.45% | 0 | 0% | 63.45% | 0 | 0% | 63.45% | 0 | 0 | 0% | 2.451% | 0 | 0% | 2.451% | 0 | 0% | 2.451% | 0 | 0% | 0.2754% | 0 | 0% | 0.2754% | 0 | 0% | 0.2754% | 0 | 0% | 0.6735% | 0 | 100% | 0.6735% | 0.022856 | 0% | 0.6735% | 0 | 100% | 0.6878% | 0.023342 | 0% | 0.6878% | 0 | 0% | 0.6878% | 0 | 0% | 5.015% | 0 | 0% | 5.015% | 0 | 0% | 5.015% | 0 | 0% | 1.546% | 0 | 0% | 1.546% | 0 | 0% | 1.546% | 0 |  |  |  | 0% | 11.8% | 0 | 0% | 11.8% | 0 | 0% | 11.8% | 0 | 0% | 0.3673% | 0 | 0% | 0.3673% | 0 | 0% | 0.3673% | 0 | 0% | 100% | 0 | 0% | 100% | 0 | 0% | 100% | 0 | 0% | 100% | 0 |  |  | 0 |  |  | 0 |  |  | 0 | 100% | 65% |  | 100% | 65% |  | 100% | 65% |  | 100% | 65% |  | 100% | 90% |  | 100% | 90% |  | 100% | 90%
HIGHLANDS 1103CB | 0.0022491 | 12.4921 | 4.9231 | 0.81608 | 5.7392 | 0.020081 | 0.038274 | 0.020256 | 0% | 99% | 0 | 0% | 99% | 0 | 0% | 99% | 0 | 0% | 99% | 0 | 0% | 62.44% | 0 | 0% | 62.44% | 0 | 0% | 62.44% | 0 | 0% | 62.44% | 0 | 0.81608 | 0% | 2.151% | 0 | 0% | 2.151% | 0 | 0% | 2.151% | 0 | 0% | 0.2436% | 0 | 0% | 0.2436% | 0 | 0% | 0.2436% | 0 | 0% | 0.7172% | 0 | 73.48% | 0.7172% | 0.025945 | 24.8% | 0.7172% | 0.0087552 | 73.48% | 0.7158% | 0.025897 | 24.8% | 0.7158% | 0.0087389 | 0% | 0.7158% | 0 | 50.27% | 5.325% | 0.13179 | 5.248% | 5.325% | 0.01376 | 17.8% | 5.325% | 0.046667 | 0% | 1.395% | 0 | 0% | 1.395% | 0 | 0% | 1.395% | 0 |  |  |  | 0% | 11.8% | 0 | 0% | 11.8% | 0 | 0% | 11.8% | 0 | 0% | 0.3619% | 0 | 0% | 0.3619% | 0 | 0% | 0.3619% | 0 | 0.3067% | 100% | 0.015098 | 0% | 100% | 0 | 0% | 100% | 0 | 0% | 100% | 0 |  |  | 0.00042784 |  |  | 0 |  |  | 0 | 100% | 65% |  | 100% | 65% |  | 100% | 65% |  | 100% | 65% |  | 100% | 90% |  | 100% | 90% |  | 100% | 90%
HIGGINS 1104533648 | 0.0022826 | 8.0988 | 2.9312 | 0.34895 | 3.2802 | 0.025313 | 0.01493 | 0.0066508 | 0% | 99% | 0 | 0% | 99% | 0 | 0% | 99% | 0 | 0% | 99% | 0 | 0% | 62.37% | 0 | 0% | 62.37% | 0 | 0% | 62.37% | 0 | 0% | 62.37% | 0 | 0.34895 | 0% | 1.546% | 0 | 0% | 1.546% | 0 | 0% | 1.546% | 0 | 0% | 0.1642% | 0 | 0% | 0.1642% | 0 | 0% | 0.1642% | 0 | 0% | 0.4828% | 0 | 0% | 0.4828% | 0 | 24.18% | 0.4828% | 0.0034217 | 0% | 0.4868% | 0 | 32.06% | 0.4868% | 0.0045752 | 67.94% | 0.4868% | 0.009694 | 1.621% | 3.592% | 0.0017072 | 0% | 3.592% | 0 | 20.57% | 3.592% | 0.021655 | 0% | 3.421% | 0 | 0% | 3.421% | 0 | 0% | 3.421% | 0 |  |  |  | 0% | 11.8% | 0 | 34.69% | 11.8% | 0.11998 | 0% | 11.8% | 0 | 0% | 0.378% | 0 | 0% | 0.378% | 0 | 0% | 0.378% | 0 | 0% | 100% | 0 | 0% | 100% | 0 | 0% | 100% | 0 | 0% | 100% | 0 |  |  | 0 |  |  | 0.00026163 |  |  | 2.3085e-05 | 100% | 65% |  | 100% | 65% |  | 100% | 65% |  | 100% | 65% |  | 100% | 90% |  | 100% | 90% |  | 100% | 90%
NARROWS 21052228 | 0.0011214 | 21.7541 | 4.164 | 0.8174 | 4.9814 | 0.033462 | 0.023648 | 0.010118 | 0% | 99% | 0 | 0% | 99% | 0 | 0% | 99% | 0 | 0% | 99% | 0 | 0% | 61.9% | 0 | 0% | 61.9% | 0 | 0% | 61.9% | 0 | 0% | 61.9% | 0 | 0.8174 | 100% | 1.657% | 0.069006 | 0% | 1.657% | 0 | 0% | 1.657% | 0 | 100% | 0.1736% | 0.0072288 | 0% | 0.1736% | 0 | 0% | 0.1736% | 0 | 0% | 0.5276% | 0 | 97.11% | 0.5276% | 0.021334 | 2.554% | 0.5276% | 0.00056113 | 99.63% | 0.5108% | 0.021192 | 0.0341% | 0.5108% | 7.2523e-06 | 0% | 0.5108% | 0 | 48.86% | 3.868% | 0.0787 | 8.314% | 3.868% | 0.013391 | 2.223% | 3.868% | 0.0035813 | 0% | 3.383% | 0 | 0% | 3.383% | 0 | 0% | 3.383% | 0 |  |  |  | 0% | 11.8% | 0 | 0% | 11.8% | 0 | 0% | 11.8% | 0 | 0% | 0.3703% | 0 | 0% | 0.3703% | 0 | 0% | 0.3703% | 0 | 0% | 100% | 0 | 0% | 100% | 0 | 0% | 100% | 0 | 0% | 100% | 0 |  |  | 0.0073361 |  |  | 0 |  |  | 0 | 100% | 65% |  | 100% | 65% |  | 100% | 65% |  | 100% | 65% |  | 100% | 90% |  | 100% | 90% |  | 100% | 90%
DESCHUTES 11011580 | 0.0010521 | 46.9323 | 12.7895 | 2.46 | 15.2495 | 0.083302 | 0.082078 | 0.041794 | 0% | 99% | 0 | 0% | 99% | 0 | 0% | 99% | 0 | 0% | 99% | 0 | 0% | 62.3% | 0 | 0% | 62.3% | 0 | 0% | 62.3% | 0 | 0% | 62.3% | 0 | 2.46 | 90.91% | 2.053% | 0.23865 | 0% | 2.053% | 0 | 0% | 2.053% | 0 | 0% | 0.2218% | 0 | 0% | 0.2218% | 0 | 0% | 0.2218% | 0 | 13.41% | 0.5899% | 0.010114 | 0% | 0.5899% | 0 | 21.66% | 0.5899% | 0.016341 | 0% | 0.5832% | 0 | 21.66% | 0.5832% | 0.016154 | 78.22% | 0.5832% | 0.058338 | 38.48% | 4.347% | 0.21394 | 1.818% | 4.347% | 0.010107 | 0% | 4.347% | 0 | 0% | 2.541% | 0 | 0% | 2.541% | 0 | 0% | 2.541% | 0 |  |  |  | 33.13% | 11.8% | 0.49992 | 0% | 11.8% | 0 | 0% | 11.8% | 0 | 0% | 0.3684% | 0 | 0% | 0.3684% | 0 | 0% | 0.3684% | 0 | 0.1473% | 100% | 0.018841 | 0% | 100% | 0 | 0% | 100% | 0 | 0% | 100% | 0 |  |  | 0 |  |  | 0 |  |  | 0 | 100% | 65% |  | 100% | 65% |  | 100% | 65% |  | 100% | 65% |  | 100% | 90% |  | 100% | 90% |  | 100% | 90%
PUEBLO 210378504 | 0.0022679 | 0 | 5.1978 | 0.17489 | 5.3727 | 0.049628 | 0.02679 | 0.0078079 | 0% | 99% | 0 | 0% | 99% | 0 | 0% | 99% | 0 | 0% | 99% | 0 | 0% | 62.6% | 0 | 0% | 62.6% | 0 | 0% | 62.6% | 0 | 0% | 62.6% | 0 | 0.17489 | 100% | 1.974% | 0.10258 | 0% | 1.974% | 0 | 0% | 1.974% | 0 | 0% | 0.2062% | 0 | 0% | 0.2062% | 0 | 0% | 0.2062% | 0 | 0% | 0.4855% | 0 | 0% | 0.4855% | 0 | 60.29% | 0.4855% | 0.015217 | 0% | 0.4919% | 0 | 60.29% | 0.4919% | 0.015417 | 37.03% | 0.4919% | 0.0094682 | 64.63% | 3.597% | 0.12082 | 0% | 3.597% | 0 | 0% | 3.597% | 0 | 0% | 3.755% | 0 | 0% | 3.755% | 0 | 0% | 3.755% | 0 |  |  |  | 0% | 11.8% | 0 | 22.96% | 11.8% | 0.14084 | 0% | 11.8% | 0 | 0% | 0.3795% | 0 | 0% | 0.3795% | 0 | 0% | 0.3795% | 0 | 0% | 100% | 0 | 0% | 100% | 0 | 0% | 100% | 0 | 0% | 100% | 0 |  |  | 0 |  |  | 0 |  |  | 0 |  |  |  |  | 65% |  |  | 65% |  | 100% | 65%
MENLO 11031721 | 0.0030912 | 7.1788 | 4.5193 | 0.50345 | 5.0227 | 0.045117 | 0.023095 | 0.0050773 | 0% | 99% | 0 | 0% | 99% | 0 | 0% | 99% | 0 | 0% | 99% | 0 | 0% | 63.37% | 0 | 0% | 63.37% | 0 | 0% | 63.37% | 0 | 0% | 63.37% | 0 | 0.50345 | 100% | 2.132% | 0.09635 | 0% | 2.132% | 0 | 0% | 2.132% | 0 | 0% | 0.2294% | 0 | 0% | 0.2294% | 0 | 0% | 0.2294% | 0 | 0% | 0.4768% | 0 | 96.15% | 0.4768% | 0.020719 | 3.85% | 0.4768% | 0.00082959 | 96.15% | 0.4995% | 0.021704 | 3.85% | 0.4995% | 0.00086903 | 0% | 0.4995% | 0 | 46.74% | 3.565% | 0.075292 | 0% | 3.565% | 0 | 0% | 3.565% | 0 | 0% | 3.674% | 0 | 0% | 3.674% | 0 | 0% | 3.674% | 0 |  |  |  | 0% | 11.8% | 0 | 0.0568% | 11.8% | 0.00030293 | 0% | 11.8% | 0 | 0% | 0.3827% | 0 | 0% | 0.3827% | 0 | 0% | 0.3827% | 0 | 0% | 100% | 0 | 0% | 100% | 0 | 0% | 100% | 0 | 0% | 100% | 0 |  |  | 0 |  |  | 0 |  |  | 0 | 100% | 65% |  | 100% | 65% |  | 100% | 65% |  | 100% | 65% |  | 100% | 90% |  | 100% | 90% |  | 100% | 90%
NARROWS 210551582 | 0.00073038 | 10.2361 | 3.3465 | 0.38585 | 3.7324 | 0.018791 | 0.026456 | 0.0092878 | 0% | 99% | 0 | 0% | 99% | 0 | 0% | 99% | 0 | 0% | 99% | 0 | 0% | 61.41% | 0 | 0% | 61.41% | 0 | 0% | 61.41% | 0 | 0% | 61.41% | 0 | 0.38585 | 0% | 2.343% | 0 | 0% | 2.343% | 0 | 0% | 2.343% | 0 | 100% | 0.2434% | 0.0081454 | 0% | 0.2434% | 0 | 0% | 0.2434% | 0 | 0% | 0.7306% | 0 | 92.63% | 0.7306% | 0.022649 | 7.033% | 0.7306% | 0.0017197 | 99.66% | 0.7127% | 0.02377 | 0% | 0.7127% | 0 | 0.04494% | 0.7127% | 1.072e-05 | 0% | 5.372% | 0 | 0% | 5.372% | 0 | 0% | 5.372% | 0 | 0% | 2.169% | 0 | 0% | 2.169% | 0 | 0% | 2.169% | 0 |  |  |  | 0% | 11.8% | 0 | 35% | 11.8% | 0.13821 | 0% | 11.8% | 0 | 0% | 0.3615% | 0 | 0% | 0.3615% | 0 | 0% | 0.3615% | 0 | 0.2396% | 100% | 0.008019 | 0% | 100% | 0 | 0% | 100% | 0 | 0% | 100% | 0 |  |  | 0.0001539 |  |  | 0 |  |  | 0 | 100% | 65% |  | 100% | 65% |  | 100% | 65% |  | 100% | 65% |  | 100% | 90% |  | 100% | 90% |  | 100% | 90%
DUNBAR 1103302 | 0.0021967 | 1.5375 | 2.2408 | 0.26744 | 2.5083 | 0.017095 | 0.014094 | 0.0053993 | 0% | 99% | 0 | 0% | 99% | 0 | 0% | 99% | 0 | 0% | 99% | 0 | 0% | 63.82% | 0 | 0% | 63.82% | 0 | 0% | 63.82% | 0 | 0% | 63.82% | 0 | 0.26744 | 0% | 2.422% | 0 | 0% | 2.422% | 0 | 0% | 2.422% | 0 | 0% | 0.2613% | 0 | 0% | 0.2613% | 0 | 0% | 0.2613% | 0 | 0% | 0.5821% | 0 | 11.08% | 0.5821% | 0.0014454 | 50.29% | 0.5821% | 0.0065598 | 11.08% | 0.6059% | 0.0015045 | 50.29% | 0.6059% | 0.0068281 | 38.63% | 0.6059% | 0.0052442 | 62.49% | 4.351% | 0.060931 | 9.081% | 4.351% | 0.0088543 | 1.692% | 4.351% | 0.00165 | 0% | 2.612% | 0 | 0% | 2.612% | 0 | 0% | 2.612% | 0 |  |  |  | 0% | 11.8% | 0 | 0% | 11.8% | 0 | 0% | 11.8% | 0 | 55.56% | 0.3779% | 0.0047047 | 0% | 0.3779% | 0 | 0% | 0.3779% | 0 | 0% | 100% | 0 | 0% | 100% | 0 | 0% | 100% | 0 | 0% | 100% | 0 |  |  | 0 |  |  | 0 |  |  | 0 | 100% | 65% |  | 100% | 65% |  | 100% | 65% |  | 100% | 65% |  | 100% | 90% |  | 100% | 90% |  | 100% | 90%
FULTON 1107214 | 0.0020085 | 12.9334 | 4.189 | 0.42603 | 4.615 | 0.034999 | 0.025527 | 0.00798 | 0% | 99% | 0 | 0% | 99% | 0 | 0% | 99% | 0 | 0% | 99% | 0 | 0% | 62.79% | 0 | 0% | 62.79% | 0 | 0% | 62.79% | 0 | 0% | 62.79% | 0 | 0.42603 | 71.43% | 2.182% | 0.065293 | 0% | 2.182% | 0 | 0% | 2.182% | 0 | 0% | 0.2399% | 0 | 0% | 0.2399% | 0 | 0% | 0.2399% | 0 | 0% | 0.5581% | 0 | 0% | 0.5581% | 0 | 15.46% | 0.5581% | 0.0036152 | 0% | 0.5781% | 0 | 15.46% | 0.5781% | 0.0037448 | 84.54% | 0.5781% | 0.020472 | 61.12% | 4.172% | 0.10682 | 6.257% | 4.172% | 0.010936 | 20.96% | 4.172% | 0.036642 | 0% | 3.127% | 0 | 0% | 3.127% | 0 | 0% | 3.127% | 0 |  |  |  | 0% | 11.8% | 0 | 0% | 11.8% | 0 | 0% | 11.8% | 0 | 0% | 0.3771% | 0 | 0% | 0.3771% | 0 | 0% | 0.3771% | 0 | 0% | 100% | 0 | 0% | 100% | 0 | 0% | 100% | 0 | 0% | 100% | 0 |  |  | 0 |  |  | 0 |  |  | 0.00013189 | 100% | 65% |  | 100% | 65% |  | 100% | 65% |  | 100% | 65% |  | 100% | 90% |  | 100% | 90% |  | 100% | 90%
COALINGA NO 1 1109696152 | 0.00079428 | 0 | 1.4934 | 0.0039916 | 1.4974 | 0.0010818 | 0.01247 | 0.010904 | 0% | 99% | 0 | 0% | 99% | 0 | 0% | 99% | 0 | 0% | 99% | 0 | 0% | 63.21% | 0 | 0% | 63.21% | 0 | 0% | 63.21% | 0 | 0% | 63.21% | 0 | 0.0039916 | 0% | 2.733% | 0 | 0% | 2.733% | 0 | 0% | 2.733% | 0 | 0% | 0.2903% | 0 | 0% | 0.2903% | 0 | 0% | 0.2903% | 0 | 0% | 0.7616% | 0 | 70.98% | 0.7616% | 0.0080728 | 28.59% | 0.7616% | 0.0032518 | 70.98% | 0.742% | 0.0078646 | 28.59% | 0.742% | 0.0031679 | 0% | 0.742% | 0 | 84.01% | 5.58% | 0.070006 | 0% | 5.58% | 0 | 0% | 5.58% | 0 | 0% | 0.2995% | 0 | 0% | 0.2995% | 0 | 0% | 0.2995% | 0 |  |  |  | 0% | 11.8% | 0 | 0% | 11.8% | 0 | 0% | 11.8% | 0 | 0% | 0.3575% | 0 | 0% | 0.3575% | 0 | 0% | 0.3575% | 0 | 0% | 100% | 0 | 0% | 100% | 0 | 0% | 100% | 0 | 0% | 100% | 0 |  |  | 0 |  |  | 0 |  |  | 0 |  |  |  |  | 65% |  |  | 65% |  | 100% | 65%
TYLER 110585132 | 0.00084459 | 32.1011 | 5.4665 | 1.104 | 6.5705 | 0.021188 | 0.04575 | 0.022707 | 0% | 99% | 0 | 0% | 99% | 0 | 0% | 99% | 0 | 0% | 99% | 0 | 0% | 61.53% | 0 | 0% | 61.53% | 0 | 0% | 61.53% | 0 | 0% | 61.53% | 0 | 1.104 | 0% | 2.536% | 0 | 0% | 2.536% | 0 | 0% | 2.536% | 0 | 0% | 0.2674% | 0 | 0% | 0.2674% | 0 | 0% | 0.2674% | 0 | 0% | 0.7596% | 0 | 100% | 0.7596% | 0.041526 | 0% | 0.7596% | 0 | 100% | 0.7262% | 0.0397 | 0% | 0.7262% | 0 | 0% | 0.7262% | 0 | 0% | 5.536% | 0 | 0% | 5.536% | 0 | 0% | 5.536% | 0 | 0% | 1.273% | 0 | 0% | 1.273% | 0 | 0% | 1.273% | 0 |  |  |  | 0% | 11.8% | 0 | 0% | 11.8% | 0 | 0% | 11.8% | 0 | 0% | 0.3545% | 0 | 0% | 0.3545% | 0 | 0% | 0.3545% | 0 | 0% | 100% | 0 | 0% | 100% | 0 | 0% | 100% | 0 | 0% | 100% | 0 |  |  | 0 |  |  | 0 |  |  | 0 | 100% | 65% |  | 100% | 65% |  | 100% | 65% |  | 100% | 65% |  | 100% | 90% |  | 100% | 90% |  | 100% | 90%
MENDOCINO 110137462 | 0.0019958 | 2.3457 | 1.9737 | 0 | 1.9737 | 0.014441 | 0.012552 | 0.0054368 | 0% | 99% | 0 | 0% | 99% | 0 | 0% | 99% | 0 | 0% | 99% | 0 | 0% | 63.08% | 0 | 0% | 63.08% | 0 | 0% | 63.08% | 0 | 0% | 63.08% | 0 | 0 | 50% | 1.986% | 0.0196 | 0% | 1.986% | 0 | 0% | 1.986% | 0 | 0% | 0.2191% | 0 | 0% | 0.2191% | 0 | 0% | 0.2191% | 0 | 0% | 0.5791% | 0 | 33.09% | 0.5791% | 0.0037824 | 66.73% | 0.5791% | 0.0076278 | 93.01% | 0.592% | 0.010867 | 6.994% | 0.592% | 0.00081724 | 0% | 0.592% | 0 | 91.2% | 4.323% | 0.077822 | 0% | 4.323% | 0 | 0% | 4.323% | 0 | 0% | 2.669% | 0 | 0% | 2.669% | 0 | 0% | 2.669% | 0 |  |  |  | 21.77% | 11.8% | 0.050699 | 0% | 11.8% | 0 | 0% | 11.8% | 0 | 0% | 0.3741% | 0 | 0% | 0.3741% | 0 | 0% | 0.3741% | 0 | 0% | 100% | 0 | 0% | 100% | 0 | 0% | 100% | 0 | 0% | 100% | 0 |  |  | 0 |  |  | 0 |  |  | 0 | 100% | 65% |  | 100% | 65% |  | 100% | 65% |  | 100% | 65% |  | 100% | 90% |  | 100% | 90% |  | 100% | 90%
WILLOW CREEK 11033090 | 0.0013985 | 11.1805 | 2.8623 | 0.047794 | 2.9101 | 0.033072 | 0.010022 | 0.0040489 | 0% | 99% | 0 | 0% | 99% | 0 | 0% | 99% | 0 | 0% | 99% | 0 | 0% | 60.65% | 0 | 0% | 60.65% | 0 | 0% | 60.65% | 0 | 0% | 60.65% | 0 | 0.047794 | 100% | 1.297% | 0.037126 | 0% | 1.297% | 0 | 0% | 1.297% | 0 | 0% | 0.1363% | 0 | 0% | 0.1363% | 0 | 0% | 0.1363% | 0 | 0% | 0.3249% | 0 | 100% | 0.3249% | 0.0093002 | 0% | 0.3249% | 0 | 100% | 0.3266% | 0.0093488 | 0% | 0.3266% | 0 | 0% | 0.3266% | 0 | 0% | 2.402% | 0 | 0% | 2.402% | 0 | 31.25% | 2.402% | 0.021478 | 0% | 5.491% | 0 | 0% | 5.491% | 0 | 0% | 5.491% | 0 |  |  |  | 30.66% | 11.8% | 0.10356 | 0% | 11.8% | 0 | 0% | 11.8% | 0 | 0% | 0.3851% | 0 | 0% | 0.3851% | 0 | 0% | 0.3851% | 0 | 0% | 100% | 0 | 0% | 100% | 0 | 0% | 100% | 0 | 0% | 100% | 0 |  |  | 0 |  |  | 0 |  |  | 0 | 100% | 65% |  | 100% | 65% |  | 100% | 65% |  | 100% | 65% |  | 100% | 90% |  | 100% | 90% |  | 100% | 90%
PINE GROVE 1102467560 | 0.0020619 | 2.3369 | 0.78266 | 0.29412 | 1.0768 | 0.0065717 | 0.0050381 | 0.0013959 | 0% | 99% | 0 | 0% | 99% | 0 | 0% | 99% | 0 | 0% | 99% | 0 | 0% | 61.45% | 0 | 0% | 61.45% | 0 | 0% | 61.45% | 0 | 0% | 61.45% | 0 | 0.29412 | 0% | 1.85% | 0 | 0% | 1.85% | 0 | 0% | 1.85% | 0 | 0% | 0.1997% | 0 | 0% | 0.1997% | 0 | 0% | 0.1997% | 0 | 0% | 0.5882% | 0 | 21.58% | 0.5882% | 0.0009932 | 8.949% | 0.5882% | 0.00041193 | 0% | 0.6011% | 0 | 8.949% | 0.6011% | 0.00042101 | 91.05% | 0.6011% | 0.0042838 | 47.93% | 4.407% | 0.016533 | 0% | 4.407% | 0 | 0% | 4.407% | 0 | 0% | 3.25% | 0 | 0% | 3.25% | 0 | 0% | 3.25% | 0 |  |  |  | 34.98% | 11.8% | 0.032304 | 0% | 11.8% | 0 | 0% | 11.8% | 0 | 0% | 0.3754% | 0 | 0% | 0.3754% | 0 | 0% | 0.3754% | 0 | 0% | 100% | 0 | 0% | 100% | 0 | 0% | 100% | 0 | 0% | 100% | 0 |  |  | 0 |  |  | 0 |  |  | 0 | 100% | 65% |  | 100% | 65% |  | 100% | 65% |  | 100% | 65% |  | 100% | 90% |  | 100% | 90% |  | 100% | 90%
SILVERADO 21051308 | 0.0031429 | 0.20255 | 3.8935 | 0.4656 | 4.3591 | 0.03166 | 0.024551 | 0.0085212 | 0% | 99% | 0 | 0% | 99% | 0 | 0% | 99% | 0 | 0% | 99% | 0 | 0% | 64.2% | 0 | 0% | 64.2% | 0 | 0% | 64.2% | 0 | 0% | 64.2% | 0 | 0.4656 | 0% | 2.221% | 0 | 0% | 2.221% | 0 | 0% | 2.221% | 0 | 0% | 0.2423% | 0 | 0% | 0.2423% | 0 | 0% | 0.2423% | 0 | 0% | 0.5737% | 0 | 0% | 0.5737% | 0 | 0% | 0.5737% | 0 | 0% | 0.5958% | 0 | 0% | 0.5958% | 0 | 63.81% | 0.5958% | 0.014804 | 0% | 4.296% | 0 | 0% | 4.296% | 0 | 0% | 4.296% | 0 | 0% | 2.461% | 0 | 0% | 2.461% | 0 | 0% | 2.461% | 0 |  |  |  | 0% | 11.8% | 0 | 0% | 11.8% | 0 | 0% | 11.8% | 0 | 0% | 0.3777% | 0 | 0% | 0.3777% | 0 | 0% | 0.3777% | 0 | 0% | 100% | 0 | 0% | 100% | 0 | 0% | 100% | 0 | 0% | 100% | 0 |  |  | 0 |  |  | 0 |  |  | 0 | 100% | 65% |  | 100% | 65% |  | 100% | 65% |  | 100% | 65% |  | 100% | 90% |  | 100% | 90% |  | 100% | 90%
OLETA 110113478 | 0.0011049 | 11.9784 | 2.2971 | 0 | 2.2971 | 0.010671 | 0.019155 | 0.0084825 | 0% | 99% | 0 | 0% | 99% | 0 | 0% | 99% | 0 | 0% | 99% | 0 | 0% | 62.21% | 0 | 0% | 62.21% | 0 | 0% | 62.21% | 0 | 0% | 62.21% | 0 | 0 | 85.71% | 2.446% | 0.048159 | 0% | 2.446% | 0 | 0% | 2.446% | 0 | 0% | 0.2727% | 0 | 0% | 0.2727% | 0 | 0% | 0.2727% | 0 | 0% | 0.7433% | 0 | 20.46% | 0.7433% | 0.0034943 | 27.3% | 0.7433% | 0.0046612 | 20.46% | 0.7573% | 0.0035598 | 27.3% | 0.7573% | 0.0047485 | 51.41% | 0.7573% | 0.0089421 | 49.57% | 5.551% | 0.06321 | 5.796% | 5.551% | 0.0073906 | 0% | 5.551% | 0 | 0% | 1.663% | 0 | 0% | 1.663% | 0 | 0% | 1.663% | 0 |  |  |  | 7.007% | 11.8% | 0.018994 | 0% | 11.8% | 0 | 0% | 11.8% | 0 | 0% | 0.3654% | 0 | 0% | 0.3654% | 0 | 0% | 0.3654% | 0 | 0% | 100% | 0 | 0% | 100% | 0 | 0% | 100% | 0 | 0% | 100% | 0 |  |  | 5.7559e-05 |  |  | 0 |  |  | 0 | 100% | 65% |  | 100% | 65% |  | 100% | 65% |  | 100% | 65% |  | 100% | 90% |  | 100% | 90% |  | 100% | 90%
MERCED FALLS 11029470 | 0.0011362 | 23.6151 | 4.7967 | 0 | 4.7967 | 0.014381 | 0.045049 | 0.021203 | 0% | 99% | 0 | 0% | 99% | 0 | 0% | 99% | 0 | 0% | 99% | 0 | 0% | 62.19% | 0 | 0% | 62.19% | 0 | 0% | 62.19% | 0 | 0% | 62.19% | 0 | 0 | 0% | 2.419% | 0 | 0% | 2.419% | 0 | 0% | 2.419% | 0 | 0% | 0.2778% | 0 | 0% | 0.2778% | 0 | 0% | 0.2778% | 0 | 0% | 0.8171% | 0 | 96.77% | 0.8171% | 0.03793 | 0.6359% | 0.8171% | 0.00024924 | 96.77% | 0.826% | 0.03834 | 0.6359% | 0.826% | 0.00025194 | 0% | 0.826% | 0 | 0% | 6.095% | 0 | 0% | 6.095% | 0 | 24.83% | 6.095% | 0.072597 | 0% | 0.988% | 0 | 0% | 0.988% | 0 | 0% | 0.988% | 0 |  |  |  | 0% | 11.8% | 0 | 0% | 11.8% | 0 | 0% | 11.8% | 0 | 0% | 0.3576% | 0 | 0% | 0.3576% | 0 | 0% | 0.3576% | 0 | 0% | 100% | 0 | 0% | 100% | 0 | 0% | 100% | 0 | 0% | 100% | 0 |  |  | 0 |  |  | 0 |  |  | 0 | 100% | 65% |  | 100% | 65% |  | 100% | 65% |  | 100% | 65% |  | 100% | 90% |  | 100% | 90% |  | 100% | 90%
CLOVERDALE 1102736078 | 0.00063995 | 0.17757 | 0.057118 | 0.0030112 | 0.06013 | 0.0002295 | 0.00050749 | 0.00022692 | 0% | 99% | 0 | 0% | 99% | 0 | 0% | 99% | 0 | 0% | 99% | 0 | 0% | 62.12% | 0 | 0% | 62.12% | 0 | 0% | 62.12% | 0 | 0% | 62.12% | 0 | 0.0030112 | 0% | 3.017% | 0 | 0% | 3.017% | 0 | 0% | 3.017% | 0 | 0% | 0.3213% | 0 | 0% | 0.3213% | 0 | 0% | 0.3213% | 0 | 0% | 0.7933% | 0 | 0.494% | 0.7933% | 2.2382e-06 | 99.51% | 0.7933% | 0.00045089 | 0.494% | 0.7968% | 2.2479e-06 | 99.51% | 0.7968% | 0.00045285 | 0% | 0.7968% | 0 | 0% | 5.874% | 0 | 0% | 5.874% | 0 | 0% | 5.874% | 0 | 0% | 1.312% | 0 | 0% | 1.312% | 0 | 0% | 1.312% | 0 |  |  |  | 14.96% | 11.8% | 0.0010085 | 0% | 11.8% | 0 | 0% | 11.8% | 0 | 0% | 0.3634% | 0 | 0% | 0.3634% | 0 | 0% | 0.3634% | 0 | 0% | 100% | 0 | 0% | 100% | 0 | 0% | 100% | 0 | 0% | 100% | 0 |  |  | 0 |  |  | 0 |  |  | 0 | 100% | 65% |  | 100% | 65% |  | 100% | 65% |  | 100% | 65% |  | 100% | 90% |  | 100% | 90% |  | 100% | 90%
JESSUP 11021314 | 0.00081678 | 5.5621 | 2.6054 | 3.1148 | 5.7202 | 0.013176 | 0.021613 | 0.0092246 | 0% | 99% | 0 | 0% | 99% | 0 | 0% | 99% | 0 | 0% | 99% | 0 | 0% | 61.81% | 0 | 0% | 61.81% | 0 | 0% | 61.81% | 0 | 0% | 61.81% | 0 | 3.1148 | 0% | 2.278% | 0 | 0% | 2.278% | 0 | 0% | 2.278% | 0 | 0% | 0.2396% | 0 | 0% | 0.2396% | 0 | 0% | 0.2396% | 0 | 0% | 0.7366% | 0 | 60.43% | 0.7366% | 0.011598 | 17.13% | 0.7366% | 0.003288 | 60.43% | 0.7146% | 0.011251 | 38.41% | 0.7146% | 0.0071515 | 15.03% | 0.7146% | 0.0027987 | 54.42% | 5.407% | 0.076658 | 0% | 5.407% | 0 | 3.57% | 5.407% | 0.0050295 | 0% | 1.614% | 0 | 0% | 1.614% | 0 | 0% | 1.614% | 0 |  |  |  | 25.03% | 11.8% | 0.076942 | 0% | 11.8% | 0 | 0% | 11.8% | 0 | 0% | 0.3591% | 0 | 0% | 0.3591% | 0 | 0% | 0.3591% | 0 | 0% | 100% | 0 | 0% | 100% | 0 | 0% | 100% | 0 | 0% | 100% | 0 |  |  | 0 |  |  | 0 |  |  | 0 | 100% | 65% |  | 100% | 65% |  | 100% | 65% |  | 100% | 65% |  | 100% | 90% |  | 100% | 90% |  | 100% | 90%
CAMPHORA 1101613562 | 0.00050205 | 1.955 | 0.78984 | 0 | 0.78984 | 0.0017476 | 0.0086595 | 0.0029819 | 0% | 99% | 0 | 0% | 99% | 0 | 0% | 99% | 0 | 0% | 99% | 0 | 0% | 62% | 0 | 0% | 62% | 0 | 0% | 62% | 0 | 0% | 62% | 0 | 0 | 0% | 3.887% | 0 | 0% | 3.887% | 0 | 0% | 3.887% | 0 | 0% | 0.4088% | 0 | 0% | 0.4088% | 0 | 0% | 0.4088% | 0 | 0% | 0.986% | 0 | 0% | 0.986% | 0 | 61.63% | 0.986% | 0.0047995 | 0.03656% | 0.9955% | 2.8743e-06 | 61.63% | 0.9955% | 0.004846 | 0% | 0.9955% | 0 | 0% | 7.303% | 0 | 0% | 7.303% | 0 | 0% | 7.303% | 0 | 0% | 0.7403% | 0 | 0% | 0.7403% | 0 | 0% | 0.7403% | 0 |  |  |  | 0% | 11.8% | 0 | 0% | 11.8% | 0 | 0% | 11.8% | 0 | 0% | 0.358% | 0 | 0% | 0.358% | 0 | 0% | 0.358% | 0 | 0% | 100% | 0 | 0% | 100% | 0 | 0% | 100% | 0 | 0% | 100% | 0 |  |  | 0 |  |  | 0 |  |  | 0 | 100% | 65% |  | 100% | 65% |  | 100% | 65% |  | 100% | 65% |  | 100% | 90% |  | 100% | 90% |  | 100% | 90%
ALHAMBRA 1105CB | 0.0028959 | 0.86712 | 1.476 | 0.074632 | 1.5506 | 0.0066132 | 0.013553 | 0.0048765 | 0% | 99% | 0 | 0% | 99% | 0 | 0% | 99% | 0 | 0% | 99% | 0 | 0% | 63.74% | 0 | 0% | 63.74% | 0 | 0% | 63.74% | 0 | 0% | 63.74% | 0 | 0.074632 | 0% | 3.116% | 0 | 0% | 3.116% | 0 | 0% | 3.116% | 0 | 0% | 0.3422% | 0 | 0% | 0.3422% | 0 | 0% | 0.3422% | 0 | 0% | 0.8106% | 0 | 29.18% | 0.8106% | 0.0034913 | 44.37% | 0.8106% | 0.0053086 | 29.4% | 0.8343% | 0.0036209 | 44.37% | 0.8343% | 0.0054634 | 0% | 0.8343% | 0 | 100% | 6.048% | 0.08927 | 0% | 6.048% | 0 | 0% | 6.048% | 0 | 0% | 0.9019% | 0 | 0% | 0.9019% | 0 | 0% | 0.9019% | 0 |  |  |  | 0% | 11.8% | 0 | 0% | 11.8% | 0 | 0% | 11.8% | 0 | 0% | 0.3656% | 0 | 0% | 0.3656% | 0 | 0% | 0.3656% | 0 | 0% | 100% | 0 | 0% | 100% | 0 | 0% | 100% | 0 | 0% | 100% | 0 |  |  | 0 |  |  | 0 |  |  | 0 | 100% | 65% |  | 100% | 65% |  | 100% | 65% |  | 100% | 65% |  | 100% | 90% |  | 100% | 90% |  | 100% | 90%
LLAGAS 2104603392 | 0.0007226 | 2.7112 | 0.42427 | 0 | 0.42427 | 0.0015635 | 0.0043815 | 0.0012587 | 0% | 99% | 0 | 0% | 99% | 0 | 0% | 99% | 0 | 0% | 99% | 0 | 0% | 61.69% | 0 | 0% | 61.69% | 0 | 0% | 61.69% | 0 | 0% | 61.69% | 0 | 0 | 0% | 3.682% | 0 | 0% | 3.682% | 0 | 0% | 3.682% | 0 | 0% | 0.3918% | 0 | 0% | 0.3918% | 0 | 0% | 0.3918% | 0 | 0% | 0.9141% | 0 | 54.88% | 0.9141% | 0.0021282 | 0% | 0.9141% | 0 | 54.88% | 0.9206% | 0.0021435 | 0% | 0.9206% | 0 | 37.67% | 0.9206% | 0.0014715 | 0% | 6.756% | 0 | 0% | 6.756% | 0 | 0% | 6.756% | 0 | 0% | 1.213% | 0 | 0% | 1.213% | 0 | 0% | 1.213% | 0 |  |  |  | 0% | 11.8% | 0 | 34.98% | 11.8% | 0.017512 | 0% | 11.8% | 0 | 0% | 0.3582% | 0 | 0% | 0.3582% | 0 | 0% | 0.3582% | 0 | 0% | 100% | 0 | 0% | 100% | 0 | 0% | 100% | 0 | 0% | 100% | 0 |  |  | 0 |  |  | 0 |  |  | 0 | 100% | 65% |  | 100% | 65% |  | 100% | 65% |  | 100% | 65% |  | 100% | 90% |  | 100% | 90% |  | 100% | 90%
MORGAN HILL 2105345099 | 0.0031788 | 0.22958 | 0.17846 | 0 | 0.17846 | 0.0008725 | 0.0013954 | 0.00077153 | 0% | 99% | 0 | 0% | 99% | 0 | 0% | 99% | 0 | 0% | 99% | 0 | 0% | 65.09% | 0 | 0% | 65.09% | 0 | 0% | 65.09% | 0 | 0% | 65.09% | 0 | 0 | 0% | 2.743% | 0 | 0% | 2.743% | 0 | 0% | 2.743% | 0 | 0% | 0.299% | 0 | 0% | 0.299% | 0 | 0% | 0.299% | 0 | 0% | 0.6942% | 0 | 0% | 0.6942% | 0 | 43.92% | 0.6942% | 0.00054413 | 0% | 0.7223% | 0 | 43.92% | 0.7223% | 0.0005661 | 0.955% | 0.7223% | 1.231e-05 | 100% | 5.197% | 0.0092736 | 0% | 5.197% | 0 | 0% | 5.197% | 0 | 0% | 1.324% | 0 | 0% | 1.324% | 0 | 0% | 1.324% | 0 |  |  |  | 0% | 11.8% | 0 | 0% | 11.8% | 0 | 0% | 11.8% | 0 | 55.56% | 0.3731% | 0.00036986 | 0% | 0.3731% | 0 | 0% | 0.3731% | 0 | 0% | 100% | 0 | 0% | 100% | 0 | 0% | 100% | 0 | 0% | 100% | 0 |  |  | 0 |  |  | 0 |  |  | 0 | 100% | 65% |  | 100% | 65% |  | 100% | 65% |  | 100% | 65% |  | 100% | 90% |  | 100% | 90% |  | 100% | 90%
EMERALD LAKE 04028858 | 0.0025594 | 3.1174 | 0.79761 | 0 | 0.79761 | 0.0061 | 0.0063145 | 0.0011851 | 0% | 99% | 0 | 0% | 99% | 0 | 0% | 99% | 0 | 0% | 99% | 0 | 0% | 62.39% | 0 | 0% | 62.39% | 0 | 0% | 62.39% | 0 | 0% | 62.39% | 0 | 0 | 50% | 2.24% | 0.0089338 | 0% | 2.24% | 0 | 0% | 2.24% | 0 | 0% | 0.2456% | 0 | 0% | 0.2456% | 0 | 0% | 0.2456% | 0 | 0% | 0.6956% | 0 | 100% | 0.6956% | 0.0055486 | 0% | 0.6956% | 0 | 100% | 0.6988% | 0.0055735 | 0% | 0.6988% | 0 | 0% | 0.6988% | 0 | 80.65% | 5.167% | 0.033236 | 4.351% | 5.167% | 0.0017932 | 0% | 5.167% | 0 | 0% | 2.331% | 0 | 0% | 2.331% | 0 | 0% | 2.331% | 0 |  |  |  | 0% | 11.8% | 0 | 0% | 11.8% | 0 | 0% | 11.8% | 0 | 0% | 0.3666% | 0 | 0% | 0.3666% | 0 | 0% | 0.3666% | 0 | 0% | 100% | 0 | 0% | 100% | 0 | 0% | 100% | 0 | 0% | 100% | 0 |  |  | 0 |  |  | 0 |  |  | 0 | 100% | 65% |  | 100% | 65% |  | 100% | 65% |  | 100% | 65% |  | 100% | 90% |  | 100% | 90% |  | 100% | 90%
FOOTHILL 1102CB | 0.0012189 | 8.2658 | 3.4299 | 0 | 3.4299 | 0.012419 | 0.034839 | 0.011391 | 0% | 99% | 0 | 0% | 99% | 0 | 0% | 99% | 0 | 0% | 99% | 0 | 0% | 62.39% | 0 | 0% | 62.39% | 0 | 0% | 62.39% | 0 | 0% | 62.39% | 0 | 0 | 0% | 3.052% | 0 | 0% | 3.052% | 0 | 0% | 3.052% | 0 | 0% | 0.3456% | 0 | 0% | 0.3456% | 0 | 0% | 0.3456% | 0 | 0% | 0.8807% | 0 | 0% | 0.8807% | 0 | 44.35% | 0.8807% | 0.013396 | 0% | 0.9144% | 0 | 44.35% | 0.9144% | 0.013908 | 55.59% | 0.9144% | 0.017435 | 50.83% | 6.617% | 0.11538 | 0% | 6.617% | 0 | 2.617% | 6.617% | 0.0059408 | 0% | 1.13% | 0 | 0% | 1.13% | 0 | 0% | 1.13% | 0 |  |  |  | 0% | 11.8% | 0 | 0% | 11.8% | 0 | 0% | 11.8% | 0 | 0% | 0.3628% | 0 | 0% | 0.3628% | 0 | 0% | 0.3628% | 0 | 0% | 100% | 0 | 0% | 100% | 0 | 0% | 100% | 0 | 0% | 100% | 0 |  |  | 0 |  |  | 0 |  |  | 0 | 100% | 65% |  | 100% | 65% |  | 100% | 65% |  | 100% | 65% |  | 100% | 90% |  | 100% | 90% |  | 100% | 90%
OTTER 11022166 | 0.003141 | 4.5017 | 3.0877 | 0.10977 | 3.1975 | 0.031242 | 0.01865 | 0.003269 | 0% | 99% | 0 | 0% | 99% | 0 | 0% | 99% | 0 | 0% | 99% | 0 | 0% | 63.06% | 0 | 0% | 63.06% | 0 | 0% | 63.06% | 0 | 0% | 63.06% | 0 | 0.10977 | 100% | 2.242% | 0.069224 | 0% | 2.242% | 0 | 0% | 2.242% | 0 | 0% | 0.2435% | 0 | 0% | 0.2435% | 0 | 0% | 0.2435% | 0 | 0% | 0.5312% | 0 | 0% | 0.5312% | 0 | 58.97% | 0.5312% | 0.0096729 | 0% | 0.5594% | 0 | 58.97% | 0.5594% | 0.010186 | 40.67% | 0.5594% | 0.007025 | 41.3% | 3.989% | 0.050869 | 40.62% | 3.989% | 0.050028 | 0% | 3.989% | 0 | 0% | 3.536% | 0 | 0% | 3.536% | 0 | 0% | 3.536% | 0 |  |  |  | 0% | 11.8% | 0 | 34.09% | 11.8% | 0.12421 | 0% | 11.8% | 0 | 0% | 0.3815% | 0 | 0% | 0.3815% | 0 | 0% | 0.3815% | 0 | 0% | 100% | 0 | 0% | 100% | 0 | 0% | 100% | 0 | 0% | 100% | 0 |  |  | 0 |  |  | 0.0031753 |  |  | 0 | 100% | 65% |  | 100% | 65% |  | 100% | 65% |  | 100% | 65% |  | 100% | 90% |  | 100% | 90% |  | 100% | 90%
BOLINAS 1101530 | 0.00092633 | 11.0577 | 2.3963 | 0.07036 | 2.4666 | 0.019 | 0.019033 | 0.0032631 | 0% | 99% | 0 | 0% | 99% | 0 | 0% | 99% | 0 | 0% | 99% | 0 | 0% | 62.23% | 0 | 0% | 62.23% | 0 | 0% | 62.23% | 0 | 0% | 62.23% | 0 | 0.07036 | 0% | 3.031% | 0 | 0% | 3.031% | 0 | 0% | 3.031% | 0 | 0% | 0.3267% | 0 | 0% | 0.3267% | 0 | 0% | 0.3267% | 0 | 0% | 0.6943% | 0 | 0% | 0.6943% | 0 | 51.49% | 0.6943% | 0.0085669 | 0% | 0.718% | 0 | 51.49% | 0.718% | 0.008859 | 45.68% | 0.718% | 0.0078584 | 20.05% | 5.17% | 0.024835 | 0% | 5.17% | 0 | 0% | 5.17% | 0 | 0% | 2.785% | 0 | 0% | 2.785% | 0 | 0% | 2.785% | 0 |  |  |  | 0% | 11.8% | 0 | 0% | 11.8% | 0 | 0% | 11.8% | 0 | 0% | 0.3725% | 0 | 0% | 0.3725% | 0 | 0% | 0.3725% | 0 | 0% | 100% | 0 | 0% | 100% | 0 | 0% | 100% | 0 | 0% | 100% | 0 |  |  | 0 |  |  | 0 |  |  | 0 | 100% | 65% |  | 100% | 65% |  | 100% | 65% |  | 100% | 65% |  | 100% | 90% |  | 100% | 90% |  | 100% | 90%
HALF MOON BAY 1103825502 | 0.0019316 | 1.4709 | 0.54072 | 0 | 0.54072 | 0.0045151 | 0.0038493 | 0.00095958 | 0% | 99% | 0 | 0% | 99% | 0 | 0% | 99% | 0 | 0% | 99% | 0 | 0% | 63.05% | 0 | 0% | 63.05% | 0 | 0% | 63.05% | 0 | 0% | 63.05% | 0 | 0 | 0% | 2.563% | 0 | 0% | 2.563% | 0 | 0% | 2.563% | 0 | 0% | 0.2817% | 0 | 0% | 0.2817% | 0 | 0% | 0.2817% | 0 | 0% | 0.6159% | 0 | 100% | 0.6159% | 0.0033306 | 0% | 0.6159% | 0 | 100% | 0.6393% | 0.003457 | 0% | 0.6393% | 0 | 0% | 0.6393% | 0 | 10.97% | 4.598% | 0.0027264 | 0% | 4.598% | 0 | 0% | 4.598% | 0 | 0% | 2.801% | 0 | 0% | 2.801% | 0 | 0% | 2.801% | 0 |  |  |  | 0% | 11.8% | 0 | 2.728% | 11.8% | 0.0017407 | 0% | 11.8% | 0 | 55.56% | 0.3746% | 0.0011254 | 0% | 0.3746% | 0 | 0% | 0.3746% | 0 | 0% | 100% | 0 | 0% | 100% | 0 | 0% | 100% | 0 | 0% | 100% | 0 |  |  | 0 |  |  | 0 |  |  | 0 | 100% | 65% |  | 100% | 65% |  | 100% | 65% |  | 100% | 65% |  | 100% | 90% |  | 100% | 90% |  | 100% | 90%
ALLEGHANY 11011101/2 | 0.0029581 | 0.038172 | 0.035505 | 0 | 0.035505 | 0.00016029 | 0.00039616 | 5.692e-05 | 0% | 99% | 0 | 0% | 99% | 0 | 0% | 99% | 0 | 0% | 99% | 0 | 0% | 60.21% | 0 | 0% | 60.21% | 0 | 0% | 60.21% | 0 | 0% | 60.21% | 0 | 0 | 0% | 3.677% | 0 | 0% | 3.677% | 0 | 0% | 3.677% | 0 | 0% | 0.3841% | 0 | 0% | 0.3841% | 0 | 0% | 0.3841% | 0 | 0% | 0.9828% | 0 | 0% | 0.9828% | 0 | 0% | 0.9828% | 0 | 0% | 0.9706% | 0 | 0% | 0.9706% | 0 | 0% | 0.9706% | 0 | 0% | 7.23% | 0 | 0% | 7.23% | 0 | 0% | 7.23% | 0 | 0% | 1.431% | 0 | 0% | 1.431% | 0 | 0% | 1.431% | 0 |  |  |  | 0% | 11.8% | 0 | 0% | 11.8% | 0 | 0% | 11.8% | 0 | 0% | 0.3532% | 0 | 0% | 0.3532% | 0 | 0% | 0.3532% | 0 | 0% | 100% | 0 | 0% | 100% | 0 | 0% | 100% | 0 | 0% | 100% | 0 |  |  | 0 |  |  | 0 |  |  | 0 | 100% | 65% |  | 100% | 65% |  | 100% | 65% |  | 100% | 65% |  | 100% | 90% |  | 100% | 90% |  | 100% | 90%
LAYTONVILLE 11011760 | 0.0020732 | 10.0012 | 5.4252 | 0.32717 | 5.7523 | 0.060995 | 0.024328 | 0.0086463 | 0% | 99% | 0 | 0% | 99% | 0 | 0% | 99% | 0 | 0% | 99% | 0 | 0% | 62.16% | 0 | 0% | 62.16% | 0 | 0% | 62.16% | 0 | 0% | 62.16% | 0 | 0.32717 | 55.56% | 1.381% | 0.041638 | 0% | 1.381% | 0 | 0% | 1.381% | 0 | 100% | 0.1571% | 0.0085255 | 0% | 0.1571% | 0 | 0% | 0.1571% | 0 | 0% | 0.3815% | 0 | 22.11% | 0.3815% | 0.0045766 | 77.89% | 0.3815% | 0.01612 | 22.11% | 0.3938% | 0.0047246 | 77.89% | 0.3938% | 0.016641 | 0% | 0.3938% | 0 | 65.37% | 2.854% | 0.10122 | 19.83% | 2.854% | 0.030708 | 2.557% | 2.854% | 0.0039593 | 0% | 4.356% | 0 | 0% | 4.356% | 0 | 0% | 4.356% | 0 |  |  |  | 34.96% | 11.8% | 0.22383 | 0% | 11.8% | 0 | 0% | 11.8% | 0 | 0% | 0.3824% | 0 | 0% | 0.3824% | 0 | 0% | 0.3824% | 0 | 0% | 100% | 0 | 0% | 100% | 0 | 0% | 100% | 0 | 0% | 100% | 0 |  |  | 0 |  |  | 0 |  |  | 0 | 100% | 65% |  | 100% | 65% |  | 100% | 65% |  | 100% | 65% |  | 100% | 90% |  | 100% | 90% |  | 100% | 90%
SANTA ROSA A 1104716 | 0.0012604 | 9.163 | 2.1653 | 0.27899 | 2.4443 | 0.014746 | 0.018878 | 0.0038937 | 0% | 99% | 0 | 0% | 99% | 0 | 0% | 99% | 0 | 0% | 99% | 0 | 0% | 63.02% | 0 | 0% | 63.02% | 0 | 0% | 63.02% | 0 | 0% | 63.02% | 0 | 0.27899 | 80% | 3.465% | 0.060021 | 0% | 3.465% | 0 | 0% | 3.465% | 0 | 0% | 0.3667% | 0 | 0% | 0.3667% | 0 | 0% | 0.3667% | 0 | 0% | 0.7699% | 0 | 0% | 0.7699% | 0 | 27.39% | 0.7699% | 0.0045656 | 0% | 0.808% | 0 | 27.39% | 0.808% | 0.0047915 | 72.61% | 0.808% | 0.012705 | 7.343% | 5.762% | 0.0091614 | 24.15% | 5.762% | 0.030125 | 0% | 5.762% | 0 | 0% | 2.419% | 0 | 0% | 2.419% | 0 | 0% | 2.419% | 0 |  |  |  | 29.34% | 11.8% | 0.074973 | 0% | 11.8% | 0 | 0% | 11.8% | 0 | 55.56% | 0.3747% | 0.0045071 | 0% | 0.3747% | 0 | 0% | 0.3747% | 0 | 0% | 100% | 0 | 0% | 100% | 0 | 0% | 100% | 0 | 0% | 100% | 0 |  |  | 0 |  |  | 0 |  |  | 0 | 100% | 65% |  | 100% | 65% |  | 100% | 65% |  | 100% | 65% |  | 100% | 90% |  | 100% | 90% |  | 100% | 90%
TYLER 11051536 | 0.00055015 | 17.7422 | 2.4385 | 0.31113 | 2.7496 | 0.010044 | 0.021841 | 0.010459 | 0% | 99% | 0 | 0% | 99% | 0 | 0% | 99% | 0 | 0% | 99% | 0 | 0% | 60.56% | 0 | 0% | 60.56% | 0 | 0% | 60.56% | 0 | 0% | 60.56% | 0 | 0.31113 | 0% | 2.507% | 0 | 0% | 2.507% | 0 | 0% | 2.507% | 0 | 0% | 0.257% | 0 | 0% | 0.257% | 0 | 0% | 0.257% | 0 | 0% | 0.7694% | 0 | 79.98% | 0.7694% | 0.015007 | 20.02% | 0.7694% | 0.0037554 | 79.98% | 0.7109% | 0.013866 | 20.02% | 0.7109% | 0.0034699 | 0% | 0.7109% | 0 | 0% | 5.544% | 0 | 0% | 5.544% | 0 | 0% | 5.544% | 0 | 0% | 1.309% | 0 | 0% | 1.309% | 0 | 0% | 1.309% | 0 |  |  |  | 34.29% | 11.8% | 0.098665 | 0% | 11.8% | 0 | 0% | 11.8% | 0 | 0% | 0.3489% | 0 | 0% | 0.3489% | 0 | 0% | 0.3489% | 0 | 0% | 100% | 0 | 0% | 100% | 0 | 0% | 100% | 0 | 0% | 100% | 0 |  |  | 0.00033704 |  |  | 0 |  |  | 0 | 100% | 65% |  | 100% | 65% |  | 100% | 65% |  | 100% | 65% |  | 100% | 90% |  | 100% | 90% |  | 100% | 90%
MADISON 2101760730 | 0.00053784 | 0.16628 | 0.49575 | 0.058578 | 0.55432 | 0.0011251 | 0.0042091 | 0.0032882 | 0% | 99% | 0 | 0% | 99% | 0 | 0% | 99% | 0 | 0% | 99% | 0 | 0% | 63.72% | 0 | 0% | 63.72% | 0 | 0% | 63.72% | 0 | 0% | 63.72% | 0 | 0.058578 | 0% | 2.034% | 0 | 0% | 2.034% | 0 | 0% | 2.034% | 0 | 0% | 0.2423% | 0 | 0% | 0.2423% | 0 | 0% | 0.2423% | 0 | 98.06% | 0.6933% | 0.0033703 | 98.06% | 0.6933% | 0.0033703 | 98.06% | 0.6933% | 0.0033703 | 98.06% | 0.6755% | 0.0032841 | 98.06% | 0.6755% | 0.0032841 | 100% | 0.6755% | 0.0033489 | 0% | 5.093% | 0 | 0% | 5.093% | 0 | 0% | 5.093% | 0 | 0% | 0.7416% | 0 | 0% | 0.7416% | 0 | 0% | 0.7416% | 0 |  |  |  | 1.986% | 11.8% | 0.0011619 | 0% | 11.8% | 0 | 0% | 11.8% | 0 | 55.56% | 0.3533% | 0.00097293 | 0% | 0.3533% | 0 | 0% | 0.3533% | 0 | 0% | 100% | 0 | 0% | 100% | 0 | 0% | 100% | 0 | 0% | 100% | 0 |  |  | 0 |  |  | 0 |  |  | 0 | 100% | 65% |  | 100% | 65% |  | 100% | 65% |  | 100% | 65% |  | 100% | 90% |  | 100% | 90% |  | 100% | 90%
SHINGLE SPRINGS 1103CB | 0.0016033 | 6.3497 | 3.9019 | 0.18869 | 4.0906 | 0.017663 | 0.034365 | 0.015957 | 0% | 99% | 0 | 0% | 99% | 0 | 0% | 99% | 0 | 0% | 99% | 0 | 0% | 62.74% | 0 | 0% | 62.74% | 0 | 0% | 62.74% | 0 | 0% | 62.74% | 0 | 0.18869 | 66.67% | 2.508% | 0.065236 | 0% | 2.508% | 0 | 0% | 2.508% | 0 | 0% | 0.283% | 0 | 0% | 0.283% | 0 | 0% | 0.283% | 0 | 0% | 0.7522% | 0 | 0.009059% | 0.7522% | 2.6587e-06 | 68.81% | 0.7522% | 0.020195 | 0.009059% | 0.7808% | 2.7601e-06 | 68.81% | 0.7808% | 0.020965 | 31.01% | 0.7808% | 0.0094493 | 37.29% | 5.659% | 0.082343 | 4.271% | 5.659% | 0.0094309 | 0% | 5.659% | 0 | 0% | 1.599% | 0 | 0% | 1.599% | 0 | 0% | 1.599% | 0 |  |  |  | 0% | 11.8% | 0 | 0% | 11.8% | 0 | 0% | 11.8% | 0 | 0% | 0.3685% | 0 | 0% | 0.3685% | 0 | 0% | 0.3685% | 0 | 0% | 100% | 0 | 0% | 100% | 0 | 0% | 100% | 0 | 0% | 100% | 0 |  |  | 0 |  |  | 0.011609 |  |  | 0 | 100% | 65% |  | 100% | 65% |  | 100% | 65% |  | 100% | 65% |  | 100% | 90% |  | 100% | 90% |  | 100% | 90%
PUEBLO 1105426584 | 0.00087201 | 3.6621 | 0.89415 | 0.16563 | 1.0598 | 0.0054813 | 0.0080358 | 0.0020661 | 0% | 99% | 0 | 0% | 99% | 0 | 0% | 99% | 0 | 0% | 99% | 0 | 0% | 62.64% | 0 | 0% | 62.64% | 0 | 0% | 62.64% | 0 | 0% | 62.64% | 0 | 0.16563 | 0% | 3.203% | 0 | 0% | 3.203% | 0 | 0% | 3.203% | 0 | 0% | 0.3467% | 0 | 0% | 0.3467% | 0 | 0% | 0.3467% | 0 | 0% | 0.7765% | 0 | 99.98% | 0.7765% | 0.0069414 | 0% | 0.7765% | 0 | 99.98% | 0.8054% | 0.0072 | 0% | 0.8054% | 0 | 0% | 0.8054% | 0 | 0% | 5.799% | 0 | 0% | 5.799% | 0 | 0% | 5.799% | 0 | 0% | 2.133% | 0 | 0% | 2.133% | 0 | 0% | 2.133% | 0 |  |  |  | 0% | 11.8% | 0 | 23.48% | 11.8% | 0.024778 | 0% | 11.8% | 0 | 0% | 0.3695% | 0 | 0% | 0.3695% | 0 | 0% | 0.3695% | 0 | 0% | 100% | 0 | 0% | 100% | 0 | 0% | 100% | 0 | 0% | 100% | 0 |  |  | 0 |  |  | 0 |  |  | 0 | 100% | 65% |  | 100% | 65% |  | 100% | 65% |  | 100% | 65% |  | 100% | 90% |  | 100% | 90% |  | 100% | 90%
TIVY VALLEY 1107584840 | 0.00055881 | 47.251 | 5.1564 | 0 | 5.1564 | 0.025362 | 0.045715 | 0.019034 | 0% | 99% | 0 | 0% | 99% | 0 | 0% | 99% | 0 | 0% | 99% | 0 | 0% | 61.46% | 0 | 0% | 61.46% | 0 | 0% | 61.46% | 0 | 0% | 61.46% | 0 | 0 | 100% | 2.419% | 0.12476 | 0% | 2.419% | 0 | 0% | 2.419% | 0 | 0% | 0.247% | 0 | 0% | 0.247% | 0 | 0% | 0.247% | 0 | 0% | 0.7692% | 0 | 35.9% | 0.7692% | 0.014239 | 62.73% | 0.7692% | 0.024881 | 35.9% | 0.7446% | 0.013784 | 62.73% | 0.7446% | 0.024086 | 0% | 0.7446% | 0 | 3.507% | 5.642% | 0.010204 | 0% | 5.642% | 0 | 0% | 5.642% | 0 | 0% | 1.796% | 0 | 0% | 1.796% | 0 | 0% | 1.796% | 0 |  |  |  | 27.63% | 11.8% | 0.16813 | 0% | 11.8% | 0 | 0% | 11.8% | 0 | 0% | 0.359% | 0 | 0% | 0.359% | 0 | 0% | 0.359% | 0 | 0% | 100% | 0 | 0% | 100% | 0 | 0% | 100% | 0 | 0% | 100% | 0 |  |  | 0 |  |  | 0 |  |  | 0 | 100% | 65% |  | 100% | 65% |  | 100% | 65% |  | 100% | 65% |  | 100% | 90% |  | 100% | 90% |  | 100% | 90%
ATASCADERO 1103A06 | 0.0009339 | 0.15554 | 0.41883 | 0 | 0.41883 | 0.0021481 | 0.003323 | 0.0019203 | 0% | 99% | 0 | 0% | 99% | 0 | 0% | 99% | 0 | 0% | 99% | 0 | 0% | 63.93% | 0 | 0% | 63.93% | 0 | 0% | 63.93% | 0 | 0% | 63.93% | 0 | 0 | 0% | 2.193% | 0 | 0% | 2.193% | 0 | 0% | 2.193% | 0 | 0% | 0.2459% | 0 | 0% | 0.2459% | 0 | 0% | 0.2459% | 0 | 0% | 0.6615% | 0 | 0.08287% | 0.6615% | 2.296e-06 | 0% | 0.6615% | 0 | 0.411% | 0.6693% | 1.1522e-05 | 54.4% | 0.6693% | 0.0015251 | 0.08287% | 0.6693% | 2.3232e-06 | 0% | 4.919% | 0 | 0% | 4.919% | 0 | 0% | 4.919% | 0 | 0% | 1.686% | 0 | 0% | 1.686% | 0 | 0% | 1.686% | 0 |  |  |  | 0% | 11.8% | 0 | 0% | 11.8% | 0 | 0% | 11.8% | 0 | 0% | 0.3663% | 0 | 0% | 0.3663% | 0 | 0% | 0.3663% | 0 | 0% | 100% | 0 | 0% | 100% | 0 | 0% | 100% | 0 | 0% | 100% | 0 |  |  | 0 |  |  | 0 |  |  | 0 | 100% | 65% |  | 100% | 65% |  | 100% | 65% |  | 100% | 65% |  | 100% | 90% |  | 100% | 90% |  | 100% | 90%
FROGTOWN 1702L5407 | 0.00037268 | 18.5432 | 1.4267 | 0.092261 | 1.5189 | 0.0057727 | 0.010371 | 0.0090756 | 0% | 99% | 0 | 0% | 99% | 0 | 0% | 99% | 0 | 0% | 99% | 0 | 0% | 63.48% | 0 | 0% | 63.48% | 0 | 0% | 63.48% | 0 | 0% | 63.48% | 0 | 0.092261 | 0% | 2.029% | 0 | 0% | 2.029% | 0 | 0% | 2.029% | 0 | 0% | 0.2093% | 0 | 0% | 0.2093% | 0 | 0% | 0.2093% | 0 | 0% | 0.6203% | 0 | 10.79% | 0.6203% | 0.00095521 | 89.21% | 0.6203% | 0.007894 | 10.79% | 0.6034% | 0.00092918 | 89.21% | 0.6034% | 0.0076789 | 0% | 0.6034% | 0 | 0% | 4.55% | 0 | 0% | 4.55% | 0 | 0% | 4.55% | 0 | 0% | 1.456% | 0 | 0% | 1.456% | 0 | 0% | 1.456% | 0 |  |  |  | 0% | 11.8% | 0 | 0% | 11.8% | 0 | 0% | 11.8% | 0 | 0% | 0.3663% | 0 | 0% | 0.3663% | 0 | 0% | 0.3663% | 0 | 0% | 100% | 0 | 0% | 100% | 0 | 0% | 100% | 0 | 0% | 100% | 0 |  |  | 0 |  |  | 0 |  |  | 0 | 100% | 65% |  | 100% | 65% |  | 100% | 65% |  | 100% | 65% |  | 100% | 90% |  | 100% | 90% |  | 100% | 90%
UPPER LAKE 1101660 | 0.0010659 | 5.2331 | 2.4016 | 0.0047269 | 2.4063 | 0.011736 | 0.022366 | 0.0085979 | 0% | 99% | 0 | 0% | 99% | 0 | 0% | 99% | 0 | 0% | 99% | 0 | 0% | 62.58% | 0 | 0% | 62.58% | 0 | 0% | 62.58% | 0 | 0% | 62.58% | 0 | 0.0047269 | 0% | 2.584% | 0 | 0% | 2.584% | 0 | 0% | 2.584% | 0 | 0% | 0.3008% | 0 | 0% | 0.3008% | 0 | 0% | 0.3008% | 0 | 0% | 0.7613% | 0 | 0% | 0.7613% | 0 | 72.37% | 0.7613% | 0.013231 | 0% | 0.7798% | 0 | 72.37% | 0.7798% | 0.013553 | 0% | 0.7798% | 0 | 7.094% | 5.682% | 0.0096804 | 0% | 5.682% | 0 | 0% | 5.682% | 0 | 0% | 1.66% | 0 | 0% | 1.66% | 0 | 0% | 1.66% | 0 |  |  |  | 29.74% | 11.8% | 0.084275 | 0% | 11.8% | 0 | 0% | 11.8% | 0 | 0% | 0.3617% | 0 | 0% | 0.3617% | 0 | 0% | 0.3617% | 0 | 0% | 100% | 0 | 0% | 100% | 0 | 0% | 100% | 0 | 0% | 100% | 0 |  |  | 0 |  |  | 0 |  |  | 0 | 100% | 65% |  | 100% | 65% |  | 100% | 65% |  | 100% | 65% |  | 100% | 90% |  | 100% | 90% |  | 100% | 90%
MIWUK 1702S2247 | 0.002524 | 2.7574 | 0.64409 | 0.41982 | 1.0639 | 0.0048113 | 0.0054187 | 0.0012251 | 0% | 99% | 0 | 0% | 99% | 0 | 0% | 99% | 0 | 0% | 99% | 0 | 0% | 61.11% | 0 | 0% | 61.11% | 0 | 0% | 61.11% | 0 | 0% | 61.11% | 0 | 0.41982 | 0% | 2.048% | 0 | 0% | 2.048% | 0 | 0% | 2.048% | 0 | 0% | 0.2204% | 0 | 0% | 0.2204% | 0 | 0% | 0.2204% | 0 | 24.36% | 0.7188% | 0.0011276 | 0% | 0.7188% | 0 | 24.36% | 0.7188% | 0.0011276 | 0% | 0.71% | 0 | 24.36% | 0.71% | 0.0011138 | 75.64% | 0.71% | 0.0034593 | 47.78% | 5.323% | 0.016382 | 0% | 5.323% | 0 | 0% | 5.323% | 0 | 0% | 2.18% | 0 | 0% | 2.18% | 0 | 0% | 2.18% | 0 |  |  |  | 0% | 11.8% | 0 | 0% | 11.8% | 0 | 0% | 11.8% | 0 | 0% | 0.3641% | 0 | 0% | 0.3641% | 0 | 0% | 0.3641% | 0 | 0% | 100% | 0 | 0% | 100% | 0 | 0% | 100% | 0 | 0% | 100% | 0 |  |  | 0.055985 |  |  | 0 |  |  | 0 | 100% | 65% |  | 100% | 65% |  | 100% | 65% |  | 100% | 65% |  | 100% | 90% |  | 100% | 90% |  | 100% | 90%
HICKS 1116983580 | 0.0015779 | 3.2365 | 0.71765 | 0 | 0.71765 | 0.00485 | 0.0058741 | 0.0020647 | 0% | 99% | 0 | 0% | 99% | 0 | 0% | 99% | 0 | 0% | 99% | 0 | 0% | 63.01% | 0 | 0% | 63.01% | 0 | 0% | 63.01% | 0 | 0% | 63.01% | 0 | 0 | 0% | 2.224% | 0 | 0% | 2.224% | 0 | 0% | 2.224% | 0 | 0% | 0.236% | 0 | 0% | 0.236% | 0 | 0% | 0.236% | 0 | 0% | 0.6978% | 0 | 0% | 0.6978% | 0 | 82% | 0.6978% | 0.0041065 | 0% | 0.6921% | 0 | 82.01% | 0.6921% | 0.0040732 | 16.92% | 0.6921% | 0.00084048 | 0% | 5.162% | 0 | 0% | 5.162% | 0 | 0% | 5.162% | 0 | 0% | 1.818% | 0 | 0% | 1.818% | 0 | 0% | 1.818% | 0 |  |  |  | 0% | 11.8% | 0 | 33.78% | 11.8% | 0.028603 | 0% | 11.8% | 0 | 0% | 0.3663% | 0 | 0% | 0.3663% | 0 | 0% | 0.3663% | 0 | 0% | 100% | 0 | 0% | 100% | 0 | 0% | 100% | 0 | 0% | 100% | 0 |  |  | 0 |  |  | 0 |  |  | 0 | 100% | 65% |  | 100% | 65% |  | 100% | 65% |  | 100% | 65% |  | 100% | 90% |  | 100% | 90% |  | 100% | 90%
WEST POINT 110136674 | 0.002074 | 13.0583 | 5.4036 | 1.772 | 7.1756 | 0.054517 | 0.031958 | 0.0098643 | 0% | 99% | 0 | 0% | 99% | 0 | 0% | 99% | 0 | 0% | 99% | 0 | 0% | 62.52% | 0 | 0% | 62.52% | 0 | 0% | 62.52% | 0 | 0% | 62.52% | 0 | 1.772 | 0% | 1.901% | 0 | 0% | 1.901% | 0 | 0% | 1.901% | 0 | 0% | 0.2022% | 0 | 0% | 0.2022% | 0 | 0% | 0.2022% | 0 | 0% | 0.5044% | 0 | 0% | 0.5044% | 0 | 47.44% | 0.5044% | 0.012929 | 0% | 0.5172% | 0 | 50.81% | 0.5172% | 0.014199 | 49.19% | 0.5172% | 0.013747 | 50.44% | 3.761% | 0.10251 | 0% | 3.761% | 0 | 0% | 3.761% | 0 | 0% | 3.293% | 0 | 0% | 3.293% | 0 | 0% | 3.293% | 0 |  |  |  | 35% | 11.8% | 0.22317 | 0% | 11.8% | 0 | 0% | 11.8% | 0 | 55.56% | 0.3793% | 0.011388 | 0% | 0.3793% | 0 | 0% | 0.3793% | 0 | 0% | 100% | 0 | 0% | 100% | 0 | 0% | 100% | 0 | 0% | 100% | 0 |  |  | 0 |  |  | 0 |  |  | 0 | 100% | 65% |  | 100% | 65% |  | 100% | 65% |  | 100% | 65% |  | 100% | 90% |  | 100% | 90% |  | 100% | 90%
SHADY GLEN 1101145584 | 0.0025376 | 0.93912 | 0.47459 | 0.89747 | 1.3721 | 0.0027369 | 0.0041956 | 0.0015344 | 0% | 99% | 0 | 0% | 99% | 0 | 0% | 99% | 0 | 0% | 99% | 0 | 0% | 62.71% | 0 | 0% | 62.71% | 0 | 0% | 62.71% | 0 | 0% | 62.71% | 0 | 0.89747 | 0% | 2.508% | 0 | 0% | 2.508% | 0 | 0% | 2.508% | 0 | 0% | 0.2748% | 0 | 0% | 0.2748% | 0 | 0% | 0.2748% | 0 | 0% | 0.7497% | 0 | 0% | 0.7497% | 0 | 72.7% | 0.7497% | 0.0025867 | 0% | 0.7802% | 0 | 72.7% | 0.7802% | 0.0026919 | 0% | 0.7802% | 0 | 0% | 5.639% | 0 | 0% | 5.639% | 0 | 0% | 5.639% | 0 | 0% | 1.95% | 0 | 0% | 1.95% | 0 | 0% | 1.95% | 0 |  |  |  | 0% | 11.8% | 0 | 0% | 11.8% | 0 | 0% | 11.8% | 0 | 55.56% | 0.3711% | 0.00097857 | 0% | 0.3711% | 0 | 0% | 0.3711% | 0 | 0% | 100% | 0 | 0% | 100% | 0 | 0% | 100% | 0 | 0% | 100% | 0 |  |  | 0 |  |  | 0 |  |  | 0 | 100% | 65% |  | 100% | 65% |  | 100% | 65% |  | 100% | 65% |  | 100% | 90% |  | 100% | 90% |  | 100% | 90%
SAN JOAQUIN #3 1102CB | 0.0019679 | 10.8397 | 3.4644 | 0.53529 | 3.9997 | 0.019501 | 0.033888 | 0.0085293 | 0% | 99% | 0 | 0% | 99% | 0 | 0% | 99% | 0 | 0% | 99% | 0 | 0% | 61.6% | 0 | 0% | 61.6% | 0 | 0% | 61.6% | 0 | 0% | 61.6% | 0 | 0.53529 | 100% | 2.717% | 0.094137 | 0% | 2.717% | 0 | 0% | 2.717% | 0 | 0% | 0.3133% | 0 | 0% | 0.3133% | 0 | 0% | 0.3133% | 0 | 0% | 0.8062% | 0 | 0% | 0.8062% | 0 | 60.63% | 0.8062% | 0.016935 | 0% | 0.8369% | 0 | 60.63% | 0.8369% | 0.01758 | 38.9% | 0.8369% | 0.011279 | 79.02% | 6.057% | 0.16581 | 0% | 6.057% | 0 | 4.27% | 6.057% | 0.00896 | 0% | 2.169% | 0 | 0% | 2.169% | 0 | 0% | 2.169% | 0 |  |  |  | 0% | 11.8% | 0 | 0% | 11.8% | 0 | 0% | 11.8% | 0 | 0% | 0.3643% | 0 | 0% | 0.3643% | 0 | 0% | 0.3643% | 0 | 0% | 100% | 0 | 0% | 100% | 0 | 0% | 100% | 0 | 0% | 100% | 0 |  |  | 0.0025986 |  |  | 0 |  |  | 0.03572 | 100% | 65% |  | 100% | 65% |  | 100% | 65% |  | 100% | 65% |  | 100% | 90% |  | 100% | 90% |  | 100% | 90%
PHILO 11013700 | 0.0008197 | 21.2747 | 4.1092 | 0 | 4.1092 | 0.040492 | 0.024525 | 0.008491 | 0% | 99% | 0 | 0% | 99% | 0 | 0% | 99% | 0 | 0% | 99% | 0 | 0% | 62.05% | 0 | 0% | 62.05% | 0 | 0% | 62.05% | 0 | 0% | 62.05% | 0 | 0 | 100% | 1.982% | 0.081448 | 0% | 1.982% | 0 | 0% | 1.982% | 0 | 0% | 0.2157% | 0 | 0% | 0.2157% | 0 | 0% | 0.2157% | 0 | 0% | 0.4999% | 0 | 80.22% | 0.4999% | 0.016481 | 18.86% | 0.4999% | 0.003874 | 80.22% | 0.5138% | 0.016936 | 18.86% | 0.5138% | 0.0039812 | 0% | 0.5138% | 0 | 0% | 3.724% | 0 | 22.99% | 3.724% | 0.035185 | 10.8% | 3.724% | 0.016522 | 0% | 3.924% | 0 | 0% | 3.924% | 0 | 0% | 3.924% | 0 |  |  |  | 34.95% | 11.8% | 0.16949 | 0% | 11.8% | 0 | 0% | 11.8% | 0 | 0% | 0.3785% | 0 | 0% | 0.3785% | 0 | 0% | 0.3785% | 0 | 0% | 100% | 0 | 0.2712% | 100% | 0.011145 | 0% | 100% | 0 | 0% | 100% | 0 |  |  | 0 |  |  | 0 |  |  | 0 | 100% | 65% |  | 100% | 65% |  | 100% | 65% |  | 100% | 65% |  | 100% | 90% |  | 100% | 90% |  | 100% | 90%
SONOMA 110478372 | 0.0012653 | 17.9747 | 4.6104 | 1.8624 | 6.4728 | 0.033476 | 0.040081 | 0.0093417 | 0% | 99% | 0 | 0% | 99% | 0 | 0% | 99% | 0 | 0% | 99% | 0 | 0% | 62.68% | 0 | 0% | 62.68% | 0 | 0% | 62.68% | 0 | 0% | 62.68% | 0 | 1.8624 | 75% | 3.058% | 0.10574 | 0% | 3.058% | 0 | 0% | 3.058% | 0 | 0% | 0.323% | 0 | 0% | 0.323% | 0 | 0% | 0.323% | 0 | 0% | 0.7367% | 0 | 72.56% | 0.7367% | 0.024643 | 27.4% | 0.7367% | 0.009305 | 72.56% | 0.7576% | 0.025343 | 27.4% | 0.7576% | 0.0095692 | 0% | 0.7576% | 0 | 47.16% | 5.484% | 0.11924 | 0% | 5.484% | 0 | 1.91% | 5.484% | 0.0048294 | 0% | 2.43% | 0 | 0% | 2.43% | 0 | 0% | 2.43% | 0 |  |  |  | 15.17% | 11.8% | 0.082553 | 0% | 11.8% | 0 | 0% | 11.8% | 0 | 0% | 0.3715% | 0 | 0% | 0.3715% | 0 | 0% | 0.3715% | 0 | 0% | 100% | 0 | 0% | 100% | 0 | 0% | 100% | 0 | 0% | 100% | 0 |  |  | 0 |  |  | 0 |  |  | 0 | 100% | 65% |  | 100% | 65% |  | 100% | 65% |  | 100% | 65% |  | 100% | 90% |  | 100% | 90% |  | 100% | 90%
BOLINAS 1101806 | 0.0020525 | 3.089 | 1.2402 | 0.0058298 | 1.2461 | 0.0098243 | 0.010145 | 0.0023566 | 0% | 99% | 0 | 0% | 99% | 0 | 0% | 99% | 0 | 0% | 99% | 0 | 0% | 62.83% | 0 | 0% | 62.83% | 0 | 0% | 62.83% | 0 | 0% | 62.83% | 0 | 0.0058298 | 0% | 2.748% | 0 | 0% | 2.748% | 0 | 0% | 2.748% | 0 | 0% | 0.3083% | 0 | 0% | 0.3083% | 0 | 0% | 0.3083% | 0 | 0% | 0.6726% | 0 | 0% | 0.6726% | 0 | 0% | 0.6726% | 0 | 0% | 0.706% | 0 | 0% | 0.706% | 0 | 100% | 0.706% | 0.0087566 | 0% | 5.046% | 0 | 36.77% | 5.046% | 0.023013 | 0% | 5.046% | 0 | 0% | 2.498% | 0 | 0% | 2.498% | 0 | 0% | 2.498% | 0 |  |  |  | 0% | 11.8% | 0 | 0% | 11.8% | 0 | 0% | 11.8% | 0 | 0% | 0.3731% | 0 | 0% | 0.3731% | 0 | 0% | 0.3731% | 0 | 0% | 100% | 0 | 0% | 100% | 0 | 0% | 100% | 0 | 0% | 100% | 0 |  |  | 0 |  |  | 0 |  |  | 0 | 100% | 65% |  | 100% | 65% |  | 100% | 65% |  | 100% | 65% |  | 100% | 90% |  | 100% | 90% |  | 100% | 90%
SPAULDING 1101578852 | 0.0012916 | 21.5767 | 7.4424 | 1.4978 | 8.9402 | 0.047658 | 0.073899 | 0.012683 | 0% | 99% | 0 | 0% | 99% | 0 | 0% | 99% | 0 | 0% | 99% | 0 | 0% | 61.65% | 0 | 0% | 61.65% | 0 | 0% | 61.65% | 0 | 0% | 61.65% | 0 | 1.4978 | 85.71% | 3.44% | 0.21946 | 0% | 3.44% | 0 | 0% | 3.44% | 0 | 100% | 0.3699% | 0.027529 | 0% | 0.3699% | 0 | 0% | 0.3699% | 0 | 0% | 0.8284% | 0 | 39.65% | 0.8284% | 0.024445 | 54.14% | 0.8284% | 0.033382 | 53.66% | 0.8479% | 0.033865 | 40.13% | 0.8479% | 0.025322 | 4.184% | 0.8479% | 0.0026401 | 49.44% | 6.154% | 0.22646 | 4.101% | 6.154% | 0.018783 | 0% | 6.154% | 0 | 0% | 2.028% | 0 | 0% | 2.028% | 0 | 0% | 2.028% | 0 |  |  |  | 0% | 11.8% | 0 | 29.63% | 11.8% | 0.26019 | 0% | 11.8% | 0 | 0% | 0.3651% | 0 | 0% | 0.3651% | 0 | 0% | 0.3651% | 0 | 0% | 100% | 0 | 0% | 100% | 0 | 0% | 100% | 0 | 0% | 100% | 0 |  |  | 0 |  |  | 0 |  |  | 0 | 100% | 65% |  | 100% | 65% |  | 100% | 65% |  | 100% | 65% |  | 100% | 90% |  | 100% | 90% |  | 100% | 90%
RED BLUFF 11011556 | 0.00075934 | 39.0728 | 6.2672 | 2.2496 | 8.5168 | 0.035918 | 0.053411 | 0.023954 | 0% | 99% | 0 | 0% | 99% | 0 | 0% | 99% | 0 | 0% | 99% | 0 | 0% | 61.6% | 0 | 0% | 61.6% | 0 | 0% | 61.6% | 0 | 0% | 61.6% | 0 | 2.2496 | 100% | 2.259% | 0.14155 | 0% | 2.259% | 0 | 0% | 2.259% | 0 | 0% | 0.2336% | 0 | 0% | 0.2336% | 0 | 0% | 0.2336% | 0 | 0% | 0.7075% | 0 | 62.75% | 0.7075% | 0.027824 | 37.15% | 0.7075% | 0.016471 | 62.75% | 0.6776% | 0.026651 | 37.15% | 0.6776% | 0.015776 | 0% | 0.6776% | 0 | 9.814% | 5.165% | 0.031769 | 0% | 5.165% | 0 | 0% | 5.165% | 0 | 0% | 1.688% | 0 | 0% | 1.688% | 0 | 0% | 1.688% | 0 |  |  |  | 25.52% | 11.8% | 0.18875 | 0% | 11.8% | 0 | 0% | 11.8% | 0 | 0% | 0.3591% | 0 | 0% | 0.3591% | 0 | 0% | 0.3591% | 0 | 0% | 100% | 0 | 0% | 100% | 0 | 0% | 100% | 0 | 0% | 100% | 0 |  |  | 0.00024639 |  |  | 0 |  |  | 0 | 100% | 65% |  | 100% | 65% |  | 100% | 65% |  | 100% | 65% |  | 100% | 90% |  | 100% | 90% |  | 100% | 90%
BRENTWOOD 2105B504R | 0.00095798 | 8.2565 | 2.0839 | 0.26864 | 2.3525 | 0.003381 | 0.021209 | 0.013086 | 0% | 99% | 0 | 0% | 99% | 0 | 0% | 99% | 0 | 0% | 99% | 0 | 0% | 62.47% | 0 | 0% | 62.47% | 0 | 0% | 62.47% | 0 | 0% | 62.47% | 0 | 0.26864 | 0% | 2.54% | 0 | 0% | 2.54% | 0 | 0% | 2.54% | 0 | 0% | 0.2957% | 0 | 0% | 0.2957% | 0 | 0% | 0.2957% | 0 | 0% | 0.817% | 0 | 71.76% | 0.817% | 0.012217 | 27.81% | 0.817% | 0.0047343 | 100% | 0.8234% | 0.017157 | 0% | 0.8234% | 0 | 0% | 0.8234% | 0 | 0% | 6.081% | 0 | 0% | 6.081% | 0 | 0% | 6.081% | 0 | 0% | 0.4788% | 0 | 0% | 0.4788% | 0 | 0% | 0.4788% | 0 |  |  |  | 0% | 11.8% | 0 | 0% | 11.8% | 0 | 0% | 11.8% | 0 | 0% | 0.3556% | 0 | 0% | 0.3556% | 0 | 0% | 0.3556% | 0 | 0% | 100% | 0 | 0% | 100% | 0 | 0% | 100% | 0 | 0% | 100% | 0 |  |  | 0 |  |  | 0 |  |  | 0 | 100% | 65% |  | 100% | 65% |  | 100% | 65% |  | 100% | 65% |  | 100% | 90% |  | 100% | 90% |  | 100% | 90%
BUELLTON 1101Y26 | 0.00085783 | 14.7371 | 3.1163 | 0 | 3.1163 | 0.01065 | 0.032688 | 0.013072 | 0% | 99% | 0 | 0% | 99% | 0 | 0% | 99% | 0 | 0% | 99% | 0 | 0% | 62.67% | 0 | 0% | 62.67% | 0 | 0% | 62.67% | 0 | 0% | 62.67% | 0 | 0 | 27.27% | 3.481% | 0.029583 | 0% | 3.481% | 0 | 0% | 3.481% | 0 | 0% | 0.3773% | 0 | 0% | 0.3773% | 0 | 0% | 0.3773% | 0 | 0% | 0.8725% | 0 | 0.08436% | 0.8725% | 2.2938e-05 | 98.2% | 0.8725% | 0.026699 | 0.08436% | 0.9047% | 2.3785e-05 | 98.2% | 0.9047% | 0.027684 | 1.719% | 0.9047% | 0.00048476 | 3.584% | 6.524% | 0.0072861 | 0% | 6.524% | 0 | 0% | 6.524% | 0 | 0% | 1.012% | 0 | 0% | 1.012% | 0 | 0% | 1.012% | 0 |  |  |  | 33.15% | 11.8% | 0.12188 | 0% | 11.8% | 0 | 0% | 11.8% | 0 | 0% | 0.3658% | 0 | 0% | 0.3658% | 0 | 0% | 0.3658% | 0 | 0% | 100% | 0 | 0% | 100% | 0 | 0% | 100% | 0 | 0% | 100% | 0 |  |  | 0 |  |  | 0 |  |  | 0 | 100% | 65% |  | 100% | 65% |  | 100% | 65% |  | 100% | 65% |  | 100% | 90% |  | 100% | 90% |  | 100% | 90%
WOODACRE 1102851 | 0.0040889 | 2.233 | 1.0535 | 0.079026 | 1.1325 | 0.011753 | 0.0062402 | 0.0011284 | 0% | 99% | 0 | 0% | 99% | 0 | 0% | 99% | 0 | 0% | 99% | 0 | 0% | 63.31% | 0 | 0% | 63.31% | 0 | 0% | 63.31% | 0 | 0% | 63.31% | 0 | 0.079026 | 0% | 1.934% | 0 | 0% | 1.934% | 0 | 0% | 1.934% | 0 | 0% | 0.2093% | 0 | 0% | 0.2093% | 0 | 0% | 0.2093% | 0 | 0% | 0.494% | 0 | 0% | 0.494% | 0 | 2.683% | 0.494% | 0.00013961 | 0% | 0.5098% | 0 | 2.683% | 0.5098% | 0.00014408 | 97.32% | 0.5098% | 0.0052269 | 86.5% | 3.687% | 0.033602 | 0% | 3.687% | 0 | 0% | 3.687% | 0 | 0% | 3.28% | 0 | 0% | 3.28% | 0 | 0% | 3.28% | 0 |  |  |  | 0% | 11.8% | 0 | 0% | 11.8% | 0 | 0% | 11.8% | 0 | 0% | 0.3801% | 0 | 0% | 0.3801% | 0 | 0% | 0.3801% | 0 | 0% | 100% | 0 | 0% | 100% | 0 | 0% | 100% | 0 | 0% | 100% | 0 |  |  | 0 |  |  | 0 |  |  | 0 | 100% | 65% |  | 100% | 65% |  | 100% | 65% |  | 100% | 65% |  | 100% | 90% |  | 100% | 90% |  | 100% | 90%
CALISTOGA 1102100335 | 0.0027549 | 0.01856 | 0.072536 | 0 | 0.072536 | 0.00066316 | 0.00052014 | 0.00013394 | 0% | 99% | 0 | 0% | 99% | 0 | 0% | 99% | 0 | 0% | 99% | 0 | 0% | 63.39% | 0 | 0% | 63.39% | 0 | 0% | 63.39% | 0 | 0% | 63.39% | 0 | 0 | 0% | 2.704% | 0 | 0% | 2.704% | 0 | 0% | 2.704% | 0 | 0% | 0.2991% | 0 | 0% | 0.2991% | 0 | 0% | 0.2991% | 0 | 0% | 0.5904% | 0 | 0% | 0.5904% | 0 | 0% | 0.5904% | 0 | 0% | 0.631% | 0 | 0% | 0.631% | 0 | 0% | 0.631% | 0 | 0% | 4.443% | 0 | 0% | 4.443% | 0 | 0% | 4.443% | 0 | 0% | 3.099% | 0 | 0% | 3.099% | 0 | 0% | 3.099% | 0 |  |  |  | 0% | 11.8% | 0 | 0% | 11.8% | 0 | 0% | 11.8% | 0 | 0% | 0.3799% | 0 | 0% | 0.3799% | 0 | 0% | 0.3799% | 0 | 0% | 100% | 0 | 0% | 100% | 0 | 0% | 100% | 0 | 0% | 100% | 0 |  |  | 0 |  |  | 0 |  |  | 0 | 100% | 65% |  | 100% | 65% |  | 100% | 65% |  | 100% | 65% |  | 100% | 90% |  | 100% | 90% |  | 100% | 90%
LUCERNE 1106664 | 0.0022973 | 12.2137 | 4.2934 | 3.3686 | 7.662 | 0.028173 | 0.037543 | 0.01258 | 0% | 99% | 0 | 0% | 99% | 0 | 0% | 99% | 0 | 0% | 99% | 0 | 0% | 61.45% | 0 | 0% | 61.45% | 0 | 0% | 61.45% | 0 | 0% | 61.45% | 0 | 3.3686 | 50% | 2.191% | 0.047031 | 0% | 2.191% | 0 | 0% | 2.191% | 0 | 0% | 0.2367% | 0 | 0% | 0.2367% | 0 | 0% | 0.2367% | 0 | 0% | 0.7171% | 0 | 78.29% | 0.7171% | 0.024103 | 21.27% | 0.7171% | 0.0065492 | 85.9% | 0.7055% | 0.026019 | 13.66% | 0.7055% | 0.0041362 | 0% | 0.7055% | 0 | 26.81% | 5.294% | 0.060934 | 35.93% | 5.294% | 0.081676 | 0.412% | 5.294% | 0.00093651 | 0% | 2.221% | 0 | 0% | 2.221% | 0 | 0% | 2.221% | 0 |  |  |  | 30.45% | 11.8% | 0.15428 | 0% | 11.8% | 0 | 0% | 11.8% | 0 | 0% | 0.3621% | 0 | 0% | 0.3621% | 0 | 0% | 0.3621% | 0 | 0% | 100% | 0 | 0% | 100% | 0 | 0% | 100% | 0 | 0% | 100% | 0 |  |  | 0.0007141 |  |  | 0.0023516 |  |  | 0 | 100% | 65% |  | 100% | 65% |  | 100% | 65% |  | 100% | 65% |  | 100% | 90% |  | 100% | 90% |  | 100% | 90%
RESEARCH 2102183888 | 0.0035426 | 1.175 | 2.3496 | 0.087499 | 2.4371 | 0.023509 | 0.014556 | 0.0048185 | 0% | 99% | 0 | 0% | 99% | 0 | 0% | 99% | 0 | 0% | 99% | 0 | 0% | 63.74% | 0 | 0% | 63.74% | 0 | 0% | 63.74% | 0 | 0% | 63.74% | 0 | 0.087499 | 100% | 2.055% | 0.048286 | 0% | 2.055% | 0 | 0% | 2.055% | 0 | 0% | 0.2168% | 0 | 0% | 0.2168% | 0 | 0% | 0.2168% | 0 | 0% | 0.5155% | 0 | 0% | 0.5155% | 0 | 81.49% | 0.5155% | 0.0098707 | 0% | 0.5219% | 0 | 92.55% | 0.5219% | 0.01135 | 7.448% | 0.5219% | 0.00091337 | 98.2% | 3.819% | 0.088111 | 1.683% | 3.819% | 0.0015102 | 0% | 3.819% | 0 | 0% | 2.377% | 0 | 0% | 2.377% | 0 | 0% | 2.377% | 0 |  |  |  | 0% | 11.8% | 0 | 6.132% | 11.8% | 0.017002 | 0% | 11.8% | 0 | 0% | 0.3775% | 0 | 0% | 0.3775% | 0 | 0% | 0.3775% | 0 | 0% | 100% | 0 | 0% | 100% | 0 | 0% | 100% | 0 | 0% | 100% | 0 |  |  | 0 |  |  | 0.005867 |  |  | 0 | 100% | 65% |  | 100% | 65% |  | 100% | 65% |  | 100% | 65% |  | 100% | 90% |  | 100% | 90% |  | 100% | 90%
CARRIZO PLAINS 1101711854 | 0.0004758 | 0 | 0.51406 | 0 | 0.51406 | 0.00051863 | 0.0053402 | 0.0035577 | 0% | 99% | 0 | 0% | 99% | 0 | 0% | 99% | 0 | 0% | 99% | 0 | 0% | 65.26% | 0 | 0% | 65.26% | 0 | 0% | 65.26% | 0 | 0% | 65.26% | 0 | 0 | 0% | 3.859% | 0 | 0% | 3.859% | 0 | 0% | 3.859% | 0 | 0% | 0.4271% | 0 | 0% | 0.4271% | 0 | 0% | 0.4271% | 0 | 0% | 0.8508% | 0 | 0% | 0.8508% | 0 | 0% | 0.8508% | 0 | 100% | 0.9184% | 0.0047211 | 0% | 0.9184% | 0 | 0% | 0.9184% | 0 | 0% | 6.432% | 0 | 0% | 6.432% | 0 | 0% | 6.432% | 0 | 0% | 0.3786% | 0 | 0% | 0.3786% | 0 | 0% | 0.3786% | 0 |  |  |  | 0% | 11.8% | 0 | 0.08045% | 11.8% | 4.8803e-05 | 0% | 11.8% | 0 | 0% | 0.3734% | 0 | 0% | 0.3734% | 0 | 0% | 0.3734% | 0 | 0% | 100% | 0 | 0% | 100% | 0 | 0% | 100% | 0 | 0% | 100% | 0 |  |  | 0 |  |  | 0 |  |  | 0 |  |  |  |  | 65% |  |  | 65% |  | 100% | 65%
OTTER 11022002 | 0.0012566 | 9.3156 | 2.5908 | 0.15327 | 2.7441 | 0.022198 | 0.021885 | 0.0033748 | 0% | 99% | 0 | 0% | 99% | 0 | 0% | 99% | 0 | 0% | 99% | 0 | 0% | 62.8% | 0 | 0% | 62.8% | 0 | 0% | 62.8% | 0 | 0% | 62.8% | 0 | 0.15327 | 0% | 2.961% | 0 | 0% | 2.961% | 0 | 0% | 2.961% | 0 | 0% | 0.3187% | 0 | 0% | 0.3187% | 0 | 0% | 0.3187% | 0 | 0% | 0.6994% | 0 | 0% | 0.6994% | 0 | 78.71% | 0.6994% | 0.014262 | 0% | 0.7315% | 0 | 78.71% | 0.7315% | 0.014917 | 21.29% | 0.7315% | 0.0040349 | 23.99% | 5.237% | 0.032544 | 1.967% | 5.237% | 0.0026686 | 0% | 5.237% | 0 | 0% | 2.803% | 0 | 0% | 2.803% | 0 | 0% | 2.803% | 0 |  |  |  | 0% | 11.8% | 0 | 34.09% | 11.8% | 0.10422 | 0% | 11.8% | 0 | 0% | 0.3751% | 0 | 0% | 0.3751% | 0 | 0% | 0.3751% | 0 | 0% | 100% | 0 | 0% | 100% | 0 | 0% | 100% | 0 | 0% | 100% | 0 |  |  | 0 |  |  | 0 |  |  | 0 | 100% | 65% |  | 100% | 65% |  | 100% | 65% |  | 100% | 65% |  | 100% | 90% |  | 100% | 90% |  | 100% | 90%
LOS GATOS 1106LB44 | 0.0025708 | 9.9229 | 7.3974 | 0.52535 | 7.9227 | 0.089055 | 0.039994 | 0.0069943 | 0% | 99% | 0 | 0% | 99% | 0 | 0% | 99% | 0 | 0% | 99% | 0 | 5.468% | 62.63% | 0.25334 | 0% | 62.63% | 0 | 0% | 62.63% | 0 | 0% | 62.63% | 0 | 0.52535 | 33.33% | 1.916% | 0.04725 | 0% | 1.916% | 0 | 0% | 1.916% | 0 | 0% | 0.2018% | 0 | 0% | 0.2018% | 0 | 0% | 0.2018% | 0 | 0% | 0.4509% | 0 | 0% | 0.4509% | 0 | 71.55% | 0.4509% | 0.023865 | 0% | 0.4661% | 0 | 71.55% | 0.4661% | 0.024666 | 27.4% | 0.4661% | 0.009445 | 62.62% | 3.361% | 0.15568 | 12.4% | 3.361% | 0.030823 | 9.353% | 3.361% | 0.023252 | 0% | 4.241% | 0 | 0% | 4.241% | 0 | 0% | 4.241% | 0 |  |  |  | 0% | 11.8% | 0 | 0% | 11.8% | 0 | 0% | 11.8% | 0 | 0% | 0.3834% | 0 | 0% | 0.3834% | 0 | 0% | 0.3834% | 0 | 0% | 100% | 0 | 0% | 100% | 0 | 0% | 100% | 0 | 0% | 100% | 0 |  |  | 0.018449 |  |  | 0.022535 |  |  | 0.006579 | 100% | 65% |  | 100% | 65% |  | 100% | 65% |  | 100% | 65% |  | 100% | 90% |  | 100% | 90% |  | 100% | 90%
LAURELES 1111CB | 0.0015319 | 8.5994 | 2.7356 | 0.55882 | 3.2944 | 0.01226 | 0.02913 | 0.0090005 | 0% | 99% | 0 | 0% | 99% | 0 | 0% | 99% | 0 | 0% | 99% | 0 | 0% | 63.3% | 0 | 0% | 63.3% | 0 | 0% | 63.3% | 0 | 0% | 63.3% | 0 | 0.55882 | 0% | 3.378% | 0 | 0% | 3.378% | 0 | 0% | 3.378% | 0 | 0% | 0.3719% | 0 | 0% | 0.3719% | 0 | 0% | 0.3719% | 0 | 0% | 0.8656% | 0 | 0% | 0.8656% | 0 | 62.5% | 0.8656% | 0.014801 | 0% | 0.8996% | 0 | 62.5% | 0.8996% | 0.015382 | 37.24% | 0.8996% | 0.0091653 | 38.14% | 6.479% | 0.067596 | 0% | 6.479% | 0 | 48.9% | 6.479% | 0.086662 | 0% | 1.246% | 0 | 0% | 1.246% | 0 | 0% | 1.246% | 0 |  |  |  | 0% | 11.8% | 0 | 0% | 11.8% | 0 | 0% | 11.8% | 0 | 0% | 0.3654% | 0 | 0% | 0.3654% | 0 | 0% | 0.3654% | 0 | 0% | 100% | 0 | 0% | 100% | 0 | 0% | 100% | 0 | 0% | 100% | 0 |  |  | 0 |  |  | 0 |  |  | 0.0053576 | 100% | 65% |  | 100% | 65% |  | 100% | 65% |  | 100% | 65% |  | 100% | 90% |  | 100% | 90% |  | 100% | 90%
ALTO 1125902 | 0.0016614 | 13.1686 | 3.9609 | 0.343 | 4.3039 | 0.035076 | 0.032268 | 0.0058045 | 0% | 99% | 0 | 0% | 99% | 0 | 0% | 99% | 0 | 0% | 99% | 0 | 0% | 62.91% | 0 | 0% | 62.91% | 0 | 0% | 62.91% | 0 | 0% | 62.91% | 0 | 0.343 | 33.33% | 2.815% | 0.03716 | 0% | 2.815% | 0 | 0% | 2.815% | 0 | 0% | 0.3039% | 0 | 0% | 0.3039% | 0 | 0% | 0.3039% | 0 | 0% | 0.6682% | 0 | 0.53% | 0.6682% | 0.00014028 | 14.03% | 0.6682% | 0.0037137 | 0.53% | 0.6953% | 0.00014595 | 14.03% | 0.6953% | 0.0038641 | 85.44% | 0.6953% | 0.02353 | 12% | 4.993% | 0.023727 | 21.14% | 4.993% | 0.04182 | 11.34% | 4.993% | 0.022427 | 0% | 2.723% | 0 | 0% | 2.723% | 0 | 0% | 2.723% | 0 |  |  |  | 0% | 11.8% | 0 | 7.866% | 11.8% | 0.036765 | 0% | 11.8% | 0 | 0% | 0.375% | 0 | 0% | 0.375% | 0 | 0% | 0.375% | 0 | 0% | 100% | 0 | 0% | 100% | 0 | 0% | 100% | 0 | 0% | 100% | 0 |  |  | 0 |  |  | 0 |  |  | 0 | 100% | 65% |  | 100% | 65% |  | 100% | 65% |  | 100% | 65% |  | 100% | 90% |  | 100% | 90% |  | 100% | 90%
MORAGA 1101CB | 0.0031586 | 9.9549 | 4.9915 | 0.25331 | 5.2448 | 0.04405 | 0.037667 | 0.010961 | 0% | 99% | 0 | 0% | 99% | 0 | 0% | 99% | 0 | 0% | 99% | 0 | 0% | 63.34% | 0 | 0% | 63.34% | 0 | 0% | 63.34% | 0 | 0% | 63.34% | 0 | 0.25331 | 100% | 2.316% | 0.1156 | 0% | 2.316% | 0 | 0% | 2.316% | 0 | 0% | 0.2559% | 0 | 0% | 0.2559% | 0 | 0% | 0.2559% | 0 | 0% | 0.605% | 0 | 0.1348% | 0.605% | 4.0708e-05 | 37.31% | 0.605% | 0.011266 | 0.1348% | 0.6223% | 4.1872e-05 | 37.31% | 0.6223% | 0.011588 | 62.56% | 0.6223% | 0.019432 | 88.92% | 4.512% | 0.20026 | 0% | 4.512% | 0 | 8.41% | 4.512% | 0.01894 | 0% | 2.037% | 0 | 0% | 2.037% | 0 | 0% | 2.037% | 0 |  |  |  | 0% | 11.8% | 0 | 0% | 11.8% | 0 | 0% | 11.8% | 0 | 55.56% | 0.3733% | 0.010353 | 0% | 0.3733% | 0 | 0% | 0.3733% | 0 | 0% | 100% | 0 | 0% | 100% | 0 | 0% | 100% | 0 | 0% | 100% | 0 |  |  | 0 |  |  | 0 |  |  | 0.012579 | 100% | 65% |  | 100% | 65% |  | 100% | 65% |  | 100% | 65% |  | 100% | 90% |  | 100% | 90% |  | 100% | 90%
COALINGA NO 2 11059000 | 0.00072396 | 0 | 2.1393 | 0.041964 | 2.1813 | 0.001583 | 0.023353 | 0.01488 | 0% | 99% | 0 | 0% | 99% | 0 | 0% | 99% | 0 | 0% | 99% | 0 | 0% | 62.33% | 0 | 0% | 62.33% | 0 | 0% | 62.33% | 0 | 0% | 62.33% | 0 | 0.041964 | 0% | 2.855% | 0 | 0% | 2.855% | 0 | 0% | 2.855% | 0 | 0% | 0.324% | 0 | 0% | 0.324% | 0 | 0% | 0.324% | 0 | 0% | 0.8628% | 0 | 0% | 0.8628% | 0 | 18.63% | 0.8628% | 0.0034383 | 48.05% | 0.8739% | 0.0089844 | 11.21% | 0.8739% | 0.002095 | 0% | 0.8739% | 0 | 0% | 6.431% | 0 | 0% | 6.431% | 0 | 0% | 6.431% | 0 | 0% | 0.2489% | 0 | 0% | 0.2489% | 0 | 0% | 0.2489% | 0 |  |  |  | 0% | 11.8% | 0 | 0% | 11.8% | 0 | 0% | 11.8% | 0 | 0% | 0.3567% | 0 | 0% | 0.3567% | 0 | 0% | 0.3567% | 0 | 0% | 100% | 0 | 0% | 100% | 0 | 0% | 100% | 0 | 0% | 100% | 0 |  |  | 0 |  |  | 0 |  |  | 0 |  |  |  |  | 65% |  |  | 65% |  | 100% | 65%
SHADY GLEN 1101898212 | 0.0027704 | 0.42251 | 0.49811 | 1.2465 | 1.7446 | 0.0039724 | 0.0040409 | 0.0013338 | 0% | 99% | 0 | 0% | 99% | 0 | 0% | 99% | 0 | 0% | 99% | 0 | 0% | 62.35% | 0 | 0% | 62.35% | 0 | 0% | 62.35% | 0 | 0% | 62.35% | 0 | 1.2465 | 0% | 2.137% | 0 | 0% | 2.137% | 0 | 0% | 2.137% | 0 | 0% | 0.2342% | 0 | 0% | 0.2342% | 0 | 0% | 0.2342% | 0 | 0% | 0.6522% | 0 | 0% | 0.6522% | 0 | 26.86% | 0.6522% | 0.00087262 | 0% | 0.6665% | 0 | 35.6% | 0.6665% | 0.0011821 | 0% | 0.6665% | 0 | 72.07% | 4.875% | 0.017503 | 0% | 4.875% | 0 | 0% | 4.875% | 0 | 0% | 2.511% | 0 | 0% | 2.511% | 0 | 0% | 2.511% | 0 |  |  |  | 0% | 11.8% | 0 | 0% | 11.8% | 0 | 0% | 11.8% | 0 | 55.56% | 0.3718% | 0.0010288 | 0% | 0.3718% | 0 | 0% | 0.3718% | 0 | 0% | 100% | 0 | 0% | 100% | 0 | 0% | 100% | 0 | 0% | 100% | 0 |  |  | 0 |  |  | 0 |  |  | 0 | 100% | 65% |  | 100% | 65% |  | 100% | 65% |  | 100% | 65% |  | 100% | 90% |  | 100% | 90% |  | 100% | 90%
SANTA ROSA A 1111147198 | 0.0018869 | 1.3222 | 0.90263 | 0.074649 | 0.97727 | 0.0083144 | 0.0069083 | 0.0017241 | 0% | 99% | 0 | 0% | 99% | 0 | 0% | 99% | 0 | 0% | 99% | 0 | 0% | 63.08% | 0 | 0% | 63.08% | 0 | 0% | 63.08% | 0 | 0% | 63.08% | 0 | 0.074649 | 100% | 2.462% | 0.022226 | 0% | 2.462% | 0 | 0% | 2.462% | 0 | 0% | 0.2634% | 0 | 0% | 0.2634% | 0 | 0% | 0.2634% | 0 | 0% | 0.6194% | 0 | 0% | 0.6194% | 0 | 99.98% | 0.6194% | 0.0055903 | 0% | 0.6367% | 0 | 99.98% | 0.6367% | 0.0057458 | 0% | 0.6367% | 0 | 69.42% | 4.615% | 0.028921 | 0% | 4.615% | 0 | 0% | 4.615% | 0 | 0% | 2.93% | 0 | 0% | 2.93% | 0 | 0% | 2.93% | 0 |  |  |  | 17.28% | 11.8% | 0.018401 | 0% | 11.8% | 0 | 0% | 11.8% | 0 | 55.56% | 0.3754% | 0.0018823 | 0% | 0.3754% | 0 | 0% | 0.3754% | 0 | 0% | 100% | 0 | 0% | 100% | 0 | 0% | 100% | 0 | 0% | 100% | 0 |  |  | 0 |  |  | 0 |  |  | 0 | 100% | 65% |  | 100% | 65% |  | 100% | 65% |  | 100% | 65% |  | 100% | 90% |  | 100% | 90% |  | 100% | 90%
OAKHURST 1101910120 | 0.001856 | 1.8308 | 0.57594 | 0.15425 | 0.7302 | 0.0039691 | 0.004576 | 0.0023068 | 0% | 99% | 0 | 0% | 99% | 0 | 0% | 99% | 0 | 0% | 99% | 0 | 0% | 63.46% | 0 | 0% | 63.46% | 0 | 0% | 63.46% | 0 | 0% | 63.46% | 0 | 0.15425 | 100% | 2.187% | 0.012596 | 0% | 2.187% | 0 | 0% | 2.187% | 0 | 0% | 0.2384% | 0 | 0% | 0.2384% | 0 | 0% | 0.2384% | 0 | 0% | 0.638% | 0 | 4.57% | 0.638% | 0.00016794 | 92.95% | 0.638% | 0.0034155 | 4.57% | 0.6567% | 0.00017286 | 92.95% | 0.6567% | 0.0035156 | 0% | 0.6567% | 0 | 0% | 4.776% | 0 | 0% | 4.776% | 0 | 0% | 4.776% | 0 | 0% | 2.241% | 0 | 0% | 2.241% | 0 | 0% | 2.241% | 0 |  |  |  | 0% | 11.8% | 0 | 0% | 11.8% | 0 | 0% | 11.8% | 0 | 55.56% | 0.3738% | 0.0011961 | 0% | 0.3738% | 0 | 0% | 0.3738% | 0 | 0% | 100% | 0 | 0% | 100% | 0 | 0% | 100% | 0 | 0% | 100% | 0 |  |  | 0 |  |  | 0 |  |  | 0 | 100% | 65% |  | 100% | 65% |  | 100% | 65% |  | 100% | 65% |  | 100% | 90% |  | 100% | 90% |  | 100% | 90%
PUEBLO 21031968 | 0.0010181 | 0 | 2.384 | 0 | 2.384 | 0.020148 | 0.019632 | 0.0051401 | 0% | 99% | 0 | 0% | 99% | 0 | 0% | 99% | 0 | 0% | 99% | 0 | 0% | 63.07% | 0 | 0% | 63.07% | 0 | 0% | 63.07% | 0 | 0% | 63.07% | 0 | 0 | 0% | 2.622% | 0 | 0% | 2.622% | 0 | 0% | 2.622% | 0 | 0% | 0.276% | 0 | 0% | 0.276% | 0 | 0% | 0.276% | 0 | 0% | 0.6664% | 0 | 0% | 0.6664% | 0 | 40.33% | 0.6664% | 0.0064075 | 0% | 0.6749% | 0 | 40.33% | 0.6749% | 0.0064892 | 0% | 0.6749% | 0 | 0% | 4.94% | 0 | 0% | 4.94% | 0 | 0% | 4.94% | 0 | 0% | 2.397% | 0 | 0% | 2.397% | 0 | 0% | 2.397% | 0 |  |  |  | 0% | 11.8% | 0 | 0% | 11.8% | 0 | 0% | 11.8% | 0 | 0% | 0.3719% | 0 | 0% | 0.3719% | 0 | 0% | 0.3719% | 0 | 0% | 100% | 0 | 0% | 100% | 0 | 0% | 100% | 0 | 0% | 100% | 0 |  |  | 0 |  |  | 0 |  |  | 0 |  |  |  |  | 65% |  |  | 65% |  | 100% | 65%
FITCH MOUNTAIN 11134566 | 0.0013701 | 12.2001 | 6.4846 | 0 | 6.4846 | 0.068768 | 0.040212 | 0.013414 | 0% | 99% | 0 | 0% | 99% | 0 | 0% | 99% | 0 | 0% | 99% | 0 | 0% | 63.25% | 0 | 0% | 63.25% | 0 | 0% | 63.25% | 0 | 0% | 63.25% | 0 | 0 | 75% | 1.963% | 0.095454 | 0% | 1.963% | 0 | 0% | 1.963% | 0 | 0% | 0.2152% | 0 | 0% | 0.2152% | 0 | 0% | 0.2152% | 0 | 0% | 0.4913% | 0 | 45.47% | 0.4913% | 0.014486 | 49.68% | 0.4913% | 0.015829 | 45.47% | 0.5088% | 0.015001 | 49.68% | 0.5088% | 0.016392 | 0% | 0.5088% | 0 | 22.01% | 3.668% | 0.052358 | 0% | 3.668% | 0 | 0% | 3.668% | 0 | 0% | 3.369% | 0 | 0% | 3.369% | 0 | 0% | 3.369% | 0 |  |  |  | 0% | 11.8% | 0 | 4.664% | 11.8% | 0.035686 | 0% | 11.8% | 0 | 0% | 0.3795% | 0 | 0% | 0.3795% | 0 | 0% | 0.3795% | 0 | 0% | 100% | 0 | 0% | 100% | 0 | 0% | 100% | 0 | 0% | 100% | 0 |  |  | 0 |  |  | 0 |  |  | 0 | 100% | 65% |  | 100% | 65% |  | 100% | 65% |  | 100% | 65% |  | 100% | 90% |  | 100% | 90% |  | 100% | 90%
FROGTOWN 170274648 | 0.0015193 | 0.1224 | 1.9389 | 0.65288 | 2.5918 | 0.0068446 | 0.01618 | 0.013591 | 0% | 99% | 0 | 0% | 99% | 0 | 0% | 99% | 0 | 0% | 99% | 0 | 0% | 64.78% | 0 | 0% | 64.78% | 0 | 0% | 64.78% | 0 | 0% | 64.78% | 0 | 0.65288 | 0% | 2.037% | 0 | 0% | 2.037% | 0 | 0% | 2.037% | 0 | 0% | 0.2235% | 0 | 0% | 0.2235% | 0 | 0% | 0.2235% | 0 | 0% | 0.6616% | 0 | 0% | 0.6616% | 0 | 33.45% | 0.6616% | 0.0042902 | 0% | 0.6657% | 0 | 37.28% | 0.6657% | 0.0048116 | 0% | 0.6657% | 0 | 7.501% | 4.92% | 0.0071553 | 0% | 4.92% | 0 | 0% | 4.92% | 0 | 0% | 0.9517% | 0 | 0% | 0.9517% | 0 | 0% | 0.9517% | 0 |  |  |  | 5.242% | 11.8% | 0.011994 | 0% | 11.8% | 0 | 0% | 11.8% | 0 | 0% | 0.3672% | 0 | 0% | 0.3672% | 0 | 0% | 0.3672% | 0 | 0% | 100% | 0 | 0% | 100% | 0 | 0% | 100% | 0 | 0% | 100% | 0 |  |  | 0 |  |  | 0 |  |  | 0 | 100% | 65% |  | 100% | 65% |  | 100% | 65% |  | 100% | 65% |  | 100% | 90% |  | 100% | 90% |  | 100% | 90%
PUTAH CREEK 1105748272 | 0.00049285 | 0.66177 | 0.27534 | 0.066911 | 0.34225 | 0.00092618 | 0.0030695 | 0.0012129 | 0% | 99% | 0 | 0% | 99% | 0 | 0% | 99% | 0 | 0% | 99% | 0 | 0% | 60% | 0 | 0% | 60% | 0 | 0% | 60% | 0 | 0% | 60% | 0 | 0.066911 | 0% | 2.932% | 0 | 0% | 2.932% | 0 | 0% | 2.932% | 0 | 0% | 0.2964% | 0 | 0% | 0.2964% | 0 | 0% | 0.2964% | 0 | 0% | 0.8857% | 0 | 0% | 0.8857% | 0 | 0% | 0.8857% | 0 | 0.08729% | 0.8234% | 1.9789e-06 | 0% | 0.8234% | 0 | 80.82% | 0.8234% | 0.0018322 | 0% | 6.394% | 0 | 0% | 6.394% | 0 | 0% | 6.394% | 0 | 0% | 0.9684% | 0 | 0% | 0.9684% | 0 | 0% | 0.9684% | 0 |  |  |  | 0% | 11.8% | 0 | 4.51% | 11.8% | 0.0014652 | 0% | 11.8% | 0 | 0% | 0.3439% | 0 | 0% | 0.3439% | 0 | 0% | 0.3439% | 0 | 0% | 100% | 0 | 0% | 100% | 0 | 0% | 100% | 0 | 0% | 100% | 0 |  |  | 0 |  |  | 0 |  |  | 0 | 100% | 65% |  | 100% | 65% |  | 100% | 65% |  | 100% | 65% |  | 100% | 90% |  | 100% | 90% |  | 100% | 90%
APPLE HILL 110412842 | 0.0023233 | 18.5326 | 5.9056 | 3.7215 | 9.6272 | 0.061928 | 0.037747 | 0.012245 | 0% | 99% | 0 | 0% | 99% | 0 | 0% | 99% | 0 | 0% | 99% | 0 | 0% | 61.74% | 0 | 0% | 61.74% | 0 | 0% | 61.74% | 0 | 0% | 61.74% | 0 | 3.7215 | 100% | 1.676% | 0.098975 | 0% | 1.676% | 0 | 0% | 1.676% | 0 | 0% | 0.1764% | 0 | 0% | 0.1764% | 0 | 0% | 0.1764% | 0 | 0.4701% | 0.5108% | 0.00014182 | 6.661% | 0.5108% | 0.0020092 | 25.96% | 0.5108% | 0.0078305 | 2.77% | 0.5073% | 0.00082974 | 31.06% | 0.5073% | 0.009304 | 68.94% | 0.5073% | 0.020653 | 33.87% | 3.778% | 0.075556 | 0% | 3.778% | 0 | 2.428% | 3.778% | 0.0054166 | 0% | 3.468% | 0 | 0% | 3.468% | 0 | 0% | 3.468% | 0 |  |  |  | 32.89% | 11.8% | 0.22921 | 0% | 11.8% | 0 | 0% | 11.8% | 0 | 55.56% | 0.3751% | 0.012306 | 0% | 0.3751% | 0 | 0% | 0.3751% | 0 | 0% | 100% | 0 | 0% | 100% | 0 | 0% | 100% | 0 | 0% | 100% | 0 |  |  | 0 |  |  | 0 |  |  | 0 | 100% | 65% |  | 100% | 65% |  | 100% | 65% |  | 100% | 65% |  | 100% | 90% |  | 100% | 90% |  | 100% | 90%
CAMP EVERS 210660120 | 0.0049798 | 4.6528 | 3.9222 | 0.24583 | 4.1681 | 0.048727 | 0.021783 | 0.0044873 | 0% | 99% | 0 | 0% | 99% | 0 | 0% | 99% | 0 | 0% | 99% | 0 | 0% | 63.56% | 0 | 0% | 63.56% | 0 | 0% | 63.56% | 0 | 0% | 63.56% | 0 | 0.24583 | 0% | 1.894% | 0 | 0% | 1.894% | 0 | 0% | 1.894% | 0 | 0% | 0.2057% | 0 | 0% | 0.2057% | 0 | 0% | 0.2057% | 0 | 0% | 0.4397% | 0 | 0% | 0.4397% | 0 | 86.49% | 0.4397% | 0.014918 | 0% | 0.4627% | 0 | 86.49% | 0.4627% | 0.015698 | 12.96% | 0.4627% | 0.0023529 | 27.57% | 3.298% | 0.035656 | 45.66% | 3.298% | 0.059054 | 26.59% | 3.298% | 0.034394 | 0% | 3.836% | 0 | 0% | 3.836% | 0 | 0% | 3.836% | 0 |  |  |  | 0% | 11.8% | 0 | 0% | 11.8% | 0 | 0% | 11.8% | 0 | 0% | 0.3845% | 0 | 0% | 0.3845% | 0 | 0% | 0.3845% | 0 | 0% | 100% | 0 | 0% | 100% | 0 | 0% | 100% | 0 | 0% | 100% | 0 |  |  | 0 |  |  | 0.0039471 |  |  | 0.0079988 | 100% | 65% |  | 100% | 65% |  | 100% | 65% |  | 100% | 65% |  | 100% | 90% |  | 100% | 90% |  | 100% | 90%
OILFIELDS 1103N40 | 0.00074213 | 1.3506 | 0.15626 | 0 | 0.15626 | 0.00025882 | 0.0018495 | 0.00088413 | 0% | 99% | 0 | 0% | 99% | 0 | 0% | 99% | 0 | 0% | 99% | 0 | 0% | 61.73% | 0 | 0% | 61.73% | 0 | 0% | 61.73% | 0 | 0% | 61.73% | 0 | 0 | 0% | 2.5% | 0 | 0% | 2.5% | 0 | 0% | 2.5% | 0 | 0% | 0.3062% | 0 | 0% | 0.3062% | 0 | 0% | 0.3062% | 0 | 0% | 0.8984% | 0 | 0% | 0.8984% | 0 | 61.45% | 0.8984% | 0.0008626 | 0% | 0.9372% | 0 | 61.45% | 0.9372% | 0.00089991 | 38.55% | 0.9372% | 0.00056462 | 37.21% | 6.805% | 0.0039564 | 0% | 6.805% | 0 | 0% | 6.805% | 0 | 0% | 0.5229% | 0 | 0% | 0.5229% | 0 | 0% | 0.5229% | 0 |  |  |  | 31.55% | 11.8% | 0.0058171 | 0% | 11.8% | 0 | 0% | 11.8% | 0 | 0% | 0.3586% | 0 | 0% | 0.3586% | 0 | 0% | 0.3586% | 0 | 0% | 100% | 0 | 0% | 100% | 0 | 0% | 100% | 0 | 0% | 100% | 0 |  |  | 0 |  |  | 0 |  |  | 0 | 100% | 65% |  | 100% | 65% |  | 100% | 65% |  | 100% | 65% |  | 100% | 90% |  | 100% | 90% |  | 100% | 90%
CURTIS 1701CB | 0.0021952 | 8.549 | 5.051 | 0 | 5.051 | 0.017528 | 0.047181 | 0.03221 | 0% | 99% | 0 | 14.51% | 99% | 0.72533 | 0% | 99% | 0 | 0% | 99% | 0 | 0% | 63.98% | 0 | 0% | 63.98% | 0 | 0% | 63.98% | 0 | 0% | 63.98% | 0 | 0 | 0% | 2.306% | 0 | 0% | 2.306% | 0 | 0% | 2.306% | 0 | 100% | 0.2697% | 0.013621 | 0% | 0.2697% | 0 | 0% | 0.2697% | 0 | 0% | 0.7131% | 0 | 16.49% | 0.7131% | 0.0059413 | 56.41% | 0.7131% | 0.020317 | 16.49% | 0.7403% | 0.0061677 | 56.41% | 0.7403% | 0.021091 | 27.1% | 0.7403% | 0.010133 | 47.99% | 5.36% | 0.12993 | 0% | 5.36% | 0 | 0% | 5.36% | 0 | 0% | 1.03% | 0 | 0% | 1.03% | 0 | 0% | 1.03% | 0 |  |  |  | 0% | 11.8% | 0 | 0% | 11.8% | 0 | 0% | 11.8% | 0 | 55.56% | 0.3667% | 0.01029 | 0% | 0.3667% | 0 | 0% | 0.3667% | 0 | 0% | 100% | 0 | 0% | 100% | 0 | 0% | 100% | 0 | 0% | 100% | 0 |  |  | 0 |  |  | 0 |  |  | 0.0033114 | 100% | 65% |  | 100% | 65% |  | 100% | 65% |  | 100% | 65% |  | 100% | 90% |  | 100% | 90% |  | 100% | 90%
PUEBLO 2102595938 | 0.0016211 | 0 | 1.2963 | 0.028361 | 1.3247 | 0.0083409 | 0.011791 | 0.0047807 | 0% | 99% | 0 | 0% | 99% | 0 | 0% | 99% | 0 | 0% | 99% | 0 | 0% | 63.91% | 0 | 0% | 63.91% | 0 | 0% | 63.91% | 0 | 0% | 63.91% | 0 | 0.028361 | 0% | 2.862% | 0 | 0% | 2.862% | 0 | 0% | 2.862% | 0 | 0% | 0.3179% | 0 | 0% | 0.3179% | 0 | 0% | 0.3179% | 0 | 0% | 0.7024% | 0 | 99.53% | 0.7024% | 0.0090634 | 0% | 0.7024% | 0 | 76.76% | 0.7312% | 0.0072757 | 0% | 0.7312% | 0 | 23.24% | 0.7312% | 0.0022028 | 0% | 5.252% | 0 | 0% | 5.252% | 0 | 0% | 5.252% | 0 | 0% | 1.848% | 0 | 0% | 1.848% | 0 | 0% | 1.848% | 0 |  |  |  | 0% | 11.8% | 0 | 15.12% | 11.8% | 0.023132 | 0% | 11.8% | 0 | 0% | 0.3706% | 0 | 0% | 0.3706% | 0 | 0% | 0.3706% | 0 | 0% | 100% | 0 | 0% | 100% | 0 | 0% | 100% | 0 | 0% | 100% | 0 |  |  | 0 |  |  | 0 |  |  | 0 |  |  |  |  | 65% |  |  | 65% |  | 100% | 65%
PENRYN 11032198 | 0.0010655 | 22.5031 | 4.6613 | 0.4383 | 5.0996 | 0.036808 | 0.035889 | 0.016893 | 0% | 99% | 0 | 0% | 99% | 0 | 0% | 99% | 0 | 0% | 99% | 0 | 0% | 62.3% | 0 | 0% | 62.3% | 0 | 0% | 62.3% | 0 | 0% | 62.3% | 0 | 0.4383 | 100% | 1.835% | 0.085541 | 0% | 1.835% | 0 | 0% | 1.835% | 0 | 0% | 0.1992% | 0 | 0% | 0.1992% | 0 | 0% | 0.1992% | 0 | 0% | 0.5974% | 0 | 14.56% | 0.5974% | 0.0040551 | 37.43% | 0.5974% | 0.010423 | 0.007695% | 0.5927% | 2.1261e-06 | 37.43% | 0.5927% | 0.010341 | 62.56% | 0.5927% | 0.017285 | 38.75% | 4.423% | 0.079879 | 9.546% | 4.423% | 0.01968 | 23.44% | 4.423% | 0.048323 | 0% | 2.633% | 0 | 0% | 2.633% | 0 | 0% | 2.633% | 0 |  |  |  | 0% | 11.8% | 0 | 34.53% | 11.8% | 0.18995 | 0% | 11.8% | 0 | 0% | 0.369% | 0 | 0% | 0.369% | 0 | 0% | 0.369% | 0 | 0% | 100% | 0 | 0% | 100% | 0 | 0% | 100% | 0 | 0% | 100% | 0 |  |  | 6.0483e-05 |  |  | 0 |  |  | 0.00076968 | 100% | 65% |  | 100% | 65% |  | 100% | 65% |  | 100% | 65% |  | 100% | 90% |  | 100% | 90% |  | 100% | 90%
MADISON 2101484892 | 0.00077102 | 0.026351 | 1.788 | 0.67655 | 2.4646 | 0.0051448 | 0.018014 | 0.011336 | 0% | 99% | 0 | 0% | 99% | 0 | 0% | 99% | 0 | 0% | 99% | 0 | 0% | 63.4% | 0 | 0% | 63.4% | 0 | 0% | 63.4% | 0 | 0% | 63.4% | 0 | 0.67655 | 0% | 2.217% | 0 | 0% | 2.217% | 0 | 0% | 2.217% | 0 | 100% | 0.2553% | 0.0045649 | 0% | 0.2553% | 0 | 0% | 0.2553% | 0 | 0% | 0.7549% | 0 | 20.84% | 0.7549% | 0.0028127 | 0% | 0.7549% | 0 | 0% | 0.7394% | 0 | 19.26% | 0.7394% | 0.0025462 | 20.84% | 0.7394% | 0.0027548 | 89.27% | 5.559% | 0.088737 | 0% | 5.559% | 0 | 0% | 5.559% | 0 | 0% | 0.7918% | 0 | 0% | 0.7918% | 0 | 0% | 0.7918% | 0 |  |  |  | 1.986% | 11.8% | 0.0041908 | 0% | 11.8% | 0 | 0% | 11.8% | 0 | 55.56% | 0.353% | 0.0035062 | 0% | 0.353% | 0 | 0% | 0.353% | 0 | 0% | 100% | 0 | 0% | 100% | 0 | 0% | 100% | 0 | 0% | 100% | 0 |  |  | 0 |  |  | 0 |  |  | 0 | 100% | 65% |  | 100% | 65% |  | 100% | 65% |  | 100% | 65% |  | 100% | 90% |  | 100% | 90% |  | 100% | 90%
CURTIS 17036064 | 0.00077124 | 20.0823 | 3.4807 | 0 | 3.4807 | 0.017935 | 0.02712 | 0.022114 | 0% | 99% | 0 | 0% | 99% | 0 | 0% | 99% | 0 | 0% | 99% | 0 | 0% | 63.78% | 0 | 0% | 63.78% | 0 | 0% | 63.78% | 0 | 0% | 63.78% | 0 | 0 | 75% | 2.012% | 0.052525 | 0% | 2.012% | 0 | 0% | 2.012% | 0 | 0% | 0.2147% | 0 | 0% | 0.2147% | 0 | 0% | 0.2147% | 0 | 0% | 0.6065% | 0 | 96.07% | 0.6065% | 0.020282 | 1.204% | 0.6065% | 0.0002541 | 96.07% | 0.6039% | 0.020193 | 1.795% | 0.6039% | 0.00037719 | 0% | 0.6039% | 0 | 21.53% | 4.486% | 0.033626 | 0% | 4.486% | 0 | 0% | 4.486% | 0 | 0% | 1.666% | 0 | 0% | 1.666% | 0 | 0% | 1.666% | 0 |  |  |  | 33.71% | 11.8% | 0.13844 | 0% | 11.8% | 0 | 0% | 11.8% | 0 | 0% | 0.3693% | 0 | 0% | 0.3693% | 0 | 0% | 0.3693% | 0 | 0% | 100% | 0 | 0% | 100% | 0 | 0% | 100% | 0 | 0% | 100% | 0 |  |  | 0.00016775 |  |  | 0 |  |  | 0 | 100% | 65% |  | 100% | 65% |  | 100% | 65% |  | 100% | 65% |  | 100% | 90% |  | 100% | 90% |  | 100% | 90%
POSO MOUNTAIN 2104CB | 0.0021587 | 3.3596 | 2.1641 | 0 | 2.1641 | 0.0012564 | 0.026612 | 0.013997 | 0% | 99% | 0 | 0% | 99% | 0 | 0% | 99% | 0 | 0% | 99% | 0 | 0% | 60.75% | 0 | 0% | 60.75% | 0 | 0% | 60.75% | 0 | 0% | 60.75% | 0 | 0 | 0% | 2.252% | 0 | 0% | 2.252% | 0 | 0% | 2.252% | 0 | 0% | 0.2809% | 0 | 0% | 0.2809% | 0 | 0% | 0.2809% | 0 | 0% | 0.9293% | 0 | 99.52% | 0.9293% | 0.020015 | 0% | 0.9293% | 0 | 99.52% | 0.9709% | 0.020912 | 0.4765% | 0.9709% | 0.00010013 | 0% | 0.9709% | 0 | 0% | 7.073% | 0 | 0% | 7.073% | 0 | 0% | 7.073% | 0 | 0% | 0.1713% | 0 | 0% | 0.1713% | 0 | 0% | 0.1713% | 0 |  |  |  | 0% | 11.8% | 0 | 0% | 11.8% | 0 | 0% | 11.8% | 0 | 0% | 0.3588% | 0 | 0% | 0.3588% | 0 | 0% | 0.3588% | 0 | 0% | 100% | 0 | 0% | 100% | 0 | 0% | 100% | 0 | 0% | 100% | 0 |  |  | 0 |  |  | 0 |  |  | 0 | 100% | 65% |  | 100% | 65% |  | 100% | 65% |  | 100% | 65% |  | 100% | 90% |  | 100% | 90% |  | 100% | 90%
FORT ROSS 112170288 | 0.0015372 | 12.2607 | 8.6124 | 0.076032 | 8.6884 | 0.13237 | 0.028374 | 0.0063655 | 0% | 99% | 0 | 0% | 99% | 0 | 0% | 99% | 0 | 0% | 99% | 0 | 0% | 61.92% | 0 | 0% | 61.92% | 0 | 0% | 61.92% | 0 | 0% | 61.92% | 0 | 0.076032 | 71.43% | 1.042% | 0.064072 | 0% | 1.042% | 0 | 0% | 1.042% | 0 | 0% | 0.1095% | 0 | 0% | 0.1095% | 0 | 0% | 0.1095% | 0 | 0% | 0.2597% | 0 | 0% | 0.2597% | 0 | 43.85% | 0.2597% | 0.0098078 | 0% | 0.2634% | 0 | 43.85% | 0.2634% | 0.0099462 | 56.15% | 0.2634% | 0.012736 | 11.72% | 1.925% | 0.019424 | 0% | 1.925% | 0 | 0% | 1.925% | 0 | 0% | 5.569% | 0 | 0% | 5.569% | 0 | 0% | 5.569% | 0 |  |  |  | 34.8% | 11.8% | 0.3537 | 0% | 11.8% | 0 | 0% | 11.8% | 0 | 55.56% | 0.3888% | 0.018602 | 0% | 0.3888% | 0 | 0% | 0.3888% | 0 | 0% | 100% | 0 | 0% | 100% | 0 | 0% | 100% | 0 | 0% | 100% | 0 |  |  | 0 |  |  | 0 |  |  | 0 | 100% | 65% |  | 100% | 65% |  | 100% | 65% |  | 100% | 65% |  | 100% | 90% |  | 100% | 90% |  | 100% | 90%
OTTER 110298036 | 0.00082695 | 9.5152 | 1.8882 | 0.10369 | 1.9919 | 0.012578 | 0.02091 | 0.0031984 | 0% | 99% | 0 | 0% | 99% | 0 | 0% | 99% | 0 | 0% | 99% | 0 | 0% | 62.91% | 0 | 0% | 62.91% | 0 | 0% | 62.91% | 0 | 0% | 62.91% | 0 | 0.10369 | 100% | 3.899% | 0.073613 | 0% | 3.899% | 0 | 0% | 3.899% | 0 | 0% | 0.42% | 0 | 0% | 0.42% | 0 | 0% | 0.42% | 0 | 0% | 0.8647% | 0 | 0% | 0.8647% | 0 | 42.19% | 0.8647% | 0.0068886 | 0% | 0.9137% | 0 | 42.19% | 0.9137% | 0.007279 | 57.81% | 0.9137% | 0.0099727 | 23.96% | 6.487% | 0.029341 | 0% | 6.487% | 0 | 7.866% | 6.487% | 0.0096347 | 0% | 2.146% | 0 | 0% | 2.146% | 0 | 0% | 2.146% | 0 |  |  |  | 0% | 11.8% | 0 | 34.09% | 11.8% | 0.075956 | 0% | 11.8% | 0 | 0% | 0.3716% | 0 | 0% | 0.3716% | 0 | 0% | 0.3716% | 0 | 0% | 100% | 0 | 0% | 100% | 0 | 0% | 100% | 0 | 0% | 100% | 0 |  |  | 0 |  |  | 0 |  |  | 0 | 100% | 65% |  | 100% | 65% |  | 100% | 65% |  | 100% | 65% |  | 100% | 90% |  | 100% | 90% |  | 100% | 90%
HALF MOON BAY 110329454 | 0.0011739 | 4.7222 | 1.2627 | 0 | 1.2627 | 0.013027 | 0.009714 | 0.00181 | 0% | 99% | 0 | 0% | 99% | 0 | 0% | 99% | 0 | 0% | 99% | 0 | 0% | 62.89% | 0 | 0% | 62.89% | 0 | 0% | 62.89% | 0 | 0% | 62.89% | 0 | 0 | 100% | 2.51% | 0.031697 | 0% | 2.51% | 0 | 0% | 2.51% | 0 | 0% | 0.2687% | 0 | 0% | 0.2687% | 0 | 0% | 0.2687% | 0 | 0% | 0.6008% | 0 | 95.86% | 0.6008% | 0.0072727 | 0% | 0.6008% | 0 | 95.86% | 0.6215% | 0.0075224 | 0% | 0.6215% | 0 | 0% | 0.6215% | 0 | 0% | 4.481% | 0 | 0% | 4.481% | 0 | 0% | 4.481% | 0 | 0% | 3.238% | 0 | 0% | 3.238% | 0 | 0% | 3.238% | 0 |  |  |  | 0% | 11.8% | 0 | 2.728% | 11.8% | 0.0040647 | 0% | 11.8% | 0 | 55.56% | 0.377% | 0.0026444 | 0% | 0.377% | 0 | 0% | 0.377% | 0 | 0% | 100% | 0 | 0% | 100% | 0 | 0% | 100% | 0 | 0% | 100% | 0 |  |  | 0 |  |  | 0 |  |  | 0 | 100% | 65% |  | 100% | 65% |  | 100% | 65% |  | 100% | 65% |  | 100% | 90% |  | 100% | 90% |  | 100% | 90%
CLARKSVILLE 2103593454 | 0.00064539 | 31.0196 | 5.1639 | 0.30357 | 5.4675 | 0.029613 | 0.048051 | 0.022856 | 0% | 99% | 0 | 0% | 99% | 0 | 0% | 99% | 0 | 0% | 99% | 0 | 0% | 62.89% | 0 | 0% | 62.89% | 0 | 0% | 62.89% | 0 | 0% | 62.89% | 0 | 0.30357 | 66.67% | 2.734% | 0.094114 | 0% | 2.734% | 0 | 0% | 2.734% | 0 | 100% | 0.2945% | 0.015206 | 0% | 0.2945% | 0 | 0% | 0.2945% | 0 | 0% | 0.7168% | 0 | 0% | 0.7168% | 0 | 0% | 0.7168% | 0 | 0.08072% | 0.7292% | 3.0396e-05 | 51.27% | 0.7292% | 0.019308 | 47.42% | 0.7292% | 0.017856 | 67.91% | 5.325% | 0.18674 | 0% | 5.325% | 0 | 0% | 5.325% | 0 | 0% | 1.895% | 0 | 0% | 1.895% | 0 | 0% | 1.895% | 0 |  |  |  | 0% | 11.8% | 0 | 0% | 11.8% | 0 | 0% | 11.8% | 0 | 0% | 0.3678% | 0 | 0% | 0.3678% | 0 | 0% | 0.3678% | 0 | 0% | 100% | 0 | 0% | 100% | 0 | 0% | 100% | 0 | 0% | 100% | 0 |  |  | 0 |  |  | 0 |  |  | 0 | 100% | 65% |  | 100% | 65% |  | 100% | 65% |  | 100% | 65% |  | 100% | 90% |  | 100% | 90% |  | 100% | 90%
LLAGAS 2101984552 | 0.0004343 | 5.2058 | 1.0331 | 0 | 1.0331 | 0.0035971 | 0.010604 | 0.005925 | 0% | 99% | 0 | 0% | 99% | 0 | 0% | 99% | 0 | 0% | 99% | 0 | 0% | 64.12% | 0 | 0% | 64.12% | 0 | 0% | 64.12% | 0 | 0% | 64.12% | 0 | 0 | 100% | 2.86% | 0.029551 | 0% | 2.86% | 0 | 0% | 2.86% | 0 | 0% | 0.317% | 0 | 0% | 0.317% | 0 | 0% | 0.317% | 0 | 0% | 0.783% | 0 | 0% | 0.783% | 0 | 43.03% | 0.783% | 0.0034808 | 0.9346% | 0.8024% | 7.7478e-05 | 43.03% | 0.8024% | 0.0035667 | 56.04% | 0.8024% | 0.0046455 | 0% | 5.837% | 0 | 0% | 5.837% | 0 | 0% | 5.837% | 0 | 0% | 0.8104% | 0 | 0% | 0.8104% | 0 | 0% | 0.8104% | 0 |  |  |  | 0% | 11.8% | 0 | 0% | 11.8% | 0 | 0% | 11.8% | 0 | 0% | 0.364% | 0 | 0% | 0.364% | 0 | 0% | 0.364% | 0 | 0% | 100% | 0 | 0% | 100% | 0 | 0% | 100% | 0 | 0% | 100% | 0 |  |  | 0 |  |  | 0 |  |  | 0 | 100% | 65% |  | 100% | 65% |  | 100% | 65% |  | 100% | 65% |  | 100% | 90% |  | 100% | 90% |  | 100% | 90%
LOW GAP 1101CB | 0.0017475 | 2.5026 | 0.69309 | 0.085556 | 0.77864 | 0.0065931 | 0.0059131 | 0.0010393 | 0% | 99% | 0 | 0% | 99% | 0 | 0% | 99% | 0 | 0% | 99% | 0 | 0% | 61.88% | 0 | 0% | 61.88% | 0 | 0% | 61.88% | 0 | 0% | 61.88% | 0 | 0.085556 | 0% | 2.569% | 0 | 0% | 2.569% | 0 | 0% | 2.569% | 0 | 0% | 0.278% | 0 | 0% | 0.278% | 0 | 0% | 0.278% | 0 | 0% | 0.6564% | 0 | 100% | 0.6564% | 0.0045494 | 0% | 0.6564% | 0 | 100% | 0.6722% | 0.0046589 | 0% | 0.6722% | 0 | 0% | 0.6722% | 0 | 100% | 4.887% | 0.033874 | 0% | 4.887% | 0 | 0% | 4.887% | 0 | 0% | 2.877% | 0 | 0% | 2.877% | 0 | 0% | 2.877% | 0 |  |  |  | 0% | 11.8% | 0 | 0% | 11.8% | 0 | 0% | 11.8% | 0 | 0% | 0.3721% | 0 | 0% | 0.3721% | 0 | 0% | 0.3721% | 0 | 0% | 100% | 0 | 0% | 100% | 0 | 0% | 100% | 0 | 0% | 100% | 0 |  |  | 0 |  |  | 0 |  |  | 0 | 100% | 65% |  | 100% | 65% |  | 100% | 65% |  | 100% | 65% |  | 100% | 90% |  | 100% | 90% |  | 100% | 90%
HOPLAND 1101865263 | 0.00081148 | 5.8469 | 1.7795 | 0.24454 | 2.0241 | 0.013552 | 0.015809 | 0.0054688 | 0% | 99% | 0 | 0% | 99% | 0 | 0% | 99% | 0 | 0% | 99% | 0 | 0% | 63.01% | 0 | 0% | 63.01% | 0 | 0% | 63.01% | 0 | 0% | 63.01% | 0 | 0.24454 | 50% | 2.642% | 0.023504 | 0% | 2.642% | 0 | 0% | 2.642% | 0 | 0% | 0.2867% | 0 | 0% | 0.2867% | 0 | 0% | 0.2867% | 0 | 0% | 0.6812% | 0 | 77.5% | 0.6812% | 0.0093941 | 22.07% | 0.6812% | 0.002675 | 99.56% | 0.7024% | 0.012445 | 0% | 0.7024% | 0 | 0% | 0.7024% | 0 | 0% | 5.084% | 0 | 0% | 5.084% | 0 | 0% | 5.084% | 0 | 0% | 2.302% | 0 | 0% | 2.302% | 0 | 0% | 2.302% | 0 |  |  |  | 0% | 11.8% | 0 | 0% | 11.8% | 0 | 0% | 11.8% | 0 | 0% | 0.3718% | 0 | 0% | 0.3718% | 0 | 0% | 0.3718% | 0 | 0% | 100% | 0 | 0% | 100% | 0 | 0% | 100% | 0 | 0% | 100% | 0 |  |  | 0 |  |  | 0 |  |  | 0 | 100% | 65% |  | 100% | 65% |  | 100% | 65% |  | 100% | 65% |  | 100% | 90% |  | 100% | 90% |  | 100% | 90%
TASSAJARA 2104CB | 0.0010033 | 0.14511 | 2.6344 | 0.0012605 | 2.6357 | 0.012722 | 0.027269 | 0.011588 | 0% | 99% | 0 | 0% | 99% | 0 | 0% | 99% | 0 | 0% | 99% | 0 | 0% | 63.86% | 0 | 0% | 63.86% | 0 | 0% | 63.86% | 0 | 0% | 63.86% | 0 | 0.0012605 | 100% | 2.995% | 0.078912 | 0% | 2.995% | 0 | 0% | 2.995% | 0 | 0% | 0.3323% | 0 | 0% | 0.3323% | 0 | 0% | 0.3323% | 0 | 0% | 0.7849% | 0 | 0% | 0.7849% | 0 | 84.27% | 0.7849% | 0.017425 | 0% | 0.8103% | 0 | 84.42% | 0.8103% | 0.018019 | 14.99% | 0.8103% | 0.0032001 | 9.698% | 5.864% | 0.014981 | 27.34% | 5.864% | 0.042237 | 0% | 5.864% | 0 | 0% | 1.062% | 0 | 0% | 1.062% | 0 | 0% | 1.062% | 0 |  |  |  | 0% | 11.8% | 0 | 0% | 11.8% | 0 | 0% | 11.8% | 0 | 0% | 0.3658% | 0 | 0% | 0.3658% | 0 | 0% | 0.3658% | 0 | 0% | 100% | 0 | 0% | 100% | 0 | 0% | 100% | 0 | 0% | 100% | 0 |  |  | 0 |  |  | 0 |  |  | 0 | 100% | 65% |  | 100% | 65% |  | 100% | 65% |  | 100% | 65% |  | 100% | 90% |  | 100% | 90% |  | 100% | 90%
WYANDOTTE 110796390 | 0.00063511 | 9.2377 | 1.7495 | 2.4688 | 4.2183 | 0.011777 | 0.017643 | 0.004904 | 0% | 99% | 0 | 0% | 99% | 0 | 0% | 99% | 0 | 0% | 99% | 0 | 0% | 61.58% | 0 | 0% | 61.58% | 0 | 0% | 61.58% | 0 | 0% | 61.58% | 0 | 2.4688 | 100% | 2.497% | 0.043678 | 0% | 2.497% | 0 | 0% | 2.497% | 0 | 0% | 0.2645% | 0 | 0% | 0.2645% | 0 | 0% | 0.2645% | 0 | 0% | 0.7727% | 0 | 86.85% | 0.7727% | 0.01174 | 12.61% | 0.7727% | 0.0017046 | 86.85% | 0.7687% | 0.01168 | 12.61% | 0.7687% | 0.0016958 | 17.6% | 0.7687% | 0.002367 | 53.56% | 5.719% | 0.053592 | 0% | 5.719% | 0 | 0% | 5.719% | 0 | 0% | 2.201% | 0 | 0% | 2.201% | 0 | 0% | 2.201% | 0 |  |  |  | 11.01% | 11.8% | 0.022734 | 0% | 11.8% | 0 | 0% | 11.8% | 0 | 0% | 0.3621% | 0 | 0% | 0.3621% | 0 | 0% | 0.3621% | 0 | 0% | 100% | 0 | 0% | 100% | 0 | 0% | 100% | 0 | 0% | 100% | 0 |  |  | 0.0014476 |  |  | 0 |  |  | 0 | 100% | 65% |  | 100% | 65% |  | 100% | 65% |  | 100% | 65% |  | 100% | 90% |  | 100% | 90% |  | 100% | 90%
BRIDGEVILLE 110137484 | 0.0011722 | 8.2199 | 2.2399 | 0.062395 | 2.3023 | 0.022645 | 0.018169 | 0.0031429 | 0% | 99% | 0 | 0% | 99% | 0 | 0% | 99% | 0 | 0% | 99% | 0 | 0% | 61.91% | 0 | 0% | 61.91% | 0 | 0% | 61.91% | 0 | 0% | 61.91% | 0 | 0.062395 | 50% | 2.749% | 0.030788 | 0% | 2.749% | 0 | 0% | 2.749% | 0 | 100% | 0.2911% | 0.0065206 | 0% | 0.2911% | 0 | 0% | 0.2911% | 0 | 0% | 0.6316% | 0 | 12.71% | 0.6316% | 0.0017984 | 20.78% | 0.6316% | 0.0029398 | 12.71% | 0.6574% | 0.0018719 | 20.78% | 0.6574% | 0.0030599 | 66.51% | 0.6574% | 0.0097934 | 43.93% | 4.718% | 0.046424 | 0% | 4.718% | 0 | 11.55% | 4.718% | 0.012202 | 0% | 3.531% | 0 | 0% | 3.531% | 0 | 0% | 3.531% | 0 |  |  |  | 35% | 11.8% | 0.092504 | 0% | 11.8% | 0 | 0% | 11.8% | 0 | 0% | 0.3778% | 0 | 0% | 0.3778% | 0 | 0% | 0.3778% | 0 | 0% | 100% | 0 | 0% | 100% | 0 | 0% | 100% | 0 | 0% | 100% | 0 |  |  | 0 |  |  | 0 |  |  | 0 | 100% | 65% |  | 100% | 65% |  | 100% | 65% |  | 100% | 65% |  | 100% | 90% |  | 100% | 90% |  | 100% | 90%
SARATOGA 1107899344 | 0.0015753 | 9.0921 | 4.3582 | 0.20737 | 4.5656 | 0.058064 | 0.024034 | 0.0038152 | 0% | 99% | 0 | 0% | 99% | 0 | 0% | 99% | 0 | 0% | 99% | 0 | 0% | 62.56% | 0 | 0% | 62.56% | 0 | 0% | 62.56% | 0 | 0% | 62.56% | 0 | 0.20737 | 42.86% | 1.882% | 0.035157 | 0% | 1.882% | 0 | 0% | 1.882% | 0 | 0% | 0.1952% | 0 | 0% | 0.1952% | 0 | 0% | 0.1952% | 0 | 0% | 0.4314% | 0 | 0% | 0.4314% | 0 | 56.14% | 0.4314% | 0.010556 | 0% | 0.443% | 0 | 56.14% | 0.443% | 0.010839 | 43.86% | 0.443% | 0.0084684 | 15.26% | 3.205% | 0.021314 | 0% | 3.205% | 0 | 14.6% | 3.205% | 0.020394 | 0% | 4.34% | 0 | 0% | 4.34% | 0 | 0% | 4.34% | 0 |  |  |  | 0% | 11.8% | 0 | 34.81% | 11.8% | 0.17903 | 0% | 11.8% | 0 | 0% | 0.384% | 0 | 0% | 0.384% | 0 | 0% | 0.384% | 0 | 0% | 100% | 0 | 0% | 100% | 0 | 0% | 100% | 0 | 0% | 100% | 0 |  |  | 0 |  |  | 0 |  |  | 0 | 100% | 65% |  | 100% | 65% |  | 100% | 65% |  | 100% | 65% |  | 100% | 90% |  | 100% | 90% |  | 100% | 90%
ALLEGHANY 1101978 | 0.00090188 | 12.5958 | 5.1 | 3.534 | 8.634 | 0.046695 | 0.04855 | 0.0057146 | 0% | 99% | 0 | 0% | 99% | 0 | 0% | 99% | 0 | 0% | 99% | 0 | 0% | 60.53% | 0 | 0% | 60.53% | 0 | 0% | 60.53% | 0 | 0% | 60.53% | 0 | 3.534 | 0% | 2.988% | 0 | 0% | 2.988% | 0 | 0% | 2.988% | 0 | 100% | 0.3011% | 0.015357 | 0% | 0.3011% | 0 | 0% | 0.3011% | 0 | 0% | 0.7381% | 0 | 63.3% | 0.7381% | 0.023828 | 2.629% | 0.7381% | 0.00098963 | 63.3% | 0.7148% | 0.023076 | 2.629% | 0.7148% | 0.0009584 | 34.07% | 0.7148% | 0.012421 | 39.7% | 5.38% | 0.10893 | 0% | 5.38% | 0 | 4.814% | 5.38% | 0.013208 | 0% | 2.561% | 0 | 0% | 2.561% | 0 | 0% | 2.561% | 0 |  |  |  | 35% | 11.8% | 0.21063 | 0% | 11.8% | 0 | 0% | 11.8% | 0 | 0% | 0.3631% | 0 | 0% | 0.3631% | 0 | 0% | 0.3631% | 0 | 0% | 100% | 0 | 0% | 100% | 0 | 0% | 100% | 0 | 0% | 100% | 0 |  |  | 0 |  |  | 0 |  |  | 0 | 100% | 65% |  | 100% | 65% |  | 100% | 65% |  | 100% | 65% |  | 100% | 90% |  | 100% | 90% |  | 100% | 90%
PLACERVILLE 1111508410 | 0.0026995 | 6.0256 | 2.4274 | 0.60112 | 3.0285 | 0.020027 | 0.019529 | 0.0084974 | 0% | 99% | 0 | 0% | 99% | 0 | 0% | 99% | 0 | 0% | 99% | 0 | 0% | 62.66% | 0 | 0% | 62.66% | 0 | 0% | 62.66% | 0 | 0% | 62.66% | 0 | 0.60112 | 33.33% | 2.007% | 0.016238 | 0% | 2.007% | 0 | 0% | 2.007% | 0 | 0% | 0.2173% | 0 | 0% | 0.2173% | 0 | 0% | 0.2173% | 0 | 0% | 0.6162% | 0 | 34.03% | 0.6162% | 0.0050896 | 63.16% | 0.6162% | 0.0094474 | 34.03% | 0.6302% | 0.005205 | 63.16% | 0.6302% | 0.0096616 | 0% | 0.6302% | 0 | 30.17% | 4.612% | 0.033777 | 0% | 4.612% | 0 | 27.28% | 4.612% | 0.030541 | 0% | 2.568% | 0 | 0% | 2.568% | 0 | 0% | 2.568% | 0 |  |  |  | 0% | 11.8% | 0 | 0% | 11.8% | 0 | 0% | 11.8% | 0 | 0% | 0.3743% | 0 | 0% | 0.3743% | 0 | 0% | 0.3743% | 0 | 0% | 100% | 0 | 0% | 100% | 0 | 0% | 100% | 0 | 0% | 100% | 0 |  |  | 8.2183e-05 |  |  | 0 |  |  | 0.005558 | 100% | 65% |  | 100% | 65% |  | 100% | 65% |  | 100% | 65% |  | 100% | 90% |  | 100% | 90% |  | 100% | 90%
MENLO 11028896 | 0.0042054 | 0.6657 | 0.86046 | 0 | 0.86046 | 0.011036 | 0.0048815 | 0.0011239 | 0% | 99% | 0 | 0% | 99% | 0 | 0% | 99% | 0 | 0% | 99% | 0 | 0% | 63.16% | 0 | 0% | 63.16% | 0 | 0% | 63.16% | 0 | 0% | 63.16% | 0 | 0 | 0% | 1.55% | 0 | 0% | 1.55% | 0 | 0% | 1.55% | 0 | 0% | 0.1782% | 0 | 0% | 0.1782% | 0 | 0% | 0.1782% | 0 | 0% | 0.4205% | 0 | 100% | 0.4205% | 0.0036184 | 0% | 0.4205% | 0 | 100% | 0.4404% | 0.0037892 | 0% | 0.4404% | 0 | 0% | 0.4404% | 0 | 100% | 3.161% | 0.027203 | 0% | 3.161% | 0 | 0% | 3.161% | 0 | 0% | 3.588% | 0 | 0% | 3.588% | 0 | 0% | 3.588% | 0 |  |  |  | 0% | 11.8% | 0 | 0% | 11.8% | 0 | 0% | 11.8% | 0 | 0% | 0.3818% | 0 | 0% | 0.3818% | 0 | 0% | 0.3818% | 0 | 0% | 100% | 0 | 3.7% | 100% | 0.031835 | 0% | 100% | 0 | 0% | 100% | 0 |  |  | 0 |  |  | 0 |  |  | 0 | 100% | 65% |  | 100% | 65% |  | 100% | 65% |  | 100% | 65% |  | 100% | 90% |  | 100% | 90% |  | 100% | 90%
SAND CREEK 110397354 | 0.00053504 | 8.5719 | 1.1241 | 0 | 1.1241 | 0.0046358 | 0.011818 | 0.0058137 | 0% | 99% | 0 | 0% | 99% | 0 | 0% | 99% | 0 | 0% | 99% | 0 | 0% | 61.52% | 0 | 0% | 61.52% | 0 | 0% | 61.52% | 0 | 0% | 61.52% | 0 | 0 | 0% | 2.652% | 0 | 0% | 2.652% | 0 | 0% | 2.652% | 0 | 0% | 0.288% | 0 | 0% | 0.288% | 0 | 0% | 0.288% | 0 | 0% | 0.786% | 0 | 0% | 0.786% | 0 | 70.28% | 0.786% | 0.0062099 | 0% | 0.7694% | 0 | 70.28% | 0.7694% | 0.0060783 | 28.59% | 0.7694% | 0.0024723 | 35.19% | 5.776% | 0.022846 | 0% | 5.776% | 0 | 0% | 5.776% | 0 | 0% | 1.189% | 0 | 0% | 1.189% | 0 | 0% | 1.189% | 0 |  |  |  | 34.16% | 11.8% | 0.045311 | 0% | 11.8% | 0 | 0% | 11.8% | 0 | 0% | 0.3561% | 0 | 0% | 0.3561% | 0 | 0% | 0.3561% | 0 | 0% | 100% | 0 | 0% | 100% | 0 | 0% | 100% | 0 | 0% | 100% | 0 |  |  | 0 |  |  | 0 |  |  | 0 | 100% | 65% |  | 100% | 65% |  | 100% | 65% |  | 100% | 65% |  | 100% | 90% |  | 100% | 90% |  | 100% | 90%
KONOCTI 11081278 | 0.0018535 | 6.4634 | 2.964 | 1.1458 | 4.1098 | 0.018448 | 0.0285 | 0.012074 | 0% | 99% | 0 | 0% | 99% | 0 | 0% | 99% | 0 | 0% | 99% | 0 | 0% | 62.19% | 0 | 0% | 62.19% | 0 | 0% | 62.19% | 0 | 0% | 62.19% | 0 | 1.1458 | 0% | 2.199% | 0 | 0% | 2.199% | 0 | 0% | 2.199% | 0 | 0% | 0.2469% | 0 | 0% | 0.2469% | 0 | 0% | 0.2469% | 0 | 0% | 0.7197% | 0 | 5.353% | 0.7197% | 0.0011419 | 76.28% | 0.7197% | 0.016272 | 5.353% | 0.7296% | 0.0011576 | 76.28% | 0.7296% | 0.016495 | 14.53% | 0.7296% | 0.0031431 | 54.58% | 5.376% | 0.086958 | 0% | 5.376% | 0 | 0% | 5.376% | 0 | 0% | 1.83% | 0 | 0% | 1.83% | 0 | 0% | 1.83% | 0 |  |  |  | 24.68% | 11.8% | 0.086306 | 0% | 11.8% | 0 | 0% | 11.8% | 0 | 0% | 0.3659% | 0 | 0% | 0.3659% | 0 | 0% | 0.3659% | 0 | 0% | 100% | 0 | 0% | 100% | 0 | 0% | 100% | 0 | 0% | 100% | 0 |  |  | 0.0086997 |  |  | 0 |  |  | 0 | 100% | 65% |  | 100% | 65% |  | 100% | 65% |  | 100% | 65% |  | 100% | 90% |  | 100% | 90% |  | 100% | 90%
CALISTOGA 1102634 | 0.0032407 | 6.1973 | 5.6468 | 2.1154 | 7.7622 | 0.046536 | 0.050337 | 0.016113 | 0% | 99% | 0 | 0% | 99% | 0 | 0% | 99% | 0 | 0% | 99% | 0 | 0% | 63.36% | 0 | 0% | 63.36% | 0 | 0% | 63.36% | 0 | 0% | 63.36% | 0 | 2.1154 | 0% | 2.671% | 0 | 0% | 2.671% | 0 | 0% | 2.671% | 0 | 0% | 0.2964% | 0 | 0% | 0.2964% | 0 | 0% | 0.2964% | 0 | 0% | 0.6661% | 0 | 0% | 0.6661% | 0 | 19.79% | 0.6661% | 0.0074424 | 18.83% | 0.6992% | 0.0074333 | 38.7% | 0.6992% | 0.015277 | 42.48% | 0.6992% | 0.016771 | 0% | 5.002% | 0 | 0% | 5.002% | 0 | 0% | 5.002% | 0 | 0% | 2.29% | 0 | 0% | 2.29% | 0 | 0% | 2.29% | 0 |  |  |  | 0% | 11.8% | 0 | 0% | 11.8% | 0 | 0% | 11.8% | 0 | 0% | 0.3746% | 0 | 0% | 0.3746% | 0 | 0% | 0.3746% | 0 | 0% | 100% | 0 | 0% | 100% | 0 | 0% | 100% | 0 | 0% | 100% | 0 |  |  | 0 |  |  | 0.011804 |  |  | 0 | 100% | 65% |  | 100% | 65% |  | 100% | 65% |  | 100% | 65% |  | 100% | 90% |  | 100% | 90% |  | 100% | 90%
OTTER 11012052 | 0.0019476 | 2.1382 | 4.0381 | 0.072514 | 4.1106 | 0.050368 | 0.028326 | 0.0022352 | 0% | 99% | 0 | 0% | 99% | 0 | 0% | 99% | 0 | 0% | 99% | 0 | 0% | 62.42% | 0 | 0% | 62.42% | 0 | 0% | 62.42% | 0 | 0% | 62.42% | 0 | 0.072514 | 0% | 2.476% | 0 | 0% | 2.476% | 0 | 0% | 2.476% | 0 | 0% | 0.257% | 0 | 0% | 0.257% | 0 | 0% | 0.257% | 0 | 0% | 0.5426% | 0 | 0% | 0.5426% | 0 | 83.76% | 0.5426% | 0.018352 | 0% | 0.5643% | 0 | 83.76% | 0.5643% | 0.019087 | 16.02% | 0.5643% | 0.00365 | 52.78% | 4.045% | 0.086227 | 0% | 4.045% | 0 | 1.669% | 4.045% | 0.0027259 | 0% | 4.271% | 0 | 0% | 4.271% | 0 | 0% | 4.271% | 0 |  |  |  | 0% | 11.8% | 0 | 35% | 11.8% | 0.16677 | 0% | 11.8% | 0 | 0% | 0.3824% | 0 | 0% | 0.3824% | 0 | 0% | 0.3824% | 0 | 0% | 100% | 0 | 0% | 100% | 0 | 0% | 100% | 0 | 0% | 100% | 0 |  |  | 0 |  |  | 0 |  |  | 0 | 100% | 65% |  | 100% | 65% |  | 100% | 65% |  | 100% | 65% |  | 100% | 90% |  | 100% | 90% |  | 100% | 90%
LAS GALLINAS A 1105532 | 0.001099 | 4.5825 | 1.2825 | 0.90038 | 2.1828 | 0.011151 | 0.011734 | 0.0028665 | 0% | 99% | 0 | 0% | 99% | 0 | 0% | 99% | 0 | 0% | 99% | 0 | 0% | 62.79% | 0 | 0% | 62.79% | 0 | 0% | 62.79% | 0 | 0% | 62.79% | 0 | 0.90038 | 0% | 2.722% | 0 | 0% | 2.722% | 0 | 0% | 2.722% | 0 | 0% | 0.3013% | 0 | 0% | 0.3013% | 0 | 0% | 0.3013% | 0 | 0% | 0.6785% | 0 | 21.34% | 0.6785% | 0.001857 | 19.62% | 0.6785% | 0.0017074 | 21.34% | 0.7036% | 0.0019257 | 19.62% | 0.7036% | 0.0017705 | 57.29% | 0.7036% | 0.0051695 | 0% | 5.071% | 0 | 41.94% | 5.071% | 0.027276 | 0% | 5.071% | 0 | 0% | 2.419% | 0 | 0% | 2.419% | 0 | 0% | 2.419% | 0 |  |  |  | 0% | 11.8% | 0 | 0% | 11.8% | 0 | 0% | 11.8% | 0 | 0% | 0.3718% | 0 | 0% | 0.3718% | 0 | 0% | 0.3718% | 0 | 0% | 100% | 0 | 0% | 100% | 0 | 0% | 100% | 0 | 0% | 100% | 0 |  |  | 0 |  |  | 0 |  |  | 0 | 100% | 65% |  | 100% | 65% |  | 100% | 65% |  | 100% | 65% |  | 100% | 90% |  | 100% | 90% |  | 100% | 90%
LAYTONVILLE 1102500 | 0.00063677 | 20.4716 | 3.8914 | 0 | 3.8914 | 0.045928 | 0.024299 | 0.0082046 | 0% | 99% | 0 | 0% | 99% | 0 | 0% | 99% | 0 | 0% | 99% | 0 | 0% | 61.75% | 0 | 0% | 61.75% | 0 | 0% | 61.75% | 0 | 0% | 61.75% | 0 | 0 | 100% | 1.713% | 0.066672 | 0% | 1.713% | 0 | 0% | 1.713% | 0 | 0% | 0.1775% | 0 | 0% | 0.1775% | 0 | 0% | 0.1775% | 0 | 0% | 0.4704% | 0 | 18.87% | 0.4704% | 0.0034537 | 78.84% | 0.4704% | 0.01443 | 18.87% | 0.4643% | 0.0034088 | 78.84% | 0.4643% | 0.014243 | 2.287% | 0.4643% | 0.00041322 | 0% | 3.461% | 0 | 0% | 3.461% | 0 | 0% | 3.461% | 0 | 0% | 4.001% | 0 | 0% | 4.001% | 0 | 0% | 4.001% | 0 |  |  |  | 26.22% | 11.8% | 0.12041 | 0% | 11.8% | 0 | 0% | 11.8% | 0 | 55.56% | 0.3769% | 0.0081477 | 0% | 0.3769% | 0 | 0% | 0.3769% | 0 | 0% | 100% | 0 | 0% | 100% | 0 | 0% | 100% | 0 | 0% | 100% | 0 |  |  | 0 |  |  | 0 |  |  | 0 | 100% | 65% |  | 100% | 65% |  | 100% | 65% |  | 100% | 65% |  | 100% | 90% |  | 100% | 90% |  | 100% | 90%
SAN CARLOS 1104699632 | 0.0014748 | 4.9647 | 0.90007 | 0 | 0.90007 | 0.007177 | 0.0093831 | 0.0015854 | 0% | 99% | 0 | 0% | 99% | 0 | 0% | 99% | 0 | 0% | 99% | 0 | 0% | 62.46% | 0 | 0% | 62.46% | 0 | 0% | 62.46% | 0 | 0% | 62.46% | 0 | 0 | 0% | 2.669% | 0 | 0% | 2.669% | 0 | 0% | 2.669% | 0 | 0% | 0.2864% | 0 | 0% | 0.2864% | 0 | 0% | 0.2864% | 0 | 0% | 0.7847% | 0 | 94.43% | 0.7847% | 0.0066696 | 5.478% | 0.7847% | 0.00038694 | 94.43% | 0.7914% | 0.006726 | 5.478% | 0.7914% | 0.00039021 | 0% | 0.7914% | 0 | 19.85% | 5.831% | 0.010418 | 0% | 5.831% | 0 | 0% | 5.831% | 0 | 0% | 2.026% | 0 | 0% | 2.026% | 0 | 0% | 2.026% | 0 |  |  |  | 0% | 11.8% | 0 | 9.274% | 11.8% | 0.0098498 | 0% | 11.8% | 0 | 0% | 0.3652% | 0 | 0% | 0.3652% | 0 | 0% | 0.3652% | 0 | 0% | 100% | 0 | 0% | 100% | 0 | 0% | 100% | 0 | 0% | 100% | 0 |  |  | 0 |  |  | 0 |  |  | 0 | 100% | 65% |  | 100% | 65% |  | 100% | 65% |  | 100% | 65% |  | 100% | 90% |  | 100% | 90% |  | 100% | 90%
HALSEY 11022514 | 0.0006619 | 11.6403 | 7.7461 | 1.1385 | 8.8846 | 0.051321 | 0.067692 | 0.037213 | 0% | 99% | 0 | 0% | 99% | 0 | 0% | 99% | 0 | 0% | 99% | 0 | 0% | 63.35% | 0 | 0% | 63.35% | 0 | 0% | 63.35% | 0 | 0% | 63.35% | 0 | 1.1385 | 0% | 2.133% | 0 | 0% | 2.133% | 0 | 0% | 2.133% | 0 | 0% | 0.241% | 0 | 0% | 0.241% | 0 | 0% | 0.241% | 0 | 0% | 0.6468% | 0 | 19.89% | 0.6468% | 0.0099639 | 50.91% | 0.6468% | 0.025505 | 19.89% | 0.6716% | 0.010347 | 50.91% | 0.6716% | 0.026485 | 29.2% | 0.6716% | 0.015192 | 0% | 4.866% | 0 | 0% | 4.866% | 0 | 0% | 4.866% | 0 | 0% | 1.942% | 0 | 0% | 1.942% | 0 | 0% | 1.942% | 0 |  |  |  | 0% | 11.8% | 0 | 19.07% | 11.8% | 0.17428 | 0% | 11.8% | 0 | 0% | 0.373% | 0 | 0% | 0.373% | 0 | 0% | 0.373% | 0 | 0% | 100% | 0 | 0% | 100% | 0 | 0% | 100% | 0 | 0% | 100% | 0 |  |  | 0 |  |  | 0 |  |  | 0 | 100% | 65% |  | 100% | 65% |  | 100% | 65% |  | 100% | 65% |  | 100% | 90% |  | 100% | 90% |  | 100% | 90%
WHITMORE 110145262 | 0.0005347 | 29.1956 | 3.9828 | 2.3953 | 6.3781 | 0.041672 | 0.027832 | 0.010865 | 0% | 99% | 0 | 0% | 99% | 0 | 0% | 99% | 0 | 0% | 99% | 0 | 0% | 60.7% | 0 | 0% | 60.7% | 0 | 0% | 60.7% | 0 | 0% | 60.7% | 0 | 2.3953 | 81.82% | 1.684% | 0.054887 | 0% | 1.684% | 0 | 0% | 1.684% | 0 | 0% | 0.1721% | 0 | 0% | 0.1721% | 0 | 0% | 0.1721% | 0 | 0% | 0.5209% | 0 | 94.59% | 0.5209% | 0.019624 | 4.898% | 0.5209% | 0.0010163 | 94.59% | 0.4906% | 0.018482 | 4.898% | 0.4906% | 0.00095711 | 0.4135% | 0.4906% | 8.0789e-05 | 6.441% | 3.78% | 0.0096967 | 0% | 3.78% | 0 | 0% | 3.78% | 0 | 0% | 3.678% | 0 | 0% | 3.678% | 0 | 0% | 3.678% | 0 |  |  |  | 34.88% | 11.8% | 0.16391 | 0% | 11.8% | 0 | 0% | 11.8% | 0 | 0% | 0.3683% | 0 | 0% | 0.3683% | 0 | 0% | 0.3683% | 0 | 0.4881% | 100% | 0.01944 | 0% | 100% | 0 | 0% | 100% | 0 | 0% | 100% | 0 |  |  | 0 |  |  | 0 |  |  | 0 | 100% | 65% |  | 100% | 65% |  | 100% | 65% |  | 100% | 65% |  | 100% | 90% |  | 100% | 90% |  | 100% | 90%
CORNING 110182846 | 0.0011632 | 5.3106 | 1.2573 | 0.90786 | 2.1652 | 0.0058209 | 0.013867 | 0.0056909 | 0% | 99% | 0 | 0% | 99% | 0 | 0% | 99% | 0 | 0% | 99% | 0 | 0% | 61.94% | 0 | 0% | 61.94% | 0 | 0% | 61.94% | 0 | 0% | 61.94% | 0 | 0.90786 | 100% | 2.58% | 0.032445 | 0% | 2.58% | 0 | 0% | 2.58% | 0 | 0% | 0.2881% | 0 | 0% | 0.2881% | 0 | 0% | 0.2881% | 0 | 0% | 0.8059% | 0 | 69.06% | 0.8059% | 0.0069979 | 30.94% | 0.8059% | 0.0031349 | 69.06% | 0.807% | 0.0070076 | 30.94% | 0.807% | 0.0031392 | 0% | 0.807% | 0 | 0% | 5.978% | 0 | 0% | 5.978% | 0 | 0% | 5.978% | 0 | 0% | 1.148% | 0 | 0% | 1.148% | 0 | 0% | 1.148% | 0 |  |  |  | 35% | 11.8% | 0.051928 | 0% | 11.8% | 0 | 0% | 11.8% | 0 | 0% | 0.3581% | 0 | 0% | 0.3581% | 0 | 0% | 0.3581% | 0 | 0% | 100% | 0 | 0% | 100% | 0 | 0% | 100% | 0 | 0% | 100% | 0 |  |  | 0 |  |  | 0 |  |  | 0 | 100% | 65% |  | 100% | 65% |  | 100% | 65% |  | 100% | 65% |  | 100% | 90% |  | 100% | 90% |  | 100% | 90%
DUNBAR 1102CB | 0.0029637 | 10.4971 | 4.9433 | 1.3874 | 6.3308 | 0.039457 | 0.047872 | 0.012634 | 0% | 99% | 0 | 0% | 99% | 0 | 0% | 99% | 0 | 0% | 99% | 0 | 0% | 62.62% | 0 | 0% | 62.62% | 0 | 0% | 62.62% | 0 | 0% | 62.62% | 0 | 1.3874 | 0% | 2.641% | 0 | 0% | 2.641% | 0 | 0% | 2.641% | 0 | 0% | 0.2947% | 0 | 0% | 0.2947% | 0 | 0% | 0.2947% | 0 | 0% | 0.7144% | 0 | 57.48% | 0.7144% | 0.020302 | 38.74% | 0.7144% | 0.013683 | 57.48% | 0.7437% | 0.021134 | 38.74% | 0.7437% | 0.014244 | 0% | 0.7437% | 0 | 54.03% | 5.362% | 0.1432 | 12.17% | 5.362% | 0.032252 | 0% | 5.362% | 0 | 0% | 2.288% | 0 | 0% | 2.288% | 0 | 0% | 2.288% | 0 |  |  |  | 0% | 11.8% | 0 | 0% | 11.8% | 0 | 0% | 11.8% | 0 | 0% | 0.3711% | 0 | 0% | 0.3711% | 0 | 0% | 0.3711% | 0 | 0% | 100% | 0 | 0% | 100% | 0 | 0% | 100% | 0 | 0% | 100% | 0 |  |  | 0 |  |  | 0.00010788 |  |  | 0 | 100% | 65% |  | 100% | 65% |  | 100% | 65% |  | 100% | 65% |  | 100% | 90% |  | 100% | 90% |  | 100% | 90%
ALTO 1124432 | 0.0038559 | 11.8933 | 5.7565 | 0.35691 | 6.1134 | 0.081356 | 0.029211 | 0.0060665 | 0% | 99% | 0 | 0% | 99% | 0 | 0% | 99% | 0 | 0% | 99% | 0 | 0% | 63.52% | 0 | 0% | 63.52% | 0 | 0% | 63.52% | 0 | 0% | 63.52% | 0 | 0.35691 | 0% | 1.531% | 0 | 0% | 1.531% | 0 | 0% | 1.531% | 0 | 0% | 0.1633% | 0 | 0% | 0.1633% | 0 | 0% | 0.1633% | 0 | 0% | 0.3818% | 0 | 0% | 0.3818% | 0 | 11.4% | 0.3818% | 0.0025066 | 0% | 0.3928% | 0 | 11.4% | 0.3928% | 0.0025784 | 87.53% | 0.3928% | 0.01979 | 52.51% | 2.845% | 0.086014 | 19.37% | 2.845% | 0.031725 | 6.62% | 2.845% | 0.010844 | 0% | 3.66% | 0 | 0% | 3.66% | 0 | 0% | 3.66% | 0 |  |  |  | 0% | 11.8% | 0 | 34.94% | 11.8% | 0.23732 | 0% | 11.8% | 0 | 0% | 0.3848% | 0 | 0% | 0.3848% | 0 | 0% | 0.3848% | 0 | 0% | 100% | 0 | 0% | 100% | 0 | 0% | 100% | 0 | 0% | 100% | 0 |  |  | 0.00049802 |  |  | 0.0044298 |  |  | 0.0031026 | 100% | 65% |  | 100% | 65% |  | 100% | 65% |  | 100% | 65% |  | 100% | 90% |  | 100% | 90% |  | 100% | 90%
SILVERADO 2104324994 | 0.0027563 | 0.27486 | 0.34124 | 0.60392 | 0.94515 | 0.0034466 | 0.0028479 | 0.00065112 | 0% | 99% | 0 | 0% | 99% | 0 | 0% | 99% | 0 | 0% | 99% | 0 | 0% | 63.5% | 0 | 0% | 63.5% | 0 | 0% | 63.5% | 0 | 0% | 63.5% | 0 | 0.60392 | 0% | 2.601% | 0 | 0% | 2.601% | 0 | 0% | 2.601% | 0 | 0% | 0.2845% | 0 | 0% | 0.2845% | 0 | 0% | 0.2845% | 0 | 0% | 0.6171% | 0 | 0% | 0.6171% | 0 | 0% | 0.6171% | 0 | 0% | 0.6485% | 0 | 100% | 0.6485% | 0.0022128 | 0% | 0.6485% | 0 | 100% | 4.628% | 0.015792 | 0% | 4.628% | 0 | 0% | 4.628% | 0 | 0% | 2.687% | 0 | 0% | 2.687% | 0 | 0% | 2.687% | 0 |  |  |  | 0% | 11.8% | 0 | 0% | 11.8% | 0 | 0% | 11.8% | 0 | 0% | 0.3774% | 0 | 0% | 0.3774% | 0 | 0% | 0.3774% | 0 | 0% | 100% | 0 | 0% | 100% | 0 | 0% | 100% | 0 | 0% | 100% | 0 |  |  | 0 |  |  | 0 |  |  | 0 | 100% | 65% |  | 100% | 65% |  | 100% | 65% |  | 100% | 65% |  | 100% | 90% |  | 100% | 90% |  | 100% | 90%
MC ARTHUR 110137388 | 0.00041634 | 7.8409 | 1.0636 | 0.32757 | 1.3912 | 0.0032504 | 0.013617 | 0.0047814 | 0% | 99% | 0 | 0% | 99% | 0 | 0% | 99% | 0 | 0% | 99% | 0 | 0% | 59.98% | 0 | 0% | 59.98% | 0 | 0% | 59.98% | 0 | 0% | 59.98% | 0 | 0.32757 | 100% | 2.925% | 0.03111 | 0% | 2.925% | 0 | 0% | 2.925% | 0 | 0% | 0.3162% | 0 | 0% | 0.3162% | 0 | 0% | 0.3162% | 0 | 0% | 0.9228% | 0 | 66.28% | 0.9228% | 0.0065059 | 32.76% | 0.9228% | 0.0032153 | 66.28% | 0.8753% | 0.006171 | 32.76% | 0.8753% | 0.0030498 | 0% | 0.8753% | 0 | 0% | 6.712% | 0 | 0% | 6.712% | 0 | 0% | 6.712% | 0 | 0% | 0.8668% | 0 | 0% | 0.8668% | 0 | 0% | 0.8668% | 0 |  |  |  | 20.82% | 11.8% | 0.02613 | 0% | 11.8% | 0 | 0% | 11.8% | 0 | 0% | 0.3408% | 0 | 0% | 0.3408% | 0 | 0% | 0.3408% | 0 | 0% | 100% | 0 | 0% | 100% | 0 | 0% | 100% | 0 | 0% | 100% | 0 |  |  | 0.00012138 |  |  | 0 |  |  | 0 | 100% | 65% |  | 100% | 65% |  | 100% | 65% |  | 100% | 65% |  | 100% | 90% |  | 100% | 90% |  | 100% | 90%
TRIDAM POWERHOUSE 2101CB | 0.0012181 | 0.050742 | 0.037301 | 0 | 0.037301 | 0.00024572 | 0.00041542 | 0.00010373 | 0% | 99% | 0 | 0% | 99% | 0 | 0% | 99% | 0 | 0% | 99% | 0 | 0% | 62.47% | 0 | 0% | 62.47% | 0 | 0% | 62.47% | 0 | 0% | 62.47% | 0 | 0 | 0% | 3.433% | 0 | 0% | 3.433% | 0 | 0% | 3.433% | 0 | 0% | 0.3858% | 0 | 0% | 0.3858% | 0 | 0% | 0.3858% | 0 | 0% | 0.8024% | 0 | 0% | 0.8024% | 0 | 0% | 0.8024% | 0 | 0% | 0.8487% | 0 | 0% | 0.8487% | 0 | 100% | 0.8487% | 0.00031655 | 0% | 6.027% | 0 | 0% | 6.027% | 0 | 0% | 6.027% | 0 | 0% | 1.807% | 0 | 0% | 1.807% | 0 | 0% | 1.807% | 0 |  |  |  | 0% | 11.8% | 0 | 0% | 11.8% | 0 | 0% | 11.8% | 0 | 0% | 0.3686% | 0 | 0% | 0.3686% | 0 | 0% | 0.3686% | 0 | 0% | 100% | 0 | 0% | 100% | 0 | 0% | 100% | 0 | 0% | 100% | 0 |  |  | 0 |  |  | 0 |  |  | 0 | 100% | 65% |  | 100% | 65% |  | 100% | 65% |  | 100% | 65% |  | 100% | 90% |  | 100% | 90% |  | 100% | 90%
TEMPLETON 2111CB | 0.00085873 | 2.325 | 3.1835 | 0 | 3.1835 | 0.0079136 | 0.037775 | 0.019663 | 0% | 99% | 0 | 0% | 99% | 0 | 0% | 99% | 0 | 0% | 99% | 0 | 0% | 63.24% | 0 | 0% | 63.24% | 0 | 0% | 63.24% | 0 | 0% | 63.24% | 0 | 0 | 0% | 2.434% | 0 | 0% | 2.434% | 0 | 0% | 2.434% | 0 | 0% | 0.3047% | 0 | 0% | 0.3047% | 0 | 0% | 0.3047% | 0 | 0% | 0.8233% | 0 | 0.07006% | 0.8233% | 1.8362e-05 | 77.62% | 0.8233% | 0.020344 | 1.446% | 0.8579% | 0.00039501 | 96.55% | 0.8579% | 0.026367 | 2.007% | 0.8579% | 0.00054812 | 89.36% | 6.21% | 0.17665 | 0% | 6.21% | 0 | 0% | 6.21% | 0 | 0% | 0.7065% | 0 | 0% | 0.7065% | 0 | 0% | 0.7065% | 0 |  |  |  | 0% | 11.8% | 0 | 0% | 11.8% | 0 | 0% | 11.8% | 0 | 0% | 0.3578% | 0 | 0% | 0.3578% | 0 | 0% | 0.3578% | 0 | 0% | 100% | 0 | 0% | 100% | 0 | 0% | 100% | 0 | 0% | 100% | 0 |  |  | 0 |  |  | 0 |  |  | 0 | 100% | 65% |  | 100% | 65% |  | 100% | 65% |  | 100% | 65% |  | 100% | 90% |  | 100% | 90% |  | 100% | 90%
SAN JOAQUIN #3 1103CB | 0.0010503 | 29.7774 | 7.5025 | 1.5412 | 9.0437 | 0.049463 | 0.082596 | 0.022127 | 0% | 99% | 0 | 0% | 99% | 0 | 0% | 99% | 0 | 0% | 99% | 0 | 0% | 60.58% | 0 | 0% | 60.58% | 0 | 0% | 60.58% | 0 | 0% | 60.58% | 0 | 1.5412 | 57.14% | 2.381% | 0.10206 | 0% | 2.381% | 0 | 0% | 2.381% | 0 | 0% | 0.2728% | 0 | 0% | 0.2728% | 0 | 0% | 0.2728% | 0 | 0% | 0.8012% | 0 | 2.893% | 0.8012% | 0.0017391 | 86.74% | 0.8012% | 0.052139 | 2.893% | 0.8345% | 0.0018115 | 86.74% | 0.8345% | 0.054309 | 10.23% | 0.8345% | 0.006405 | 57.9% | 6.059% | 0.26322 | 0% | 6.059% | 0 | 0.7948% | 6.059% | 0.0036128 | 0% | 2.212% | 0 | 0% | 2.212% | 0 | 0% | 2.212% | 0 |  |  |  | 0% | 11.8% | 0 | 0% | 11.8% | 0 | 0% | 11.8% | 0 | 0% | 0.3678% | 0 | 0% | 0.3678% | 0 | 0% | 0.3678% | 0 | 0% | 100% | 0 | 0% | 100% | 0 | 0% | 100% | 0 | 0% | 100% | 0 |  |  | 0 |  |  | 0 |  |  | 0 | 100% | 65% |  | 100% | 65% |  | 100% | 65% |  | 100% | 65% |  | 100% | 90% |  | 100% | 90% |  | 100% | 90%
ALTO 11243121 | 0.0043083 | 4.2574 | 2.0927 | 0.15611 | 2.2488 | 0.030583 | 0.010562 | 0.0018971 | 0% | 99% | 0 | 0% | 99% | 0 | 0% | 99% | 0 | 0% | 99% | 0 | 0% | 63.18% | 0 | 0% | 63.18% | 0 | 0% | 63.18% | 0 | 0% | 63.18% | 0 | 0.15611 | 100% | 1.451% | 0.030362 | 0% | 1.451% | 0 | 0% | 1.451% | 0 | 0% | 0.1513% | 0 | 0% | 0.1513% | 0 | 0% | 0.1513% | 0 | 0% | 0.3764% | 0 | 0% | 0.3764% | 0 | 27.91% | 0.3764% | 0.0021979 | 0% | 0.3799% | 0 | 27.91% | 0.3799% | 0.0022184 | 72.09% | 0.3799% | 0.0057309 | 52.67% | 2.788% | 0.030729 | 0% | 2.788% | 0 | 21.05% | 2.788% | 0.012282 | 0% | 3.801% | 0 | 0% | 3.801% | 0 | 0% | 3.801% | 0 |  |  |  | 0% | 11.8% | 0 | 33.25% | 11.8% | 0.082096 | 0% | 11.8% | 0 | 0% | 0.3838% | 0 | 0% | 0.3838% | 0 | 0% | 0.3838% | 0 | 0% | 100% | 0 | 0% | 100% | 0 | 0% | 100% | 0 | 0% | 100% | 0 |  |  | 0 |  |  | 0 |  |  | 0.00026225 | 100% | 65% |  | 100% | 65% |  | 100% | 65% |  | 100% | 65% |  | 100% | 90% |  | 100% | 90% |  | 100% | 90%
LAURELES 111268454 | 0.0016578 | 12.1829 | 4.4777 | 1.0262 | 5.5039 | 0.033353 | 0.045416 | 0.013654 | 0% | 99% | 0 | 0% | 99% | 0 | 0% | 99% | 0 | 0% | 99% | 0 | 0% | 62.56% | 0 | 0% | 62.56% | 0 | 0% | 62.56% | 0 | 0% | 62.56% | 0 | 1.0262 | 0% | 2.575% | 0 | 0% | 2.575% | 0 | 0% | 2.575% | 0 | 0% | 0.2794% | 0 | 0% | 0.2794% | 0 | 0% | 0.2794% | 0 | 0% | 0.7391% | 0 | 1.819% | 0.7391% | 0.00060216 | 82.55% | 0.7391% | 0.027321 | 1.819% | 0.745% | 0.00060694 | 82.55% | 0.745% | 0.027538 | 15.35% | 0.745% | 0.0051205 | 34.2% | 5.487% | 0.084023 | 0% | 5.487% | 0 | 0.6283% | 5.487% | 0.0015438 | 0% | 1.871% | 0 | 0% | 1.871% | 0 | 0% | 1.871% | 0 |  |  |  | 0% | 11.8% | 0 | 26.83% | 11.8% | 0.14175 | 0% | 11.8% | 0 | 0% | 0.3658% | 0 | 0% | 0.3658% | 0 | 0% | 0.3658% | 0 | 0% | 100% | 0 | 0% | 100% | 0 | 0% | 100% | 0 | 0% | 100% | 0 |  |  | 0 |  |  | 0 |  |  | 0 | 100% | 65% |  | 100% | 65% |  | 100% | 65% |  | 100% | 65% |  | 100% | 90% |  | 100% | 90% |  | 100% | 90%
FULTON 1102287172 | 0.0010502 | 16.8504 | 5.3009 | 0.64669 | 5.9476 | 0.052446 | 0.039346 | 0.017738 | 0% | 99% | 0 | 0% | 99% | 0 | 0% | 99% | 0 | 0% | 99% | 0 | 0% | 63.15% | 0 | 0% | 63.15% | 0 | 0% | 63.15% | 0 | 0% | 63.15% | 0 | 0.64669 | 100% | 1.99% | 0.10546 | 0% | 1.99% | 0 | 0% | 1.99% | 0 | 0% | 0.2218% | 0 | 0% | 0.2218% | 0 | 0% | 0.2218% | 0 | 0% | 0.5309% | 0 | 0% | 0.5309% | 0 | 14.22% | 0.5309% | 0.0040024 | 0% | 0.5439% | 0 | 14.22% | 0.5439% | 0.0041007 | 85.49% | 0.5439% | 0.024648 | 10.63% | 3.954% | 0.022276 | 0% | 3.954% | 0 | 0% | 3.954% | 0 | 0% | 2.956% | 0 | 0% | 2.956% | 0 | 0% | 2.956% | 0 |  |  |  | 21.68% | 11.8% | 0.13561 | 0% | 11.8% | 0 | 0% | 11.8% | 0 | 0% | 0.375% | 0 | 0% | 0.375% | 0 | 0% | 0.375% | 0 | 0% | 100% | 0 | 0% | 100% | 0 | 0% | 100% | 0 | 0% | 100% | 0 |  |  | 0 |  |  | 0 |  |  | 0 | 100% | 65% |  | 100% | 65% |  | 100% | 65% |  | 100% | 65% |  | 100% | 90% |  | 100% | 90% |  | 100% | 90%
NORTH BRANCH 110111158 | 0.00055658 | 11.2914 | 3.3143 | 0 | 3.3143 | 0.011874 | 0.037673 | 0.019233 | 0% | 99% | 0 | 0% | 99% | 0 | 0% | 99% | 0 | 0% | 99% | 0 | 0% | 62.66% | 0 | 0% | 62.66% | 0 | 0% | 62.66% | 0 | 0% | 62.66% | 0 | 0 | 0% | 2.934% | 0 | 0% | 2.934% | 0 | 0% | 2.934% | 0 | 0% | 0.3197% | 0 | 0% | 0.3197% | 0 | 0% | 0.3197% | 0 | 0% | 0.8181% | 0 | 1.598% | 0.8181% | 0.00043331 | 0.1997% | 0.8181% | 5.4153e-05 | 1.598% | 0.8278% | 0.00043845 | 0.1997% | 0.8278% | 5.4796e-05 | 69.03% | 0.8278% | 0.018938 | 0.07621% | 6.077% | 0.0001535 | 0% | 6.077% | 0 | 0% | 6.077% | 0 | 0% | 1.049% | 0 | 0% | 1.049% | 0 | 0% | 1.049% | 0 |  |  |  | 22.76% | 11.8% | 0.089004 | 0% | 11.8% | 0 | 0% | 11.8% | 0 | 0% | 0.3616% | 0 | 0% | 0.3616% | 0 | 0% | 0.3616% | 0 | 0% | 100% | 0 | 0% | 100% | 0 | 0% | 100% | 0 | 0% | 100% | 0 |  |  | 0.00026625 |  |  | 0 |  |  | 0 | 100% | 65% |  | 100% | 65% |  | 100% | 65% |  | 100% | 65% |  | 100% | 90% |  | 100% | 90% |  | 100% | 90%
SONOMA 1105229588 | 0.00072853 | 9.524 | 2.0041 | 1.1294 | 3.1334 | 0.015564 | 0.021512 | 0.0045189 | 0% | 99% | 0 | 0% | 99% | 0 | 0% | 99% | 0 | 0% | 99% | 0 | 0% | 62.02% | 0 | 0% | 62.02% | 0 | 0% | 62.02% | 0 | 0% | 62.02% | 0 | 1.1294 | 50% | 3.142% | 0.031484 | 0% | 3.142% | 0 | 0% | 3.142% | 0 | 0% | 0.3294% | 0 | 0% | 0.3294% | 0 | 0% | 0.3294% | 0 | 0% | 0.7859% | 0 | 1.25% | 0.7859% | 0.00019687 | 63.79% | 0.7859% | 0.010047 | 1.25% | 0.7932% | 0.00019871 | 63.79% | 0.7932% | 0.010141 | 34.96% | 0.7932% | 0.0055572 | 0% | 5.815% | 0 | 0% | 5.815% | 0 | 0% | 5.815% | 0 | 0% | 2.374% | 0 | 0% | 2.374% | 0 | 0% | 2.374% | 0 |  |  |  | 0% | 11.8% | 0 | 0% | 11.8% | 0 | 0% | 11.8% | 0 | 0% | 0.366% | 0 | 0% | 0.366% | 0 | 0% | 0.366% | 0 | 0% | 100% | 0 | 0% | 100% | 0 | 0% | 100% | 0 | 0% | 100% | 0 |  |  | 0 |  |  | 0 |  |  | 0 | 100% | 65% |  | 100% | 65% |  | 100% | 65% |  | 100% | 65% |  | 100% | 90% |  | 100% | 90% |  | 100% | 90%
SILVERADO 210437632 | 0.0028585 | 9.4406 | 3.9603 | 1.3926 | 5.3528 | 0.046113 | 0.030676 | 0.0054156 | 0% | 99% | 0 | 0% | 99% | 0 | 0% | 99% | 0 | 0% | 99% | 0 | 0% | 62.7% | 0 | 0% | 62.7% | 0 | 0% | 62.7% | 0 | 0% | 62.7% | 0 | 1.3926 | 75% | 2.212% | 0.065703 | 0% | 2.212% | 0 | 0% | 2.212% | 0 | 0% | 0.2452% | 0 | 0% | 0.2452% | 0 | 0% | 0.2452% | 0 | 0% | 0.5614% | 0 | 0% | 0.5614% | 0 | 9.067% | 0.5614% | 0.0020159 | 0% | 0.5899% | 0 | 9.067% | 0.5899% | 0.0021181 | 90.93% | 0.5899% | 0.021242 | 65.48% | 4.221% | 0.10946 | 0% | 4.221% | 0 | 0% | 4.221% | 0 | 0% | 3.467% | 0 | 0% | 3.467% | 0 | 0% | 3.467% | 0 |  |  |  | 0% | 11.8% | 0 | 0% | 11.8% | 0 | 0% | 11.8% | 0 | 0% | 0.3792% | 0 | 0% | 0.3792% | 0 | 0% | 0.3792% | 0 | 0% | 100% | 0 | 0% | 100% | 0 | 0% | 100% | 0 | 0% | 100% | 0 |  |  | 0 |  |  | 0 |  |  | 0.0055326 | 100% | 65% |  | 100% | 65% |  | 100% | 65% |  | 100% | 65% |  | 100% | 90% |  | 100% | 90% |  | 100% | 90%
SARATOGA 11075696 | 0.0026577 | 7.092 | 3.4311 | 0 | 3.4311 | 0.035724 | 0.024924 | 0.010606 | 0% | 99% | 0 | 0% | 99% | 0 | 0% | 99% | 0 | 0% | 99% | 0 | 0% | 63.73% | 0 | 0% | 63.73% | 0 | 0% | 63.73% | 0 | 0% | 63.73% | 0 | 0 | 0% | 1.813% | 0 | 0% | 1.813% | 0 | 0% | 1.813% | 0 | 0% | 0.1957% | 0 | 0% | 0.1957% | 0 | 0% | 0.1957% | 0 | 0% | 0.5278% | 0 | 0.3371% | 0.5278% | 6.1053e-05 | 99.42% | 0.5278% | 0.018006 | 0.3371% | 0.5304% | 6.1347e-05 | 99.49% | 0.5304% | 0.018104 | 0% | 0.5304% | 0 | 69.59% | 3.915% | 0.093479 | 5.129% | 3.915% | 0.006889 | 6.118% | 3.915% | 0.0082175 | 0% | 2.731% | 0 | 0% | 2.731% | 0 | 0% | 2.731% | 0 |  |  |  | 0% | 11.8% | 0 | 28.58% | 11.8% | 0.11569 | 0% | 11.8% | 0 | 0% | 0.3753% | 0 | 0% | 0.3753% | 0 | 0% | 0.3753% | 0 | 0% | 100% | 0 | 0% | 100% | 0 | 0% | 100% | 0 | 0% | 100% | 0 |  |  | 0 |  |  | 0.004292 |  |  | 0.018308 | 100% | 65% |  | 100% | 65% |  | 100% | 65% |  | 100% | 65% |  | 100% | 90% |  | 100% | 90% |  | 100% | 90%
PASO ROBLES 1103351084 | 0.00020586 | 2.3571 | 1.0019 | 0.18281 | 1.1847 | 0.0039007 | 0.012545 | 0.0043619 | 0% | 99% | 0 | 0% | 99% | 0 | 0% | 99% | 0 | 0% | 99% | 0 | 0% | 61.14% | 0 | 0% | 61.14% | 0 | 0% | 61.14% | 0 | 0% | 61.14% | 0 | 0.18281 | 0% | 2.856% | 0 | 0% | 2.856% | 0 | 0% | 2.856% | 0 | 0% | 0.2989% | 0 | 0% | 0.2989% | 0 | 0% | 0.2989% | 0 | 0% | 0.9077% | 0 | 20.41% | 0.9077% | 0.0018561 | 74.6% | 0.9077% | 0.0067846 | 65.63% | 0.8753% | 0.0057562 | 34.1% | 0.8753% | 0.0029908 | 0% | 0.8753% | 0 | 0% | 6.647% | 0 | 0% | 6.647% | 0 | 0% | 6.647% | 0 | 0% | 1.051% | 0 | 0% | 1.051% | 0 | 0% | 1.051% | 0 |  |  |  | 0% | 11.8% | 0 | 8.216% | 11.8% | 0.0097138 | 0% | 11.8% | 0 | 0% | 0.3495% | 0 | 0% | 0.3495% | 0 | 0% | 0.3495% | 0 | 0% | 100% | 0 | 0% | 100% | 0 | 0% | 100% | 0 | 0% | 100% | 0 |  |  | 0 |  |  | 0 |  |  | 0 | 100% | 65% |  | 100% | 65% |  | 100% | 65% |  | 100% | 65% |  | 100% | 90% |  | 100% | 90% |  | 100% | 90%
VOLTA 110237350 | 0.00081806 | 26.1015 | 4.9433 | 4.2436 | 9.1869 | 0.050312 | 0.03883 | 0.013667 | 0% | 99% | 0 | 0% | 99% | 0 | 0% | 99% | 0 | 0% | 99% | 0 | 0% | 61.4% | 0 | 0% | 61.4% | 0 | 0% | 61.4% | 0 | 0% | 61.4% | 0 | 4.2436 | 77.78% | 1.848% | 0.071037 | 0% | 1.848% | 0 | 0% | 1.848% | 0 | 100% | 0.1999% | 0.0098816 | 0% | 0.1999% | 0 | 0% | 0.1999% | 0 | 0% | 0.5639% | 0 | 22.52% | 0.5639% | 0.0062764 | 0.949% | 0.5639% | 0.00026454 | 22.52% | 0.5599% | 0.0062316 | 0.949% | 0.5599% | 0.00026265 | 76.53% | 0.5599% | 0.021181 | 38.8% | 4.168% | 0.079946 | 0% | 4.168% | 0 | 0% | 4.168% | 0 | 0% | 3.228% | 0 | 0% | 3.228% | 0 | 0% | 3.228% | 0 |  |  |  | 34.88% | 11.8% | 0.20347 | 0% | 11.8% | 0 | 0% | 11.8% | 0 | 0% | 0.3708% | 0 | 0% | 0.3708% | 0 | 0% | 0.3708% | 0 | 0% | 100% | 0 | 0% | 100% | 0 | 0% | 100% | 0 | 0% | 100% | 0 |  |  | 0 |  |  | 0 |  |  | 0 | 100% | 65% |  | 100% | 65% |  | 100% | 65% |  | 100% | 65% |  | 100% | 90% |  | 100% | 90% |  | 100% | 90%
PLACERVILLE 1110421358 | 0.0012082 | 15.6102 | 3.3416 | 0.38802 | 3.7296 | 0.025923 | 0.028376 | 0.015241 | 0% | 99% | 0 | 0% | 99% | 0 | 0% | 99% | 0 | 0% | 99% | 0 | 0% | 63.26% | 0 | 0% | 63.26% | 0 | 0% | 63.26% | 0 | 0% | 63.26% | 0 | 0.38802 | 100% | 2.14% | 0.071509 | 0% | 2.14% | 0 | 0% | 2.14% | 0 | 0% | 0.2372% | 0 | 0% | 0.2372% | 0 | 0% | 0.2372% | 0 | 0% | 0.6066% | 0 | 33.54% | 0.6066% | 0.0067978 | 0.8042% | 0.6066% | 0.000163 | 30.93% | 0.6221% | 0.0064293 | 0.8042% | 0.6221% | 0.00016717 | 84.24% | 0.6221% | 0.017513 | 41.55% | 4.53% | 0.062896 | 6.54% | 4.53% | 0.0098986 | 0% | 4.53% | 0 | 0% | 2.478% | 0 | 0% | 2.478% | 0 | 0% | 2.478% | 0 |  |  |  | 35% | 11.8% | 0.13801 | 0% | 11.8% | 0 | 0% | 11.8% | 0 | 0% | 0.3722% | 0 | 0% | 0.3722% | 0 | 0% | 0.3722% | 0 | 0% | 100% | 0 | 0% | 100% | 0 | 0% | 100% | 0 | 0% | 100% | 0 |  |  | 6.4484e-05 |  |  | 0 |  |  | 0 | 100% | 65% |  | 100% | 65% |  | 100% | 65% |  | 100% | 65% |  | 100% | 90% |  | 100% | 90% |  | 100% | 90%
BOLINAS 1101504 | 0.0015994 | 6.8438 | 2.2736 | 0.1525 | 2.4261 | 0.02113 | 0.021337 | 0.0048644 | 0% | 99% | 0 | 0% | 99% | 0 | 0% | 99% | 0 | 0% | 99% | 0 | 0% | 63.41% | 0 | 0% | 63.41% | 0 | 0% | 63.41% | 0 | 0% | 63.41% | 0 | 0.1525 | 0% | 2.923% | 0 | 0% | 2.923% | 0 | 0% | 2.923% | 0 | 0% | 0.3193% | 0 | 0% | 0.3193% | 0 | 0% | 0.3193% | 0 | 0% | 0.6765% | 0 | 0% | 0.6765% | 0 | 13.31% | 0.6765% | 0.0020471 | 0% | 0.7098% | 0 | 13.31% | 0.7098% | 0.0021478 | 86.69% | 0.7098% | 0.013991 | 28.45% | 5.066% | 0.032768 | 0% | 5.066% | 0 | 27.53% | 5.066% | 0.031708 | 0% | 2.364% | 0 | 0% | 2.364% | 0 | 0% | 2.364% | 0 |  |  |  | 0% | 11.8% | 0 | 26.33% | 11.8% | 0.070643 | 0% | 11.8% | 0 | 0% | 0.3748% | 0 | 0% | 0.3748% | 0 | 0% | 0.3748% | 0 | 0% | 100% | 0 | 0% | 100% | 0 | 0% | 100% | 0 | 0% | 100% | 0 |  |  | 0 |  |  | 0 |  |  | 0.0012558 | 100% | 65% |  | 100% | 65% |  | 100% | 65% |  | 100% | 65% |  | 100% | 90% |  | 100% | 90% |  | 100% | 90%
OAKHURST 1102333062 | 0.00379 | 0.16858 | 0.23199 | 0.13288 | 0.36486 | 0.0011602 | 0.0023546 | 0.0013151 | 0% | 99% | 0 | 0% | 99% | 0 | 0% | 99% | 0 | 0% | 99% | 0 | 0% | 63.71% | 0 | 0% | 63.71% | 0 | 0% | 63.71% | 0 | 0% | 63.71% | 0 | 0.13288 | 0% | 2.439% | 0 | 0% | 2.439% | 0 | 0% | 2.439% | 0 | 0% | 0.2856% | 0 | 0% | 0.2856% | 0 | 0% | 0.2856% | 0 | 0% | 0.7191% | 0 | 0% | 0.7191% | 0 | 0% | 0.7191% | 0 | 0% | 0.7638% | 0 | 0% | 0.7638% | 0 | 72.3% | 0.7638% | 0.001281 | 0% | 5.455% | 0 | 0% | 5.455% | 0 | 0% | 5.455% | 0 | 0% | 1.33% | 0 | 0% | 1.33% | 0 | 0% | 1.33% | 0 |  |  |  | 0% | 11.8% | 0 | 0% | 11.8% | 0 | 0% | 11.8% | 0 | 0% | 0.3721% | 0 | 0% | 0.3721% | 0 | 0% | 0.3721% | 0 | 0% | 100% | 0 | 0% | 100% | 0 | 0% | 100% | 0 | 0% | 100% | 0 |  |  | 0 |  |  | 0 |  |  | 0 | 100% | 65% |  | 100% | 65% |  | 100% | 65% |  | 100% | 65% |  | 100% | 90% |  | 100% | 90% |  | 100% | 90%
DUNBAR 1102861496 | 0.0015168 | 5.0599 | 1.3746 | 0.25823 | 1.6329 | 0.014598 | 0.011526 | 0.0025454 | 0% | 99% | 0 | 0% | 99% | 0 | 0% | 99% | 0 | 0% | 99% | 0 | 0% | 62.5% | 0 | 0% | 62.5% | 0 | 0% | 62.5% | 0 | 0% | 62.5% | 0 | 0.25823 | 100% | 2.526% | 0.034726 | 0% | 2.526% | 0 | 0% | 2.526% | 0 | 0% | 0.2697% | 0 | 0% | 0.2697% | 0 | 0% | 0.2697% | 0 | 0% | 0.6091% | 0 | 99.06% | 0.6091% | 0.0082937 | 0.9409% | 0.6091% | 7.8776e-05 | 99.06% | 0.6266% | 0.0085321 | 0.9409% | 0.6266% | 8.1041e-05 | 0% | 0.6266% | 0 | 59.88% | 4.533% | 0.037315 | 0% | 4.533% | 0 | 0% | 4.533% | 0 | 0% | 3.211% | 0 | 0% | 3.211% | 0 | 0% | 3.211% | 0 |  |  |  | 0% | 11.8% | 0 | 0% | 11.8% | 0 | 0% | 11.8% | 0 | 0% | 0.3757% | 0 | 0% | 0.3757% | 0 | 0% | 0.3757% | 0 | 0% | 100% | 0 | 0% | 100% | 0 | 0% | 100% | 0 | 0% | 100% | 0 |  |  | 0 |  |  | 0 |  |  | 0 | 100% | 65% |  | 100% | 65% |  | 100% | 65% |  | 100% | 65% |  | 100% | 90% |  | 100% | 90% |  | 100% | 90%
OLETA 1101440008 | 0.000991 | 0.70658 | 0.14162 | 0 | 0.14162 | 0.00082717 | 0.0014368 | 0.00069014 | 0% | 99% | 0 | 0% | 99% | 0 | 0% | 99% | 0 | 0% | 99% | 0 | 0% | 62.85% | 0 | 0% | 62.85% | 0 | 0% | 62.85% | 0 | 0% | 62.85% | 0 | 0 | 100% | 2.512% | 0.0035568 | 0% | 2.512% | 0 | 0% | 2.512% | 0 | 0% | 0.2752% | 0 | 0% | 0.2752% | 0 | 0% | 0.2752% | 0 | 0% | 0.7292% | 0 | 0% | 0.7292% | 0 | 0% | 0.7292% | 0 | 0% | 0.7406% | 0 | 0% | 0.7406% | 0 | 92.01% | 0.7406% | 0.00096509 | 0% | 5.43% | 0 | 0% | 5.43% | 0 | 0% | 5.43% | 0 | 0% | 1.621% | 0 | 0% | 1.621% | 0 | 0% | 1.621% | 0 |  |  |  | 7.007% | 11.8% | 0.0011709 | 0% | 11.8% | 0 | 0% | 11.8% | 0 | 0% | 0.3666% | 0 | 0% | 0.3666% | 0 | 0% | 0.3666% | 0 | 0% | 100% | 0 | 0% | 100% | 0 | 0% | 100% | 0 | 0% | 100% | 0 |  |  | 0 |  |  | 0 |  |  | 0 | 100% | 65% |  | 100% | 65% |  | 100% | 65% |  | 100% | 65% |  | 100% | 90% |  | 100% | 90% |  | 100% | 90%
OLETA 110241396 | 0.0018541 | 8.1683 | 2.3563 | 0 | 2.3563 | 0.024309 | 0.018115 | 0.0069838 | 0% | 99% | 0 | 0% | 99% | 0 | 0% | 99% | 0 | 0% | 99% | 0 | 0% | 62.03% | 0 | 0% | 62.03% | 0 | 0% | 62.03% | 0 | 0% | 62.03% | 0 | 0 | 0% | 1.901% | 0 | 0% | 1.901% | 0 | 0% | 1.901% | 0 | 0% | 0.2023% | 0 | 0% | 0.2023% | 0 | 0% | 0.2023% | 0 | 0% | 0.5528% | 0 | 0% | 0.5528% | 0 | 15.54% | 0.5528% | 0.0020243 | 0% | 0.5526% | 0 | 15.54% | 0.5526% | 0.0020234 | 84.41% | 0.5526% | 0.01099 | 61.17% | 4.092% | 0.058982 | 0% | 4.092% | 0 | 0% | 4.092% | 0 | 0% | 3.265% | 0 | 0% | 3.265% | 0 | 0% | 3.265% | 0 |  |  |  | 20.7% | 11.8% | 0.057548 | 0% | 11.8% | 0 | 0% | 11.8% | 0 | 0% | 0.3734% | 0 | 0% | 0.3734% | 0 | 0% | 0.3734% | 0 | 0% | 100% | 0 | 0% | 100% | 0 | 0% | 100% | 0 | 0% | 100% | 0 |  |  | 0.0041611 |  |  | 0 |  |  | 0 | 100% | 65% |  | 100% | 65% |  | 100% | 65% |  | 100% | 65% |  | 100% | 90% |  | 100% | 90% |  | 100% | 90%
FORESTHILL 11011820 | 0.0015625 | 5.8042 | 1.708 | 0.56101 | 2.269 | 0.022654 | 0.009763 | 0.0034011 | 0% | 99% | 0 | 0% | 99% | 0 | 0% | 99% | 0 | 0% | 99% | 0 | 0% | 62.2% | 0 | 0% | 62.2% | 0 | 0% | 62.2% | 0 | 0% | 62.2% | 0 | 0.56101 | 0% | 1.611% | 0 | 0% | 1.611% | 0 | 0% | 1.611% | 0 | 0% | 0.1693% | 0 | 0% | 0.1693% | 0 | 0% | 0.1693% | 0 | 0% | 0.4126% | 0 | 28.73% | 0.4126% | 0.0020247 | 7.158% | 0.4126% | 0.00050439 | 0.4802% | 0.4113% | 3.3737e-05 | 7.158% | 0.4113% | 0.00050286 | 92.84% | 0.4113% | 0.0065228 | 24.44% | 3.041% | 0.012697 | 0% | 3.041% | 0 | 0% | 3.041% | 0 | 0% | 3.781% | 0 | 0% | 3.781% | 0 | 0% | 3.781% | 0 |  |  |  | 0% | 11.8% | 0 | 35% | 11.8% | 0.070539 | 0% | 11.8% | 0 | 0% | 0.3801% | 0 | 0% | 0.3801% | 0 | 0% | 0.3801% | 0 | 0% | 100% | 0 | 0% | 100% | 0 | 0% | 100% | 0 | 0% | 100% | 0 |  |  | 0 |  |  | 0 |  |  | 0 | 100% | 65% |  | 100% | 65% |  | 100% | 65% |  | 100% | 65% |  | 100% | 90% |  | 100% | 90% |  | 100% | 90%
COTTONWOOD 110335470 | 0.00079319 | 19.7788 | 3.7297 | 1.9191 | 5.6488 | 0.016622 | 0.041312 | 0.020402 | 0% | 99% | 0 | 0% | 99% | 0 | 0% | 99% | 0 | 0% | 99% | 0 | 0% | 61.41% | 0 | 0% | 61.41% | 0 | 0% | 61.41% | 0 | 0% | 61.41% | 0 | 1.9191 | 100% | 2.34% | 0.087259 | 0% | 2.34% | 0 | 0% | 2.34% | 0 | 0% | 0.2604% | 0 | 0% | 0.2604% | 0 | 0% | 0.2604% | 0 | 0% | 0.7759% | 0 | 20.9% | 0.7759% | 0.0060496 | 6.618% | 0.7759% | 0.0019152 | 20.9% | 0.765% | 0.0059642 | 33.68% | 0.765% | 0.0096106 | 44.82% | 0.765% | 0.012787 | 0% | 5.736% | 0 | 0% | 5.736% | 0 | 0% | 5.736% | 0 | 0% | 1.135% | 0 | 0% | 1.135% | 0 | 0% | 1.135% | 0 |  |  |  | 29.07% | 11.8% | 0.12794 | 0% | 11.8% | 0 | 0% | 11.8% | 0 | 0% | 0.3568% | 0 | 0% | 0.3568% | 0 | 0% | 0.3568% | 0 | 0% | 100% | 0 | 0% | 100% | 0 | 0% | 100% | 0 | 0% | 100% | 0 |  |  | 0 |  |  | 0 |  |  | 0 | 100% | 65% |  | 100% | 65% |  | 100% | 65% |  | 100% | 65% |  | 100% | 90% |  | 100% | 90% |  | 100% | 90%
LUCERNE 110647198 | 0.00080665 | 0.76178 | 1.3558 | 1.7163 | 3.072 | 0.0088065 | 0.014075 | 0.0056126 | 0% | 99% | 0 | 0% | 99% | 0 | 0% | 99% | 0 | 0% | 99% | 0 | 0% | 62.23% | 0 | 0% | 62.23% | 0 | 0% | 62.23% | 0 | 0% | 62.23% | 0 | 1.7163 | 0% | 2.269% | 0 | 0% | 2.269% | 0 | 0% | 2.269% | 0 | 0% | 0.2414% | 0 | 0% | 0.2414% | 0 | 0% | 0.2414% | 0 | 0% | 0.7458% | 0 | 89.72% | 0.7458% | 0.0090714 | 3.354% | 0.7458% | 0.00033914 | 89.72% | 0.7276% | 0.0088499 | 3.354% | 0.7276% | 0.00033086 | 0% | 0.7276% | 0 | 0% | 5.488% | 0 | 0% | 5.488% | 0 | 0% | 5.488% | 0 | 0% | 1.635% | 0 | 0% | 1.635% | 0 | 0% | 1.635% | 0 |  |  |  | 0% | 11.8% | 0 | 11.84% | 11.8% | 0.018937 | 0% | 11.8% | 0 | 0% | 0.3604% | 0 | 0% | 0.3604% | 0 | 0% | 0.3604% | 0 | 0% | 100% | 0 | 0% | 100% | 0 | 0% | 100% | 0 | 0% | 100% | 0 |  |  | 0 |  |  | 0 |  |  | 0 | 100% | 65% |  | 100% | 65% |  | 100% | 65% |  | 100% | 65% |  | 100% | 90% |  | 100% | 90% |  | 100% | 90%
CAMBRIA 1102CB | 0.00040327 | 15.9913 | 4.125 | 0.13767 | 4.2626 | 0.0164 | 0.056744 | 0.013564 | 0% | 99% | 0 | 0% | 99% | 0 | 0% | 99% | 0 | 0% | 99% | 0 | 0% | 63.13% | 0 | 0% | 63.13% | 0 | 0% | 63.13% | 0 | 0% | 63.13% | 0 | 0.13767 | 100% | 3.832% | 0.15805 | 0% | 3.832% | 0 | 0% | 3.832% | 0 | 0% | 0.4236% | 0 | 0% | 0.4236% | 0 | 0% | 0.4236% | 0 | 0% | 0.9887% | 0 | 1.184% | 0.9887% | 0.00048302 | 60.33% | 0.9887% | 0.024605 | 1.184% | 1.042% | 0.00050909 | 60.47% | 1.042% | 0.025992 | 37.73% | 1.042% | 0.016218 | 26.84% | 7.446% | 0.082444 | 3.799% | 7.446% | 0.011668 | 0% | 7.446% | 0 | 0% | 1.077% | 0 | 0% | 1.077% | 0 | 0% | 1.077% | 0 |  |  |  | 0% | 11.8% | 0 | 0% | 11.8% | 0 | 0% | 11.8% | 0 | 0% | 0.3651% | 0 | 0% | 0.3651% | 0 | 0% | 0.3651% | 0 | 0% | 100% | 0 | 0% | 100% | 0 | 0% | 100% | 0 | 0% | 100% | 0 |  |  | 0 |  |  | 0 |  |  | 0 | 100% | 65% |  | 100% | 65% |  | 100% | 65% |  | 100% | 65% |  | 100% | 90% |  | 100% | 90% |  | 100% | 90%
BRUNSWICK 111061602 | 0.0016638 | 12.3737 | 4.7558 | 3.6834 | 8.4392 | 0.050613 | 0.035942 | 0.013717 | 0% | 99% | 0 | 0% | 99% | 0 | 0% | 99% | 0 | 0% | 99% | 0 | 0% | 61.93% | 0 | 0% | 61.93% | 0 | 0% | 61.93% | 0 | 0% | 61.93% | 0 | 3.6834 | 60% | 1.733% | 0.049439 | 0% | 1.733% | 0 | 0% | 1.733% | 0 | 100% | 0.1879% | 0.0089363 | 0% | 0.1879% | 0 | 0% | 0.1879% | 0 | 0% | 0.5368% | 0 | 14.91% | 0.5368% | 0.0038071 | 84.49% | 0.5368% | 0.021572 | 91.71% | 0.5333% | 0.023261 | 7.693% | 0.5333% | 0.0019511 | 0% | 0.5333% | 0 | 1.812% | 3.972% | 0.0034229 | 79.22% | 3.972% | 0.14964 | 0% | 3.972% | 0 | 0% | 3.028% | 0 | 0% | 3.028% | 0 | 0% | 3.028% | 0 |  |  |  | 29.68% | 11.8% | 0.16657 | 0% | 11.8% | 0 | 0% | 11.8% | 0 | 0% | 0.3726% | 0 | 0% | 0.3726% | 0 | 0% | 0.3726% | 0 | 0% | 100% | 0 | 0% | 100% | 0 | 0% | 100% | 0 | 0% | 100% | 0 |  |  | 0.052534 |  |  | 2.4778e-05 |  |  | 0 | 100% | 65% |  | 100% | 65% |  | 100% | 65% |  | 100% | 65% |  | 100% | 90% |  | 100% | 90% |  | 100% | 90%
SARATOGA 1106LC24 | 0.0024786 | 10.6338 | 5.2533 | 0.14755 | 5.4009 | 0.055773 | 0.039315 | 0.015794 | 0% | 99% | 0 | 0% | 99% | 0 | 0% | 99% | 0 | 0% | 99% | 0 | 0% | 63.65% | 0 | 0% | 63.65% | 0 | 0% | 63.65% | 0 | 0% | 63.65% | 0 | 0.14755 | 0% | 1.811% | 0 | 0% | 1.811% | 0 | 0% | 1.811% | 0 | 0% | 0.1976% | 0 | 0% | 0.1976% | 0 | 0% | 0.1976% | 0 | 0% | 0.5322% | 0 | 74.02% | 0.5322% | 0.020696 | 0% | 0.5322% | 0 | 74.02% | 0.5374% | 0.020897 | 0% | 0.5374% | 0 | 0% | 0.5374% | 0 | 0% | 3.955% | 0 | 0% | 3.955% | 0 | 0% | 3.955% | 0 | 0% | 2.754% | 0 | 0% | 2.754% | 0 | 0% | 2.754% | 0 |  |  |  | 0% | 11.8% | 0 | 0% | 11.8% | 0 | 0% | 11.8% | 0 | 0% | 0.3752% | 0 | 0% | 0.3752% | 0 | 0% | 0.3752% | 0 | 0% | 100% | 0 | 0% | 100% | 0 | 0% | 100% | 0 | 0% | 100% | 0 |  |  | 0 |  |  | 0 |  |  | 0 | 100% | 65% |  | 100% | 65% |  | 100% | 65% |  | 100% | 65% |  | 100% | 90% |  | 100% | 90% |  | 100% | 90%
ALHAMBRA 11058302 | 0.0012681 | 8.8476 | 1.8024 | 0.076102 | 1.8785 | 0.015636 | 0.017122 | 0.005291 | 0% | 99% | 0 | 0% | 99% | 0 | 0% | 99% | 0 | 0% | 99% | 0 | 0% | 62.59% | 0 | 0% | 62.59% | 0 | 0% | 62.59% | 0 | 0% | 62.59% | 0 | 0.076102 | 75% | 2.668% | 0.03606 | 0% | 2.668% | 0 | 0% | 2.668% | 0 | 0% | 0.278% | 0 | 0% | 0.278% | 0 | 0% | 0.278% | 0 | 0% | 0.6833% | 0 | 99.56% | 0.6833% | 0.012262 | 0% | 0.6833% | 0 | 99.56% | 0.6822% | 0.012242 | 0% | 0.6822% | 0 | 0% | 0.6822% | 0 | 1.925% | 5.04% | 0.0017485 | 0% | 5.04% | 0 | 0% | 5.04% | 0 | 0% | 1.861% | 0 | 0% | 1.861% | 0 | 0% | 1.861% | 0 |  |  |  | 0% | 11.8% | 0 | 34.98% | 11.8% | 0.074407 | 0% | 11.8% | 0 | 0% | 0.3686% | 0 | 0% | 0.3686% | 0 | 0% | 0.3686% | 0 | 0% | 100% | 0 | 0% | 100% | 0 | 0% | 100% | 0 | 0% | 100% | 0 |  |  | 0 |  |  | 0 |  |  | 0 | 100% | 65% |  | 100% | 65% |  | 100% | 65% |  | 100% | 65% |  | 100% | 90% |  | 100% | 90% |  | 100% | 90%
CAYETANO 2109MR572 | 0.00041149 | 7.4818 | 1.2533 | 0.095955 | 1.3492 | 0.0034182 | 0.016332 | 0.0067748 | 0% | 99% | 0 | 0% | 99% | 0 | 0% | 99% | 0 | 0% | 99% | 0 | 0% | 61.07% | 0 | 0% | 61.07% | 0 | 0% | 61.07% | 0 | 0% | 61.07% | 0 | 0.095955 | 0% | 3.062% | 0 | 0% | 3.062% | 0 | 0% | 3.062% | 0 | 0% | 0.3384% | 0 | 0% | 0.3384% | 0 | 0% | 0.3384% | 0 | 0% | 0.904% | 0 | 33.22% | 0.904% | 0.0037638 | 23.34% | 0.904% | 0.0026442 | 33.26% | 0.887% | 0.0036975 | 23.34% | 0.887% | 0.0025945 | 43.36% | 0.887% | 0.0048204 | 43.27% | 6.647% | 0.036045 | 0% | 6.647% | 0 | 0% | 6.647% | 0 | 0% | 0.7073% | 0 | 0% | 0.7073% | 0 | 0% | 0.7073% | 0 |  |  |  | 0% | 11.8% | 0 | 0% | 11.8% | 0 | 0% | 11.8% | 0 | 0% | 0.3483% | 0 | 0% | 0.3483% | 0 | 0% | 0.3483% | 0 | 0% | 100% | 0 | 0% | 100% | 0 | 0% | 100% | 0 | 0% | 100% | 0 |  |  | 0 |  |  | 0 |  |  | 0 | 100% | 65% |  | 100% | 65% |  | 100% | 65% |  | 100% | 65% |  | 100% | 90% |  | 100% | 90% |  | 100% | 90%
NORTH DUBLIN 2103CB | 0.00063767 | 14.141 | 3.3218 | 3.9708 | 7.2926 | 0.013072 | 0.041153 | 0.016289 | 0% | 99% | 0 | 0% | 99% | 0 | 0% | 99% | 0 | 0% | 99% | 0 | 0% | 63.01% | 0 | 0% | 63.01% | 0 | 0% | 63.01% | 0 | 0% | 63.01% | 0 | 3.9708 | 100% | 3.147% | 0.10454 | 0% | 3.147% | 0 | 0% | 3.147% | 0 | 0% | 0.3496% | 0 | 0% | 0.3496% | 0 | 0% | 0.3496% | 0 | 0% | 0.8656% | 0 | 91.99% | 0.8656% | 0.026449 | 5.99% | 0.8656% | 0.0017222 | 91.99% | 0.8844% | 0.027024 | 5.99% | 0.8844% | 0.0017596 | 0% | 0.8844% | 0 | 46.46% | 6.451% | 0.099548 | 0% | 6.451% | 0 | 0% | 6.451% | 0 | 0% | 0.8349% | 0 | 0% | 0.8349% | 0 | 0% | 0.8349% | 0 |  |  |  | 0% | 11.8% | 0 | 0% | 11.8% | 0 | 0% | 11.8% | 0 | 55.56% | 0.3601% | 0.0066453 | 0% | 0.3601% | 0 | 0% | 0.3601% | 0 | 0% | 100% | 0 | 0% | 100% | 0 | 0% | 100% | 0 | 0% | 100% | 0 |  |  | 0 |  |  | 0 |  |  | 0 | 100% | 65% |  | 100% | 65% |  | 100% | 65% |  | 100% | 65% |  | 100% | 90% |  | 100% | 90% |  | 100% | 90%
SPENCE 1104965598 | 0.00069626 | 9.6044 | 2.7794 | 0 | 2.7794 | 0.0058285 | 0.038835 | 0.014411 | 0% | 99% | 0 | 0% | 99% | 0 | 0% | 99% | 0 | 0% | 99% | 0 | 0% | 63.24% | 0 | 0% | 63.24% | 0 | 0% | 63.24% | 0 | 0% | 63.24% | 0 | 0 | 0% | 3.986% | 0 | 0% | 3.986% | 0 | 0% | 3.986% | 0 | 0% | 0.4302% | 0 | 0% | 0.4302% | 0 | 0% | 0.4302% | 0 | 0% | 0.9971% | 0 | 0% | 0.9971% | 0 | 20.54% | 0.9971% | 0.005692 | 0% | 1.04% | 0 | 41.61% | 1.04% | 0.012025 | 57.55% | 1.04% | 0.016632 | 82.51% | 7.471% | 0.17133 | 0% | 7.471% | 0 | 0% | 7.471% | 0 | 0% | 0.5968% | 0 | 0% | 0.5968% | 0 | 0% | 0.5968% | 0 |  |  |  | 0% | 11.8% | 0 | 20.16% | 11.8% | 0.066133 | 0% | 11.8% | 0 | 0% | 0.3636% | 0 | 0% | 0.3636% | 0 | 0% | 0.3636% | 0 | 0% | 100% | 0 | 0% | 100% | 0 | 0% | 100% | 0 | 0% | 100% | 0 |  |  | 0 |  |  | 0 |  |  | 0 | 100% | 65% |  | 100% | 65% |  | 100% | 65% |  | 100% | 65% |  | 100% | 90% |  | 100% | 90% |  | 100% | 90%
TEMPLETON 2113A08 | 0.00078633 | 8.9326 | 3.5688 | 0 | 3.5688 | 0.019855 | 0.039051 | 0.017076 | 0% | 99% | 0 | 0% | 99% | 0 | 0% | 99% | 0 | 0% | 99% | 0 | 0% | 62.94% | 0 | 0% | 62.94% | 0 | 0% | 62.94% | 0 | 0% | 62.94% | 0 | 0 | 0% | 2.391% | 0 | 0% | 2.391% | 0 | 0% | 2.391% | 0 | 0% | 0.2717% | 0 | 0% | 0.2717% | 0 | 0% | 0.2717% | 0 | 21.81% | 0.7552% | 0.0058788 | 27.07% | 0.7552% | 0.0072962 | 48.19% | 0.7552% | 0.012988 | 30.09% | 0.7687% | 0.0082539 | 91.5% | 0.7687% | 0.025101 | 21.81% | 0.7687% | 0.0059842 | 0% | 5.637% | 0 | 0% | 5.637% | 0 | 2.217% | 5.637% | 0.0044607 | 0% | 1.599% | 0 | 0% | 1.599% | 0 | 0% | 1.599% | 0 |  |  |  | 0% | 11.8% | 0 | 0% | 11.8% | 0 | 0% | 11.8% | 0 | 0% | 0.3627% | 0 | 0% | 0.3627% | 0 | 0% | 0.3627% | 0 | 0% | 100% | 0 | 0% | 100% | 0 | 0% | 100% | 0 | 0% | 100% | 0 |  |  | 0 |  |  | 0 |  |  | 0.008373 | 100% | 65% |  | 100% | 65% |  | 100% | 65% |  | 100% | 65% |  | 100% | 90% |  | 100% | 90% |  | 100% | 90%
CAMP EVERS 210660124 | 0.0034764 | 26.637 | 16.3032 | 1.7666 | 18.0698 | 0.23141 | 0.099593 | 0.016118 | 0% | 99% | 0 | 0% | 99% | 0 | 0% | 99% | 0 | 0% | 99% | 0 | 0% | 62.85% | 0 | 0% | 62.85% | 0 | 0% | 62.85% | 0 | 0% | 62.85% | 0 | 1.7666 | 40.62% | 1.829% | 0.12114 | 0% | 1.829% | 0 | 0% | 1.829% | 0 | 0% | 0.1946% | 0 | 0% | 0.1946% | 0 | 0% | 0.1946% | 0 | 0% | 0.4395% | 0 | 0% | 0.4395% | 0 | 81.62% | 0.4395% | 0.058489 | 0% | 0.458% | 0 | 81.62% | 0.458% | 0.06095 | 17.42% | 0.458% | 0.013006 | 40.4% | 3.288% | 0.21661 | 17.18% | 3.288% | 0.092132 | 18.74% | 3.288% | 0.10047 | 0% | 4.228% | 0 | 0% | 4.228% | 0 | 0% | 4.228% | 0 |  |  |  | 0% | 11.8% | 0 | 0% | 11.8% | 0 | 0% | 11.8% | 0 | 0% | 0.3845% | 0 | 0% | 0.3845% | 0 | 0% | 0.3845% | 0 | 0% | 100% | 0 | 0% | 100% | 0 | 0% | 100% | 0 | 0% | 100% | 0 |  |  | 0.0020547 |  |  | 0.021295 |  |  | 0.043816 | 100% | 65% |  | 100% | 65% |  | 100% | 65% |  | 100% | 65% |  | 100% | 90% |  | 100% | 90% |  | 100% | 90%
DIAMOND SPRINGS 11039432 | 0.0010982 | 18.9209 | 5.7577 | 0.77174 | 6.5294 | 0.055317 | 0.045658 | 0.021626 | 0% | 99% | 0 | 0% | 99% | 0 | 0% | 99% | 0 | 0% | 99% | 0 | 0% | 62.77% | 0 | 0% | 62.77% | 0 | 0% | 62.77% | 0 | 0% | 62.77% | 0 | 0.77174 | 23.53% | 1.812% | 0.024549 | 0% | 1.812% | 0 | 0% | 1.812% | 0 | 0% | 0.1991% | 0 | 0% | 0.1991% | 0 | 0% | 0.1991% | 0 | 0% | 0.5594% | 0 | 11.53% | 0.5594% | 0.0037139 | 39.1% | 0.5594% | 0.012591 | 5.506% | 0.5725% | 0.0018149 | 39.1% | 0.5725% | 0.012887 | 55.21% | 0.5725% | 0.018197 | 10.72% | 4.186% | 0.02583 | 0% | 4.186% | 0 | 0% | 4.186% | 0 | 0% | 2.866% | 0 | 0% | 2.866% | 0 | 0% | 2.866% | 0 |  |  |  | 29.99% | 11.8% | 0.20373 | 0% | 11.8% | 0 | 0% | 11.8% | 0 | 0% | 0.3755% | 0 | 0% | 0.3755% | 0 | 0% | 0.3755% | 0 | 0% | 100% | 0 | 0% | 100% | 0 | 0% | 100% | 0 | 0% | 100% | 0 |  |  | 0 |  |  | 0 |  |  | 0 | 100% | 65% |  | 100% | 65% |  | 100% | 65% |  | 100% | 65% |  | 100% | 90% |  | 100% | 90% |  | 100% | 90%
PARADISE 110353544 | 0.0027476 | 0.54044 | 0.55874 | 0.33211 | 0.89085 | 0.0040595 | 0.0059762 | 0.001884 | 0% | 99% | 0 | 0% | 99% | 0 | 75.88% | 99% | 0.41972 | 0% | 99% | 0 | 0% | 62.42% | 0 | 0% | 62.42% | 0 | 0% | 62.42% | 0 | 0% | 62.42% | 0 | 0.33211 | 0% | 2.286% | 0 | 0% | 2.286% | 0 | 0% | 2.286% | 0 | 0% | 0.2718% | 0 | 0% | 0.2718% | 0 | 0% | 0.2718% | 0 | 35.4% | 0.7396% | 0.001463 | 89.05% | 0.7396% | 0.0036803 | 42.13% | 0.7396% | 0.0017412 | 84.91% | 0.7764% | 0.0036836 | 42.22% | 0.7764% | 0.0018316 | 93.18% | 0.7764% | 0.0040424 | 0% | 5.594% | 0 | 0% | 5.594% | 0 | 0% | 5.594% | 0 | 0% | 1.801% | 0 | 0% | 1.801% | 0 | 0% | 1.801% | 0 |  |  |  | 34.71% | 11.8% | 0.022883 | 0% | 11.8% | 0 | 0% | 11.8% | 0 | 0% | 0.369% | 0 | 0% | 0.369% | 0 | 0% | 0.369% | 0 | 0% | 100% | 0 | 0% | 100% | 0 | 0% | 100% | 0 | 0% | 100% | 0 |  |  | 0 |  |  | 0 |  |  | 0 | 100% | 65% |  | 100% | 65% |  | 100% | 65% |  | 100% | 65% |  | 100% | 90% |  | 100% | 90% |  | 100% | 90%
PEORIA 170449256 | 0.0017664 | 0 | 0.027101 | 0 | 0.027101 | 3.8056e-05 | 0.00022649 | 0.00031413 | 0% | 99% | 0 | 0% | 99% | 0 | 0% | 99% | 0 | 0% | 99% | 0 | 0% | 66.66% | 0 | 0% | 66.66% | 0 | 0% | 66.66% | 0 | 0% | 66.66% | 0 | 0 | 0% | 2.168% | 0 | 0% | 2.168% | 0 | 0% | 2.168% | 0 | 0% | 0.2554% | 0 | 0% | 0.2554% | 0 | 0% | 0.2554% | 0 | 0% | 0.5624% | 0 | 0% | 0.5624% | 0 | 0% | 0.5624% | 0 | 0% | 0.5856% | 0 | 0% | 0.5856% | 0 | 100% | 0.5856% | 0.00015869 | 0% | 4.206% | 0 | 0% | 4.206% | 0 | 0% | 4.206% | 0 | 0% | 0.3695% | 0 | 0% | 0.3695% | 0 | 0% | 0.3695% | 0 |  |  |  | 0% | 11.8% | 0 | 0% | 11.8% | 0 | 0% | 11.8% | 0 | 0% | 0.371% | 0 | 0% | 0.371% | 0 | 0% | 0.371% | 0 | 0% | 100% | 0 | 0% | 100% | 0 | 0% | 100% | 0 | 0% | 100% | 0 |  |  | 0 |  |  | 0 |  |  | 0 |  |  |  |  | 65% |  |  | 65% |  | 100% | 65%
CORNING 110290036 | 0.00060102 | 12.6339 | 1.7206 | 0.58315 | 2.3037 | 0.007605 | 0.019743 | 0.0094071 | 0% | 99% | 0 | 0% | 99% | 0 | 0% | 99% | 0 | 0% | 99% | 0 | 0% | 60.7% | 0 | 0% | 60.7% | 0 | 0% | 60.7% | 0 | 0% | 60.7% | 0 | 0.58315 | 0% | 2.313% | 0 | 0% | 2.313% | 0 | 0% | 2.313% | 0 | 0% | 0.2533% | 0 | 0% | 0.2533% | 0 | 0% | 0.2533% | 0 | 0% | 0.7922% | 0 | 99.91% | 0.7922% | 0.013618 | 0% | 0.7922% | 0 | 99.91% | 0.7638% | 0.013129 | 0% | 0.7638% | 0 | 0.09366% | 0.7638% | 1.2308e-05 | 0% | 5.815% | 0 | 0% | 5.815% | 0 | 0% | 5.815% | 0 | 0% | 1.023% | 0 | 0% | 1.023% | 0 | 0% | 1.023% | 0 |  |  |  | 29.3% | 11.8% | 0.059494 | 0% | 11.8% | 0 | 0% | 11.8% | 0 | 0% | 0.3526% | 0 | 0% | 0.3526% | 0 | 0% | 0.3526% | 0 | 0% | 100% | 0 | 0% | 100% | 0 | 0% | 100% | 0 | 0% | 100% | 0 |  |  | 0 |  |  | 0 |  |  | 0 | 100% | 65% |  | 100% | 65% |  | 100% | 65% |  | 100% | 65% |  | 100% | 90% |  | 100% | 90% |  | 100% | 90%
FORT SEWARD 11211690 | 0.0010343 | 10.3513 | 3.5157 | 0.078413 | 3.5942 | 0.047557 | 0.02258 | 0.0052192 | 0% | 99% | 0 | 0% | 99% | 0 | 0% | 99% | 0 | 0% | 99% | 0 | 0% | 61.55% | 0 | 0% | 61.55% | 0 | 0% | 61.55% | 0 | 0% | 61.55% | 0 | 0.078413 | 100% | 1.768% | 0.062144 | 0% | 1.768% | 0 | 0% | 1.768% | 0 | 100% | 0.19% | 0.0066802 | 0% | 0.19% | 0 | 0% | 0.19% | 0 | 0% | 0.4535% | 0 | 65.52% | 0.4535% | 0.010445 | 34.48% | 0.4535% | 0.0054975 | 65.52% | 0.4649% | 0.010708 | 34.48% | 0.4649% | 0.0056359 | 0% | 0.4649% | 0 | 41.95% | 3.38% | 0.049847 | 0% | 3.38% | 0 | 0% | 3.38% | 0 | 0% | 4.451% | 0 | 0% | 4.451% | 0 | 0% | 4.451% | 0 |  |  |  | 34.98% | 11.8% | 0.14512 | 0% | 11.8% | 0 | 0% | 11.8% | 0 | 0% | 0.3812% | 0 | 0% | 0.3812% | 0 | 0% | 0.3812% | 0 | 0% | 100% | 0 | 0% | 100% | 0 | 0% | 100% | 0 | 0% | 100% | 0 |  |  | 0 |  |  | 0 |  |  | 0 | 100% | 65% |  | 100% | 65% |  | 100% | 65% |  | 100% | 65% |  | 100% | 90% |  | 100% | 90% |  | 100% | 90%
RACETRACK 17038120 | 0.0019687 | 10.0434 | 3.1365 | 0.45037 | 3.5868 | 0.027913 | 0.024081 | 0.015256 | 0% | 99% | 0 | 0% | 99% | 0 | 0% | 99% | 0 | 0% | 99% | 0 | 0% | 62.8% | 0 | 0% | 62.8% | 0 | 0% | 62.8% | 0 | 0% | 62.8% | 0 | 0.45037 | 25% | 1.754% | 0.013755 | 0% | 1.754% | 0 | 0% | 1.754% | 0 | 0% | 0.1977% | 0 | 0% | 0.1977% | 0 | 0% | 0.1977% | 0 | 0% | 0.5288% | 0 | 29.65% | 0.5288% | 0.0049181 | 16.11% | 0.5288% | 0.0026725 | 29.65% | 0.5365% | 0.0049899 | 16.11% | 0.5365% | 0.0027115 | 53.22% | 0.5365% | 0.0089552 | 45.53% | 3.936% | 0.056211 | 11.37% | 3.936% | 0.014033 | 22.74% | 3.936% | 0.028081 | 0% | 2.675% | 0 | 0% | 2.675% | 0 | 0% | 2.675% | 0 |  |  |  | 0% | 11.8% | 0 | 0% | 11.8% | 0 | 0% | 11.8% | 0 | 0% | 0.3734% | 0 | 0% | 0.3734% | 0 | 0% | 0.3734% | 0 | 0% | 100% | 0 | 0% | 100% | 0 | 0% | 100% | 0 | 0% | 100% | 0 |  |  | 0 |  |  | 0 |  |  | 0.00046693 | 100% | 65% |  | 100% | 65% |  | 100% | 65% |  | 100% | 65% |  | 100% | 90% |  | 100% | 90% |  | 100% | 90%
ORO FINO 11012022 | 0.003959 | 21.9575 | 9.3802 | 20.0748 | 29.455 | 0.12719 | 0.05442 | 0.020197 | 0% | 99% | 0 | 0% | 99% | 0 | 0% | 99% | 0 | 0% | 99% | 0 | 0% | 62.88% | 0 | 0% | 62.88% | 0 | 0% | 62.88% | 0 | 0% | 62.88% | 0 | 20.0748 | 0% | 1.382% | 0 | 0% | 1.382% | 0 | 0% | 1.382% | 0 | 0% | 0.1504% | 0 | 0% | 0.1504% | 0 | 0% | 0.1504% | 0 | 0% | 0.4055% | 0 | 0% | 0.4055% | 0 | 31.62% | 0.4055% | 0.012028 | 0% | 0.4114% | 0 | 74.8% | 0.4114% | 0.028864 | 25.12% | 0.4114% | 0.0096936 | 5.576% | 3.019% | 0.015791 | 77.89% | 3.019% | 0.22055 | 2.844% | 3.019% | 0.0080538 | 0% | 3.65% | 0 | 0% | 3.65% | 0 | 0% | 3.65% | 0 |  |  |  | 34.99% | 11.8% | 0.38724 | 0% | 11.8% | 0 | 0% | 11.8% | 0 | 0% | 0.3813% | 0 | 0% | 0.3813% | 0 | 0% | 0.3813% | 0 | 0% | 100% | 0 | 0% | 100% | 0 | 0% | 100% | 0 | 0% | 100% | 0 |  |  | 0 |  |  | 0.09233 |  |  | 0 | 100% | 65% |  | 100% | 65% |  | 100% | 65% |  | 100% | 65% |  | 100% | 90% |  | 100% | 90% |  | 100% | 90%
OILFIELDS 1103370932 | 0.00025011 | 0.31302 | 0.11363 | 0 | 0.11363 | 0.00027453 | 0.0012362 | 0.00093512 | 0% | 99% | 0 | 0% | 99% | 0 | 0% | 99% | 0 | 0% | 99% | 0 | 0% | 64.47% | 0 | 0% | 64.47% | 0 | 0% | 64.47% | 0 | 0% | 64.47% | 0 | 0 | 0% | 3.044% | 0 | 0% | 3.044% | 0 | 0% | 3.044% | 0 | 0% | 0.3326% | 0 | 0% | 0.3326% | 0 | 0% | 0.3326% | 0 | 0% | 0.7509% | 0 | 0% | 0.7509% | 0 | 0% | 0.7509% | 0 | 0.6615% | 0.7646% | 5.7478e-06 | 0% | 0.7646% | 0 | 99.28% | 0.7646% | 0.00086257 | 100% | 5.568% | 0.0063271 | 0% | 5.568% | 0 | 0% | 5.568% | 0 | 0% | 0.6066% | 0 | 0% | 0.6066% | 0 | 0% | 0.6066% | 0 |  |  |  | 22.17% | 11.8% | 0.0029721 | 0% | 11.8% | 0 | 0% | 11.8% | 0 | 0% | 0.3643% | 0 | 0% | 0.3643% | 0 | 0% | 0.3643% | 0 | 0% | 100% | 0 | 0% | 100% | 0 | 0% | 100% | 0 | 0% | 100% | 0 |  |  | 0 |  |  | 0 |  |  | 0 | 100% | 65% |  | 100% | 65% |  | 100% | 65% |  | 100% | 65% |  | 100% | 90% |  | 100% | 90% |  | 100% | 90%
WILLITS 110391810 | 0.0010938 | 31.4725 | 7.3387 | 0 | 7.3387 | 0.10629 | 0.038837 | 0.012906 | 0% | 99% | 0 | 0% | 99% | 0 | 0% | 99% | 0 | 0% | 99% | 0 | 0% | 62.24% | 0 | 0% | 62.24% | 0 | 0% | 62.24% | 0 | 0% | 62.24% | 0 | 0 | 80% | 1.311% | 0.07694 | 0% | 1.311% | 0 | 0% | 1.311% | 0 | 0% | 0.1391% | 0 | 0% | 0.1391% | 0 | 0% | 0.1391% | 0 | 0% | 0.3712% | 0 | 0% | 0.3712% | 0 | 39.7% | 0.3712% | 0.010816 | 0% | 0.3736% | 0 | 39.7% | 0.3736% | 0.010885 | 60.24% | 0.3736% | 0.016518 | 7.166% | 2.752% | 0.014475 | 0% | 2.752% | 0 | 0% | 2.752% | 0 | 0% | 4.434% | 0 | 0% | 4.434% | 0 | 0% | 4.434% | 0 |  |  |  | 32.17% | 11.8% | 0.27857 | 0% | 11.8% | 0 | 0% | 11.8% | 0 | 0% | 0.3826% | 0 | 0% | 0.3826% | 0 | 0% | 0.3826% | 0 | 0% | 100% | 0 | 0% | 100% | 0 | 0% | 100% | 0 | 0% | 100% | 0 |  |  | 0 |  |  | 0 |  |  | 0 | 100% | 65% |  | 100% | 65% |  | 100% | 65% |  | 100% | 65% |  | 100% | 90% |  | 100% | 90% |  | 100% | 90%
COTTONWOOD 1102544790 | 0.0007912 | 17.8005 | 2.7218 | 2.2465 | 4.9683 | 0.014468 | 0.029612 | 0.014633 | 0% | 99% | 0 | 41.2% | 99% | 1.1101 | 0% | 99% | 0 | 0% | 99% | 0 | 0% | 60.73% | 0 | 0% | 60.73% | 0 | 0% | 60.73% | 0 | 0% | 60.73% | 0 | 2.2465 | 0% | 2.022% | 0 | 0% | 2.022% | 0 | 0% | 2.022% | 0 | 0% | 0.2122% | 0 | 0% | 0.2122% | 0 | 0% | 0.2122% | 0 | 0% | 0.7497% | 0 | 0% | 0.7497% | 0 | 25.28% | 0.7497% | 0.0051582 | 0% | 0.7033% | 0 | 25.28% | 0.7033% | 0.0048386 | 73.21% | 0.7033% | 0.014014 | 1.421% | 5.457% | 0.002111 | 28.11% | 5.457% | 0.04175 | 0% | 5.457% | 0 | 0% | 1.241% | 0 | 0% | 1.241% | 0 | 0% | 1.241% | 0 |  |  |  | 26.79% | 11.8% | 0.086059 | 0% | 11.8% | 0 | 0% | 11.8% | 0 | 0% | 0.352% | 0 | 0% | 0.352% | 0 | 0% | 0.352% | 0 | 0% | 100% | 0 | 0% | 100% | 0 | 0% | 100% | 0 | 0% | 100% | 0 |  |  | 0 |  |  | 0 |  |  | 0 | 100% | 65% |  | 100% | 65% |  | 100% | 65% |  | 100% | 65% |  | 100% | 90% |  | 100% | 90% |  | 100% | 90%
OLETA 1101754718 | 0.00043538 | 3.0571 | 0.31056 | 0 | 0.31056 | 0.0011308 | 0.0035833 | 0.0019936 | 0% | 99% | 0 | 0% | 99% | 0 | 0% | 99% | 0 | 0% | 99% | 0 | 0% | 62.42% | 0 | 42.54% | 62.42% | 0.082475 | 0% | 62.42% | 0 | 0% | 62.42% | 0 | 0 | 0% | 2.723% | 0 | 0% | 2.723% | 0 | 0% | 2.723% | 0 | 0% | 0.2865% | 0 | 0% | 0.2865% | 0 | 0% | 0.2865% | 0 | 0% | 0.8029% | 0 | 0% | 0.8029% | 0 | 0% | 0.8029% | 0 | 0% | 0.7916% | 0 | 0% | 0.7916% | 0 | 100% | 0.7916% | 0.0024585 | 0% | 5.916% | 0 | 0% | 5.916% | 0 | 0% | 5.916% | 0 | 0% | 1.025% | 0 | 0% | 1.025% | 0 | 0% | 1.025% | 0 |  |  |  | 26.72% | 11.8% | 0.0097915 | 0% | 11.8% | 0 | 0% | 11.8% | 0 | 0% | 0.3589% | 0 | 0% | 0.3589% | 0 | 0% | 0.3589% | 0 | 0% | 100% | 0 | 0% | 100% | 0 | 0% | 100% | 0 | 0% | 100% | 0 |  |  | 0 |  |  | 0 |  |  | 0 | 100% | 65% |  | 100% | 65% |  | 100% | 65% |  | 100% | 65% |  | 100% | 90% |  | 100% | 90% |  | 100% | 90%
COARSEGOLD 2102383092 | 0.0029198 | 0.32165 | 0.067057 | 0.0027311 | 0.069788 | 0.00046689 | 0.00079191 | 0.00019013 | 0% | 99% | 0 | 0% | 99% | 0 | 0% | 99% | 0 | 0% | 99% | 0 | 0% | 61.36% | 0 | 0% | 61.36% | 0 | 0% | 61.36% | 0 | 0% | 61.36% | 0 | 0.0027311 | 0% | 2.775% | 0 | 0% | 2.775% | 0 | 0% | 2.775% | 0 | 0% | 0.3212% | 0 | 0% | 0.3212% | 0 | 0% | 0.3212% | 0 | 0% | 0.7988% | 0 | 0% | 0.7988% | 0 | 0% | 0.7988% | 0 | 0% | 0.8279% | 0 | 0% | 0.8279% | 0 | 100% | 0.8279% | 0.00055514 | 0% | 5.993% | 0 | 91.6% | 5.993% | 0.0036811 | 0% | 5.993% | 0 | 0% | 2.139% | 0 | 0% | 2.139% | 0 | 0% | 2.139% | 0 |  |  |  | 35% | 11.8% | 0.0027695 | 0% | 11.8% | 0 | 0% | 11.8% | 0 | 0% | 0.3635% | 0 | 0% | 0.3635% | 0 | 0% | 0.3635% | 0 | 0% | 100% | 0 | 0% | 100% | 0 | 0% | 100% | 0 | 0% | 100% | 0 |  |  | 0 |  |  | 0 |  |  | 0 | 100% | 65% |  | 100% | 65% |  | 100% | 65% |  | 100% | 65% |  | 100% | 90% |  | 100% | 90% |  | 100% | 90%
STAFFORD 1102784704 | 0.00093415 | 0.027927 | 0.014303 | 0 | 0.014303 | 0.00013241 | 0.00013489 | 4.1739e-05 | 0% | 99% | 0 | 0% | 99% | 0 | 0% | 99% | 0 | 0% | 99% | 0 | 0% | 62.92% | 0 | 0% | 62.92% | 0 | 0% | 62.92% | 0 | 0% | 62.92% | 0 | 0 | 0% | 2.949% | 0 | 0% | 2.949% | 0 | 0% | 2.949% | 0 | 0% | 0.3183% | 0 | 0% | 0.3183% | 0 | 0% | 0.3183% | 0 | 0% | 0.6566% | 0 | 0% | 0.6566% | 0 | 100% | 0.6566% | 9.3907e-05 | 0% | 0.6812% | 0 | 100% | 0.6812% | 9.7435e-05 | 0% | 0.6812% | 0 | 0% | 4.889% | 0 | 0% | 4.889% | 0 | 0% | 4.889% | 0 | 0% | 2.608% | 0 | 0% | 2.608% | 0 | 0% | 2.608% | 0 |  |  |  | 0% | 11.8% | 0 | 35% | 11.8% | 0.0005907 | 0% | 11.8% | 0 | 0% | 0.3741% | 0 | 0% | 0.3741% | 0 | 0% | 0.3741% | 0 | 0% | 100% | 0 | 0% | 100% | 0 | 0% | 100% | 0 | 0% | 100% | 0 |  |  | 0 |  |  | 0 |  |  | 0 | 100% | 65% |  | 100% | 65% |  | 100% | 65% |  | 100% | 65% |  | 100% | 90% |  | 100% | 90% |  | 100% | 90%
CABRILLO 1104Y24 | 0.00052681 | 18.7923 | 2.6408 | 0 | 2.6408 | 0.013632 | 0.034802 | 0.0088278 | 0% | 99% | 0 | 0% | 99% | 0 | 0% | 99% | 0 | 0% | 99% | 0 | 0% | 61.35% | 0 | 0% | 61.35% | 0 | 0% | 61.35% | 0 | 0% | 61.35% | 0 | 0 | 100% | 3.476% | 0.091791 | 0% | 3.476% | 0 | 0% | 3.476% | 0 | 0% | 0.3703% | 0 | 0% | 0.3703% | 0 | 0% | 0.3703% | 0 | 0% | 0.9236% | 0 | 0% | 0.9236% | 0 | 83.55% | 0.9236% | 0.020378 | 0% | 0.9407% | 0 | 83.55% | 0.9407% | 0.020756 | 14.68% | 0.9407% | 0.0036471 | 38.42% | 6.88% | 0.06981 | 0% | 6.88% | 0 | 0% | 6.88% | 0 | 0% | 1.3% | 0 | 0% | 1.3% | 0 | 0% | 1.3% | 0 |  |  |  | 33.53% | 11.8% | 0.1045 | 0% | 11.8% | 0 | 0% | 11.8% | 0 | 0% | 0.3621% | 0 | 0% | 0.3621% | 0 | 0% | 0.3621% | 0 | 0% | 100% | 0 | 0.08902% | 100% | 0.0023507 | 0% | 100% | 0 | 0% | 100% | 0 |  |  | 0 |  |  | 0 |  |  | 0 | 100% | 65% |  | 100% | 65% |  | 100% | 65% |  | 100% | 65% |  | 100% | 90% |  | 100% | 90% |  | 100% | 90%
CLOVERDALE 1101112 | 0.00071937 | 0 | 2.6019 | 2.9389 | 5.5409 | 0.020975 | 0.026631 | 0.0092519 | 0% | 99% | 0 | 0% | 99% | 0 | 0% | 99% | 0 | 0% | 99% | 0 | 0% | 63.33% | 0 | 0% | 63.33% | 0 | 0% | 63.33% | 0 | 0% | 63.33% | 0 | 2.9389 | 0% | 2.508% | 0 | 0% | 2.508% | 0 | 0% | 2.508% | 0 | 0% | 0.2764% | 0 | 0% | 0.2764% | 0 | 0% | 0.2764% | 0 | 0% | 0.705% | 0 | 10.02% | 0.705% | 0.0018375 | 28.23% | 0.705% | 0.0051789 | 31.56% | 0.7252% | 0.0059545 | 51.65% | 0.7252% | 0.0097454 | 0% | 0.7252% | 0 | 0% | 5.271% | 0 | 0% | 5.271% | 0 | 0% | 5.271% | 0 | 0% | 1.994% | 0 | 0% | 1.994% | 0 | 0% | 1.994% | 0 |  |  |  | 25.26% | 11.8% | 0.07755 | 0% | 11.8% | 0 | 0% | 11.8% | 0 | 0% | 0.3703% | 0 | 0% | 0.3703% | 0 | 0% | 0.3703% | 0 | 0% | 100% | 0 | 0% | 100% | 0 | 0% | 100% | 0 | 0% | 100% | 0 |  |  | 0 |  |  | 0 |  |  | 0 |  |  |  |  | 65% |  |  | 65% |  | 100% | 65%
DUNBAR 1103596218 | 0.0029332 | 0.23697 | 0.10479 | 0.10532 | 0.21011 | 0.0011223 | 0.00083692 | 0.00034629 | 0% | 99% | 0 | 0% | 99% | 0 | 0% | 99% | 0 | 0% | 99% | 0 | 0% | 64.03% | 0 | 0% | 64.03% | 0 | 0% | 64.03% | 0 | 0% | 64.03% | 0 | 0.10532 | 0% | 2.411% | 0 | 0% | 2.411% | 0 | 0% | 2.411% | 0 | 0% | 0.2637% | 0 | 0% | 0.2637% | 0 | 0% | 0.2637% | 0 | 0% | 0.5452% | 0 | 0% | 0.5452% | 0 | 0% | 0.5452% | 0 | 0% | 0.5763% | 0 | 0% | 0.5763% | 0 | 99.81% | 0.5763% | 0.00060279 | 0% | 4.091% | 0 | 0% | 4.091% | 0 | 0% | 4.091% | 0 | 0% | 2.799% | 0 | 0% | 2.799% | 0 | 0% | 2.799% | 0 |  |  |  | 0% | 11.8% | 0 | 0% | 11.8% | 0 | 0% | 11.8% | 0 | 55.56% | 0.3805% | 0.00022154 | 0% | 0.3805% | 0 | 0% | 0.3805% | 0 | 0% | 100% | 0 | 0% | 100% | 0 | 0% | 100% | 0 | 0% | 100% | 0 |  |  | 0 |  |  | 0 |  |  | 0 | 100% | 65% |  | 100% | 65% |  | 100% | 65% |  | 100% | 65% |  | 100% | 90% |  | 100% | 90% |  | 100% | 90%
CALISTOGA 1102963232 | 0.0059367 | 0 | 0.098282 | 0.091386 | 0.18967 | 0.0012544 | 0.00067812 | 0.00023259 | 0% | 99% | 0 | 0% | 99% | 0 | 0% | 99% | 0 | 0% | 99% | 0 | 0% | 64.45% | 0 | 0% | 64.45% | 0 | 0% | 64.45% | 0 | 0% | 64.45% | 0 | 0.091386 | 0% | 1.794% | 0 | 0% | 1.794% | 0 | 0% | 1.794% | 0 | 0% | 0.1999% | 0 | 0% | 0.1999% | 0 | 0% | 0.1999% | 0 | 0% | 0.468% | 0 | 0% | 0.468% | 0 | 0% | 0.468% | 0 | 0% | 0.4868% | 0 | 0% | 0.4868% | 0 | 100% | 0.4868% | 0.0004784 | 0% | 3.506% | 0 | 0% | 3.506% | 0 | 0% | 3.506% | 0 | 0% | 2.862% | 0 | 0% | 2.862% | 0 | 0% | 2.862% | 0 |  |  |  | 0% | 11.8% | 0 | 0% | 11.8% | 0 | 0% | 11.8% | 0 | 0% | 0.3808% | 0 | 0% | 0.3808% | 0 | 0% | 0.3808% | 0 | 0% | 100% | 0 | 0% | 100% | 0 | 0% | 100% | 0 | 0% | 100% | 0 |  |  | 0 |  |  | 0 |  |  | 0 |  |  |  |  | 65% |  |  | 65% |  | 100% | 65%
MIWUK 1702576504 | 0.0021939 | 6.3062 | 1.6537 | 0.46726 | 2.1209 | 0.013575 | 0.017556 | 0.0054534 | 0% | 99% | 0 | 0% | 99% | 0 | 0% | 99% | 0 | 0% | 99% | 0 | 0% | 61.66% | 0 | 0% | 61.66% | 0 | 0% | 61.66% | 0 | 0% | 61.66% | 0 | 0.46726 | 0% | 2.167% | 0 | 0% | 2.167% | 0 | 0% | 2.167% | 0 | 0% | 0.2415% | 0 | 0% | 0.2415% | 0 | 0% | 0.2415% | 0 | 0% | 0.7184% | 0 | 0% | 0.7184% | 0 | 31.08% | 0.7184% | 0.0036926 | 0% | 0.7209% | 0 | 31.08% | 0.7209% | 0.0037058 | 68.92% | 0.7209% | 0.0082163 | 55.93% | 5.342% | 0.049413 | 10.59% | 5.342% | 0.0093561 | 0% | 5.342% | 0 | 0% | 1.862% | 0 | 0% | 1.862% | 0 | 0% | 1.862% | 0 |  |  |  | 0% | 11.8% | 0 | 0% | 11.8% | 0 | 0% | 11.8% | 0 | 0% | 0.3644% | 0 | 0% | 0.3644% | 0 | 0% | 0.3644% | 0 | 0% | 100% | 0 | 0% | 100% | 0 | 0% | 100% | 0 | 0% | 100% | 0 |  |  | 0 |  |  | 0 |  |  | 0 | 100% | 65% |  | 100% | 65% |  | 100% | 65% |  | 100% | 65% |  | 100% | 90% |  | 100% | 90% |  | 100% | 90%
HIGGINS 110950072 | 0.00057963 | 43.7069 | 6.0575 | 1.4345 | 7.4919 | 0.063126 | 0.050729 | 0.020167 | 0.188% | 99% | 0.011277 | 0% | 99% | 0 | 0% | 99% | 0 | 0% | 99% | 0 | 0% | 61.22% | 0 | 0% | 61.22% | 0 | 0% | 61.22% | 0 | 0% | 61.22% | 0 | 1.4345 | 0% | 1.799% | 0 | 0% | 1.799% | 0 | 0% | 1.799% | 0 | 0% | 0.1812% | 0 | 0% | 0.1812% | 0 | 0% | 0.1812% | 0 | 0% | 0.5727% | 0 | 0% | 0.5727% | 0 | 0% | 0.5727% | 0 | 0% | 0.5457% | 0 | 0% | 0.5457% | 0 | 0% | 0.5457% | 0 | 0% | 4.176% | 0 | 0% | 4.176% | 0 | 0% | 4.176% | 0 | 0% | 3.274% | 0 | 0% | 3.274% | 0 | 0% | 3.274% | 0 |  |  |  | 0% | 11.8% | 0 | 0% | 11.8% | 0 | 0% | 11.8% | 0 | 0% | 0.3673% | 0 | 0% | 0.3673% | 0 | 0% | 0.3673% | 0 | 0% | 100% | 0 | 0% | 100% | 0 | 0% | 100% | 0 | 0% | 100% | 0 |  |  | 0 |  |  | 0 |  |  | 0 | 100% | 65% |  | 100% | 65% |  | 100% | 65% |  | 100% | 65% |  | 100% | 90% |  | 100% | 90% |  | 100% | 90%
HALF MOON BAY 1103157944 | 0.0018955 | 4.4018 | 1.5301 | 0.06355 | 1.5936 | 0.01952 | 0.011906 | 0.0025195 | 0% | 99% | 0 | 0% | 99% | 0 | 0% | 99% | 0 | 0% | 99% | 0 | 0% | 63.33% | 0 | 0% | 63.33% | 0 | 0% | 63.33% | 0 | 0% | 63.33% | 0 | 0.06355 | 0% | 2.358% | 0 | 0% | 2.358% | 0 | 0% | 2.358% | 0 | 0% | 0.2537% | 0 | 0% | 0.2537% | 0 | 0% | 0.2537% | 0 | 0% | 0.5311% | 0 | 46.13% | 0.5311% | 0.0037485 | 52.13% | 0.5311% | 0.0042364 | 46.13% | 0.5556% | 0.0039217 | 52.13% | 0.5556% | 0.0044321 | 0% | 0.5556% | 0 | 42.59% | 3.97% | 0.025869 | 0% | 3.97% | 0 | 0% | 3.97% | 0 | 0% | 3.289% | 0 | 0% | 3.289% | 0 | 0% | 3.289% | 0 |  |  |  | 0% | 11.8% | 0 | 2.728% | 11.8% | 0.0049255 | 0% | 11.8% | 0 | 55.56% | 0.3807% | 0.0032359 | 0% | 0.3807% | 0 | 0% | 0.3807% | 0 | 0% | 100% | 0 | 0% | 100% | 0 | 0% | 100% | 0 | 0% | 100% | 0 |  |  | 0 |  |  | 0 |  |  | 0 | 100% | 65% |  | 100% | 65% |  | 100% | 65% |  | 100% | 65% |  | 100% | 90% |  | 100% | 90% |  | 100% | 90%
RADUM 1105806392 | 0.0020796 | 3.8253 | 2.203 | 0.24265 | 2.4456 | 0.020372 | 0.020391 | 0.0084236 | 0% | 99% | 0 | 0% | 99% | 0 | 0% | 99% | 0 | 0% | 99% | 0 | 0% | 63.48% | 0 | 0% | 63.48% | 0 | 0% | 63.48% | 0 | 0% | 63.48% | 0 | 0.24265 | 25% | 2.403% | 0.013236 | 0% | 2.403% | 0 | 0% | 2.403% | 0 | 0% | 0.2586% | 0 | 0% | 0.2586% | 0 | 0% | 0.2586% | 0 | 0% | 0.6253% | 0 | 27.08% | 0.6253% | 0.0037303 | 0% | 0.6253% | 0 | 27.08% | 0.6382% | 0.003807 | 0% | 0.6382% | 0 | 72.92% | 0.6382% | 0.010252 | 84.71% | 4.652% | 0.086806 | 0% | 4.652% | 0 | 0% | 4.652% | 0 | 0% | 2.096% | 0 | 0% | 2.096% | 0 | 0% | 2.096% | 0 |  |  |  | 0% | 11.8% | 0 | 0% | 11.8% | 0 | 0% | 11.8% | 0 | 0% | 0.3732% | 0 | 0% | 0.3732% | 0 | 0% | 0.3732% | 0 | 0% | 100% | 0 | 0% | 100% | 0 | 0% | 100% | 0 | 0% | 100% | 0 |  |  | 0 |  |  | 0.02552 |  |  | 0 | 100% | 65% |  | 100% | 65% |  | 100% | 65% |  | 100% | 65% |  | 100% | 90% |  | 100% | 90% |  | 100% | 90%
CURTIS 17019230 | 0.0020612 | 2.8378 | 0.95571 | 0.79107 | 1.7468 | 0.0054866 | 0.0094673 | 0.0064376 | 0% | 99% | 0 | 0% | 99% | 0 | 0% | 99% | 0 | 0% | 99% | 0 | 0% | 63.25% | 0 | 0% | 63.25% | 0 | 0% | 63.25% | 0 | 0% | 63.25% | 0 | 0.79107 | 0% | 2.042% | 0 | 0% | 2.042% | 0 | 0% | 2.042% | 0 | 0% | 0.2319% | 0 | 0% | 0.2319% | 0 | 0% | 0.2319% | 0 | 0% | 0.6559% | 0 | 1.653% | 0.6559% | 0.00010365 | 31.63% | 0.6559% | 0.0019826 | 1.653% | 0.6697% | 0.00010582 | 31.63% | 0.6697% | 0.0020242 | 50.01% | 0.6697% | 0.0032008 | 54.5% | 4.906% | 0.025556 | 0% | 4.906% | 0 | 0% | 4.906% | 0 | 0% | 1.462% | 0 | 0% | 1.462% | 0 | 0% | 1.462% | 0 |  |  |  | 21.04% | 11.8% | 0.023722 | 0% | 11.8% | 0 | 0% | 11.8% | 0 | 55.56% | 0.3685% | 0.0019566 | 0% | 0.3685% | 0 | 0% | 0.3685% | 0 | 0% | 100% | 0 | 0% | 100% | 0 | 0% | 100% | 0 | 0% | 100% | 0 |  |  | 0 |  |  | 0 |  |  | 0 | 100% | 65% |  | 100% | 65% |  | 100% | 65% |  | 100% | 65% |  | 100% | 90% |  | 100% | 90% |  | 100% | 90%
COARSEGOLD 2104570682 | 0.00074257 | 2.265 | 0.29475 | 0.060994 | 0.35574 | 0.0023462 | 0.002932 | 0.0013536 | 0% | 99% | 0 | 0% | 99% | 0 | 0% | 99% | 0 | 0% | 99% | 0 | 0% | 62.61% | 0 | 99.01% | 62.61% | 0.18272 | 0% | 62.61% | 0 | 0% | 62.61% | 0 | 0.060994 | 0% | 1.77% | 0 | 0% | 1.77% | 0 | 0% | 1.77% | 0 | 0% | 0.2103% | 0 | 0% | 0.2103% | 0 | 0% | 0.2103% | 0 | 0% | 0.6428% | 0 | 0% | 0.6428% | 0 | 77.66% | 0.6428% | 0.0014715 | 0% | 0.6561% | 0 | 77.66% | 0.6561% | 0.001502 | 0% | 0.6561% | 0 | 0% | 4.817% | 0 | 0% | 4.817% | 0 | 0% | 4.817% | 0 | 0% | 2.03% | 0 | 0% | 2.03% | 0 | 0% | 2.03% | 0 |  |  |  | 0% | 11.8% | 0 | 0% | 11.8% | 0 | 0% | 11.8% | 0 | 0% | 0.3668% | 0 | 0% | 0.3668% | 0 | 0% | 0.3668% | 0 | 0% | 100% | 0 | 0% | 100% | 0 | 0% | 100% | 0 | 0% | 100% | 0 |  |  | 0 |  |  | 0 |  |  | 0 | 100% | 65% |  | 100% | 65% |  | 100% | 65% |  | 100% | 65% |  | 100% | 90% |  | 100% | 90% |  | 100% | 90%
STELLING 111060094 | 0.0035236 | 10.2978 | 6.966 | 1.3589 | 8.3249 | 0.09879 | 0.051364 | 0.007777 | 0% | 99% | 0 | 0% | 99% | 0 | 0% | 99% | 0 | 0% | 99% | 0 | 0% | 63.52% | 0 | 0% | 63.52% | 0 | 0% | 63.52% | 0 | 0% | 63.52% | 0 | 1.3589 | 0% | 2.323% | 0 | 0% | 2.323% | 0 | 0% | 2.323% | 0 | 0% | 0.2497% | 0 | 0% | 0.2497% | 0 | 0% | 0.2497% | 0 | 0% | 0.4966% | 0 | 0% | 0.4966% | 0 | 64.29% | 0.4966% | 0.022239 | 0% | 0.5305% | 0 | 64.29% | 0.5305% | 0.023758 | 35.71% | 0.5305% | 0.013198 | 65.6% | 3.736% | 0.17072 | 4.569% | 3.736% | 0.011892 | 18.41% | 3.736% | 0.047907 | 0% | 3.766% | 0 | 0% | 3.766% | 0 | 0% | 3.766% | 0 |  |  |  | 0% | 11.8% | 0 | 0% | 11.8% | 0 | 0% | 11.8% | 0 | 0% | 0.3852% | 0 | 0% | 0.3852% | 0 | 0% | 0.3852% | 0 | 0% | 100% | 0 | 0% | 100% | 0 | 0% | 100% | 0 | 0% | 100% | 0 |  |  | 0.0044299 |  |  | 0 |  |  | 0.0013298 | 100% | 65% |  | 100% | 65% |  | 100% | 65% |  | 100% | 65% |  | 100% | 90% |  | 100% | 90% |  | 100% | 90%
FITCH MOUNTAIN 1113356 | 0.0010995 | 10.5098 | 4.4497 | 0 | 4.4497 | 0.061878 | 0.030082 | 0.0090137 | 0% | 99% | 0 | 0% | 99% | 0 | 0% | 99% | 0 | 0% | 99% | 0 | 0% | 62.53% | 0 | 0% | 62.53% | 0 | 0% | 62.53% | 0 | 0% | 62.53% | 0 | 0 | 100% | 1.817% | 0.080869 | 0% | 1.817% | 0 | 0% | 1.817% | 0 | 0% | 0.1976% | 0 | 0% | 0.1976% | 0 | 0% | 0.1976% | 0 | 0% | 0.4471% | 0 | 11.95% | 0.4471% | 0.0023783 | 3.537% | 0.4471% | 0.00070376 | 11.95% | 0.4598% | 0.0024461 | 3.537% | 0.4598% | 0.00072383 | 82.61% | 0.4598% | 0.016903 | 23.78% | 3.328% | 0.035207 | 20.88% | 3.328% | 0.030924 | 2.514% | 3.328% | 0.0037234 | 0% | 4.056% | 0 | 0% | 4.056% | 0 | 0% | 4.056% | 0 |  |  |  | 0% | 11.8% | 0 | 0% | 11.8% | 0 | 0% | 11.8% | 0 | 0% | 0.3809% | 0 | 0% | 0.3809% | 0 | 0% | 0.3809% | 0 | 0% | 100% | 0 | 0% | 100% | 0 | 0% | 100% | 0 | 0% | 100% | 0 |  |  | 0 |  |  | 0 |  |  | 0 | 100% | 65% |  | 100% | 65% |  | 100% | 65% |  | 100% | 65% |  | 100% | 90% |  | 100% | 90% |  | 100% | 90%
PINE GROVE 11021765 | 0.0028428 | 1.5514 | 0.67659 | 0.78781 | 1.4644 | 0.0076475 | 0.0059979 | 0.0017667 | 0% | 99% | 0 | 0% | 99% | 0 | 0% | 99% | 0 | 0% | 99% | 0 | 0% | 62.47% | 0 | 0% | 62.47% | 0 | 0% | 62.47% | 0 | 0% | 62.47% | 0 | 0.78781 | 100% | 2.149% | 0.014539 | 0% | 2.149% | 0 | 0% | 2.149% | 0 | 0% | 0.2373% | 0 | 0% | 0.2373% | 0 | 0% | 0.2373% | 0 | 0% | 0.5864% | 0 | 0% | 0.5864% | 0 | 86.89% | 0.5864% | 0.0034475 | 0% | 0.6122% | 0 | 86.89% | 0.6122% | 0.0035994 | 13.11% | 0.6122% | 0.00054295 | 0% | 4.409% | 0 | 0% | 4.409% | 0 | 0% | 4.409% | 0 | 0% | 3.017% | 0 | 0% | 3.017% | 0 | 0% | 3.017% | 0 |  |  |  | 34.98% | 11.8% | 0.027926 | 0% | 11.8% | 0 | 0% | 11.8% | 0 | 0% | 0.3776% | 0 | 0% | 0.3776% | 0 | 0% | 0.3776% | 0 | 0% | 100% | 0 | 0% | 100% | 0 | 0% | 100% | 0 | 0% | 100% | 0 |  |  | 0 |  |  | 0 |  |  | 0 | 100% | 65% |  | 100% | 65% |  | 100% | 65% |  | 100% | 65% |  | 100% | 90% |  | 100% | 90% |  | 100% | 90%
WYANDOTTE 11071026 | 0.00048157 | 22.0542 | 2.8266 | 2.5058 | 5.3323 | 0.024915 | 0.029994 | 0.0095207 | 0% | 99% | 0 | 0% | 99% | 0 | 0% | 99% | 0 | 0% | 99% | 0 | 0% | 61.61% | 0 | 0% | 61.61% | 0 | 0% | 61.61% | 0 | 0% | 61.61% | 0 | 2.5058 | 100% | 2.567% | 0.072567 | 0% | 2.567% | 0 | 0% | 2.567% | 0 | 100% | 0.2627% | 0.0074266 | 0% | 0.2627% | 0 | 0% | 0.2627% | 0 | 0% | 0.7073% | 0 | 41.69% | 0.7073% | 0.0083341 | 57.88% | 0.7073% | 0.011571 | 41.69% | 0.6951% | 0.00819 | 57.88% | 0.6951% | 0.011371 | 0% | 0.6951% | 0 | 0% | 5.196% | 0 | 0% | 5.196% | 0 | 0% | 5.196% | 0 | 0% | 2.538% | 0 | 0% | 2.538% | 0 | 0% | 2.538% | 0 |  |  |  | 25.59% | 11.8% | 0.085345 | 0% | 11.8% | 0 | 0% | 11.8% | 0 | 0% | 0.365% | 0 | 0% | 0.365% | 0 | 0% | 0.365% | 0 | 0% | 100% | 0 | 0% | 100% | 0 | 0% | 100% | 0 | 0% | 100% | 0 |  |  | 0.00015268 |  |  | 0 |  |  | 0 | 100% | 65% |  | 100% | 65% |  | 100% | 65% |  | 100% | 65% |  | 100% | 90% |  | 100% | 90% |  | 100% | 90%
MIWUK 1702667248 | 0.0014588 | 2.8008 | 0.67381 | 0.025 | 0.69881 | 0.0060699 | 0.0068252 | 0.002474 | 0% | 99% | 0 | 0% | 99% | 0 | 0% | 99% | 0 | 0% | 99% | 0 | 0% | 62.52% | 0 | 0% | 62.52% | 0 | 0% | 62.52% | 0 | 0% | 62.52% | 0 | 0.025 | 0% | 2.494% | 0 | 0% | 2.494% | 0 | 0% | 2.494% | 0 | 0% | 0.2781% | 0 | 0% | 0.2781% | 0 | 0% | 0.2781% | 0 | 0% | 0.6597% | 0 | 0% | 0.6597% | 0 | 41.73% | 0.6597% | 0.001855 | 0% | 0.6828% | 0 | 41.73% | 0.6828% | 0.00192 | 58.27% | 0.6828% | 0.0026807 | 36.82% | 4.935% | 0.012246 | 48.13% | 4.935% | 0.016006 | 9.614% | 4.935% | 0.0031971 | 0% | 2.064% | 0 | 0% | 2.064% | 0 | 0% | 2.064% | 0 |  |  |  | 0% | 11.8% | 0 | 0% | 11.8% | 0 | 0% | 11.8% | 0 | 0% | 0.3714% | 0 | 0% | 0.3714% | 0 | 0% | 0.3714% | 0 | 0% | 100% | 0 | 0% | 100% | 0 | 0% | 100% | 0 | 0% | 100% | 0 |  |  | 0 |  |  | 0 |  |  | 0 | 100% | 65% |  | 100% | 65% |  | 100% | 65% |  | 100% | 65% |  | 100% | 90% |  | 100% | 90% |  | 100% | 90%
HOLLISTER 2105903238 | 0.00015285 | 3.9159 | 0.25066 | 0 | 0.25066 | 0.00094912 | 0.00324 | 0.0015434 | 0% | 99% | 0 | 0% | 99% | 0 | 0% | 99% | 0 | 0% | 99% | 0 | 0% | 59.58% | 0 | 0% | 59.58% | 0 | 0% | 59.58% | 0 | 0% | 59.58% | 0 | 0 | 0% | 2.765% | 0 | 0% | 2.765% | 0 | 0% | 2.765% | 0 | 0% | 0.2714% | 0 | 0% | 0.2714% | 0 | 0% | 0.2714% | 0 | 0% | 0.8526% | 0 | 4.364% | 0.8526% | 9.3258e-05 | 94.59% | 0.8526% | 0.0020214 | 1.047% | 0.7741% | 2.0324e-05 | 94.59% | 0.7741% | 0.0018354 | 4.364% | 0.7741% | 8.4676e-05 | 0% | 6.107% | 0 | 0% | 6.107% | 0 | 0% | 6.107% | 0 | 0% | 1.043% | 0 | 0% | 1.043% | 0 | 0% | 1.043% | 0 |  |  |  | 0% | 11.8% | 0 | 0% | 11.8% | 0 | 0% | 11.8% | 0 | 0% | 0.3429% | 0 | 0% | 0.3429% | 0 | 0% | 0.3429% | 0 | 0% | 100% | 0 | 0% | 100% | 0 | 0% | 100% | 0 | 0% | 100% | 0 |  |  | 0 |  |  | 0 |  |  | 0 | 100% | 65% |  | 100% | 65% |  | 100% | 65% |  | 100% | 65% |  | 100% | 90% |  | 100% | 90% |  | 100% | 90%
LOS GATOS 1102526868 | 0.0029247 | 2.2592 | 0.74912 | 0.15131 | 0.90044 | 0.0074093 | 0.0068053 | 0.0029806 | 0% | 99% | 0 | 0% | 99% | 0 | 0% | 99% | 0 | 0% | 99% | 0 | 0% | 63.99% | 0 | 0% | 63.99% | 0 | 0% | 63.99% | 0 | 0% | 63.99% | 0 | 0.15131 | 0% | 2.029% | 0 | 0% | 2.029% | 0 | 0% | 2.029% | 0 | 0% | 0.22% | 0 | 0% | 0.22% | 0 | 0% | 0.22% | 0 | 0% | 0.5966% | 0 | 0% | 0.5966% | 0 | 87.97% | 0.5966% | 0.0039319 | 0% | 0.5999% | 0 | 87.97% | 0.5999% | 0.0039537 | 11.83% | 0.5999% | 0.00053186 | 4.755% | 4.428% | 0.0015771 | 2.079% | 4.428% | 0.00068952 | 93.1% | 4.428% | 0.030879 | 0% | 2.155% | 0 | 0% | 2.155% | 0 | 0% | 2.155% | 0 |  |  |  | 0% | 11.8% | 0 | 0% | 11.8% | 0 | 0% | 11.8% | 0 | 0% | 0.3721% | 0 | 0% | 0.3721% | 0 | 0% | 0.3721% | 0 | 0% | 100% | 0 | 0% | 100% | 0 | 0% | 100% | 0 | 0% | 100% | 0 |  |  | 0 |  |  | 0 |  |  | 0.0066796 | 100% | 65% |  | 100% | 65% |  | 100% | 65% |  | 100% | 65% |  | 100% | 90% |  | 100% | 90% |  | 100% | 90%
CALPELLA 11011204 | 0.0013479 | 0.50059 | 0.58561 | 0 | 0.58561 | 0.0039769 | 0.0067695 | 0.0027271 | 0% | 99% | 0 | 0% | 99% | 0 | 0% | 99% | 0 | 0% | 99% | 0 | 0% | 62.52% | 0 | 0% | 62.52% | 0 | 0% | 62.52% | 0 | 0% | 62.52% | 0 | 0 | 0% | 2.589% | 0 | 0% | 2.589% | 0 | 0% | 2.589% | 0 | 0% | 0.2856% | 0 | 0% | 0.2856% | 0 | 0% | 0.2856% | 0 | 0% | 0.7567% | 0 | 0% | 0.7567% | 0 | 0% | 0.7567% | 0 | 0% | 0.7839% | 0 | 0% | 0.7839% | 0 | 0% | 0.7839% | 0 | 0% | 5.688% | 0 | 0% | 5.688% | 0 | 0% | 5.688% | 0 | 0% | 1.704% | 0 | 0% | 1.704% | 0 | 0% | 1.704% | 0 |  |  |  | 0% | 11.8% | 0 | 0% | 11.8% | 0 | 0% | 11.8% | 0 | 0% | 0.37% | 0 | 0% | 0.37% | 0 | 0% | 0.37% | 0 | 0% | 100% | 0 | 0% | 100% | 0 | 0% | 100% | 0 | 0% | 100% | 0 |  |  | 0 |  |  | 0 |  |  | 0 | 100% | 65% |  | 100% | 65% |  | 100% | 65% |  | 100% | 65% |  | 100% | 90% |  | 100% | 90% |  | 100% | 90%
SALT SPRINGS 21028442 | 0.0020431 | 12.3316 | 4.9975 | 0.75682 | 5.7544 | 0.049478 | 0.05557 | 0.010013 | 0% | 99% | 0 | 0% | 99% | 0 | 0% | 99% | 0 | 0% | 99% | 0 | 0% | 61.92% | 0 | 0% | 61.92% | 0 | 0% | 61.92% | 0 | 0% | 61.92% | 0 | 0.75682 | 0% | 2.758% | 0 | 0% | 2.758% | 0 | 0% | 2.758% | 0 | 0% | 0.3111% | 0 | 0% | 0.3111% | 0 | 0% | 0.3111% | 0 | 0% | 0.712% | 0 | 69.62% | 0.712% | 0.024773 | 10.13% | 0.712% | 0.0036056 | 69.62% | 0.7394% | 0.025726 | 10.13% | 0.7394% | 0.0037443 | 19.44% | 0.7394% | 0.0071834 | 57.17% | 5.328% | 0.15223 | 5.29% | 5.328% | 0.014086 | 0% | 5.328% | 0 | 0% | 2.446% | 0 | 0% | 2.446% | 0 | 0% | 2.446% | 0 |  |  |  | 0% | 11.8% | 0 | 0% | 11.8% | 0 | 0% | 11.8% | 0 | 0% | 0.369% | 0 | 0% | 0.369% | 0 | 0% | 0.369% | 0 | 0% | 100% | 0 | 0% | 100% | 0 | 0% | 100% | 0 | 0% | 100% | 0 |  |  | 0.00094922 |  |  | 0 |  |  | 0 | 100% | 65% |  | 100% | 65% |  | 100% | 65% |  | 100% | 65% |  | 100% | 90% |  | 100% | 90% |  | 100% | 90%
FAIRVIEW 220799096 | 0.00082229 | 10.0183 | 1.6608 | 0.013971 | 1.6748 | 0.0097522 | 0.020804 | 0.0077659 | 0% | 99% | 0 | 0% | 99% | 0 | 0% | 99% | 0 | 0% | 99% | 0 | 0% | 62.21% | 0 | 0% | 62.21% | 0 | 0% | 62.21% | 0 | 0% | 62.21% | 0 | 0.013971 | 75% | 2.992% | 0.037264 | 0% | 2.992% | 0 | 0% | 2.992% | 0 | 0% | 0.3278% | 0 | 0% | 0.3278% | 0 | 0% | 0.3278% | 0 | 0% | 0.8043% | 0 | 17.07% | 0.8043% | 0.0022806 | 42.21% | 0.8043% | 0.0056385 | 17.07% | 0.8062% | 0.0022862 | 42.21% | 0.8062% | 0.0056523 | 38.97% | 0.8062% | 0.0052183 | 5.634% | 5.947% | 0.0055647 | 0% | 5.947% | 0 | 0% | 5.947% | 0 | 0% | 0.947% | 0 | 0% | 0.947% | 0 | 0% | 0.947% | 0 |  |  |  | 0% | 11.8% | 0 | 0% | 11.8% | 0 | 0% | 11.8% | 0 | 0% | 0.3595% | 0 | 0% | 0.3595% | 0 | 0% | 0.3595% | 0 | 0% | 100% | 0 | 0% | 100% | 0 | 0% | 100% | 0 | 0% | 100% | 0 |  |  | 0 |  |  | 0 |  |  | 0 | 100% | 65% |  | 100% | 65% |  | 100% | 65% |  | 100% | 65% |  | 100% | 90% |  | 100% | 90% |  | 100% | 90%
SAN LUIS OBISPO 1101483444 | 0.0014777 | 2.5384 | 1.463 | 0.61269 | 2.0757 | 0.010829 | 0.018491 | 0.0046036 | 0% | 99% | 0 | 0% | 99% | 0 | 0% | 99% | 0 | 0% | 99% | 0 | 0% | 62.87% | 0 | 0% | 62.87% | 0 | 0% | 62.87% | 0 | 0% | 62.87% | 0 | 0.61269 | 0% | 2.937% | 0 | 0% | 2.937% | 0 | 0% | 2.937% | 0 | 0% | 0.3162% | 0 | 0% | 0.3162% | 0 | 0% | 0.3162% | 0 | 0% | 0.8282% | 0 | 0% | 0.8282% | 0 | 19% | 0.8282% | 0.0023024 | 0.4152% | 0.8428% | 5.1193e-05 | 19% | 0.8428% | 0.0023429 | 47.24% | 0.8428% | 0.0058255 | 39.27% | 6.17% | 0.035453 | 0% | 6.17% | 0 | 0% | 6.17% | 0 | 0% | 1.444% | 0 | 0% | 1.444% | 0 | 0% | 1.444% | 0 |  |  |  | 26.17% | 11.8% | 0.045184 | 0% | 11.8% | 0 | 0% | 11.8% | 0 | 0% | 0.365% | 0 | 0% | 0.365% | 0 | 0% | 0.365% | 0 | 0% | 100% | 0 | 0% | 100% | 0 | 0% | 100% | 0 | 0% | 100% | 0 |  |  | 0 |  |  | 0 |  |  | 0 | 100% | 65% |  | 100% | 65% |  | 100% | 65% |  | 100% | 65% |  | 100% | 90% |  | 100% | 90% |  | 100% | 90%
BUTTE 1105751990 | 0.0020299 | 2.0839 | 0.88002 | 0 | 0.88002 | 0.0050031 | 0.011043 | 0.0044011 | 0% | 99% | 0 | 0% | 99% | 0 | 0% | 99% | 0 | 0% | 99% | 0 | 0% | 62.05% | 0 | 0% | 62.05% | 0 | 0% | 62.05% | 0 | 0% | 62.05% | 0 | 0 | 0% | 2.115% | 0 | 0% | 2.115% | 0 | 0% | 2.115% | 0 | 0% | 0.2711% | 0 | 0% | 0.2711% | 0 | 0% | 0.2711% | 0 | 0% | 0.7691% | 0 | 69.53% | 0.7691% | 0.004706 | 0% | 0.7691% | 0 | 69.53% | 0.8056% | 0.0049297 | 0% | 0.8056% | 0 | 30.47% | 0.8056% | 0.00216 | 29.92% | 5.825% | 0.015336 | 0% | 5.825% | 0 | 0% | 5.825% | 0 | 0% | 1.373% | 0 | 0% | 1.373% | 0 | 0% | 1.373% | 0 |  |  |  | 0% | 11.8% | 0 | 0% | 11.8% | 0 | 0% | 11.8% | 0 | 0% | 0.3618% | 0 | 0% | 0.3618% | 0 | 0% | 0.3618% | 0 | 0% | 100% | 0 | 0% | 100% | 0 | 0% | 100% | 0 | 0% | 100% | 0 |  |  | 0 |  |  | 0 |  |  | 0 | 100% | 65% |  | 100% | 65% |  | 100% | 65% |  | 100% | 65% |  | 100% | 90% |  | 100% | 90% |  | 100% | 90%
HALF MOON BAY 1103623460 | 0.00064754 | 8.5242 | 1.0618 | 0.11101 | 1.1728 | 0.013337 | 0.0093601 | 0.0020782 | 0% | 99% | 0 | 0% | 99% | 0 | 0% | 99% | 0 | 0% | 99% | 0 | 0% | 62.09% | 0 | 0% | 62.09% | 0 | 0% | 62.09% | 0 | 0% | 62.09% | 0 | 0.11101 | 66.67% | 2.354% | 0.016659 | 0% | 2.354% | 0 | 0% | 2.354% | 0 | 0% | 0.2435% | 0 | 0% | 0.2435% | 0 | 0% | 0.2435% | 0 | 0% | 0.5776% | 0 | 99.43% | 0.5776% | 0.0060979 | 0% | 0.5776% | 0 | 99.43% | 0.5773% | 0.006095 | 0% | 0.5773% | 0 | 0% | 0.5773% | 0 | 24.57% | 4.257% | 0.011104 | 0% | 4.257% | 0 | 0% | 4.257% | 0 | 0% | 3.269% | 0 | 0% | 3.269% | 0 | 0% | 3.269% | 0 |  |  |  | 0% | 11.8% | 0 | 2.728% | 11.8% | 0.003418 | 0% | 11.8% | 0 | 55.56% | 0.3742% | 0.0022075 | 0% | 0.3742% | 0 | 0% | 0.3742% | 0 | 0% | 100% | 0 | 0% | 100% | 0 | 0% | 100% | 0 | 0% | 100% | 0 |  |  | 0.00033858 |  |  | 0 |  |  | 0 | 100% | 65% |  | 100% | 65% |  | 100% | 65% |  | 100% | 65% |  | 100% | 90% |  | 100% | 90% |  | 100% | 90%
HIGGINS 11039753 | 0.0006453 | 2.2185 | 0.24985 | 0.054692 | 0.30454 | 0.0032377 | 0.0019947 | 0.00060961 | 0% | 99% | 0 | 0% | 99% | 0 | 0% | 99% | 0 | 0% | 99% | 0 | 0% | 61.01% | 0 | 0% | 61.01% | 0 | 0% | 61.01% | 0 | 0% | 61.01% | 0 | 0.054692 | 0% | 1.501% | 0 | 0% | 1.501% | 0 | 0% | 1.501% | 0 | 0% | 0.1453% | 0 | 0% | 0.1453% | 0 | 0% | 0.1453% | 0 | 0% | 0.5244% | 0 | 0% | 0.5244% | 0 | 34.65% | 0.5244% | 0.00045402 | 0% | 0.4979% | 0 | 34.65% | 0.4979% | 0.00043102 | 65.35% | 0.4979% | 0.00081284 | 22.04% | 3.828% | 0.0021075 | 0% | 3.828% | 0 | 0% | 3.828% | 0 | 0% | 3.934% | 0 | 0% | 3.934% | 0 | 0% | 3.934% | 0 |  |  |  | 0% | 11.8% | 0 | 0% | 11.8% | 0 | 0% | 11.8% | 0 | 0% | 0.371% | 0 | 0% | 0.371% | 0 | 0% | 0.371% | 0 | 0% | 100% | 0 | 0% | 100% | 0 | 0% | 100% | 0 | 0% | 100% | 0 |  |  | 0 |  |  | 0 |  |  | 0 | 100% | 65% |  | 100% | 65% |  | 100% | 65% |  | 100% | 65% |  | 100% | 90% |  | 100% | 90% |  | 100% | 90%
CURTIS 170190120 | 0.0019693 | 3.655 | 1.7453 | 0 | 1.7453 | 0.0088418 | 0.019035 | 0.013041 | 0% | 99% | 0 | 0% | 99% | 0 | 0% | 99% | 0 | 0% | 99% | 0 | 0% | 63.48% | 0 | 0% | 63.48% | 0 | 0% | 63.48% | 0 | 0% | 63.48% | 0 | 0 | 0% | 2.121% | 0 | 0% | 2.121% | 0 | 0% | 2.121% | 0 | 0% | 0.2412% | 0 | 0% | 0.2412% | 0 | 0% | 0.2412% | 0 | 0% | 0.6906% | 0 | 27.61% | 0.6906% | 0.0033273 | 50.48% | 0.6906% | 0.0060837 | 27.61% | 0.7064% | 0.0034033 | 50.48% | 0.7064% | 0.0062228 | 4.245% | 0.7064% | 0.00052325 | 43.74% | 5.171% | 0.039471 | 0% | 5.171% | 0 | 0% | 5.171% | 0 | 0% | 1.216% | 0 | 0% | 1.216% | 0 | 0% | 1.216% | 0 |  |  |  | 17.86% | 11.8% | 0.036787 | 0% | 11.8% | 0 | 0% | 11.8% | 0 | 55.56% | 0.3674% | 0.0035623 | 0% | 0.3674% | 0 | 0% | 0.3674% | 0 | 0% | 100% | 0 | 0% | 100% | 0 | 0% | 100% | 0 | 0% | 100% | 0 |  |  | 0 |  |  | 0 |  |  | 0 | 100% | 65% |  | 100% | 65% |  | 100% | 65% |  | 100% | 65% |  | 100% | 90% |  | 100% | 90% |  | 100% | 90%
PEORIA 170587222 | 0.0017334 | 5.6683 | 1.6245 | 0 | 1.6245 | 0.010046 | 0.014507 | 0.013641 | 0% | 99% | 0 | 0% | 99% | 0 | 0% | 99% | 0 | 0% | 99% | 0 | 0% | 64.61% | 0 | 0% | 64.61% | 0 | 0% | 64.61% | 0 | 0% | 64.61% | 0 | 0 | 100% | 1.896% | 0.030805 | 0% | 1.896% | 0 | 0% | 1.896% | 0 | 0% | 0.2131% | 0 | 0% | 0.2131% | 0 | 0% | 0.2131% | 0 | 0% | 0.5606% | 0 | 18.65% | 0.5606% | 0.0016985 | 13.46% | 0.5606% | 0.0012259 | 18.65% | 0.5694% | 0.0017253 | 13.46% | 0.5694% | 0.0012452 | 67.88% | 0.5694% | 0.0062791 | 4.16% | 4.172% | 0.0028198 | 0% | 4.172% | 0 | 0% | 4.172% | 0 | 0% | 1.514% | 0 | 0% | 1.514% | 0 | 0% | 1.514% | 0 |  |  |  | 31.32% | 11.8% | 0.060044 | 0% | 11.8% | 0 | 0% | 11.8% | 0 | 0% | 0.3716% | 0 | 0% | 0.3716% | 0 | 0% | 0.3716% | 0 | 0% | 100% | 0 | 0% | 100% | 0 | 0% | 100% | 0 | 0% | 100% | 0 |  |  | 0 |  |  | 0 |  |  | 0 | 100% | 65% |  | 100% | 65% |  | 100% | 65% |  | 100% | 65% |  | 100% | 90% |  | 100% | 90% |  | 100% | 90%
GEYSERVILLE 1102868292 | 0.00046998 | 2.2087 | 0.32512 | 0.18575 | 0.51086 | 0.0027756 | 0.0035835 | 0.0013042 | 0% | 99% | 0 | 0% | 99% | 0 | 0% | 99% | 0 | 0% | 99% | 0 | 0% | 62.44% | 0 | 0% | 62.44% | 0 | 0% | 62.44% | 0 | 0% | 62.44% | 0 | 0.18575 | 0% | 2.726% | 0 | 0% | 2.726% | 0 | 0% | 2.726% | 0 | 0% | 0.2904% | 0 | 0% | 0.2904% | 0 | 0% | 0.2904% | 0 | 0% | 0.7036% | 0 | 0% | 0.7036% | 0 | 0% | 0.7036% | 0 | 0% | 0.71% | 0 | 0% | 0.71% | 0 | 96.2% | 0.71% | 0.0022205 | 0% | 5.209% | 0 | 0% | 5.209% | 0 | 0% | 5.209% | 0 | 0% | 2.229% | 0 | 0% | 2.229% | 0 | 0% | 2.229% | 0 |  |  |  | 0% | 11.8% | 0 | 0% | 11.8% | 0 | 0% | 11.8% | 0 | 0% | 0.3679% | 0 | 0% | 0.3679% | 0 | 0% | 0.3679% | 0 | 0% | 100% | 0 | 0% | 100% | 0 | 0% | 100% | 0 | 0% | 100% | 0 |  |  | 0 |  |  | 0 |  |  | 0 | 100% | 65% |  | 100% | 65% |  | 100% | 65% |  | 100% | 65% |  | 100% | 90% |  | 100% | 90% |  | 100% | 90%
DUNBAR 1103831696 | 0.0012382 | 6.3181 | 2.0167 | 0.39476 | 2.4115 | 0.022541 | 0.020873 | 0.0042226 | 0% | 99% | 0 | 0% | 99% | 0 | 0% | 99% | 0 | 0% | 99% | 0 | 0% | 62.47% | 0 | 0% | 62.47% | 0 | 0% | 62.47% | 0 | 0% | 62.47% | 0 | 0.39476 | 0% | 2.829% | 0 | 0% | 2.829% | 0 | 0% | 2.829% | 0 | 0% | 0.2948% | 0 | 0% | 0.2948% | 0 | 0% | 0.2948% | 0 | 0% | 0.6706% | 0 | 10.2% | 0.6706% | 0.0013794 | 9.68% | 0.6706% | 0.0013092 | 10.2% | 0.6847% | 0.0014084 | 9.68% | 0.6847% | 0.0013367 | 80.12% | 0.6847% | 0.011064 | 28.39% | 4.976% | 0.028493 | 0% | 4.976% | 0 | 0% | 4.976% | 0 | 0% | 2.941% | 0 | 0% | 2.941% | 0 | 0% | 2.941% | 0 |  |  |  | 0% | 11.8% | 0 | 0% | 11.8% | 0 | 0% | 11.8% | 0 | 55.56% | 0.3737% | 0.0041874 | 0% | 0.3737% | 0 | 0% | 0.3737% | 0 | 0% | 100% | 0 | 0% | 100% | 0 | 0% | 100% | 0 | 0% | 100% | 0 |  |  | 0.00058528 |  |  | 0 |  |  | 0 | 100% | 65% |  | 100% | 65% |  | 100% | 65% |  | 100% | 65% |  | 100% | 90% |  | 100% | 90% |  | 100% | 90%
CALISTOGA 110266730 | 0.0011085 | 1.0675 | 0.25964 | 0.027468 | 0.28711 | 0.002317 | 0.0029632 | 0.00086303 | 0% | 99% | 0 | 0% | 99% | 0 | 0% | 99% | 0 | 0% | 99% | 0 | 0% | 64.2% | 0 | 0% | 64.2% | 0 | 0% | 64.2% | 0 | 0% | 64.2% | 0 | 0.027468 | 0% | 3.445% | 0 | 0% | 3.445% | 0 | 0% | 3.445% | 0 | 0% | 0.3783% | 0 | 0% | 0.3783% | 0 | 0% | 0.3783% | 0 | 0% | 0.7265% | 0 | 100% | 0.7265% | 0.0018864 | 0% | 0.7265% | 0 | 0% | 0.7853% | 0 | 0% | 0.7853% | 0 | 100% | 0.7853% | 0.0020389 | 0% | 5.487% | 0 | 0% | 5.487% | 0 | 0% | 5.487% | 0 | 0% | 2.082% | 0 | 0% | 2.082% | 0 | 0% | 2.082% | 0 |  |  |  | 0% | 11.8% | 0 | 0% | 11.8% | 0 | 0% | 11.8% | 0 | 0% | 0.3785% | 0 | 0% | 0.3785% | 0 | 0% | 0.3785% | 0 | 0% | 100% | 0 | 0% | 100% | 0 | 0% | 100% | 0 | 0% | 100% | 0 |  |  | 0 |  |  | 0 |  |  | 0 | 100% | 65% |  | 100% | 65% |  | 100% | 65% |  | 100% | 65% |  | 100% | 90% |  | 100% | 90% |  | 100% | 90%
LLAGAS 2101XR586 | 0.00042903 | 0 | 2.9003 | 0 | 2.9003 | 0.016793 | 0.03362 | 0.018306 | 0% | 99% | 0 | 0% | 99% | 0 | 0% | 99% | 0 | 0% | 99% | 0 | 0% | 63.21% | 0 | 0% | 63.21% | 0 | 0% | 63.21% | 0 | 0% | 63.21% | 0 | 0 | 75% | 2.529% | 0.055014 | 0% | 2.529% | 0 | 0% | 2.529% | 0 | 0% | 0.2719% | 0 | 0% | 0.2719% | 0 | 0% | 0.2719% | 0 | 0% | 0.7321% | 0 | 0% | 0.7321% | 0 | 46.84% | 0.7321% | 0.0099453 | 1.404% | 0.7273% | 0.00029621 | 46.84% | 0.7273% | 0.0098803 | 49.49% | 0.7273% | 0.010439 | 4.454% | 5.405% | 0.0069816 | 27.08% | 5.405% | 0.042449 | 0% | 5.405% | 0 | 0% | 1.146% | 0 | 0% | 1.146% | 0 | 0% | 1.146% | 0 |  |  |  | 0% | 11.8% | 0 | 0% | 11.8% | 0 | 0% | 11.8% | 0 | 0% | 0.3626% | 0 | 0% | 0.3626% | 0 | 0% | 0.3626% | 0 | 0% | 100% | 0 | 0% | 100% | 0 | 0% | 100% | 0 | 0% | 100% | 0 |  |  | 0 |  |  | 0 |  |  | 0 |  |  |  |  | 65% |  |  | 65% |  | 100% | 65%
LOS GATOS 1106917258 | 0.0026082 | 4.3327 | 2.1788 | 0.1038 | 2.2826 | 0.03475 | 0.014872 | 0.0020292 | 0% | 99% | 0 | 0% | 99% | 0 | 0% | 99% | 0 | 0% | 99% | 0 | 0% | 62.83% | 0 | 0% | 62.83% | 0 | 0% | 62.83% | 0 | 0% | 62.83% | 0 | 0.1038 | 100% | 2.107% | 0.045904 | 0% | 2.107% | 0 | 0% | 2.107% | 0 | 0% | 0.2237% | 0 | 0% | 0.2237% | 0 | 0% | 0.2237% | 0 | 0% | 0.4433% | 0 | 0% | 0.4433% | 0 | 66.86% | 0.4433% | 0.0064571 | 0% | 0.4713% | 0 | 66.86% | 0.4713% | 0.0068654 | 33.14% | 0.4713% | 0.0034033 | 0% | 3.328% | 0 | 3.217% | 3.328% | 0.0023324 | 94.05% | 3.328% | 0.068191 | 0% | 4.384% | 0 | 0% | 4.384% | 0 | 0% | 4.384% | 0 |  |  |  | 0% | 11.8% | 0 | 0% | 11.8% | 0 | 0% | 11.8% | 0 | 0% | 0.387% | 0 | 0% | 0.387% | 0 | 0% | 0.387% | 0 | 0% | 100% | 0 | 0% | 100% | 0 | 0% | 100% | 0 | 0% | 100% | 0 |  |  | 0 |  |  | 0 |  |  | 0.00019607 | 100% | 65% |  | 100% | 65% |  | 100% | 65% |  | 100% | 65% |  | 100% | 90% |  | 100% | 90% |  | 100% | 90%
CLARK ROAD 11022070 | 0.0036217 | 0.17109 | 0.036968 | 0 | 0.036968 | 8.2368e-05 | 0.00070071 | 9.4256e-05 | 0% | 99% | 0 | 90.23% | 99% | 0.033023 | 0% | 99% | 0 | 9.769% | 99% | 0.0035751 | 0% | 61.69% | 0 | 0% | 61.69% | 0 | 0% | 61.69% | 0 | 0% | 61.69% | 0 | 0 | 0% | 4.168% | 0 | 0% | 4.168% | 0 | 0% | 4.168% | 0 | 0% | 0.4932% | 0 | 55.35% | 0.4932% | 0.00010091 | 0% | 0.4932% | 0 | 0% | 1.146% | 0 | 0% | 1.146% | 0 | 100% | 1.146% | 0.00042358 | 0% | 1.184% | 0 | 100% | 1.184% | 0.00043758 | 0% | 1.184% | 0 | 0% | 8.559% | 0 | 0% | 8.559% | 0 | 0% | 8.559% | 0 | 0% | 0.5955% | 0 | 0% | 0.5955% | 0 | 0% | 0.5955% | 0 |  |  |  | 19.87% | 11.8% | 0.00086662 | 0% | 11.8% | 0 | 0% | 11.8% | 0 | 0% | 0.3426% | 0 | 0% | 0.3426% | 0 | 0% | 0.3426% | 0 | 0% | 100% | 0 | 0% | 100% | 0 | 0% | 100% | 0 | 100% | 100% | 0.036968 |  |  | 0 |  |  | 0 |  |  | 0 | 100% | 65% |  | 100% | 65% |  | 100% | 65% |  | 100% | 65% |  | 100% | 90% |  | 100% | 90% |  | 100% | 90%
MARTELL 11016074 | 0.0018908 | 3.9621 | 1.171 | 0 | 1.171 | 0.012182 | 0.009856 | 0.0057993 | 0% | 99% | 0 | 0% | 99% | 0 | 0% | 99% | 0 | 0% | 99% | 0 | 0% | 63.15% | 0 | 0% | 63.15% | 0 | 0% | 63.15% | 0 | 0% | 63.15% | 0 | 0 | 100% | 1.94% | 0.022717 | 0% | 1.94% | 0 | 0% | 1.94% | 0 | 0% | 0.2166% | 0 | 0% | 0.2166% | 0 | 0% | 0.2166% | 0 | 0% | 0.5271% | 0 | 0% | 0.5271% | 0 | 10.11% | 0.5271% | 0.00062429 | 0% | 0.5451% | 0 | 10.11% | 0.5451% | 0.00064558 | 89.83% | 0.5451% | 0.0057342 | 0% | 3.946% | 0 | 0% | 3.946% | 0 | 0% | 3.946% | 0 | 0% | 2.822% | 0 | 0% | 2.822% | 0 | 0% | 2.822% | 0 |  |  |  | 0% | 11.8% | 0 | 34.94% | 11.8% | 0.048285 | 0% | 11.8% | 0 | 0% | 0.3771% | 0 | 0% | 0.3771% | 0 | 0% | 0.3771% | 0 | 0% | 100% | 0 | 0% | 100% | 0 | 0% | 100% | 0 | 0% | 100% | 0 |  |  | 0 |  |  | 0 |  |  | 0 | 100% | 65% |  | 100% | 65% |  | 100% | 65% |  | 100% | 65% |  | 100% | 90% |  | 100% | 90% |  | 100% | 90%
MENLO 1102154024 | 0.0016487 | 2.826 | 0.75116 | 0.15368 | 0.90484 | 0.010909 | 0.006354 | 0.00061783 | 0% | 99% | 0 | 0% | 99% | 0 | 0% | 99% | 0 | 0% | 99% | 0 | 0% | 61.97% | 0 | 0% | 61.97% | 0 | 0% | 61.97% | 0 | 0% | 61.97% | 0 | 0.15368 | 0% | 2.06% | 0 | 0% | 2.06% | 0 | 0% | 2.06% | 0 | 0% | 0.2142% | 0 | 0% | 0.2142% | 0 | 0% | 0.2142% | 0 | 0% | 0.5447% | 0 | 100% | 0.5447% | 0.0040919 | 0% | 0.5447% | 0 | 100% | 0.5483% | 0.0041187 | 0% | 0.5483% | 0 | 0% | 0.5483% | 0 | 25.64% | 4.034% | 0.0077681 | 0% | 4.034% | 0 | 31.69% | 4.034% | 0.0096038 | 0% | 3.845% | 0 | 0% | 3.845% | 0 | 0% | 3.845% | 0 |  |  |  | 0% | 11.8% | 0 | 19.16% | 11.8% | 0.016987 | 0% | 11.8% | 0 | 0% | 0.3767% | 0 | 0% | 0.3767% | 0 | 0% | 0.3767% | 0 | 0% | 100% | 0 | 0% | 100% | 0 | 0% | 100% | 0 | 0% | 100% | 0 |  |  | 0 |  |  | 0 |  |  | 0.0013389 | 100% | 65% |  | 100% | 65% |  | 100% | 65% |  | 100% | 65% |  | 100% | 90% |  | 100% | 90% |  | 100% | 90%
POTTER VALLEY P H 110564118 | 0.00073797 | 1.2049 | 1.8638 | 0.053221 | 1.917 | 0.013172 | 0.022469 | 0.0087869 | 0.9442% | 99% | 0.017422 | 0% | 99% | 0 | 0% | 99% | 0 | 0% | 99% | 0 | 17% | 62.98% | 0.19952 | 0.661% | 62.98% | 0.0077589 | 0% | 62.98% | 0 | 0% | 62.98% | 0 | 0.053221 | 0% | 2.787% | 0 | 0% | 2.787% | 0 | 0% | 2.787% | 0 | 0% | 0.3057% | 0 | 0% | 0.3057% | 0 | 0% | 0.3057% | 0 | 0% | 0.7581% | 0 | 0% | 0.7581% | 0 | 53.55% | 0.7581% | 0.0075654 | 53.45% | 0.7796% | 0.0077662 | 0.3823% | 0.7796% | 5.5545e-05 | 26.18% | 0.7796% | 0.0038042 | 91.64% | 5.663% | 0.096716 | 0% | 5.663% | 0 | 0% | 5.663% | 0 | 0% | 1.656% | 0 | 0% | 1.656% | 0 | 0% | 1.656% | 0 |  |  |  | 0% | 11.8% | 0 | 0% | 11.8% | 0 | 0% | 11.8% | 0 | 0% | 0.3677% | 0 | 0% | 0.3677% | 0 | 0% | 0.3677% | 0 | 0% | 100% | 0 | 0% | 100% | 0 | 0% | 100% | 0 | 0% | 100% | 0 |  |  | 0 |  |  | 0 |  |  | 0 | 100% | 65% |  | 100% | 65% |  | 100% | 65% |  | 100% | 65% |  | 100% | 90% |  | 100% | 90% |  | 100% | 90%
GANSNER 11012006 | 0.00090414 | 19.7361 | 2.8663 | 0 | 2.8663 | 0.029182 | 0.031134 | 0.0080229 | 0% | 99% | 0 | 0% | 99% | 0 | 0% | 99% | 0 | 0% | 99% | 0 | 0% | 61.5% | 0 | 0% | 61.5% | 0 | 0% | 61.5% | 0 | 0% | 61.5% | 0 | 0 | 14.29% | 2.43% | 0.0099521 | 0% | 2.43% | 0 | 0% | 2.43% | 0 | 0% | 0.2599% | 0 | 0% | 0.2599% | 0 | 0% | 0.2599% | 0 | 0% | 0.6889% | 0 | 0% | 0.6889% | 0 | 23.32% | 0.6889% | 0.0046047 | 0% | 0.6968% | 0 | 23.32% | 0.6968% | 0.0046577 | 76.68% | 0.6968% | 0.015315 | 6.759% | 5.119% | 0.0099168 | 0% | 5.119% | 0 | 0% | 5.119% | 0 | 0% | 2.748% | 0 | 0% | 2.748% | 0 | 0% | 2.748% | 0 |  |  |  | 0% | 11.8% | 0 | 34.79% | 11.8% | 0.11768 | 0% | 11.8% | 0 | 55.56% | 0.3692% | 0.0058789 | 0% | 0.3692% | 0 | 0% | 0.3692% | 0 | 0% | 100% | 0 | 0% | 100% | 0 | 0% | 100% | 0 | 0% | 100% | 0 |  |  | 0 |  |  | 0 |  |  | 0 | 100% | 65% |  | 100% | 65% |  | 100% | 65% |  | 100% | 65% |  | 100% | 90% |  | 100% | 90% |  | 100% | 90%
VOLTA 110149742 | 0.00053274 | 3.5797 | 0.29509 | 0.1125 | 0.40759 | 0.0016671 | 0.0040985 | 0.0012737 | 0% | 99% | 0 | 0% | 99% | 0 | 0% | 99% | 0 | 0% | 99% | 0 | 98.66% | 59.54% | 0.17334 | 0% | 59.54% | 0 | 0% | 59.54% | 0 | 0% | 59.54% | 0 | 0.1125 | 0% | 2.508% | 0 | 0% | 2.508% | 0 | 0% | 2.508% | 0 | 0% | 0.267% | 0 | 0% | 0.267% | 0 | 0% | 0.267% | 0 | 0% | 0.8647% | 0 | 100% | 0.8647% | 0.0025517 | 0% | 0.8647% | 0 | 100% | 0.8244% | 0.0024327 | 0% | 0.8244% | 0 | 0% | 0.8244% | 0 | 19.6% | 6.322% | 0.0036556 | 0% | 6.322% | 0 | 0% | 6.322% | 0 | 0% | 1.509% | 0 | 0% | 1.509% | 0 | 0% | 1.509% | 0 |  |  |  | 34.6% | 11.8% | 0.012048 | 0% | 11.8% | 0 | 0% | 11.8% | 0 | 55.56% | 0.3477% | 0.00057 | 0% | 0.3477% | 0 | 0% | 0.3477% | 0 | 0% | 100% | 0 | 0% | 100% | 0 | 0% | 100% | 0 | 0% | 100% | 0 |  |  | 0 |  |  | 0 |  |  | 0 | 100% | 65% |  | 100% | 65% |  | 100% | 65% |  | 100% | 65% |  | 100% | 90% |  | 100% | 90% |  | 100% | 90%
TEMPLETON 2110307832 | 0.00028633 | 1.2128 | 1.5426 | 0 | 1.5426 | 0.0085813 | 0.020066 | 0.0084891 | 0% | 99% | 0 | 0% | 99% | 0 | 0% | 99% | 0 | 0% | 99% | 0 | 0% | 63.4% | 0 | 0% | 63.4% | 0 | 0% | 63.4% | 0 | 0% | 63.4% | 0 | 0 | 0% | 2.889% | 0 | 0% | 2.889% | 0 | 0% | 2.889% | 0 | 100% | 0.3275% | 0.0050515 | 0% | 0.3275% | 0 | 0% | 0.3275% | 0 | 0% | 0.7903% | 0 | 28.73% | 0.7903% | 0.0035023 | 70.06% | 0.7903% | 0.008542 | 29.92% | 0.8121% | 0.0037478 | 70.06% | 0.8121% | 0.0087771 | 0% | 0.8121% | 0 | 9.588% | 5.894% | 0.0087179 | 0% | 5.894% | 0 | 0% | 5.894% | 0 | 0% | 1.439% | 0 | 0% | 1.439% | 0 | 0% | 1.439% | 0 |  |  |  | 25.59% | 11.8% | 0.046587 | 0% | 11.8% | 0 | 0% | 11.8% | 0 | 0% | 0.362% | 0 | 0% | 0.362% | 0 | 0% | 0.362% | 0 | 0% | 100% | 0 | 0% | 100% | 0 | 0% | 100% | 0 | 0% | 100% | 0 |  |  | 0 |  |  | 0 |  |  | 0 | 100% | 65% |  | 100% | 65% |  | 100% | 65% |  | 100% | 65% |  | 100% | 90% |  | 100% | 90% |  | 100% | 90%
SARATOGA 1107413816 | 0.0032079 | 1.7327 | 0.99855 | 0.02022 | 1.0188 | 0.016557 | 0.0061892 | 0.0013122 | 0% | 99% | 0 | 0% | 99% | 0 | 0% | 99% | 0 | 0% | 99% | 0 | 0% | 62.84% | 0 | 0% | 62.84% | 0 | 0% | 62.84% | 0 | 0% | 62.84% | 0 | 0.02022 | 0% | 1.788% | 0 | 0% | 1.788% | 0 | 0% | 1.788% | 0 | 0% | 0.1906% | 0 | 0% | 0.1906% | 0 | 0% | 0.1906% | 0 | 0% | 0.3926% | 0 | 0% | 0.3926% | 0 | 50.95% | 0.3926% | 0.0019973 | 0% | 0.4108% | 0 | 50.95% | 0.4108% | 0.00209 | 49.05% | 0.4108% | 0.0020122 | 78.93% | 2.933% | 0.023114 | 6.512% | 2.933% | 0.0019072 | 0% | 2.933% | 0 | 0% | 4.475% | 0 | 0% | 4.475% | 0 | 0% | 4.475% | 0 |  |  |  | 0% | 11.8% | 0 | 34.81% | 11.8% | 0.041018 | 0% | 11.8% | 0 | 0% | 0.3862% | 0 | 0% | 0.3862% | 0 | 0% | 0.3862% | 0 | 0% | 100% | 0 | 0% | 100% | 0 | 0% | 100% | 0 | 0% | 100% | 0 |  |  | 0 |  |  | 0 |  |  | 0 | 100% | 65% |  | 100% | 65% |  | 100% | 65% |  | 100% | 65% |  | 100% | 90% |  | 100% | 90% |  | 100% | 90%
POTTER VALLEY P H 1104546986 | 0.00095087 | 2.5442 | 0.813 | 0 | 0.813 | 0.0054597 | 0.010077 | 0.004228 | 0% | 99% | 0 | 0% | 99% | 0 | 0% | 99% | 0 | 0% | 99% | 0 | 0% | 63.44% | 0 | 0% | 63.44% | 0 | 0% | 63.44% | 0 | 0% | 63.44% | 0 | 0 | 0% | 3.021% | 0 | 0% | 3.021% | 0 | 0% | 3.021% | 0 | 0% | 0.332% | 0 | 0% | 0.332% | 0 | 0% | 0.332% | 0 | 0% | 0.763% | 0 | 0% | 0.763% | 0 | 98.49% | 0.763% | 0.0061098 | 0% | 0.7942% | 0 | 98.49% | 0.7942% | 0.0063598 | 0.9647% | 0.7942% | 6.2292e-05 | 0% | 5.713% | 0 | 0% | 5.713% | 0 | 0% | 5.713% | 0 | 0% | 1.529% | 0 | 0% | 1.529% | 0 | 0% | 1.529% | 0 |  |  |  | 11.07% | 11.8% | 0.010622 | 0% | 11.8% | 0 | 0% | 11.8% | 0 | 0% | 0.3695% | 0 | 0% | 0.3695% | 0 | 0% | 0.3695% | 0 | 0% | 100% | 0 | 0% | 100% | 0 | 0% | 100% | 0 | 0% | 100% | 0 |  |  | 0 |  |  | 0 |  |  | 0 | 100% | 65% |  | 100% | 65% |  | 100% | 65% |  | 100% | 65% |  | 100% | 90% |  | 100% | 90% |  | 100% | 90%
PUEBLO 2102391312 | 0.00081711 | 0.13272 | 0.2369 | 0.014181 | 0.25108 | 0.0018704 | 0.0028341 | 0.001074 | 0% | 99% | 0 | 0% | 99% | 0 | 0% | 99% | 0 | 0% | 99% | 0 | 0% | 63.44% | 0 | 0% | 63.44% | 0 | 0% | 63.44% | 0 | 0% | 63.44% | 0 | 0.014181 | 0% | 2.813% | 0 | 0% | 2.813% | 0 | 0% | 2.813% | 0 | 0% | 0.3056% | 0 | 0% | 0.3056% | 0 | 0% | 0.3056% | 0 | 0% | 0.7347% | 0 | 0% | 0.7347% | 0 | 0% | 0.7347% | 0 | 0% | 0.7548% | 0 | 0% | 0.7548% | 0 | 63.27% | 0.7548% | 0.0011314 | 0% | 5.479% | 0 | 0% | 5.479% | 0 | 0% | 5.479% | 0 | 0% | 1.737% | 0 | 0% | 1.737% | 0 | 0% | 1.737% | 0 |  |  |  | 0% | 11.8% | 0 | 15.12% | 11.8% | 0.0042273 | 0% | 11.8% | 0 | 0% | 0.3687% | 0 | 0% | 0.3687% | 0 | 0% | 0.3687% | 0 | 0% | 100% | 0 | 0% | 100% | 0 | 0% | 100% | 0 | 0% | 100% | 0 |  |  | 0 |  |  | 0 |  |  | 0 | 100% | 65% |  | 100% | 65% |  | 100% | 65% |  | 100% | 65% |  | 100% | 90% |  | 100% | 90% |  | 100% | 90%
SHINGLE SPRINGS 1104556218 | 0.00049597 | 39.5506 | 4.7625 | 0.51309 | 5.2755 | 0.038977 | 0.055362 | 0.022015 | 0% | 99% | 0 | 0% | 99% | 0 | 0% | 99% | 0 | 0% | 99% | 0 | 0% | 62.42% | 0 | 0% | 62.42% | 0 | 0% | 62.42% | 0 | 0% | 62.42% | 0 | 0.51309 | 100% | 2.551% | 0.1215 | 0% | 2.551% | 0 | 0% | 2.551% | 0 | 0% | 0.2701% | 0 | 0% | 0.2701% | 0 | 0% | 0.2701% | 0 | 0% | 0.7209% | 0 | 0% | 0.7209% | 0 | 4.931% | 0.7209% | 0.0016929 | 0.1038% | 0.7305% | 3.6124e-05 | 4.931% | 0.7305% | 0.0017157 | 94.96% | 0.7305% | 0.03304 | 6.767% | 5.363% | 0.017283 | 0% | 5.363% | 0 | 0% | 5.363% | 0 | 0% | 2.159% | 0 | 0% | 2.159% | 0 | 0% | 2.159% | 0 |  |  |  | 4.123% | 11.8% | 0.023168 | 0% | 11.8% | 0 | 0% | 11.8% | 0 | 55.56% | 0.3687% | 0.0097538 | 0% | 0.3687% | 0 | 0% | 0.3687% | 0 | 0% | 100% | 0 | 0% | 100% | 0 | 0% | 100% | 0 | 0% | 100% | 0 |  |  | 0 |  |  | 0 |  |  | 0 | 100% | 65% |  | 100% | 65% |  | 100% | 65% |  | 100% | 65% |  | 100% | 90% |  | 100% | 90% |  | 100% | 90%
PEORIA 170590374 | 0.0010557 | 4.2656 | 0.92714 | 0 | 0.92714 | 0.0055988 | 0.0095234 | 0.0075954 | 0% | 99% | 0 | 0% | 99% | 0 | 0% | 99% | 0 | 0% | 99% | 0 | 0% | 63.78% | 0 | 0% | 63.78% | 0 | 0% | 63.78% | 0 | 0% | 63.78% | 0 | 0 | 0% | 2.018% | 0 | 0% | 2.018% | 0 | 0% | 2.018% | 0 | 0% | 0.2243% | 0 | 0% | 0.2243% | 0 | 0% | 0.2243% | 0 | 0% | 0.6199% | 0 | 23.5% | 0.6199% | 0.0013506 | 0.8213% | 0.6199% | 4.7202e-05 | 23.5% | 0.6253% | 0.0013624 | 0.8213% | 0.6253% | 4.7614e-05 | 75.19% | 0.6253% | 0.0043592 | 31.25% | 4.608% | 0.013349 | 0% | 4.608% | 0 | 0% | 4.608% | 0 | 0% | 1.478% | 0 | 0% | 1.478% | 0 | 0% | 1.478% | 0 |  |  |  | 31.32% | 11.8% | 0.034269 | 0% | 11.8% | 0 | 0% | 11.8% | 0 | 0% | 0.3684% | 0 | 0% | 0.3684% | 0 | 0% | 0.3684% | 0 | 0% | 100% | 0 | 0% | 100% | 0 | 0% | 100% | 0 | 0% | 100% | 0 |  |  | 0 |  |  | 0 |  |  | 0 | 100% | 65% |  | 100% | 65% |  | 100% | 65% |  | 100% | 65% |  | 100% | 90% |  | 100% | 90% |  | 100% | 90%
CRESCENT MILLS 21012230 | 0.00078409 | 6.0917 | 1.9051 | 0.88335 | 2.7884 | 0.015974 | 0.024134 | 0.0066185 | 0% | 99% | 0 | 0% | 99% | 0 | 0% | 99% | 0 | 0% | 99% | 0 | 0% | 61.48% | 0 | 0% | 61.48% | 0 | 0% | 61.48% | 0 | 0% | 61.48% | 0 | 0.88335 | 0% | 2.446% | 0 | 0% | 2.446% | 0 | 0% | 2.446% | 0 | 0% | 0.2767% | 0 | 0% | 0.2767% | 0 | 0% | 0.2767% | 0 | 0% | 0.7582% | 0 | 0% | 0.7582% | 0 | 0.2803% | 0.7582% | 4.0489e-05 | 0% | 0.7607% | 0 | 0.2803% | 0.7607% | 4.0625e-05 | 79.53% | 0.7607% | 0.011526 | 23.34% | 5.625% | 0.025009 | 0% | 5.625% | 0 | 38.43% | 5.625% | 0.041186 | 0% | 1.929% | 0 | 0% | 1.929% | 0 | 0% | 1.929% | 0 |  |  |  | 0% | 11.8% | 0 | 27.56% | 11.8% | 0.061946 | 0% | 11.8% | 0 | 0% | 0.36% | 0 | 0% | 0.36% | 0 | 0% | 0.36% | 0 | 0% | 100% | 0 | 0% | 100% | 0 | 0% | 100% | 0 | 0% | 100% | 0 |  |  | 0 |  |  | 0 |  |  | 0.0027579 | 100% | 65% |  | 100% | 65% |  | 100% | 65% |  | 100% | 65% |  | 100% | 90% |  | 100% | 90% |  | 100% | 90%
NORTH BRANCH 1101TS1115 | 0.00050657 | 18.6087 | 1.6466 | 0 | 1.6466 | 0.012961 | 0.018758 | 0.0086946 | 0% | 99% | 0 | 0% | 99% | 0 | 0% | 99% | 0 | 0% | 99% | 0 | 0% | 62.03% | 0 | 0% | 62.03% | 0 | 0% | 62.03% | 0 | 0% | 62.03% | 0 | 0 | 0% | 2.328% | 0 | 0% | 2.328% | 0 | 0% | 2.328% | 0 | 0% | 0.2463% | 0 | 0% | 0.2463% | 0 | 0% | 0.2463% | 0 | 0% | 0.6979% | 0 | 33.13% | 0.6979% | 0.0038075 | 0% | 0.6979% | 0 | 33.13% | 0.6868% | 0.0037466 | 0% | 0.6868% | 0 | 66.87% | 0.6868% | 0.0075615 | 27.81% | 5.141% | 0.023544 | 0% | 5.141% | 0 | 0% | 5.141% | 0 | 0% | 1.962% | 0 | 0% | 1.962% | 0 | 0% | 1.962% | 0 |  |  |  | 22.76% | 11.8% | 0.044218 | 0% | 11.8% | 0 | 0% | 11.8% | 0 | 0% | 0.3638% | 0 | 0% | 0.3638% | 0 | 0% | 0.3638% | 0 | 0% | 100% | 0 | 0% | 100% | 0 | 0% | 100% | 0 | 0% | 100% | 0 |  |  | 0.0062086 |  |  | 0 |  |  | 0 | 100% | 65% |  | 100% | 65% |  | 100% | 65% |  | 100% | 65% |  | 100% | 90% |  | 100% | 90% |  | 100% | 90%
JESSUP 11013383 | 0.0014917 | 1.7294 | 0.60893 | 0.423 | 1.0319 | 0.0064742 | 0.0053023 | 0.0031877 | 0% | 99% | 0 | 0% | 99% | 0 | 0% | 99% | 0 | 0% | 99% | 0 | 0% | 63.16% | 0 | 0% | 63.16% | 0 | 0% | 63.16% | 0 | 0% | 63.16% | 0 | 0.423 | 0% | 1.583% | 0 | 0% | 1.583% | 0 | 0% | 1.583% | 0 | 0% | 0.1758% | 0 | 0% | 0.1758% | 0 | 0% | 0.1758% | 0 | 0% | 0.5276% | 0 | 78.56% | 0.5276% | 0.0025243 | 21.44% | 0.5276% | 0.00068873 | 78.56% | 0.526% | 0.0025163 | 21.44% | 0.526% | 0.00068655 | 0% | 0.526% | 0 | 0% | 3.915% | 0 | 0% | 3.915% | 0 | 0% | 3.915% | 0 | 0% | 2.234% | 0 | 0% | 2.234% | 0 | 0% | 2.234% | 0 |  |  |  | 6.704% | 11.8% | 0.0048169 | 0% | 11.8% | 0 | 0% | 11.8% | 0 | 0% | 0.3727% | 0 | 0% | 0.3727% | 0 | 0% | 0.3727% | 0 | 0% | 100% | 0 | 0% | 100% | 0 | 0% | 100% | 0 | 0% | 100% | 0 |  |  | 0 |  |  | 0 |  |  | 0 | 100% | 65% |  | 100% | 65% |  | 100% | 65% |  | 100% | 65% |  | 100% | 90% |  | 100% | 90% |  | 100% | 90%
SUNOL 1101MR650 | 0.0014703 | 1.183 | 0.77705 | 0.083508 | 0.86056 | 0.0052168 | 0.0093173 | 0.0045712 | 0% | 99% | 0 | 0% | 99% | 0 | 0% | 99% | 0 | 0% | 99% | 0 | 0% | 64.4% | 0 | 0% | 64.4% | 0 | 0% | 64.4% | 0 | 0% | 64.4% | 0 | 0.083508 | 0% | 3.034% | 0 | 0% | 3.034% | 0 | 0% | 3.034% | 0 | 0% | 0.3316% | 0 | 0% | 0.3316% | 0 | 0% | 0.3316% | 0 | 0% | 0.7321% | 0 | 0% | 0.7321% | 0 | 0% | 0.7321% | 0 | 0% | 0.7636% | 0 | 0% | 0.7636% | 0 | 70.38% | 0.7636% | 0.0041759 | 55.48% | 5.477% | 0.02361 | 0% | 5.477% | 0 | 0% | 5.477% | 0 | 0% | 1.374% | 0 | 0% | 1.374% | 0 | 0% | 1.374% | 0 |  |  |  | 0% | 11.8% | 0 | 35% | 11.8% | 0.032092 | 0% | 11.8% | 0 | 0% | 0.3715% | 0 | 0% | 0.3715% | 0 | 0% | 0.3715% | 0 | 0% | 100% | 0 | 0% | 100% | 0 | 0% | 100% | 0 | 0% | 100% | 0 |  |  | 0 |  |  | 0 |  |  | 0 | 100% | 65% |  | 100% | 65% |  | 100% | 65% |  | 100% | 65% |  | 100% | 90% |  | 100% | 90% |  | 100% | 90%
LOS GATOS 1106LB48 | 0.0027775 | 15.6379 | 7.6994 | 0.43069 | 8.1301 | 0.12371 | 0.054686 | 0.011039 | 0% | 99% | 0 | 0% | 99% | 0 | 0% | 99% | 0 | 0% | 99% | 0 | 0% | 62.92% | 0 | 0% | 62.92% | 0 | 0% | 62.92% | 0 | 0% | 62.92% | 0 | 0.43069 | 42.86% | 1.932% | 0.063739 | 0% | 1.932% | 0 | 0% | 1.932% | 0 | 0% | 0.2072% | 0 | 0% | 0.2072% | 0 | 0% | 0.2072% | 0 | 0% | 0.4397% | 0 | 0% | 0.4397% | 0 | 74.89% | 0.4397% | 0.025352 | 0% | 0.4618% | 0 | 74.89% | 0.4618% | 0.026629 | 24.75% | 0.4618% | 0.0087994 | 31.97% | 3.294% | 0.081074 | 19.68% | 3.294% | 0.049917 | 24.76% | 3.294% | 0.062798 | 0% | 4.186% | 0 | 0% | 4.186% | 0 | 0% | 4.186% | 0 |  |  |  | 0% | 11.8% | 0 | 0% | 11.8% | 0 | 0% | 11.8% | 0 | 0% | 0.3849% | 0 | 0% | 0.3849% | 0 | 0% | 0.3849% | 0 | 0% | 100% | 0 | 0% | 100% | 0 | 0% | 100% | 0 | 0% | 100% | 0 |  |  | 0 |  |  | 0 |  |  | 0.012841 | 100% | 65% |  | 100% | 65% |  | 100% | 65% |  | 100% | 65% |  | 100% | 90% |  | 100% | 90% |  | 100% | 90%
PEABODY 2113873304 | 0.00045453 | 0.81657 | 0.078192 | 0.014058 | 0.09225 | 0.00028782 | 0.0012183 | 0.00041838 | 0% | 99% | 0 | 0% | 99% | 0 | 0% | 99% | 0 | 0% | 99% | 0 | 0% | 60.24% | 0 | 0% | 60.24% | 0 | 0% | 60.24% | 0 | 0% | 60.24% | 0 | 0.014058 | 0% | 3.782% | 0 | 0% | 3.782% | 0 | 0% | 3.782% | 0 | 0% | 0.3662% | 0 | 0% | 0.3662% | 0 | 0% | 0.3662% | 0 | 0% | 0.974% | 0 | 100% | 0.974% | 0.00076158 | 0% | 0.974% | 0 | 100% | 0.9035% | 0.00070646 | 0% | 0.9035% | 0 | 0% | 0.9035% | 0 | 0% | 7.001% | 0 | 0% | 7.001% | 0 | 0% | 7.001% | 0 | 0% | 0.6299% | 0 | 0% | 0.6299% | 0 | 0% | 0.6299% | 0 |  |  |  | 0% | 11.8% | 0 | 0% | 11.8% | 0 | 0% | 11.8% | 0 | 0% | 0.3436% | 0 | 0% | 0.3436% | 0 | 0% | 0.3436% | 0 | 0% | 100% | 0 | 0% | 100% | 0 | 0% | 100% | 0 | 0% | 100% | 0 |  |  | 0 |  |  | 0 |  |  | 0 | 100% | 65% |  | 100% | 65% |  | 100% | 65% |  | 100% | 65% |  | 100% | 90% |  | 100% | 90% |  | 100% | 90%
MARTELL 11033152 | 0.00054772 | 17.0766 | 1.9772 | 0 | 1.9772 | 0.0093389 | 0.027039 | 0.012485 | 0% | 99% | 0 | 0% | 99% | 0 | 0% | 99% | 0 | 0% | 99% | 0 | 0% | 62.21% | 0 | 0% | 62.21% | 0 | 0% | 62.21% | 0 | 0% | 62.21% | 0 | 0 | 0% | 2.846% | 0 | 0% | 2.846% | 0 | 0% | 2.846% | 0 | 0% | 0.3135% | 0 | 0% | 0.3135% | 0 | 0% | 0.3135% | 0 | 0% | 0.8227% | 0 | 0% | 0.8227% | 0 | 13.4% | 0.8227% | 0.0021799 | 0% | 0.832% | 0 | 13.4% | 0.832% | 0.0022048 | 83.41% | 0.832% | 0.013722 | 1.398% | 6.119% | 0.0016917 | 0% | 6.119% | 0 | 0% | 6.119% | 0 | 0% | 1.18% | 0 | 0% | 1.18% | 0 | 0% | 1.18% | 0 |  |  |  | 34.64% | 11.8% | 0.080809 | 0% | 11.8% | 0 | 0% | 11.8% | 0 | 0% | 0.3607% | 0 | 0% | 0.3607% | 0 | 0% | 0.3607% | 0 | 0% | 100% | 0 | 0% | 100% | 0 | 0% | 100% | 0 | 0% | 100% | 0 |  |  | 6.233e-05 |  |  | 0 |  |  | 0 | 100% | 65% |  | 100% | 65% |  | 100% | 65% |  | 100% | 65% |  | 100% | 90% |  | 100% | 90% |  | 100% | 90%
MARTELL 1101532836 | 0.00080182 | 2.1266 | 0.56272 | 0 | 0.56272 | 0.0029821 | 0.0064969 | 0.0044324 | 0% | 99% | 0 | 0% | 99% | 0 | 0% | 99% | 0 | 0% | 99% | 0 | 0% | 64.52% | 0 | 0% | 64.52% | 0 | 0% | 64.52% | 0 | 0% | 64.52% | 0 | 0 | 100% | 2.813% | 0.015829 | 0% | 2.813% | 0 | 0% | 2.813% | 0 | 0% | 0.3174% | 0 | 0% | 0.3174% | 0 | 0% | 0.3174% | 0 | 0% | 0.6897% | 0 | 0% | 0.6897% | 0 | 12.26% | 0.6897% | 0.00047581 | 0% | 0.7275% | 0 | 12.26% | 0.7275% | 0.00050189 | 86.23% | 0.7275% | 0.0035299 | 0% | 5.183% | 0 | 0% | 5.183% | 0 | 0% | 5.183% | 0 | 0% | 1.288% | 0 | 0% | 1.288% | 0 | 0% | 1.288% | 0 |  |  |  | 0% | 11.8% | 0 | 0% | 11.8% | 0 | 0% | 11.8% | 0 | 0% | 0.3722% | 0 | 0% | 0.3722% | 0 | 0% | 0.3722% | 0 | 0% | 100% | 0 | 0% | 100% | 0 | 0% | 100% | 0 | 0% | 100% | 0 |  |  | 0 |  |  | 0 |  |  | 0 | 100% | 65% |  | 100% | 65% |  | 100% | 65% |  | 100% | 65% |  | 100% | 90% |  | 100% | 90% |  | 100% | 90%
SANTA ROSA A 1104642 | 0.0014015 | 9.8286 | 2.3612 | 0.64516 | 3.0064 | 0.026564 | 0.023763 | 0.0080495 | 0% | 99% | 0 | 0% | 99% | 0 | 0% | 99% | 0 | 0% | 99% | 0 | 0% | 63% | 0 | 0% | 63% | 0 | 0% | 63% | 0 | 0% | 63% | 0 | 0.64516 | 100% | 2.383% | 0.056257 | 0% | 2.383% | 0 | 0% | 2.383% | 0 | 0% | 0.2595% | 0 | 0% | 0.2595% | 0 | 0% | 0.2595% | 0 | 0% | 0.6134% | 0 | 0% | 0.6134% | 0 | 53.32% | 0.6134% | 0.0077238 | 0% | 0.6371% | 0 | 53.32% | 0.6371% | 0.008022 | 45.78% | 0.6371% | 0.0068873 | 23.13% | 4.595% | 0.025095 | 2.77% | 4.595% | 0.0030058 | 18.04% | 4.595% | 0.019575 | 0% | 2.583% | 0 | 0% | 2.583% | 0 | 0% | 2.583% | 0 |  |  |  | 29.34% | 11.8% | 0.081758 | 0% | 11.8% | 0 | 0% | 11.8% | 0 | 55.56% | 0.3761% | 0.004934 | 0% | 0.3761% | 0 | 0% | 0.3761% | 0 | 0% | 100% | 0 | 0% | 100% | 0 | 0% | 100% | 0 | 0% | 100% | 0 |  |  | 0 |  |  | 0 |  |  | 0 | 100% | 65% |  | 100% | 65% |  | 100% | 65% |  | 100% | 65% |  | 100% | 90% |  | 100% | 90% |  | 100% | 90%
FAIRVIEW 2207P150 | 0.0015451 | 3.1546 | 0.54539 | 0.056617 | 0.60201 | 0.0042673 | 0.0070282 | 0.0021889 | 0% | 99% | 0 | 0% | 99% | 0 | 0% | 99% | 0 | 0% | 99% | 0 | 0% | 62.2% | 0 | 0% | 62.2% | 0 | 0% | 62.2% | 0 | 0% | 62.2% | 0 | 0.056617 | 0% | 2.847% | 0 | 0% | 2.847% | 0 | 0% | 2.847% | 0 | 0% | 0.3066% | 0 | 0% | 0.3066% | 0 | 0% | 0.3066% | 0 | 0% | 0.7835% | 0 | 0% | 0.7835% | 0 | 6.953% | 0.7835% | 0.00029715 | 0% | 0.788% | 0 | 6.953% | 0.788% | 0.00029883 | 93.05% | 0.788% | 0.0039987 | 78.57% | 5.804% | 0.024875 | 0% | 5.804% | 0 | 0% | 5.804% | 0 | 0% | 1.466% | 0 | 0% | 1.466% | 0 | 0% | 1.466% | 0 |  |  |  | 0% | 11.8% | 0 | 0% | 11.8% | 0 | 0% | 11.8% | 0 | 0% | 0.3634% | 0 | 0% | 0.3634% | 0 | 0% | 0.3634% | 0 | 0% | 100% | 0 | 0% | 100% | 0 | 0% | 100% | 0 | 0% | 100% | 0 |  |  | 0 |  |  | 0 |  |  | 0 | 100% | 65% |  | 100% | 65% |  | 100% | 65% |  | 100% | 65% |  | 100% | 90% |  | 100% | 90% |  | 100% | 90%
MORAGA 1102CB | 0.002442 | 7.6923 | 3.7306 | 0.25735 | 3.9879 | 0.04811 | 0.033079 | 0.011156 | 0% | 99% | 0 | 0% | 99% | 0 | 0% | 99% | 0 | 0% | 99% | 0 | 0% | 63.58% | 0 | 0% | 63.58% | 0 | 0% | 63.58% | 0 | 0% | 63.58% | 0 | 0.25735 | 0% | 2.034% | 0 | 0% | 2.034% | 0 | 0% | 2.034% | 0 | 0% | 0.222% | 0 | 0% | 0.222% | 0 | 0% | 0.222% | 0 | 0% | 0.5373% | 0 | 4.55% | 0.5373% | 0.0009121 | 52.45% | 0.5373% | 0.010514 | 4.55% | 0.5507% | 0.00093489 | 52.45% | 0.5507% | 0.010777 | 38.82% | 0.5507% | 0.0079761 | 73.82% | 4.003% | 0.11026 | 0.4583% | 4.003% | 0.00068446 | 4.791% | 4.003% | 0.0071552 | 0% | 2.314% | 0 | 0% | 2.314% | 0 | 0% | 2.314% | 0 |  |  |  | 0% | 11.8% | 0 | 0% | 11.8% | 0 | 0% | 11.8% | 0 | 55.56% | 0.3766% | 0.0078046 | 0% | 0.3766% | 0 | 0% | 0.3766% | 0 | 0% | 100% | 0 | 0% | 100% | 0 | 0% | 100% | 0 | 0% | 100% | 0 |  |  | 0.00036474 |  |  | 0 |  |  | 0.0070712 | 100% | 65% |  | 100% | 65% |  | 100% | 65% |  | 100% | 65% |  | 100% | 90% |  | 100% | 90% |  | 100% | 90%
ALTO 1124430 | 0.0042918 | 11.8364 | 4.9471 | 0.63674 | 5.5838 | 0.08579 | 0.030448 | 0.0062262 | 0% | 99% | 0 | 0% | 99% | 0 | 0% | 99% | 0 | 0% | 99% | 0 | 0% | 63.56% | 0 | 0% | 63.56% | 0 | 0% | 63.56% | 0 | 0% | 63.56% | 0 | 0.63674 | 50% | 1.452% | 0.035915 | 0% | 1.452% | 0 | 0% | 1.452% | 0 | 0% | 0.1548% | 0 | 0% | 0.1548% | 0 | 0% | 0.1548% | 0 | 0% | 0.3799% | 0 | 0% | 0.3799% | 0 | 1.097% | 0.3799% | 0.00020608 | 0% | 0.3888% | 0 | 1.097% | 0.3888% | 0.00021091 | 98.9% | 0.3888% | 0.019021 | 37.97% | 2.829% | 0.053141 | 25.96% | 2.829% | 0.036336 | 17.54% | 2.829% | 0.024544 | 0% | 3.706% | 0 | 0% | 3.706% | 0 | 0% | 3.706% | 0 |  |  |  | 0% | 11.8% | 0 | 33.25% | 11.8% | 0.19408 | 0% | 11.8% | 0 | 0% | 0.3845% | 0 | 0% | 0.3845% | 0 | 0% | 0.3845% | 0 | 0% | 100% | 0 | 0% | 100% | 0 | 0% | 100% | 0 | 0% | 100% | 0 |  |  | 0.0057698 |  |  | 0 |  |  | 0.0086667 | 100% | 65% |  | 100% | 65% |  | 100% | 65% |  | 100% | 65% |  | 100% | 90% |  | 100% | 90% |  | 100% | 90%
HIGHLANDS 11034630 | 0.0012713 | 0.7233 | 0.81452 | 0.17332 | 0.98784 | 0.0060119 | 0.0094406 | 0.0047113 | 0% | 99% | 0 | 0% | 99% | 0 | 0% | 99% | 0 | 0% | 99% | 0 | 0% | 62.94% | 0 | 0% | 62.94% | 0 | 0% | 62.94% | 0 | 0% | 62.94% | 0 | 0.17332 | 100% | 2.2% | 0.017916 | 0% | 2.2% | 0 | 0% | 2.2% | 0 | 0% | 0.2447% | 0 | 0% | 0.2447% | 0 | 0% | 0.2447% | 0 | 0% | 0.695% | 0 | 51.39% | 0.695% | 0.002909 | 20.81% | 0.695% | 0.001178 | 51.39% | 0.6981% | 0.002922 | 20.81% | 0.6981% | 0.0011833 | 0% | 0.6981% | 0 | 5.676% | 5.163% | 0.0023869 | 0% | 5.163% | 0 | 0% | 5.163% | 0 | 0% | 1.586% | 0 | 0% | 1.586% | 0 | 0% | 1.586% | 0 |  |  |  | 0% | 11.8% | 0 | 10.02% | 11.8% | 0.0096291 | 0% | 11.8% | 0 | 0% | 0.3651% | 0 | 0% | 0.3651% | 0 | 0% | 0.3651% | 0 | 0% | 100% | 0 | 0% | 100% | 0 | 0% | 100% | 0 | 0% | 100% | 0 |  |  | 0 |  |  | 0 |  |  | 0 | 100% | 65% |  | 100% | 65% |  | 100% | 65% |  | 100% | 65% |  | 100% | 90% |  | 100% | 90% |  | 100% | 90%
LAYTONVILLE 1102682 | 0.0016497 | 15.3619 | 4.5706 | 0.2232 | 4.7938 | 0.083323 | 0.022028 | 0.0079165 | 0% | 99% | 0 | 0% | 99% | 0 | 0% | 99% | 0 | 0% | 99% | 0 | 0% | 62.01% | 0 | 0% | 62.01% | 0 | 0% | 62.01% | 0 | 0% | 62.01% | 0 | 0.2232 | 60% | 1.025% | 0.028103 | 0% | 1.025% | 0 | 0% | 1.025% | 0 | 0% | 0.1137% | 0 | 0% | 0.1137% | 0 | 0% | 0.1137% | 0 | 0% | 0.287% | 0 | 100% | 0.287% | 0.013117 | 0% | 0.287% | 0 | 100% | 0.2869% | 0.013113 | 0% | 0.2869% | 0 | 0% | 0.2869% | 0 | 42.88% | 2.12% | 0.041553 | 0% | 2.12% | 0 | 0% | 2.12% | 0 | 0% | 5.016% | 0 | 0% | 5.016% | 0 | 0% | 5.016% | 0 |  |  |  | 32.96% | 11.8% | 0.17776 | 0% | 11.8% | 0 | 0% | 11.8% | 0 | 55.56% | 0.3846% | 0.0097651 | 0% | 0.3846% | 0 | 0% | 0.3846% | 0 | 0% | 100% | 0 | 0% | 100% | 0 | 0% | 100% | 0 | 0% | 100% | 0 |  |  | 0 |  |  | 0 |  |  | 0 | 100% | 65% |  | 100% | 65% |  | 100% | 65% |  | 100% | 65% |  | 100% | 90% |  | 100% | 90% |  | 100% | 90%
JESSUP 11021550 | 0.00063997 | 18.8709 | 3.8186 | 3.8772 | 7.6958 | 0.027908 | 0.047983 | 0.018819 | 0% | 99% | 0 | 49.44% | 99% | 1.8691 | 0% | 99% | 0 | 11.19% | 99% | 0.42312 | 0% | 60.76% | 0 | 0% | 60.76% | 0 | 0% | 60.76% | 0 | 0% | 60.76% | 0 | 3.8772 | 100% | 1.97% | 0.075246 | 0% | 1.97% | 0 | 0% | 1.97% | 0 | 0% | 0.2121% | 0 | 0% | 0.2121% | 0 | 0% | 0.2121% | 0 | 0% | 0.7559% | 0 | 0.007591% | 0.7559% | 2.191e-06 | 24.42% | 0.7559% | 0.0070492 | 0% | 0.7316% | 0 | 24.42% | 0.7316% | 0.0068224 | 75.47% | 0.7316% | 0.021083 | 23.93% | 5.571% | 0.050912 | 0% | 5.571% | 0 | 3.688% | 5.571% | 0.0078456 | 0% | 1.566% | 0 | 0% | 1.566% | 0 | 0% | 1.566% | 0 |  |  |  | 25.03% | 11.8% | 0.11277 | 0% | 11.8% | 0 | 0% | 11.8% | 0 | 0% | 0.357% | 0 | 0% | 0.357% | 0 | 0% | 0.357% | 0 | 0% | 100% | 0 | 0% | 100% | 0 | 0% | 100% | 0 | 0% | 100% | 0 |  |  | 0 |  |  | 0 |  |  | 0 | 100% | 65% |  | 100% | 65% |  | 100% | 65% |  | 100% | 65% |  | 100% | 90% |  | 100% | 90% |  | 100% | 90%
PEORIA 170492888 | 0.0012354 | 0.23321 | 0.072202 | 0 | 0.072202 | 0.0002715 | 0.00070808 | 0.00081666 | 0% | 99% | 0 | 0% | 99% | 0 | 0% | 99% | 0 | 0% | 99% | 0 | 0% | 64.94% | 0 | 0% | 64.94% | 0 | 0% | 64.94% | 0 | 0% | 64.94% | 0 | 0 | 0% | 1.844% | 0 | 0% | 1.844% | 0 | 0% | 1.844% | 0 | 0% | 0.2184% | 0 | 0% | 0.2184% | 0 | 0% | 0.2184% | 0 | 0% | 0.561% | 0 | 0% | 0.561% | 0 | 0% | 0.561% | 0 | 0% | 0.556% | 0 | 0% | 0.556% | 0 | 100% | 0.556% | 0.00040141 | 0% | 4.135% | 0 | 0% | 4.135% | 0 | 0% | 4.135% | 0 | 0% | 0.901% | 0 | 0% | 0.901% | 0 | 0% | 0.901% | 0 |  |  |  | 7.825% | 11.8% | 0.0006667 | 0% | 11.8% | 0 | 0% | 11.8% | 0 | 0% | 0.364% | 0 | 0% | 0.364% | 0 | 0% | 0.364% | 0 | 0% | 100% | 0 | 0% | 100% | 0 | 0% | 100% | 0 | 0% | 100% | 0 |  |  | 0 |  |  | 0 |  |  | 0 | 100% | 65% |  | 100% | 65% |  | 100% | 65% |  | 100% | 65% |  | 100% | 90% |  | 100% | 90% |  | 100% | 90%
GOLDTREE 1105CB | 0.00059698 | 6.9998 | 1.9348 | 1.04 | 2.9748 | 0.0083042 | 0.030415 | 0.0094898 | 0% | 99% | 0 | 0% | 99% | 0 | 3.127% | 99% | 0.059897 | 0% | 99% | 0 | 0% | 63.02% | 0 | 0% | 63.02% | 0 | 17.78% | 63.02% | 0.21674 | 0% | 63.02% | 0 | 1.04 | 0% | 3.631% | 0 | 0% | 3.631% | 0 | 0% | 3.631% | 0 | 0% | 0.4026% | 0 | 0% | 0.4026% | 0 | 0% | 0.4026% | 0 | 0% | 0.9444% | 0 | 0% | 0.9444% | 0 | 94.55% | 0.9444% | 0.017278 | 0.6199% | 0.9864% | 0.0001183 | 94.55% | 0.9864% | 0.018045 | 4.769% | 0.9864% | 0.00091006 | 42.93% | 7.091% | 0.058899 | 0% | 7.091% | 0 | 0% | 7.091% | 0 | 0% | 0.8362% | 0 | 0% | 0.8362% | 0 | 0% | 0.8362% | 0 |  |  |  | 0% | 11.8% | 0 | 0% | 11.8% | 0 | 0% | 11.8% | 0 | 0% | 0.3633% | 0 | 0% | 0.3633% | 0 | 0% | 0.3633% | 0 | 0.375% | 100% | 0.0072554 | 14.16% | 100% | 0.27393 | 0% | 100% | 0 | 0% | 100% | 0 |  |  | 0 |  |  | 0 |  |  | 0 | 100% | 65% |  | 100% | 65% |  | 100% | 65% |  | 100% | 65% |  | 100% | 90% |  | 100% | 90% |  | 100% | 90%
MERCED FALLS 1102482838 | 0.00063151 | 8.1054 | 1.7947 | 0 | 1.7947 | 0.0043669 | 0.025027 | 0.01534 | 0% | 99% | 0 | 0% | 99% | 0 | 0% | 99% | 0 | 0% | 99% | 0 | 0% | 62.85% | 0 | 0% | 62.85% | 0 | 0% | 62.85% | 0 | 0% | 62.85% | 0 | 0 | 0% | 2.484% | 0 | 0% | 2.484% | 0 | 0% | 2.484% | 0 | 100% | 0.2939% | 0.0052747 | 0% | 0.2939% | 0 | 0% | 0.2939% | 0 | 0% | 0.8114% | 0 | 95.81% | 0.8114% | 0.013952 | 0% | 0.8114% | 0 | 95.81% | 0.8271% | 0.014222 | 0% | 0.8271% | 0 | 0% | 0.8271% | 0 | 0% | 6.071% | 0 | 0% | 6.071% | 0 | 0% | 6.071% | 0 | 0% | 0.574% | 0 | 0% | 0.574% | 0 | 0% | 0.574% | 0 |  |  |  | 0% | 11.8% | 0 | 0% | 11.8% | 0 | 0% | 11.8% | 0 | 0% | 0.3576% | 0 | 0% | 0.3576% | 0 | 0% | 0.3576% | 0 | 0% | 100% | 0 | 0% | 100% | 0 | 0% | 100% | 0 | 0% | 100% | 0 |  |  | 0 |  |  | 0 |  |  | 0 | 100% | 65% |  | 100% | 65% |  | 100% | 65% |  | 100% | 65% |  | 100% | 90% |  | 100% | 90% |  | 100% | 90%
SANTA ROSA A 1104173590 | 0.0010029 | 4.626 | 0.78958 | 0.30805 | 1.0976 | 0.0090192 | 0.0084819 | 0.0022149 | 0% | 99% | 0 | 0% | 99% | 0 | 0% | 99% | 0 | 0% | 99% | 0 | 0% | 62.76% | 0 | 0% | 62.76% | 0 | 0% | 62.76% | 0 | 0% | 62.76% | 0 | 0.30805 | 0% | 2.676% | 0 | 0% | 2.676% | 0 | 0% | 2.676% | 0 | 0% | 0.282% | 0 | 0% | 0.282% | 0 | 0% | 0.282% | 0 | 0% | 0.6567% | 0 | 0% | 0.6567% | 0 | 0% | 0.6567% | 0 | 0% | 0.6728% | 0 | 0% | 0.6728% | 0 | 100% | 0.6728% | 0.0053125 | 45.95% | 4.884% | 0.01772 | 0% | 4.884% | 0 | 4.929% | 4.884% | 0.0019008 | 0% | 2.748% | 0 | 0% | 2.748% | 0 | 0% | 2.748% | 0 |  |  |  | 29.34% | 11.8% | 0.027339 | 0% | 11.8% | 0 | 0% | 11.8% | 0 | 55.56% | 0.3742% | 0.0016413 | 0% | 0.3742% | 0 | 0% | 0.3742% | 0 | 0% | 100% | 0 | 0% | 100% | 0 | 0% | 100% | 0 | 0% | 100% | 0 |  |  | 0 |  |  | 0 |  |  | 0 | 100% | 65% |  | 100% | 65% |  | 100% | 65% |  | 100% | 65% |  | 100% | 90% |  | 100% | 90% |  | 100% | 90%
REDBUD 110191960 | 0.0014883 | 8.6659 | 1.8029 | 1.4024 | 3.2053 | 0.011536 | 0.024407 | 0.0091639 | 0% | 99% | 0 | 0% | 99% | 0 | 0% | 99% | 0 | 0% | 99% | 0 | 0% | 61.36% | 0 | 0% | 61.36% | 0 | 0% | 61.36% | 0 | 0% | 61.36% | 0 | 1.4024 | 0% | 2.346% | 0 | 0% | 2.346% | 0 | 0% | 2.346% | 0 | 0% | 0.258% | 0 | 0% | 0.258% | 0 | 0% | 0.258% | 0 | 0% | 0.8054% | 0 | 59.23% | 0.8054% | 0.0086006 | 40.77% | 0.8054% | 0.0059202 | 86.4% | 0.7891% | 0.012293 | 13.6% | 0.7891% | 0.0019344 | 0% | 0.7891% | 0 | 3.433% | 5.943% | 0.0036788 | 24.96% | 5.943% | 0.026741 | 0% | 5.943% | 0 | 0% | 1.422% | 0 | 0% | 1.422% | 0 | 0% | 1.422% | 0 |  |  |  | 32.12% | 11.8% | 0.068329 | 0% | 11.8% | 0 | 0% | 11.8% | 0 | 0% | 0.3558% | 0 | 0% | 0.3558% | 0 | 0% | 0.3558% | 0 | 0% | 100% | 0 | 0% | 100% | 0 | 0% | 100% | 0 | 0% | 100% | 0 |  |  | 0 |  |  | 0 |  |  | 0 | 100% | 65% |  | 100% | 65% |  | 100% | 65% |  | 100% | 65% |  | 100% | 90% |  | 100% | 90% |  | 100% | 90%
PURISIMA 1101CB | 0.0011883 | 3.7103 | 1.177 | 0 | 1.177 | 0.0025959 | 0.021662 | 0.0052671 | 0% | 99% | 0 | 0% | 99% | 0 | 0% | 99% | 0 | 0% | 99% | 0 | 0% | 59.59% | 0 | 0% | 59.59% | 0 | 0% | 59.59% | 0 | 0% | 59.59% | 0 | 0 | 100% | 3.437% | 0.040457 | 0% | 3.437% | 0 | 0% | 3.437% | 0 | 0% | 0.384% | 0 | 0% | 0.384% | 0 | 0% | 0.384% | 0 | 0% | 1.114% | 0 | 0% | 1.114% | 0 | 23.41% | 1.114% | 0.0030708 | 0% | 1.161% | 0 | 23.41% | 1.161% | 0.0031996 | 63.81% | 1.161% | 0.0087203 | 12.46% | 8.43% | 0.012364 | 0% | 8.43% | 0 | 21.59% | 8.43% | 0.021426 | 0% | 0.5041% | 0 | 0% | 0.5041% | 0 | 0% | 0.5041% | 0 |  |  |  | 0% | 11.8% | 0 | 0% | 11.8% | 0 | 0% | 11.8% | 0 | 0% | 0.3594% | 0 | 0% | 0.3594% | 0 | 0% | 0.3594% | 0 | 0% | 100% | 0 | 0% | 100% | 0 | 0% | 100% | 0 | 0% | 100% | 0 |  |  | 0 |  |  | 0 |  |  | 0 | 100% | 65% |  | 100% | 65% |  | 100% | 65% |  | 100% | 65% |  | 100% | 90% |  | 100% | 90% |  | 100% | 90%
BASALT 1106267462 | 0.0001765 | 0.80909 | 0.29941 | 0.027573 | 0.32698 | 0.0021799 | 0.0040868 | 0.0012651 | 0% | 99% | 0 | 0% | 99% | 0 | 0% | 99% | 0 | 0% | 99% | 0 | 0% | 63.78% | 0 | 0% | 63.78% | 0 | 0% | 63.78% | 0 | 0% | 63.78% | 0 | 0.027573 | 0% | 3.616% | 0 | 0% | 3.616% | 0 | 0% | 3.616% | 0 | 0% | 0.3934% | 0 | 0% | 0.3934% | 0 | 0% | 0.3934% | 0 | 0% | 0.8149% | 0 | 0% | 0.8149% | 0 | 98.52% | 0.8149% | 0.0024039 | 0% | 0.8549% | 0 | 98.52% | 0.8549% | 0.0025219 | 0% | 0.8549% | 0 | 0% | 6.097% | 0 | 0% | 6.097% | 0 | 0% | 6.097% | 0 | 0% | 1.603% | 0 | 0% | 1.603% | 0 | 0% | 1.603% | 0 |  |  |  | 0% | 11.8% | 0 | 0.5526% | 11.8% | 0.00019523 | 0% | 11.8% | 0 | 0% | 0.3699% | 0 | 0% | 0.3699% | 0 | 0% | 0.3699% | 0 | 0% | 100% | 0 | 0% | 100% | 0 | 0% | 100% | 0 | 0% | 100% | 0 |  |  | 0 |  |  | 0 |  |  | 0 | 100% | 65% |  | 100% | 65% |  | 100% | 65% |  | 100% | 65% |  | 100% | 90% |  | 100% | 90% |  | 100% | 90%
HALF MOON BAY 1103389114 | 0.00098691 | 5.1248 | 0.92588 | 0 | 0.92588 | 0.0095578 | 0.011444 | 0.0023371 | 0% | 99% | 0 | 0% | 99% | 0 | 0% | 99% | 0 | 0% | 99% | 0 | 0% | 62.5% | 0 | 0% | 62.5% | 0 | 0% | 62.5% | 0 | 0% | 62.5% | 0 | 0 | 50% | 2.936% | 0.013594 | 0% | 2.936% | 0 | 0% | 2.936% | 0 | 0% | 0.3152% | 0 | 0% | 0.3152% | 0 | 0% | 0.3152% | 0 | 0% | 0.7419% | 0 | 85.16% | 0.7419% | 0.0058499 | 0% | 0.7419% | 0 | 85.16% | 0.7616% | 0.0060053 | 0% | 0.7616% | 0 | 14.84% | 0.7616% | 0.0010466 | 63.93% | 5.526% | 0.032711 | 0% | 5.526% | 0 | 24.03% | 5.526% | 0.012294 | 0% | 2.521% | 0 | 0% | 2.521% | 0 | 0% | 2.521% | 0 |  |  |  | 0% | 11.8% | 0 | 2.728% | 11.8% | 0.0029806 | 0% | 11.8% | 0 | 55.56% | 0.3698% | 0.0019022 | 0% | 0.3698% | 0 | 0% | 0.3698% | 0 | 0% | 100% | 0 | 0% | 100% | 0 | 0% | 100% | 0 | 0% | 100% | 0 |  |  | 0 |  |  | 0 |  |  | 0.0048039 | 100% | 65% |  | 100% | 65% |  | 100% | 65% |  | 100% | 65% |  | 100% | 90% |  | 100% | 90% |  | 100% | 90%
SARATOGA 1107167792 | 0.0029655 | 4.7512 | 2.6605 | 0.07605 | 2.7365 | 0.050089 | 0.014582 | 0.002474 | 0% | 99% | 0 | 0% | 99% | 0 | 0% | 99% | 0 | 0% | 99% | 0 | 0% | 62.33% | 0 | 0% | 62.33% | 0 | 0% | 62.33% | 0 | 0% | 62.33% | 0 | 0.07605 | 100% | 1.501% | 0.039947 | 0% | 1.501% | 0 | 0% | 1.501% | 0 | 0% | 0.1562% | 0 | 0% | 0.1562% | 0 | 0% | 0.1562% | 0 | 0% | 0.3346% | 0 | 19.63% | 0.3346% | 0.0017475 | 80.09% | 0.3346% | 0.0071298 | 19.63% | 0.3436% | 0.0017946 | 80.09% | 0.3436% | 0.007322 | 0% | 0.3436% | 0 | 59.95% | 2.484% | 0.039614 | 4.531% | 2.484% | 0.0029937 | 1.005% | 2.484% | 0.00066394 | 0% | 4.97% | 0 | 0% | 4.97% | 0 | 0% | 4.97% | 0 |  |  |  | 0% | 11.8% | 0 | 34.81% | 11.8% | 0.10929 | 0% | 11.8% | 0 | 0% | 0.3874% | 0 | 0% | 0.3874% | 0 | 0% | 0.3874% | 0 | 0% | 100% | 0 | 0% | 100% | 0 | 3.336% | 100% | 0.088767 | 0% | 100% | 0 |  |  | 0 |  |  | 0 |  |  | 0 | 100% | 65% |  | 100% | 65% |  | 100% | 65% |  | 100% | 65% |  | 100% | 90% |  | 100% | 90% |  | 100% | 90%
OTTER 1101CB | 0.0017743 | 6.7726 | 2.3196 | 0.11476 | 2.4344 | 0.0084368 | 0.046376 | 0.0038944 | 0% | 99% | 0 | 0% | 99% | 0 | 0% | 99% | 0 | 0% | 99% | 0 | 0% | 62.91% | 0 | 0% | 62.91% | 0 | 0% | 62.91% | 0 | 0% | 62.91% | 0 | 0.11476 | 0% | 5.498% | 0 | 0% | 5.498% | 0 | 0% | 5.498% | 0 | 0% | 0.5947% | 0 | 0% | 0.5947% | 0 | 0% | 0.5947% | 0 | 0% | 1.202% | 0 | 0% | 1.202% | 0 | 95.93% | 1.202% | 0.026739 | 0% | 1.288% | 0 | 95.93% | 1.288% | 0.028654 | 4.037% | 1.288% | 0.0012059 | 34.75% | 9.064% | 0.073063 | 14.3% | 9.064% | 0.030071 | 36.58% | 9.064% | 0.076916 | 0% | 0.9536% | 0 | 0% | 0.9536% | 0 | 0% | 0.9536% | 0 |  |  |  | 0% | 11.8% | 0 | 0% | 11.8% | 0 | 0% | 11.8% | 0 | 0% | 0.3658% | 0 | 0% | 0.3658% | 0 | 0% | 0.3658% | 0 | 0% | 100% | 0 | 0% | 100% | 0 | 0% | 100% | 0 | 0% | 100% | 0 |  |  | 0.00011219 |  |  | 0 |  |  | 0 | 100% | 65% |  | 100% | 65% |  | 100% | 65% |  | 100% | 65% |  | 100% | 90% |  | 100% | 90% |  | 100% | 90%
AUBERRY 1102R902 | 0.00051963 | 15.9882 | 1.5528 | 0.31257 | 1.8653 | 0.0094587 | 0.020638 | 0.0092188 | 0% | 99% | 0 | 0% | 99% | 0 | 0% | 99% | 0 | 0% | 99% | 0 | 0% | 61.46% | 0 | 0% | 61.46% | 0 | 0% | 61.46% | 0 | 0% | 61.46% | 0 | 0.31257 | 0% | 2.156% | 0 | 0% | 2.156% | 0 | 0% | 2.156% | 0 | 100% | 0.2391% | 0.0037119 | 0% | 0.2391% | 0 | 0% | 0.2391% | 0 | 0% | 0.7802% | 0 | 99.95% | 0.7802% | 0.012109 | 0% | 0.7802% | 0 | 99.95% | 0.7786% | 0.012085 | 0% | 0.7786% | 0 | 0% | 0.7786% | 0 | 0% | 5.809% | 0 | 0% | 5.809% | 0 | 0% | 5.809% | 0 | 0% | 1.417% | 0 | 0% | 1.417% | 0 | 0% | 1.417% | 0 |  |  |  | 35% | 11.8% | 0.064128 | 0% | 11.8% | 0 | 0% | 11.8% | 0 | 0% | 0.3601% | 0 | 0% | 0.3601% | 0 | 0% | 0.3601% | 0 | 0% | 100% | 0 | 0% | 100% | 0 | 0% | 100% | 0 | 0% | 100% | 0 |  |  | 0 |  |  | 0 |  |  | 0 | 100% | 65% |  | 100% | 65% |  | 100% | 65% |  | 100% | 65% |  | 100% | 90% |  | 100% | 90% |  | 100% | 90%
SOLEDAD 21027008 | 0.00033469 | 3.0155 | 2.7753 | 0 | 2.7753 | 0.0045155 | 0.048421 | 0.017629 | 0% | 99% | 0 | 0% | 99% | 0 | 0% | 99% | 0 | 0% | 99% | 0 | 0% | 62.7% | 0 | 0% | 62.7% | 0 | 0% | 62.7% | 0 | 0% | 62.7% | 0 | 0 | 0% | 4.374% | 0 | 0% | 4.374% | 0 | 0% | 4.374% | 0 | 0% | 0.4701% | 0 | 0% | 0.4701% | 0 | 0% | 0.4701% | 0 | 0% | 1.043% | 0 | 81.11% | 1.043% | 0.023473 | 2.472% | 1.043% | 0.00071533 | 1.547% | 1.091% | 0.00046843 | 2.472% | 1.091% | 0.00074866 | 95.76% | 1.091% | 0.029005 | 96.54% | 7.816% | 0.20943 | 0% | 7.816% | 0 | 0% | 7.816% | 0 | 0% | 0.4254% | 0 | 0% | 0.4254% | 0 | 0% | 0.4254% | 0 |  |  |  | 0% | 11.8% | 0 | 8.307% | 11.8% | 0.027206 | 0% | 11.8% | 0 | 0% | 0.3637% | 0 | 0% | 0.3637% | 0 | 0% | 0.3637% | 0 | 0% | 100% | 0 | 0% | 100% | 0 | 0% | 100% | 0 | 0% | 100% | 0 |  |  | 0 |  |  | 0 |  |  | 0 | 100% | 65% |  | 100% | 65% |  | 100% | 65% |  | 100% | 65% |  | 100% | 90% |  | 100% | 90% |  | 100% | 90%
CLAY 110334338 | 0.00029314 | 8.7554 | 0.91084 | 0 | 0.91084 | 0.0065887 | 0.010846 | 0.0057808 | 0% | 99% | 0 | 0% | 99% | 0 | 0% | 99% | 0 | 0% | 99% | 0 | 0% | 62.28% | 0 | 0% | 62.28% | 0 | 0% | 62.28% | 0 | 0% | 62.28% | 0 | 0 | 0% | 2.354% | 0 | 0% | 2.354% | 0 | 0% | 2.354% | 0 | 0% | 0.26% | 0 | 0% | 0.26% | 0 | 0% | 0.26% | 0 | 0% | 0.689% | 0 | 0% | 0.689% | 0 | 98.87% | 0.689% | 0.0062045 | 0% | 0.6872% | 0 | 98.87% | 0.6872% | 0.0061883 | 0% | 0.6872% | 0 | 0% | 5.096% | 0 | 0% | 5.096% | 0 | 0% | 5.096% | 0 | 0% | 1.684% | 0 | 0% | 1.684% | 0 | 0% | 1.684% | 0 |  |  |  | 0% | 11.8% | 0 | 33.17% | 11.8% | 0.035651 | 0% | 11.8% | 0 | 0% | 0.3635% | 0 | 0% | 0.3635% | 0 | 0% | 0.3635% | 0 | 0% | 100% | 0 | 0% | 100% | 0 | 0% | 100% | 0 | 0% | 100% | 0 |  |  | 0 |  |  | 0 |  |  | 0 | 100% | 65% |  | 100% | 65% |  | 100% | 65% |  | 100% | 65% |  | 100% | 90% |  | 100% | 90% |  | 100% | 90%
GEYSERVILLE 110137454 | 0.00062298 | 6.3766 | 2.204 | 0 | 2.204 | 0.02149 | 0.025149 | 0.0095583 | 0% | 99% | 0 | 0% | 99% | 0 | 0% | 99% | 0 | 0% | 99% | 0 | 0% | 62.76% | 0 | 0% | 62.76% | 0 | 0% | 62.76% | 0 | 0% | 62.76% | 0 | 0 | 50% | 2.367% | 0.026082 | 0% | 2.367% | 0 | 0% | 2.367% | 0 | 0% | 0.2692% | 0 | 0% | 0.2692% | 0 | 0% | 0.2692% | 0 | 0% | 0.6565% | 0 | 19.73% | 0.6565% | 0.0028553 | 74.74% | 0.6565% | 0.010814 | 19.73% | 0.6774% | 0.0029462 | 74.74% | 0.6774% | 0.011159 | 0% | 0.6774% | 0 | 77.71% | 4.909% | 0.084074 | 0% | 4.909% | 0 | 0% | 4.909% | 0 | 0% | 2.399% | 0 | 0% | 2.399% | 0 | 0% | 2.399% | 0 |  |  |  | 0% | 11.8% | 0 | 18.33% | 11.8% | 0.047676 | 0% | 11.8% | 0 | 0% | 0.3696% | 0 | 0% | 0.3696% | 0 | 0% | 0.3696% | 0 | 0% | 100% | 0 | 0% | 100% | 0 | 0% | 100% | 0 | 0% | 100% | 0 |  |  | 0.0052743 |  |  | 0 |  |  | 0 | 100% | 65% |  | 100% | 65% |  | 100% | 65% |  | 100% | 65% |  | 100% | 90% |  | 100% | 90% |  | 100% | 90%
HALF MOON BAY 1102350336 | 0.0010198 | 1.1326 | 0.39032 | 0 | 0.39032 | 0.0035268 | 0.0053915 | 0.0010989 | 0% | 99% | 0 | 0% | 99% | 0 | 0% | 99% | 0 | 0% | 99% | 0 | 0% | 63.43% | 0 | 0% | 63.43% | 0 | 0% | 63.43% | 0 | 0% | 63.43% | 0 | 0 | 0% | 3.714% | 0 | 0% | 3.714% | 0 | 0% | 3.714% | 0 | 0% | 0.3979% | 0 | 0% | 0.3979% | 0 | 0% | 0.3979% | 0 | 0% | 0.8204% | 0 | 0% | 0.8204% | 0 | 65.95% | 0.8204% | 0.0021118 | 0% | 0.8653% | 0 | 65.95% | 0.8653% | 0.0022275 | 28.71% | 0.8653% | 0.00096958 | 38.79% | 6.149% | 0.0093099 | 0% | 6.149% | 0 | 0% | 6.149% | 0 | 0% | 2.107% | 0 | 0% | 2.107% | 0 | 0% | 2.107% | 0 |  |  |  | 0% | 11.8% | 0 | 0% | 11.8% | 0 | 0% | 11.8% | 0 | 0% | 0.3732% | 0 | 0% | 0.3732% | 0 | 0% | 0.3732% | 0 | 0% | 100% | 0 | 0% | 100% | 0 | 0% | 100% | 0 | 0% | 100% | 0 |  |  | 0 |  |  | 0 |  |  | 0 | 100% | 65% |  | 100% | 65% |  | 100% | 65% |  | 100% | 65% |  | 100% | 90% |  | 100% | 90% |  | 100% | 90%
WHITMORE 11011598 | 0.00093567 | 34.0027 | 5.8858 | 4.2536 | 10.1394 | 0.081261 | 0.052355 | 0.017733 | 0% | 99% | 0 | 0% | 99% | 0 | 0% | 99% | 0 | 0% | 99% | 0 | 0% | 61.3% | 0 | 0% | 61.3% | 0 | 0% | 61.3% | 0 | 0% | 61.3% | 0 | 4.2536 | 60% | 1.845% | 0.065172 | 0% | 1.845% | 0 | 0% | 1.845% | 0 | 0% | 0.1954% | 0 | 0% | 0.1954% | 0 | 0% | 0.1954% | 0 | 0% | 0.5178% | 0 | 0% | 0.5178% | 0 | 99.5% | 0.5178% | 0.030326 | 0% | 0.5048% | 0 | 99.5% | 0.5048% | 0.029563 | 0.4996% | 0.5048% | 0.00014843 | 0.9618% | 3.795% | 0.0021482 | 0% | 3.795% | 0 | 0% | 3.795% | 0 | 0% | 3.454% | 0 | 0% | 3.454% | 0 | 0% | 3.454% | 0 |  |  |  | 35% | 11.8% | 0.24308 | 0% | 11.8% | 0 | 0% | 11.8% | 0 | 0% | 0.3716% | 0 | 0% | 0.3716% | 0 | 0% | 0.3716% | 0 | 0.1078% | 100% | 0.0063465 | 0.6366% | 100% | 0.037472 | 0% | 100% | 0 | 0% | 100% | 0 |  |  | 0.00022439 |  |  | 0 |  |  | 0 | 100% | 65% |  | 100% | 65% |  | 100% | 65% |  | 100% | 65% |  | 100% | 90% |  | 100% | 90% |  | 100% | 90%
MONTE RIO 111164758 | 0.0021232 | 12.7336 | 5.4387 | 0.14939 | 5.5881 | 0.10739 | 0.0272 | 0.0052899 | 0% | 99% | 0 | 0% | 99% | 0 | 0% | 99% | 0 | 0% | 99% | 0 | 0% | 62.5% | 0 | 0% | 62.5% | 0 | 0% | 62.5% | 0 | 0% | 62.5% | 0 | 0.14939 | 100% | 1.209% | 0.065743 | 0% | 1.209% | 0 | 0% | 1.209% | 0 | 0% | 0.1289% | 0 | 0% | 0.1289% | 0 | 0% | 0.1289% | 0 | 0% | 0.2968% | 0 | 0% | 0.2968% | 0 | 45.14% | 0.2968% | 0.0072856 | 0% | 0.3065% | 0 | 45.14% | 0.3065% | 0.0075232 | 54.86% | 0.3065% | 0.009144 | 74.25% | 2.213% | 0.089375 | 0% | 2.213% | 0 | 5.212% | 2.213% | 0.0062735 | 0% | 5.089% | 0 | 0% | 5.089% | 0 | 0% | 5.089% | 0 |  |  |  | 30.98% | 11.8% | 0.19884 | 0% | 11.8% | 0 | 0% | 11.8% | 0 | 0% | 0.3884% | 0 | 0% | 0.3884% | 0 | 0% | 0.3884% | 0 | 0% | 100% | 0 | 0% | 100% | 0 | 0% | 100% | 0 | 0% | 100% | 0 |  |  | 0 |  |  | 0 |  |  | 0.0049399 | 100% | 65% |  | 100% | 65% |  | 100% | 65% |  | 100% | 65% |  | 100% | 90% |  | 100% | 90% |  | 100% | 90%
CEDAR CREEK 11011362 | 0.0017134 | 0.015504 | 0.0087448 | 0 | 0.0087448 | 6.3265e-05 | 0.00011862 | 4.3372e-05 | 0% | 99% | 0 | 0% | 99% | 0 | 0% | 99% | 0 | 0% | 99% | 0 | 0% | 61.19% | 0 | 0% | 61.19% | 0 | 0% | 61.19% | 0 | 0% | 61.19% | 0 | 0 | 0% | 3.043% | 0 | 0% | 3.043% | 0 | 0% | 3.043% | 0 | 0% | 0.3188% | 0 | 0% | 0.3188% | 0 | 0% | 0.3188% | 0 | 0% | 0.7974% | 0 | 100% | 0.7974% | 6.9732e-05 | 0% | 0.7974% | 0 | 100% | 0.8015% | 7.0089e-05 | 0% | 0.8015% | 0 | 0% | 0.8015% | 0 | 0% | 5.903% | 0 | 0% | 5.903% | 0 | 0% | 5.903% | 0 | 0% | 1.497% | 0 | 0% | 1.497% | 0 | 0% | 1.497% | 0 |  |  |  | 0% | 11.8% | 0 | 0% | 11.8% | 0 | 0% | 11.8% | 0 | 0% | 0.3639% | 0 | 0% | 0.3639% | 0 | 0% | 0.3639% | 0 | 0% | 100% | 0 | 0% | 100% | 0 | 0% | 100% | 0 | 0% | 100% | 0 |  |  | 0 |  |  | 0 |  |  | 0 | 100% | 65% |  | 100% | 65% |  | 100% | 65% |  | 100% | 65% |  | 100% | 90% |  | 100% | 90% |  | 100% | 90%
AUBURN 11028611 | 0.0022814 | 2.8493 | 0.70576 | 0.18025 | 0.88601 | 0.0061578 | 0.0080794 | 0.0039737 | 0% | 99% | 0 | 0% | 99% | 0 | 0% | 99% | 0 | 0% | 99% | 0 | 0% | 63.76% | 0 | 0% | 63.76% | 0 | 0% | 63.76% | 0 | 0% | 63.76% | 0 | 0.18025 | 0% | 2.201% | 0 | 0% | 2.201% | 0 | 0% | 2.201% | 0 | 0% | 0.2465% | 0 | 0% | 0.2465% | 0 | 0% | 0.2465% | 0 | 0% | 0.6677% | 0 | 82.86% | 0.6677% | 0.0039047 | 15.74% | 0.6677% | 0.00074165 | 82.86% | 0.6947% | 0.0040624 | 15.78% | 0.6947% | 0.0007736 | 0% | 0.6947% | 0 | 0.1812% | 5.024% | 6.4259e-05 | 13.61% | 5.024% | 0.0048248 | 0% | 5.024% | 0 | 0% | 1.916% | 0 | 0% | 1.916% | 0 | 0% | 1.916% | 0 |  |  |  | 0% | 11.8% | 0 | 0% | 11.8% | 0 | 0% | 11.8% | 0 | 0% | 0.3732% | 0 | 0% | 0.3732% | 0 | 0% | 0.3732% | 0 | 0% | 100% | 0 | 0% | 100% | 0 | 0% | 100% | 0 | 0% | 100% | 0 |  |  | 0 |  |  | 0 |  |  | 0 | 100% | 65% |  | 100% | 65% |  | 100% | 65% |  | 100% | 65% |  | 100% | 90% |  | 100% | 90% |  | 100% | 90%
GEYSERVILLE 1101711966 | 0.00097411 | 3.6141 | 2.5137 | 0 | 2.5137 | 0.020552 | 0.032045 | 0.012692 | 0% | 99% | 0 | 0% | 99% | 0 | 0% | 99% | 0 | 0% | 99% | 0 | 0% | 63.59% | 0 | 0% | 63.59% | 0 | 0% | 63.59% | 0 | 0% | 63.59% | 0 | 0 | 100% | 2.858% | 0.071833 | 0% | 2.858% | 0 | 0% | 2.858% | 0 | 0% | 0.322% | 0 | 0% | 0.322% | 0 | 0% | 0.322% | 0 | 0% | 0.7254% | 0 | 43.32% | 0.7254% | 0.0078986 | 55.49% | 0.7254% | 0.010117 | 43.32% | 0.7593% | 0.0082684 | 56.21% | 0.7593% | 0.01073 | 0.4622% | 0.7593% | 8.8215e-05 | 0% | 5.44% | 0 | 0% | 5.44% | 0 | 0% | 5.44% | 0 | 0% | 1.71% | 0 | 0% | 1.71% | 0 | 0% | 1.71% | 0 |  |  |  | 9.868% | 11.8% | 0.02927 | 0% | 11.8% | 0 | 0% | 11.8% | 0 | 0% | 0.37% | 0 | 0% | 0.37% | 0 | 0% | 0.37% | 0 | 0% | 100% | 0 | 0% | 100% | 0 | 0% | 100% | 0 | 0% | 100% | 0 |  |  | 0 |  |  | 0 |  |  | 0 | 100% | 65% |  | 100% | 65% |  | 100% | 65% |  | 100% | 65% |  | 100% | 90% |  | 100% | 90% |  | 100% | 90%
CORRAL 110236666 | 0.00056378 | 17.8793 | 2.0898 | 0 | 2.0898 | 0.015029 | 0.02488 | 0.014397 | 0% | 99% | 0 | 0% | 99% | 0 | 0% | 99% | 0 | 0% | 99% | 0 | 0% | 63.21% | 0 | 0% | 63.21% | 0 | 0% | 63.21% | 0 | 0% | 63.21% | 0 | 0 | 40% | 2.29% | 0.019146 | 0% | 2.29% | 0 | 0% | 2.29% | 0 | 100% | 0.2447% | 0.0051146 | 0% | 0.2447% | 0 | 0% | 0.2447% | 0 | 0% | 0.691% | 0 | 34.5% | 0.691% | 0.0049824 | 65.32% | 0.691% | 0.0094322 | 34.5% | 0.6969% | 0.0050247 | 65.32% | 0.6969% | 0.0095124 | 0.1799% | 0.6969% | 2.6198e-05 | 7.723% | 5.136% | 0.0082896 | 0% | 5.136% | 0 | 0% | 5.136% | 0 | 0% | 1.52% | 0 | 0% | 1.52% | 0 | 0% | 1.52% | 0 |  |  |  | 0% | 11.8% | 0 | 0% | 11.8% | 0 | 0% | 11.8% | 0 | 0% | 0.3682% | 0 | 0% | 0.3682% | 0 | 0% | 0.3682% | 0 | 0% | 100% | 0 | 0% | 100% | 0 | 0% | 100% | 0 | 0% | 100% | 0 |  |  | 0.00032627 |  |  | 0 |  |  | 0 | 100% | 65% |  | 100% | 65% |  | 100% | 65% |  | 100% | 65% |  | 100% | 90% |  | 100% | 90% |  | 100% | 90%
SANTA ROSA A 1111758024 | 0.00076926 | 4.4406 | 1.0612 | 0.075367 | 1.1366 | 0.010407 | 0.013825 | 0.0034275 | 0% | 99% | 0 | 0% | 99% | 0 | 0% | 99% | 0 | 0% | 99% | 0 | 0% | 62.6% | 0 | 0% | 62.6% | 0 | 0% | 62.6% | 0 | 0% | 62.6% | 0 | 0.075367 | 85.71% | 3.094% | 0.028139 | 0% | 3.094% | 0 | 0% | 3.094% | 0 | 0% | 0.3285% | 0 | 0% | 0.3285% | 0 | 0% | 0.3285% | 0 | 0% | 0.7576% | 0 | 85.81% | 0.7576% | 0.0068992 | 0% | 0.7576% | 0 | 85.81% | 0.7766% | 0.0070719 | 0% | 0.7766% | 0 | 14.09% | 0.7766% | 0.0011611 | 5.152% | 5.635% | 0.0030809 | 0% | 5.635% | 0 | 0% | 5.635% | 0 | 0% | 2.341% | 0 | 0% | 2.341% | 0 | 0% | 2.341% | 0 |  |  |  | 17.28% | 11.8% | 0.021634 | 0% | 11.8% | 0 | 0% | 11.8% | 0 | 55.56% | 0.3694% | 0.0021779 | 0% | 0.3694% | 0 | 0% | 0.3694% | 0 | 0% | 100% | 0 | 0% | 100% | 0 | 0% | 100% | 0 | 0% | 100% | 0 |  |  | 0 |  |  | 0 |  |  | 0 | 100% | 65% |  | 100% | 65% |  | 100% | 65% |  | 100% | 65% |  | 100% | 90% |  | 100% | 90% |  | 100% | 90%
LOS OSITOS 2103220608 | 0.00019771 | 0.97496 | 0.1681 | 0 | 0.1681 | 0.00018406 | 0.0032187 | 0.00098076 | 0% | 99% | 0 | 0% | 99% | 0 | 0% | 99% | 0 | 0% | 99% | 0 | 0% | 61.79% | 0 | 0% | 61.79% | 0 | 0% | 61.79% | 0 | 0% | 61.79% | 0 | 0 | 0% | 4.238% | 0 | 0% | 4.238% | 0 | 0% | 4.238% | 0 | 0% | 0.4509% | 0 | 0% | 0.4509% | 0 | 0% | 0.4509% | 0 | 0% | 1.124% | 0 | 0% | 1.124% | 0 | 73.85% | 1.124% | 0.0013956 | 0% | 1.152% | 0 | 96.79% | 1.152% | 0.0018743 | 3.206% | 1.152% | 6.2084e-05 | 71.46% | 8.385% | 0.010073 | 0% | 8.385% | 0 | 0% | 8.385% | 0 | 0% | 0.3173% | 0 | 0% | 0.3173% | 0 | 0% | 0.3173% | 0 |  |  |  | 0% | 11.8% | 0 | 0% | 11.8% | 0 | 0% | 11.8% | 0 | 55.56% | 0.3563% | 0.00033274 | 0% | 0.3563% | 0 | 0% | 0.3563% | 0 | 0% | 100% | 0 | 0% | 100% | 0 | 0% | 100% | 0 | 0% | 100% | 0 |  |  | 0 |  |  | 0 |  |  | 0 | 100% | 65% |  | 100% | 65% |  | 100% | 65% |  | 100% | 65% |  | 100% | 90% |  | 100% | 90% |  | 100% | 90%
EL DORADO PH 2102771208 | 0.0032559 | 4.7392 | 2.275 | 1.6363 | 3.9114 | 0.028146 | 0.024266 | 0.0069301 | 0% | 99% | 0 | 0% | 99% | 0 | 0% | 99% | 0 | 0% | 99% | 0 | 0% | 62.9% | 0 | 0% | 62.9% | 0 | 0% | 62.9% | 0 | 0% | 62.9% | 0 | 1.6363 | 0% | 2.302% | 0 | 0% | 2.302% | 0 | 0% | 2.302% | 0 | 0% | 0.2617% | 0 | 0% | 0.2617% | 0 | 0% | 0.2617% | 0 | 0% | 0.6089% | 0 | 0% | 0.6089% | 0 | 0% | 0.6089% | 0 | 0% | 0.6484% | 0 | 0% | 0.6484% | 0 | 100% | 0.6484% | 0.01475 | 0% | 4.607% | 0 | 11.89% | 4.607% | 0.012459 | 0% | 4.607% | 0 | 0% | 2.613% | 0 | 0% | 2.613% | 0 | 0% | 2.613% | 0 |  |  |  | 35% | 11.8% | 0.093959 | 0% | 11.8% | 0 | 0% | 11.8% | 0 | 0% | 0.3777% | 0 | 0% | 0.3777% | 0 | 0% | 0.3777% | 0 | 0% | 100% | 0 | 0% | 100% | 0 | 0% | 100% | 0 | 0% | 100% | 0 |  |  | 0 |  |  | 0 |  |  | 0 | 100% | 65% |  | 100% | 65% |  | 100% | 65% |  | 100% | 65% |  | 100% | 90% |  | 100% | 90% |  | 100% | 90%
PEORIA 17013186 | 0.0012542 | 12.0814 | 2.1763 | 0.44937 | 2.6256 | 0.019486 | 0.024927 | 0.012505 | 0% | 99% | 0 | 0% | 99% | 0 | 0% | 99% | 0 | 0% | 99% | 0 | 0% | 62.16% | 0 | 0% | 62.16% | 0 | 0% | 62.16% | 0 | 0% | 62.16% | 0 | 0.44937 | 0% | 1.822% | 0 | 0% | 1.822% | 0 | 0% | 1.822% | 0 | 0% | 0.202% | 0 | 0% | 0.202% | 0 | 0% | 0.202% | 0 | 0% | 0.6534% | 0 | 27.65% | 0.6534% | 0.0039318 | 38.22% | 0.6534% | 0.0054352 | 27.65% | 0.6546% | 0.0039386 | 38.22% | 0.6546% | 0.0054447 | 33.93% | 0.6546% | 0.0048331 | 5.192% | 4.862% | 0.0054936 | 0% | 4.862% | 0 | 0% | 4.862% | 0 | 0% | 2.1% | 0 | 0% | 2.1% | 0 | 0% | 2.1% | 0 |  |  |  | 17.18% | 11.8% | 0.044113 | 0% | 11.8% | 0 | 0% | 11.8% | 0 | 55.56% | 0.3668% | 0.0044343 | 0% | 0.3668% | 0 | 0% | 0.3668% | 0 | 0% | 100% | 0 | 0% | 100% | 0 | 0% | 100% | 0 | 0% | 100% | 0 |  |  | 7.772e-05 |  |  | 0 |  |  | 0 | 100% | 65% |  | 100% | 65% |  | 100% | 65% |  | 100% | 65% |  | 100% | 90% |  | 100% | 90% |  | 100% | 90%
JAMESON 1103118944 | 0.00074554 | 2.2965 | 0.56585 | 0.038603 | 0.60445 | 0.0056076 | 0.0067179 | 0.0025531 | 0% | 99% | 0 | 0% | 99% | 0 | 0% | 99% | 0 | 0% | 99% | 0 | 0% | 62.77% | 0 | 0% | 62.77% | 0 | 0% | 62.77% | 0 | 0% | 62.77% | 0 | 0.038603 | 0% | 2.706% | 0 | 0% | 2.706% | 0 | 0% | 2.706% | 0 | 0% | 0.2834% | 0 | 0% | 0.2834% | 0 | 0% | 0.2834% | 0 | 0% | 0.6831% | 0 | 2.247% | 0.6831% | 8.6841e-05 | 97.72% | 0.6831% | 0.0037776 | 2.247% | 0.6811% | 8.6583e-05 | 97.72% | 0.6811% | 0.0037664 | 0% | 0.6811% | 0 | 0% | 5.033% | 0 | 0% | 5.033% | 0 | 0% | 5.033% | 0 | 0% | 1.917% | 0 | 0% | 1.917% | 0 | 0% | 1.917% | 0 |  |  |  | 0% | 11.8% | 0 | 15.18% | 11.8% | 0.010137 | 0% | 11.8% | 0 | 0% | 0.3677% | 0 | 0% | 0.3677% | 0 | 0% | 0.3677% | 0 | 0% | 100% | 0 | 0% | 100% | 0 | 0% | 100% | 0 | 0% | 100% | 0 |  |  | 0 |  |  | 0 |  |  | 0 | 100% | 65% |  | 100% | 65% |  | 100% | 65% |  | 100% | 65% |  | 100% | 90% |  | 100% | 90% |  | 100% | 90%
GANSNER 110137550 | 0.0012388 | 0.26926 | 0.52525 | 0 | 0.52525 | 0.0030633 | 0.0081711 | 0.0026071 | 0% | 99% | 0 | 0% | 99% | 0 | 0% | 99% | 0 | 0% | 99% | 0 | 0% | 61.97% | 0 | 0% | 61.97% | 0 | 0% | 61.97% | 0 | 0% | 61.97% | 0 | 0 | 0% | 2.951% | 0 | 0% | 2.951% | 0 | 0% | 2.951% | 0 | 0% | 0.3402% | 0 | 0% | 0.3402% | 0 | 0% | 0.3402% | 0 | 0% | 0.864% | 0 | 6.222% | 0.864% | 0.00028236 | 0% | 0.864% | 0 | 0% | 0.8894% | 0 | 0% | 0.8894% | 0 | 75.16% | 0.8894% | 0.0035114 | 0% | 6.462% | 0 | 0% | 6.462% | 0 | 0% | 6.462% | 0 | 0% | 1.214% | 0 | 0% | 1.214% | 0 | 0% | 1.214% | 0 |  |  |  | 0% | 11.8% | 0 | 0% | 11.8% | 0 | 0% | 11.8% | 0 | 55.56% | 0.3591% | 0.0010478 | 0% | 0.3591% | 0 | 0% | 0.3591% | 0 | 0% | 100% | 0 | 0% | 100% | 0 | 0% | 100% | 0 | 0% | 100% | 0 |  |  | 0 |  |  | 0 |  |  | 0 | 100% | 65% |  | 100% | 65% |  | 100% | 65% |  | 100% | 65% |  | 100% | 90% |  | 100% | 90% |  | 100% | 90%
SANTA ROSA A 1104220 | 0.0010697 | 8.0509 | 1.7579 | 0.38652 | 2.1445 | 0.019838 | 0.020991 | 0.0056316 | 0% | 99% | 0 | 0% | 99% | 0 | 0% | 99% | 0 | 0% | 99% | 0 | 0% | 62.53% | 0 | 0% | 62.53% | 0 | 0% | 62.53% | 0 | 0% | 62.53% | 0 | 0.38652 | 94.44% | 2.72% | 0.045165 | 0% | 2.72% | 0 | 0% | 2.72% | 0 | 0% | 0.2913% | 0 | 0% | 0.2913% | 0 | 0% | 0.2913% | 0 | 0% | 0.6842% | 0 | 8.316% | 0.6842% | 0.0010001 | 43.02% | 0.6842% | 0.0051742 | 8.316% | 0.7037% | 0.0010288 | 43.02% | 0.7037% | 0.0053223 | 48.66% | 0.7037% | 0.0060203 | 32.92% | 5.102% | 0.029523 | 9.635% | 5.102% | 0.0086408 | 0% | 5.102% | 0 | 0% | 2.537% | 0 | 0% | 2.537% | 0 | 0% | 2.537% | 0 |  |  |  | 29.34% | 11.8% | 0.060869 | 0% | 11.8% | 0 | 0% | 11.8% | 0 | 55.56% | 0.3727% | 0.0036404 | 0% | 0.3727% | 0 | 0% | 0.3727% | 0 | 0% | 100% | 0 | 0% | 100% | 0 | 0% | 100% | 0 | 0% | 100% | 0 |  |  | 0 |  |  | 0 |  |  | 0 | 100% | 65% |  | 100% | 65% |  | 100% | 65% |  | 100% | 65% |  | 100% | 90% |  | 100% | 90% |  | 100% | 90%
WOODACRE 1102CB | 0.0028255 | 17.8576 | 6.423 | 1.1349 | 7.5579 | 0.096748 | 0.059807 | 0.013286 | 0% | 99% | 0 | 0% | 99% | 0 | 0% | 99% | 0 | 0% | 99% | 0 | 0% | 63.14% | 0 | 0% | 63.14% | 0 | 0% | 63.14% | 0 | 0% | 63.14% | 0 | 1.1349 | 66.67% | 1.958% | 0.083839 | 0% | 1.958% | 0 | 0% | 1.958% | 0 | 0% | 0.219% | 0 | 0% | 0.219% | 0 | 0% | 0.219% | 0 | 0% | 0.5229% | 0 | 1.357% | 0.5229% | 0.0004557 | 34.69% | 0.5229% | 0.011651 | 1.357% | 0.5402% | 0.00047079 | 34.69% | 0.5402% | 0.012037 | 62.9% | 0.5402% | 0.021827 | 78.29% | 3.908% | 0.19651 | 0.2366% | 3.908% | 0.0005939 | 3.344% | 3.908% | 0.0083937 | 0% | 3.105% | 0 | 0% | 3.105% | 0 | 0% | 3.105% | 0 |  |  |  | 0% | 11.8% | 0 | 0% | 11.8% | 0 | 0% | 11.8% | 0 | 0% | 0.3771% | 0 | 0% | 0.3771% | 0 | 0% | 0.3771% | 0 | 0% | 100% | 0 | 0% | 100% | 0 | 0% | 100% | 0 | 0% | 100% | 0 |  |  | 0.0028118 |  |  | 0 |  |  | 0.0020633 | 100% | 65% |  | 100% | 65% |  | 100% | 65% |  | 100% | 65% |  | 100% | 90% |  | 100% | 90% |  | 100% | 90%
HIGGINS 11077559 | 0.00068722 | 4.9665 | 0.63762 | 0.080112 | 0.71773 | 0.0093212 | 0.0055152 | 0.0020647 | 0% | 99% | 0 | 0% | 99% | 0 | 0% | 99% | 0 | 0% | 99% | 0 | 0% | 60.95% | 0 | 0% | 60.95% | 0 | 0% | 60.95% | 0 | 0% | 60.95% | 0 | 0.080112 | 50% | 1.498% | 0.0047756 | 0% | 1.498% | 0 | 0% | 1.498% | 0 | 0% | 0.1447% | 0 | 0% | 0.1447% | 0 | 0% | 0.1447% | 0 | 0% | 0.4992% | 0 | 63.42% | 0.4992% | 0.0020186 | 13.98% | 0.4992% | 0.00044487 | 63.42% | 0.4649% | 0.00188 | 13.98% | 0.4649% | 0.00041432 | 20.55% | 0.4649% | 0.00060902 | 0% | 3.616% | 0 | 0% | 3.616% | 0 | 0% | 3.616% | 0 | 0% | 3.876% | 0 | 0% | 3.876% | 0 | 0% | 3.876% | 0 |  |  |  | 0% | 11.8% | 0 | 34.22% | 11.8% | 0.025746 | 0% | 11.8% | 0 | 0% | 0.3701% | 0 | 0% | 0.3701% | 0 | 0% | 0.3701% | 0 | 0% | 100% | 0 | 0% | 100% | 0 | 0% | 100% | 0 | 0% | 100% | 0 |  |  | 0 |  |  | 0 |  |  | 0 | 100% | 65% |  | 100% | 65% |  | 100% | 65% |  | 100% | 65% |  | 100% | 90% |  | 100% | 90% |  | 100% | 90%
COARSEGOLD 210410400 | 0.00070098 | 45.0978 | 5.8876 | 1.554 | 7.4416 | 0.03966 | 0.074163 | 0.042237 | 0% | 99% | 0 | 0% | 99% | 0 | 0% | 99% | 0 | 0% | 99% | 0 | 0% | 63.54% | 0 | 0% | 63.54% | 0 | 0% | 63.54% | 0 | 0% | 63.54% | 0 | 1.554 | 66.67% | 2.16% | 0.08478 | 0% | 2.16% | 0 | 0% | 2.16% | 0 | 0% | 0.241% | 0 | 0% | 0.241% | 0 | 0% | 0.241% | 0 | 0% | 0.7034% | 0 | 5.705% | 0.7034% | 0.0023625 | 16.28% | 0.7034% | 0.0067417 | 5.705% | 0.7088% | 0.0023806 | 16.28% | 0.7088% | 0.0067933 | 73.66% | 0.7088% | 0.030739 | 10.54% | 5.234% | 0.032487 | 0% | 5.234% | 0 | 0% | 5.234% | 0 | 0% | 1.439% | 0 | 0% | 1.439% | 0 | 0% | 1.439% | 0 |  |  |  | 0% | 11.8% | 0 | 0% | 11.8% | 0 | 0% | 11.8% | 0 | 0% | 0.3641% | 0 | 0% | 0.3641% | 0 | 0% | 0.3641% | 0 | 0% | 100% | 0 | 0% | 100% | 0 | 0% | 100% | 0 | 0% | 100% | 0 |  |  | 0.00018314 |  |  | 0 |  |  | 0 | 100% | 65% |  | 100% | 65% |  | 100% | 65% |  | 100% | 65% |  | 100% | 90% |  | 100% | 90% |  | 100% | 90%
NORTH BRANCH 110113496 | 0.0011506 | 1.5159 | 0.95354 | 0 | 0.95354 | 0.0042855 | 0.013196 | 0.0078099 | 0% | 99% | 0 | 0% | 99% | 0 | 0% | 99% | 0 | 0% | 99% | 0 | 0% | 62.9% | 0 | 0% | 62.9% | 0 | 0% | 62.9% | 0 | 0% | 62.9% | 0 | 0 | 0% | 2.444% | 0 | 0% | 2.444% | 0 | 0% | 2.444% | 0 | 0% | 0.2748% | 0 | 0% | 0.2748% | 0 | 0% | 0.2748% | 0 | 0% | 0.7797% | 0 | 0% | 0.7797% | 0 | 11.54% | 0.7797% | 0.00085821 | 0% | 0.7988% | 0 | 11.54% | 0.7988% | 0.00087922 | 27.49% | 0.7988% | 0.0020942 | 0% | 5.843% | 0 | 0% | 5.843% | 0 | 0% | 5.843% | 0 | 0% | 0.8813% | 0 | 0% | 0.8813% | 0 | 0% | 0.8813% | 0 |  |  |  | 0% | 11.8% | 0 | 0% | 11.8% | 0 | 0% | 11.8% | 0 | 0% | 0.3652% | 0 | 0% | 0.3652% | 0 | 0% | 0.3652% | 0 | 0% | 100% | 0 | 0% | 100% | 0 | 0% | 100% | 0 | 0% | 100% | 0 |  |  | 0 |  |  | 0 |  |  | 0 | 100% | 65% |  | 100% | 65% |  | 100% | 65% |  | 100% | 65% |  | 100% | 90% |  | 100% | 90% |  | 100% | 90%
GARBERVILLE 11011604 | 0.00054943 | 4.6096 | 2.0022 | 0.1229 | 2.1251 | 0.02679 | 0.020988 | 0.0054156 | 0% | 99% | 0 | 0% | 99% | 0 | 0% | 99% | 0 | 0% | 99% | 0 | 0% | 62.23% | 0 | 0% | 62.23% | 0 | 0% | 62.23% | 0 | 0% | 62.23% | 0 | 0.1229 | 0% | 2.375% | 0 | 0% | 2.375% | 0 | 0% | 2.375% | 0 | 100% | 0.2527% | 0.0050589 | 0% | 0.2527% | 0 | 0% | 0.2527% | 0 | 0% | 0.598% | 0 | 5.579% | 0.598% | 0.00066796 | 94.21% | 0.598% | 0.01128 | 5.579% | 0.615% | 0.00068698 | 94.21% | 0.615% | 0.011601 | 0% | 0.615% | 0 | 6.68% | 4.458% | 0.0059622 | 10.75% | 4.458% | 0.0095954 | 0% | 4.458% | 0 | 0% | 3.32% | 0 | 0% | 3.32% | 0 | 0% | 3.32% | 0 |  |  |  | 0% | 11.8% | 0 | 0% | 11.8% | 0 | 0% | 11.8% | 0 | 0% | 0.3761% | 0 | 0% | 0.3761% | 0 | 0% | 0.3761% | 0 | 0% | 100% | 0 | 0% | 100% | 0 | 0% | 100% | 0 | 0% | 100% | 0 |  |  | 0 |  |  | 0 |  |  | 0 | 100% | 65% |  | 100% | 65% |  | 100% | 65% |  | 100% | 65% |  | 100% | 90% |  | 100% | 90% |  | 100% | 90%
LAYTONVILLE 1102538750 | 0.0007977 | 9.6645 | 1.1364 | 0 | 1.1364 | 0.018889 | 0.0088102 | 0.0025041 | 0% | 99% | 0 | 0% | 99% | 0 | 0% | 99% | 0 | 0% | 99% | 0 | 0% | 61.28% | 0 | 0% | 61.28% | 0 | 0% | 61.28% | 0 | 0% | 61.28% | 0 | 0 | 0% | 1.632% | 0 | 0% | 1.632% | 0 | 0% | 1.632% | 0 | 0% | 0.1691% | 0 | 0% | 0.1691% | 0 | 0% | 0.1691% | 0 | 0% | 0.4418% | 0 | 22.37% | 0.4418% | 0.0011233 | 77.63% | 0.4418% | 0.0038972 | 22.37% | 0.4305% | 0.0010946 | 77.63% | 0.4305% | 0.0037976 | 0% | 0.4305% | 0 | 0% | 3.235% | 0 | 0% | 3.235% | 0 | 0% | 3.235% | 0 | 0% | 4.336% | 0 | 0% | 4.336% | 0 | 0% | 4.336% | 0 |  |  |  | 26.22% | 11.8% | 0.035164 | 0% | 11.8% | 0 | 0% | 11.8% | 0 | 55.56% | 0.3769% | 0.0023798 | 0% | 0.3769% | 0 | 0% | 0.3769% | 0 | 0% | 100% | 0 | 0% | 100% | 0 | 0% | 100% | 0 | 0% | 100% | 0 |  |  | 0 |  |  | 0 |  |  | 0 | 100% | 65% |  | 100% | 65% |  | 100% | 65% |  | 100% | 65% |  | 100% | 90% |  | 100% | 90% |  | 100% | 90%
WILLOW CREEK 1103CB | 0.0017755 | 3.1014 | 0.70198 | 0.086712 | 0.7887 | 0.0083278 | 0.0076854 | 0.002671 | 0% | 99% | 0 | 0% | 99% | 0 | 0% | 99% | 0 | 0% | 99% | 0 | 0% | 61.09% | 0 | 0% | 61.09% | 0 | 0% | 61.09% | 0 | 0% | 61.09% | 0 | 0.086712 | 33.33% | 2.129% | 0.0049828 | 0% | 2.129% | 0 | 0% | 2.129% | 0 | 0% | 0.2421% | 0 | 0% | 0.2421% | 0 | 0% | 0.2421% | 0 | 0% | 0.606% | 0 | 62.5% | 0.606% | 0.0026586 | 0% | 0.606% | 0 | 62.5% | 0.6233% | 0.0027346 | 0% | 0.6233% | 0 | 37.5% | 0.6233% | 0.0016408 | 37.35% | 4.528% | 0.011873 | 0% | 4.528% | 0 | 15.96% | 4.528% | 0.0050739 | 0% | 3.404% | 0 | 0% | 3.404% | 0 | 0% | 3.404% | 0 |  |  |  | 0% | 11.8% | 0 | 0% | 11.8% | 0 | 0% | 11.8% | 0 | 0% | 0.3715% | 0 | 0% | 0.3715% | 0 | 0% | 0.3715% | 0 | 0% | 100% | 0 | 0% | 100% | 0 | 0% | 100% | 0 | 0% | 100% | 0 |  |  | 0 |  |  | 0 |  |  | 0.0014282 | 100% | 65% |  | 100% | 65% |  | 100% | 65% |  | 100% | 65% |  | 100% | 90% |  | 100% | 90% |  | 100% | 90%
PEORIA 170411232 | 0.00067537 | 13.8006 | 2.1238 | 0 | 2.1238 | 0.0094497 | 0.026084 | 0.021321 | 0% | 99% | 0 | 0% | 99% | 0 | 0% | 99% | 0 | 0% | 99% | 0 | 0% | 64.38% | 0 | 0% | 64.38% | 0 | 0% | 64.38% | 0 | 0% | 64.38% | 0 | 0 | 100% | 1.863% | 0.039576 | 0% | 1.863% | 0 | 0% | 1.863% | 0 | 0% | 0.2202% | 0 | 0% | 0.2202% | 0 | 0% | 0.2202% | 0 | 0% | 0.6717% | 0 | 64.15% | 0.6717% | 0.0091512 | 29.86% | 0.6717% | 0.0042592 | 64.15% | 0.6882% | 0.0093767 | 33.61% | 0.6882% | 0.0049122 | 0% | 0.6882% | 0 | 74.99% | 5.037% | 0.080231 | 0% | 5.037% | 0 | 0% | 5.037% | 0 | 0% | 0.9867% | 0 | 0% | 0.9867% | 0 | 0% | 0.9867% | 0 |  |  |  | 21.3% | 11.8% | 0.053369 | 0% | 11.8% | 0 | 0% | 11.8% | 0 | 0% | 0.3658% | 0 | 0% | 0.3658% | 0 | 0% | 0.3658% | 0 | 0% | 100% | 0 | 0% | 100% | 0 | 0% | 100% | 0 | 0% | 100% | 0 |  |  | 0 |  |  | 0 |  |  | 0 | 100% | 65% |  | 100% | 65% |  | 100% | 65% |  | 100% | 65% |  | 100% | 90% |  | 100% | 90% |  | 100% | 90%
NARROWS 21011202 | 0.00049399 | 46.0258 | 4.2716 | 2.3771 | 6.6487 | 0.037949 | 0.05338 | 0.023225 | 0% | 99% | 0 | 0% | 99% | 0 | 0% | 99% | 0 | 0% | 99% | 0 | 0% | 62.16% | 0 | 0% | 62.16% | 0 | 0% | 62.16% | 0 | 0% | 62.16% | 0 | 2.3771 | 100% | 2.311% | 0.09872 | 0% | 2.311% | 0 | 0% | 2.311% | 0 | 100% | 0.2481% | 0.010598 | 0% | 0.2481% | 0 | 0% | 0.2481% | 0 | 0% | 0.6954% | 0 | 40.38% | 0.6954% | 0.011995 | 17.93% | 0.6954% | 0.0053245 | 40.38% | 0.6926% | 0.011947 | 17.93% | 0.6926% | 0.0053034 | 41.69% | 0.6926% | 0.012335 | 0% | 5.146% | 0 | 0% | 5.146% | 0 | 0% | 5.146% | 0 | 0% | 2.032% | 0 | 0% | 2.032% | 0 | 0% | 2.032% | 0 |  |  |  | 34.99% | 11.8% | 0.17635 | 0% | 11.8% | 0 | 0% | 11.8% | 0 | 0% | 0.3649% | 0 | 0% | 0.3649% | 0 | 0% | 0.3649% | 0 | 0% | 100% | 0 | 0.1247% | 100% | 0.0053275 | 0% | 100% | 0 | 0% | 100% | 0 |  |  | 0.0001282 |  |  | 0 |  |  | 0 | 100% | 65% |  | 100% | 65% |  | 100% | 65% |  | 100% | 65% |  | 100% | 90% |  | 100% | 90% |  | 100% | 90%
LOS GATOS 1101950286 | 0.002339 | 1.8942 | 0.43955 | 0.14454 | 0.58408 | 0.0046384 | 0.0050336 | 0.0021831 | 0% | 99% | 0 | 0% | 99% | 0 | 0% | 99% | 0 | 0% | 99% | 0 | 0% | 64.08% | 0 | 0% | 64.08% | 0 | 0% | 64.08% | 0 | 0% | 64.08% | 0 | 0.14454 | 0% | 2.273% | 0 | 0% | 2.273% | 0 | 0% | 2.273% | 0 | 0% | 0.25% | 0 | 0% | 0.25% | 0 | 0% | 0.25% | 0 | 0% | 0.6398% | 0 | 36.13% | 0.6398% | 0.0010161 | 0% | 0.6398% | 0 | 36.13% | 0.6564% | 0.0010426 | 0% | 0.6564% | 0 | 63.83% | 0.6564% | 0.0018417 | 0% | 4.778% | 0 | 0% | 4.778% | 0 | 0% | 4.778% | 0 | 0% | 1.925% | 0 | 0% | 1.925% | 0 | 0% | 1.925% | 0 |  |  |  | 0% | 11.8% | 0 | 0% | 11.8% | 0 | 0% | 11.8% | 0 | 0% | 0.3728% | 0 | 0% | 0.3728% | 0 | 0% | 0.3728% | 0 | 0% | 100% | 0 | 0% | 100% | 0 | 0% | 100% | 0 | 0% | 100% | 0 |  |  | 0 |  |  | 0 |  |  | 0 | 100% | 65% |  | 100% | 65% |  | 100% | 65% |  | 100% | 65% |  | 100% | 90% |  | 100% | 90% |  | 100% | 90%
SAN RAFAEL 11081250 | 0.0012333 | 3.6796 | 0.90112 | 0 | 0.90112 | 0.012939 | 0.0094285 | 0.0019569 | 0% | 99% | 0 | 0% | 99% | 0 | 0% | 99% | 0 | 0% | 99% | 0 | 0% | 62.9% | 0 | 0% | 62.9% | 0 | 0% | 62.9% | 0 | 0% | 62.9% | 0 | 0 | 0% | 2.488% | 0 | 0% | 2.488% | 0 | 0% | 2.488% | 0 | 0% | 0.2707% | 0 | 0% | 0.2707% | 0 | 0% | 0.2707% | 0 | 0% | 0.5825% | 0 | 0% | 0.5825% | 0 | 0% | 0.5825% | 0 | 0% | 0.6087% | 0 | 0% | 0.6087% | 0 | 0% | 0.6087% | 0 | 0% | 4.357% | 0 | 0% | 4.357% | 0 | 0% | 4.357% | 0 | 0% | 3.128% | 0 | 0% | 3.128% | 0 | 0% | 3.128% | 0 |  |  |  | 0% | 11.8% | 0 | 0% | 11.8% | 0 | 0% | 11.8% | 0 | 55.56% | 0.3778% | 0.0018914 | 0% | 0.3778% | 0 | 0% | 0.3778% | 0 | 0% | 100% | 0 | 0% | 100% | 0 | 0% | 100% | 0 | 0% | 100% | 0 |  |  | 0 |  |  | 0 |  |  | 0 | 100% | 65% |  | 100% | 65% |  | 100% | 65% |  | 100% | 65% |  | 100% | 90% |  | 100% | 90% |  | 100% | 90%
WOODSIDE 11018972 | 0.0018648 | 6.9138 | 3.0614 | 0.30394 | 3.3653 | 0.057764 | 0.023626 | 0.0015066 | 0% | 99% | 0 | 0% | 99% | 0 | 0% | 99% | 0 | 0% | 99% | 0 | 0% | 62.61% | 0 | 0% | 62.61% | 0 | 0% | 62.61% | 0 | 0% | 62.61% | 0 | 0.30394 | 100% | 2.04% | 0.06246 | 0% | 2.04% | 0 | 0% | 2.04% | 0 | 0% | 0.2148% | 0 | 0% | 0.2148% | 0 | 0% | 0.2148% | 0 | 0% | 0.4403% | 0 | 0% | 0.4403% | 0 | 42.95% | 0.4403% | 0.0057906 | 0% | 0.4641% | 0 | 42.95% | 0.4641% | 0.0061027 | 56.04% | 0.4641% | 0.0079623 | 44.33% | 3.298% | 0.044762 | 0% | 3.298% | 0 | 0% | 3.298% | 0 | 0% | 4.546% | 0 | 0% | 4.546% | 0 | 0% | 4.546% | 0 |  |  |  | 0% | 11.8% | 0 | 34.78% | 11.8% | 0.12565 | 0% | 11.8% | 0 | 0% | 0.3865% | 0 | 0% | 0.3865% | 0 | 0% | 0.3865% | 0 | 0% | 100% | 0 | 0.9223% | 100% | 0.028236 | 0% | 100% | 0 | 0% | 100% | 0 |  |  | 0 |  |  | 0 |  |  | 0 | 100% | 65% |  | 100% | 65% |  | 100% | 65% |  | 100% | 65% |  | 100% | 90% |  | 100% | 90% |  | 100% | 90%
BRUNSWICK 11062392 | 0.0010401 | 6.0605 | 2.015 | 0.99175 | 3.0067 | 0.02984 | 0.018673 | 0.0063596 | 0% | 99% | 0 | 0% | 99% | 0 | 0% | 99% | 0 | 0% | 99% | 0 | 0% | 61.64% | 0 | 0% | 61.64% | 0 | 0% | 61.64% | 0 | 0% | 61.64% | 0 | 0.99175 | 75% | 1.806% | 0.027294 | 0% | 1.806% | 0 | 0% | 1.806% | 0 | 0% | 0.1926% | 0 | 0% | 0.1926% | 0 | 0% | 0.1926% | 0 | 1.232% | 0.5155% | 0.00012798 | 7.959% | 0.5155% | 0.00082674 | 1.232% | 0.5155% | 0.00012798 | 7.959% | 0.5223% | 0.00083753 | 53.81% | 0.5223% | 0.0056624 | 38.97% | 0.5223% | 0.0041015 | 0% | 3.836% | 0 | 11.34% | 3.836% | 0.0087677 | 0% | 3.836% | 0 | 0% | 3.723% | 0 | 0% | 3.723% | 0 | 0% | 3.723% | 0 |  |  |  | 33.35% | 11.8% | 0.079284 | 0% | 11.8% | 0 | 0% | 11.8% | 0 | 0% | 0.3772% | 0 | 0% | 0.3772% | 0 | 0% | 0.3772% | 0 | 0% | 100% | 0 | 0% | 100% | 0 | 0% | 100% | 0 | 0% | 100% | 0 |  |  | 0 |  |  | 0 |  |  | 0 | 100% | 65% |  | 100% | 65% |  | 100% | 65% |  | 100% | 65% |  | 100% | 90% |  | 100% | 90% |  | 100% | 90%
COARSEGOLD 21045300 | 0.00047692 | 57.1729 | 5.0213 | 0 | 5.0213 | 0.039921 | 0.058128 | 0.038857 | 0% | 99% | 0 | 0% | 99% | 0 | 0% | 99% | 0 | 0% | 99% | 0 | 0% | 63.66% | 0 | 0% | 63.66% | 0 | 0% | 63.66% | 0 | 0% | 63.66% | 0 | 0 | 0% | 2.033% | 0 | 0% | 2.033% | 0 | 0% | 2.033% | 0 | 0% | 0.221% | 0 | 0% | 0.221% | 0 | 0% | 0.221% | 0 | 0% | 0.6315% | 0 | 0% | 0.6315% | 0 | 100% | 0.6315% | 0.031711 | 0% | 0.6302% | 0 | 100% | 0.6302% | 0.031643 | 0% | 0.6302% | 0 | 0% | 4.678% | 0 | 0% | 4.678% | 0 | 0% | 4.678% | 0 | 0% | 1.77% | 0 | 0% | 1.77% | 0 | 0% | 1.77% | 0 |  |  |  | 0% | 11.8% | 0 | 0% | 11.8% | 0 | 0% | 11.8% | 0 | 0% | 0.367% | 0 | 0% | 0.367% | 0 | 0% | 0.367% | 0 | 0% | 100% | 0 | 0% | 100% | 0 | 0% | 100% | 0 | 0% | 100% | 0 |  |  | 0 |  |  | 0 |  |  | 0 | 100% | 65% |  | 100% | 65% |  | 100% | 65% |  | 100% | 65% |  | 100% | 90% |  | 100% | 90% |  | 100% | 90%
PARADISE 110439216 | 0.0017042 | 2.1284 | 0.96268 | 2.7829 | 3.7456 | 0.010834 | 0.011162 | 0.0043563 | 0% | 99% | 0 | 100% | 99% | 0.95305 | 0% | 99% | 0 | 0% | 99% | 0 | 0% | 62.82% | 0 | 0% | 62.82% | 0 | 0% | 62.82% | 0 | 0% | 62.82% | 0 | 2.7829 | 0% | 2.22% | 0 | 0% | 2.22% | 0 | 0% | 2.22% | 0 | 0% | 0.251% | 0 | 0% | 0.251% | 0 | 0% | 0.251% | 0 | 0% | 0.6298% | 0 | 0% | 0.6298% | 0 | 41.89% | 0.6298% | 0.00254 | 0% | 0.6505% | 0 | 41.89% | 0.6505% | 0.0026233 | 58.07% | 0.6505% | 0.0036366 | 0% | 4.716% | 0 | 0% | 4.716% | 0 | 0% | 4.716% | 0 | 0% | 2.366% | 0 | 0% | 2.366% | 0 | 0% | 2.366% | 0 |  |  |  | 33.69% | 11.8% | 0.038267 | 0% | 11.8% | 0 | 0% | 11.8% | 0 | 0% | 0.3724% | 0 | 0% | 0.3724% | 0 | 0% | 0.3724% | 0 | 0% | 100% | 0 | 0% | 100% | 0 | 0% | 100% | 0 | 0% | 100% | 0 |  |  | 0 |  |  | 0 |  |  | 0 | 100% | 65% |  | 100% | 65% |  | 100% | 65% |  | 100% | 65% |  | 100% | 90% |  | 100% | 90% |  | 100% | 90%
OAKHURST 1102CB | 0.0014954 | 2.8586 | 0.84836 | 0.12248 | 0.97084 | 0.0082743 | 0.010565 | 0.0043836 | 0% | 99% | 0 | 0% | 99% | 0 | 0% | 99% | 0 | 0% | 99% | 0 | 0% | 63.51% | 0 | 0% | 63.51% | 0 | 0% | 63.51% | 0 | 0% | 63.51% | 0 | 0.12248 | 100% | 2.042% | 0.017325 | 0% | 2.042% | 0 | 0% | 2.042% | 0 | 0% | 0.2456% | 0 | 0% | 0.2456% | 0 | 0% | 0.2456% | 0 | 0% | 0.6634% | 0 | 0% | 0.6634% | 0 | 0% | 0.6634% | 0 | 0% | 0.697% | 0 | 0% | 0.697% | 0 | 100% | 0.697% | 0.0059131 | 50.73% | 5.012% | 0.02157 | 0% | 5.012% | 0 | 0% | 5.012% | 0 | 0% | 2.19% | 0 | 0% | 2.19% | 0 | 0% | 2.19% | 0 |  |  |  | 0% | 11.8% | 0 | 0% | 11.8% | 0 | 0% | 11.8% | 0 | 0% | 0.3706% | 0 | 0% | 0.3706% | 0 | 0% | 0.3706% | 0 | 0% | 100% | 0 | 0% | 100% | 0 | 0% | 100% | 0 | 0% | 100% | 0 |  |  | 0 |  |  | 0 |  |  | 0 | 100% | 65% |  | 100% | 65% |  | 100% | 65% |  | 100% | 65% |  | 100% | 90% |  | 100% | 90% |  | 100% | 90%
HIGGINS 110950078 | 0.00028325 | 50.2207 | 2.7071 | 0.39979 | 3.1069 | 0.025336 | 0.034174 | 0.01462 | 0% | 99% | 0 | 0% | 99% | 0 | 0% | 99% | 0 | 0% | 99% | 0 | 0% | 61.28% | 0 | 0% | 61.28% | 0 | 0% | 61.28% | 0 | 0% | 61.28% | 0 | 0.39979 | 57.14% | 2.362% | 0.036532 | 0% | 2.362% | 0 | 0% | 2.362% | 0 | 0% | 0.2344% | 0 | 0% | 0.2344% | 0 | 0% | 0.2344% | 0 | 0% | 0.7022% | 0 | 53.14% | 0.7022% | 0.010102 | 37.9% | 0.7022% | 0.0072038 | 53.14% | 0.6678% | 0.0096064 | 37.9% | 0.6678% | 0.0068502 | 8.232% | 0.6678% | 0.0014881 | 0% | 5.109% | 0 | 0% | 5.109% | 0 | 0% | 5.109% | 0 | 0% | 2.242% | 0 | 0% | 2.242% | 0 | 0% | 2.242% | 0 |  |  |  | 0% | 11.8% | 0 | 35% | 11.8% | 0.1118 | 0% | 11.8% | 0 | 0% | 0.3609% | 0 | 0% | 0.3609% | 0 | 0% | 0.3609% | 0 | 0% | 100% | 0 | 0% | 100% | 0 | 0% | 100% | 0 | 0% | 100% | 0 |  |  | 2.5086e-05 |  |  | 0 |  |  | 0 | 100% | 65% |  | 100% | 65% |  | 100% | 65% |  | 100% | 65% |  | 100% | 90% |  | 100% | 90% |  | 100% | 90%
DEL MONTE 21043088 | 0.00074146 | 16.4116 | 2.2987 | 0 | 2.2987 | 0.021224 | 0.031345 | 0.010606 | 0% | 99% | 0 | 0% | 99% | 0 | 0% | 99% | 0 | 0% | 99% | 0 | 0% | 62.51% | 0 | 0% | 62.51% | 0 | 0% | 62.51% | 0 | 0% | 62.51% | 0 | 0 | 0% | 2.798% | 0 | 0% | 2.798% | 0 | 0% | 2.798% | 0 | 0% | 0.2956% | 0 | 0% | 0.2956% | 0 | 0% | 0.2956% | 0 | 0% | 0.7509% | 0 | 1.718% | 0.7509% | 0.00029654 | 63.01% | 0.7509% | 0.010876 | 1.718% | 0.7582% | 0.00029941 | 63.01% | 0.7582% | 0.010981 | 35.2% | 0.7582% | 0.0061345 | 24.79% | 5.569% | 0.03173 | 0% | 5.569% | 0 | 7.052% | 5.569% | 0.0090274 | 0% | 2.171% | 0 | 0% | 2.171% | 0 | 0% | 2.171% | 0 |  |  |  | 0% | 11.8% | 0 | 0% | 11.8% | 0 | 0% | 11.8% | 0 | 0% | 0.3668% | 0 | 0% | 0.3668% | 0 | 0% | 0.3668% | 0 | 0% | 100% | 0 | 0% | 100% | 0 | 0% | 100% | 0 | 0% | 100% | 0 |  |  | 0 |  |  | 0 |  |  | 0 | 100% | 65% |  | 100% | 65% |  | 100% | 65% |  | 100% | 65% |  | 100% | 90% |  | 100% | 90% |  | 100% | 90%
COTTONWOOD 11031616 | 0.00037479 | 48.8275 | 4.0526 | 2.5557 | 6.6083 | 0.03533 | 0.055275 | 0.02087 | 0% | 99% | 0 | 0% | 99% | 0 | 0% | 99% | 0 | 0% | 99% | 0 | 0% | 60.48% | 0 | 0% | 60.48% | 0 | 0% | 60.48% | 0 | 0% | 60.48% | 0 | 2.5557 | 100% | 2.254% | 0.091363 | 0% | 2.254% | 0 | 0% | 2.254% | 0 | 0% | 0.225% | 0 | 0% | 0.225% | 0 | 0% | 0.225% | 0 | 0% | 0.7474% | 0 | 71.67% | 0.7474% | 0.021708 | 27.84% | 0.7474% | 0.0084318 | 71.67% | 0.6928% | 0.020123 | 27.84% | 0.6928% | 0.0078161 | 0.09688% | 0.6928% | 2.72e-05 | 8.876% | 5.402% | 0.019433 | 0% | 5.402% | 0 | 0% | 5.402% | 0 | 0% | 1.766% | 0 | 0% | 1.766% | 0 | 0% | 1.766% | 0 |  |  |  | 0% | 11.8% | 0 | 0% | 11.8% | 0 | 0% | 11.8% | 0 | 0% | 0.3528% | 0 | 0% | 0.3528% | 0 | 0% | 0.3528% | 0 | 0% | 100% | 0 | 0% | 100% | 0 | 0% | 100% | 0 | 0% | 100% | 0 |  |  | 0.00036551 |  |  | 0 |  |  | 0 | 100% | 65% |  | 100% | 65% |  | 100% | 65% |  | 100% | 65% |  | 100% | 90% |  | 100% | 90% |  | 100% | 90%
WILLOW CREEK 1103205028 | 0.001797 | 2.0296 | 0.39294 | 0.12017 | 0.51311 | 0.0044832 | 0.0048081 | 0.0015337 | 0% | 99% | 0 | 0% | 99% | 0 | 0% | 99% | 0 | 0% | 99% | 0 | 0% | 61.01% | 0 | 0% | 61.01% | 0 | 0% | 61.01% | 0 | 0% | 61.01% | 0 | 0.12017 | 100% | 2.301% | 0.0090404 | 0% | 2.301% | 0 | 0% | 2.301% | 0 | 0% | 0.2525% | 0 | 0% | 0.2525% | 0 | 0% | 0.2525% | 0 | 0% | 0.6692% | 0 | 84.84% | 0.6692% | 0.0022309 | 0% | 0.6692% | 0 | 84.84% | 0.692% | 0.0023068 | 0% | 0.692% | 0 | 15.16% | 0.692% | 0.00041226 | 0% | 5.02% | 0 | 0% | 5.02% | 0 | 27.36% | 5.02% | 0.0053969 | 0% | 3.146% | 0 | 0% | 3.146% | 0 | 0% | 3.146% | 0 |  |  |  | 0% | 11.8% | 0 | 0% | 11.8% | 0 | 0% | 11.8% | 0 | 0% | 0.3727% | 0 | 0% | 0.3727% | 0 | 0% | 0.3727% | 0 | 0% | 100% | 0 | 0% | 100% | 0 | 0% | 100% | 0 | 0% | 100% | 0 |  |  | 0 |  |  | 0 |  |  | 0 | 100% | 65% |  | 100% | 65% |  | 100% | 65% |  | 100% | 65% |  | 100% | 90% |  | 100% | 90% |  | 100% | 90%
SAN RAFAEL 110863598 | 0.0017946 | 2.191 | 0.724 | 0 | 0.724 | 0.012721 | 0.0061759 | 0.0010576 | 0% | 99% | 0 | 0% | 99% | 0 | 0% | 99% | 0 | 0% | 99% | 0 | 0% | 62.51% | 0 | 0% | 62.51% | 0 | 0% | 62.51% | 0 | 0% | 62.51% | 0 | 0 | 0% | 1.782% | 0 | 0% | 1.782% | 0 | 0% | 1.782% | 0 | 0% | 0.1857% | 0 | 0% | 0.1857% | 0 | 0% | 0.1857% | 0 | 0% | 0.4716% | 0 | 0% | 0.4716% | 0 | 0% | 0.4716% | 0 | 0% | 0.4702% | 0 | 0% | 0.4702% | 0 | 100% | 0.4702% | 0.0034045 | 69.77% | 3.48% | 0.017578 | 0% | 3.48% | 0 | 6.652% | 3.48% | 0.0016759 | 0% | 3.685% | 0 | 0% | 3.685% | 0 | 0% | 3.685% | 0 |  |  |  | 0% | 11.8% | 0 | 34.6% | 11.8% | 0.029563 | 0% | 11.8% | 0 | 55.56% | 0.3783% | 0.0015214 | 0% | 0.3783% | 0 | 0% | 0.3783% | 0 | 0% | 100% | 0 | 0% | 100% | 0 | 0% | 100% | 0 | 0% | 100% | 0 |  |  | 0 |  |  | 0 |  |  | 0 | 100% | 65% |  | 100% | 65% |  | 100% | 65% |  | 100% | 65% |  | 100% | 90% |  | 100% | 90% |  | 100% | 90%
FORT ROSS 1121204 | 0.0005805 | 19.7366 | 2.507 | 0.038393 | 2.5454 | 0.044545 | 0.01924 | 0.0055334 | 0% | 99% | 0 | 0% | 99% | 0 | 0% | 99% | 0 | 0% | 99% | 0 | 0% | 62.18% | 0 | 0% | 62.18% | 0 | 0% | 62.18% | 0 | 0% | 62.18% | 0 | 0.038393 | 0% | 1.786% | 0 | 0% | 1.786% | 0 | 0% | 1.786% | 0 | 0% | 0.1905% | 0 | 0% | 0.1905% | 0 | 0% | 0.1905% | 0 | 0% | 0.4208% | 0 | 20.6% | 0.4208% | 0.0021734 | 38.44% | 0.4208% | 0.0040547 | 20.6% | 0.4344% | 0.0022436 | 38.44% | 0.4344% | 0.0041856 | 40.96% | 0.4344% | 0.0044601 | 7.738% | 3.133% | 0.0060788 | 15.54% | 3.133% | 0.01221 | 0% | 3.133% | 0 | 0% | 4.422% | 0 | 0% | 4.422% | 0 | 0% | 4.422% | 0 |  |  |  | 34.8% | 11.8% | 0.10296 | 0% | 11.8% | 0 | 0% | 11.8% | 0 | 55.56% | 0.3832% | 0.0053376 | 0% | 0.3832% | 0 | 0% | 0.3832% | 0 | 0% | 100% | 0 | 0% | 100% | 0 | 0% | 100% | 0 | 0% | 100% | 0 |  |  | 0 |  |  | 0 |  |  | 0 | 100% | 65% |  | 100% | 65% |  | 100% | 65% |  | 100% | 65% |  | 100% | 90% |  | 100% | 90% |  | 100% | 90%
MENLO 1102560798 | 0.00051448 | 9.1368 | 0.89331 | 0.18981 | 1.0831 | 0.013538 | 0.009101 | 0.0020648 | 0% | 99% | 0 | 0% | 99% | 0 | 0% | 99% | 0 | 0% | 99% | 0 | 0% | 62.03% | 0 | 0% | 62.03% | 0 | 0% | 62.03% | 0 | 0% | 62.03% | 0 | 0.18981 | 75% | 2.311% | 0.015481 | 0% | 2.311% | 0 | 0% | 2.311% | 0 | 0% | 0.2352% | 0 | 0% | 0.2352% | 0 | 0% | 0.2352% | 0 | 0% | 0.5667% | 0 | 100% | 0.5667% | 0.0050625 | 0% | 0.5667% | 0 | 100% | 0.5654% | 0.0050505 | 0% | 0.5654% | 0 | 0% | 0.5654% | 0 | 0% | 4.174% | 0 | 0% | 4.174% | 0 | 0% | 4.174% | 0 | 0% | 3.445% | 0 | 0% | 3.445% | 0 | 0% | 3.445% | 0 |  |  |  | 0% | 11.8% | 0 | 19.16% | 11.8% | 0.020202 | 0% | 11.8% | 0 | 0% | 0.3752% | 0 | 0% | 0.3752% | 0 | 0% | 0.3752% | 0 | 0% | 100% | 0 | 0% | 100% | 0 | 0% | 100% | 0 | 0% | 100% | 0 |  |  | 0 |  |  | 0 |  |  | 0 | 100% | 65% |  | 100% | 65% |  | 100% | 65% |  | 100% | 65% |  | 100% | 90% |  | 100% | 90% |  | 100% | 90%
LAYTONVILLE 110189606 | 0.0010296 | 5.7953 | 1.0389 | 0 | 1.0389 | 0.018268 | 0.008166 | 0.002399 | 0% | 99% | 0 | 0% | 99% | 0 | 0% | 99% | 0 | 0% | 99% | 0 | 0% | 61.93% | 0 | 0% | 61.93% | 0 | 0% | 61.93% | 0 | 0% | 61.93% | 0 | 0 | 50% | 1.264% | 0.0065672 | 0% | 1.264% | 0 | 0% | 1.264% | 0 | 0% | 0.1297% | 0 | 0% | 0.1297% | 0 | 0% | 0.1297% | 0 | 0% | 0.4311% | 0 | 87.54% | 0.4311% | 0.0039212 | 12.46% | 0.4311% | 0.00055799 | 87.54% | 0.4199% | 0.0038185 | 12.46% | 0.4199% | 0.00054338 | 0% | 0.4199% | 0 | 50.19% | 3.174% | 0.016547 | 0% | 3.174% | 0 | 0% | 3.174% | 0 | 0% | 4.125% | 0 | 0% | 4.125% | 0 | 0% | 4.125% | 0 |  |  |  | 33.77% | 11.8% | 0.041401 | 0% | 11.8% | 0 | 0% | 11.8% | 0 | 0% | 0.3775% | 0 | 0% | 0.3775% | 0 | 0% | 0.3775% | 0 | 0% | 100% | 0 | 0% | 100% | 0 | 0% | 100% | 0 | 0% | 100% | 0 |  |  | 0 |  |  | 0 |  |  | 0 | 100% | 65% |  | 100% | 65% |  | 100% | 65% |  | 100% | 65% |  | 100% | 90% |  | 100% | 90% |  | 100% | 90%
BIG BASIN 1102307348 | 0.0016894 | 12.6249 | 4.1338 | 0.34314 | 4.4769 | 0.079945 | 0.030211 | 0.0046681 | 0% | 99% | 0 | 0% | 99% | 0 | 0% | 99% | 0 | 0% | 99% | 0 | 0% | 62.65% | 0 | 0% | 62.65% | 0 | 0% | 62.65% | 0 | 0% | 62.65% | 0 | 0.34314 | 100% | 1.815% | 0.075018 | 0% | 1.815% | 0 | 0% | 1.815% | 0 | 0% | 0.1918% | 0 | 0% | 0.1918% | 0 | 0% | 0.1918% | 0 | 0% | 0.4045% | 0 | 0% | 0.4045% | 0 | 62.86% | 0.4045% | 0.010511 | 0% | 0.424% | 0 | 62.86% | 0.424% | 0.011017 | 37.14% | 0.424% | 0.0065089 | 38.14% | 3.026% | 0.047714 | 0% | 3.026% | 0 | 23.11% | 3.026% | 0.02891 | 0% | 4.63% | 0 | 0% | 4.63% | 0 | 0% | 4.63% | 0 |  |  |  | 0% | 11.8% | 0 | 24.25% | 11.8% | 0.1183 | 0% | 11.8% | 0 | 0% | 0.3867% | 0 | 0% | 0.3867% | 0 | 0% | 0.3867% | 0 | 0% | 100% | 0 | 0% | 100% | 0 | 0% | 100% | 0 | 0% | 100% | 0 |  |  | 0.00011389 |  |  | 0 |  |  | 0.003799 | 100% | 65% |  | 100% | 65% |  | 100% | 65% |  | 100% | 65% |  | 100% | 90% |  | 100% | 90% |  | 100% | 90%
CLOVERDALE 1101474708 | 0.0012308 | 0.19178 | 0.24326 | 0.47125 | 0.71452 | 0.0025846 | 0.0030816 | 0.0011011 | 0% | 99% | 0 | 0% | 99% | 0 | 0% | 99% | 0 | 0% | 99% | 0 | 0% | 63.82% | 0 | 0% | 63.82% | 0 | 0% | 63.82% | 0 | 0% | 63.82% | 0 | 0.47125 | 0% | 2.628% | 0 | 0% | 2.628% | 0 | 0% | 2.628% | 0 | 0% | 0.2852% | 0 | 0% | 0.2852% | 0 | 0% | 0.2852% | 0 | 0% | 0.693% | 0 | 99.32% | 0.693% | 0.0016743 | 0% | 0.693% | 0 | 99.32% | 0.7223% | 0.0017451 | 0% | 0.7223% | 0 | 0% | 0.7223% | 0 | 0% | 5.199% | 0 | 0% | 5.199% | 0 | 0% | 5.199% | 0 | 0% | 2.009% | 0 | 0% | 2.009% | 0 | 0% | 2.009% | 0 |  |  |  | 25.26% | 11.8% | 0.0072504 | 0% | 11.8% | 0 | 0% | 11.8% | 0 | 0% | 0.3745% | 0 | 0% | 0.3745% | 0 | 0% | 0.3745% | 0 | 0% | 100% | 0 | 0% | 100% | 0 | 0% | 100% | 0 | 0% | 100% | 0 |  |  | 0 |  |  | 0 |  |  | 0 | 100% | 65% |  | 100% | 65% |  | 100% | 65% |  | 100% | 65% |  | 100% | 90% |  | 100% | 90% |  | 100% | 90%
UKIAH 11151216 | 0.00048123 | 13.5462 | 3.6637 | 0 | 3.6637 | 0.04011 | 0.041393 | 0.020543 | 0% | 99% | 0 | 0% | 99% | 0 | 0% | 99% | 0 | 0% | 99% | 0 | 0% | 63.07% | 0 | 0% | 63.07% | 0 | 0% | 63.07% | 0 | 0% | 63.07% | 0 | 0 | 75% | 2.076% | 0.057031 | 0% | 2.076% | 0 | 0% | 2.076% | 0 | 0% | 0.2332% | 0 | 0% | 0.2332% | 0 | 0% | 0.2332% | 0 | 0% | 0.6004% | 0 | 3.583% | 0.6004% | 0.0007883 | 31.25% | 0.6004% | 0.0068739 | 3.583% | 0.6147% | 0.00080709 | 31.25% | 0.6147% | 0.0070378 | 63.68% | 0.6147% | 0.014342 | 11.96% | 4.485% | 0.019646 | 0% | 4.485% | 0 | 0% | 4.485% | 0 | 0% | 2.328% | 0 | 0% | 2.328% | 0 | 0% | 2.328% | 0 |  |  |  | 35% | 11.8% | 0.15131 | 0% | 11.8% | 0 | 0% | 11.8% | 0 | 0% | 0.3721% | 0 | 0% | 0.3721% | 0 | 0% | 0.3721% | 0 | 0.4259% | 100% | 0.015605 | 0% | 100% | 0 | 0% | 100% | 0 | 0% | 100% | 0 |  |  | 0 |  |  | 0 |  |  | 0 | 100% | 65% |  | 100% | 65% |  | 100% | 65% |  | 100% | 65% |  | 100% | 90% |  | 100% | 90% |  | 100% | 90%
FROGTOWN 1702CB | 0.0016222 | 1.6279 | 1.5216 | 0.43906 | 1.9607 | 0.0057136 | 0.02009 | 0.016774 | 0% | 99% | 0 | 5.29% | 99% | 0.079685 | 0% | 99% | 0 | 0% | 99% | 0 | 0% | 64.41% | 0 | 11.56% | 64.41% | 0.1133 | 0% | 64.41% | 0 | 0% | 64.41% | 0 | 0.43906 | 0% | 2% | 0 | 0% | 2% | 0 | 0% | 2% | 0 | 0% | 0.2474% | 0 | 0% | 0.2474% | 0 | 0% | 0.2474% | 0 | 0% | 0.672% | 0 | 1.184% | 0.672% | 0.00012107 | 0.2671% | 0.672% | 2.7312e-05 | 1.184% | 0.6897% | 0.00012425 | 77.46% | 0.6897% | 0.008129 | 12.85% | 0.6897% | 0.0013484 | 0% | 5.034% | 0 | 0% | 5.034% | 0 | 0% | 5.034% | 0 | 0% | 0.7438% | 0 | 0% | 0.7438% | 0 | 0% | 0.7438% | 0 |  |  |  | 0% | 11.8% | 0 | 0% | 11.8% | 0 | 0% | 11.8% | 0 | 0% | 0.3628% | 0 | 0% | 0.3628% | 0 | 0% | 0.3628% | 0 | 0% | 100% | 0 | 0% | 100% | 0 | 0% | 100% | 0 | 0% | 100% | 0 |  |  | 0 |  |  | 0 |  |  | 0 | 100% | 65% |  | 100% | 65% |  | 100% | 65% |  | 100% | 65% |  | 100% | 90% |  | 100% | 90% |  | 100% | 90%
WOODSIDE 11043583 | 0.0032277 | 3.8538 | 1.8366 | 0 | 1.8366 | 0.034107 | 0.014493 | 0.0028253 | 0% | 99% | 0 | 0% | 99% | 0 | 0% | 99% | 0 | 0% | 99% | 0 | 0% | 63.61% | 0 | 0% | 63.61% | 0 | 0% | 63.61% | 0 | 0% | 63.61% | 0 | 0 | 0% | 1.754% | 0 | 0% | 1.754% | 0 | 0% | 1.754% | 0 | 0% | 0.1857% | 0 | 0% | 0.1857% | 0 | 0% | 0.1857% | 0 | 0% | 0.4312% | 0 | 0% | 0.4312% | 0 | 36.71% | 0.4312% | 0.0029066 | 0% | 0.4436% | 0 | 36.71% | 0.4436% | 0.0029902 | 63.29% | 0.4436% | 0.0051561 | 64.84% | 3.212% | 0.038248 | 0% | 3.212% | 0 | 24.72% | 3.212% | 0.014582 | 0% | 3.646% | 0 | 0% | 3.646% | 0 | 0% | 3.646% | 0 |  |  |  | 0% | 11.8% | 0 | 20.23% | 11.8% | 0.04384 | 0% | 11.8% | 0 | 0% | 0.3834% | 0 | 0% | 0.3834% | 0 | 0% | 0.3834% | 0 | 0% | 100% | 0 | 0% | 100% | 0 | 0% | 100% | 0 | 0% | 100% | 0 |  |  | 0 |  |  | 0 |  |  | 0.012325 | 100% | 65% |  | 100% | 65% |  | 100% | 65% |  | 100% | 65% |  | 100% | 90% |  | 100% | 90% |  | 100% | 90%
SAN RAFAEL 1108516 | 0.0022627 | 19.44 | 4.5695 | 0 | 4.5695 | 0.076523 | 0.042449 | 0.0093546 | 0% | 99% | 0 | 0% | 99% | 0 | 0% | 99% | 0 | 0% | 99% | 0 | 0% | 62.92% | 0 | 0% | 62.92% | 0 | 0% | 62.92% | 0 | 0% | 62.92% | 0 | 0 | 42.86% | 1.824% | 0.035713 | 0% | 1.824% | 0 | 0% | 1.824% | 0 | 0% | 0.1949% | 0 | 0% | 0.1949% | 0 | 0% | 0.1949% | 0 | 0% | 0.501% | 0 | 0.522% | 0.501% | 0.00011952 | 4.683% | 0.501% | 0.0010722 | 0.522% | 0.5016% | 0.00011965 | 4.683% | 0.5016% | 0.0010733 | 93.97% | 0.5016% | 0.021536 | 53.07% | 3.706% | 0.089882 | 10.61% | 3.706% | 0.017971 | 9.302% | 3.706% | 0.015753 | 0% | 3.23% | 0 | 0% | 3.23% | 0 | 0% | 3.23% | 0 |  |  |  | 0% | 11.8% | 0 | 34.6% | 11.8% | 0.18659 | 0% | 11.8% | 0 | 55.56% | 0.3766% | 0.0095613 | 0% | 0.3766% | 0 | 0% | 0.3766% | 0 | 0% | 100% | 0 | 0.1891% | 100% | 0.0086391 | 0% | 100% | 0 | 0% | 100% | 0 |  |  | 0 |  |  | 0.0068201 |  |  | 0.0025564 | 100% | 65% |  | 100% | 65% |  | 100% | 65% |  | 100% | 65% |  | 100% | 90% |  | 100% | 90% |  | 100% | 90%
CRESCENT MILLS 21012562 | 0.00057717 | 15.9936 | 3.7498 | 0.57619 | 4.326 | 0.029684 | 0.058229 | 0.01768 | 0% | 99% | 0 | 0% | 99% | 0 | 0% | 99% | 0 | 0% | 99% | 0 | 0% | 61.04% | 0 | 0% | 61.04% | 0 | 0% | 61.04% | 0 | 0% | 61.04% | 0 | 0.57619 | 55.56% | 2.577% | 0.05368 | 0% | 2.577% | 0 | 0% | 2.577% | 0 | 0% | 0.2945% | 0 | 0% | 0.2945% | 0 | 0% | 0.2945% | 0 | 0% | 0.7991% | 0 | 0% | 0.7991% | 0 | 12.52% | 0.7991% | 0.0037501 | 0% | 0.7899% | 0 | 12.52% | 0.7899% | 0.003707 | 78.25% | 0.7899% | 0.023178 | 35.01% | 5.892% | 0.077358 | 0% | 5.892% | 0 | 0% | 5.892% | 0 | 0% | 1.702% | 0 | 0% | 1.702% | 0 | 0% | 1.702% | 0 |  |  |  | 0% | 11.8% | 0 | 21.04% | 11.8% | 0.093108 | 0% | 11.8% | 0 | 0% | 0.3531% | 0 | 0% | 0.3531% | 0 | 0% | 0.3531% | 0 | 12.15% | 100% | 0.45559 | 0% | 100% | 0 | 0% | 100% | 0 | 0% | 100% | 0 |  |  | 0 |  |  | 0 |  |  | 0 | 100% | 65% |  | 100% | 65% |  | 100% | 65% |  | 100% | 65% |  | 100% | 90% |  | 100% | 90% |  | 100% | 90%
CHALLENGE 11021902 | 0.0019466 | 5.107 | 1.7682 | 0.65329 | 2.4215 | 0.030934 | 0.01424 | 0.0046838 | 0% | 99% | 0 | 0% | 99% | 0 | 0% | 99% | 0 | 0% | 99% | 0 | 0% | 62.16% | 0 | 0% | 62.16% | 0 | 0% | 62.16% | 0 | 0% | 62.16% | 0 | 0.65329 | 0% | 1.867% | 0 | 0% | 1.867% | 0 | 0% | 1.867% | 0 | 0% | 0.1985% | 0 | 0% | 0.1985% | 0 | 0% | 0.1985% | 0 | 0% | 0.4353% | 0 | 0% | 0.4353% | 0 | 24.71% | 0.4353% | 0.0019018 | 0% | 0.4504% | 0 | 24.71% | 0.4504% | 0.0019678 | 75.29% | 0.4504% | 0.0059956 | 0% | 3.244% | 0 | 0% | 3.244% | 0 | 74.47% | 3.244% | 0.042723 | 0% | 3.917% | 0 | 0% | 3.917% | 0 | 0% | 3.917% | 0 |  |  |  | 0% | 11.8% | 0 | 35% | 11.8% | 0.073028 | 0% | 11.8% | 0 | 0% | 0.3831% | 0 | 0% | 0.3831% | 0 | 0% | 0.3831% | 0 | 0% | 100% | 0 | 0% | 100% | 0 | 0% | 100% | 0 | 0% | 100% | 0 |  |  | 0 |  |  | 0 |  |  | 0.0039399 | 100% | 65% |  | 100% | 65% |  | 100% | 65% |  | 100% | 65% |  | 100% | 90% |  | 100% | 90% |  | 100% | 90%
VACAVILLE 1109592742 | 0.00088401 | 0.29648 | 0.092591 | 0.0056197 | 0.09821 | 0.00062458 | 0.0013764 | 0.00061933 | 0% | 99% | 0 | 0% | 99% | 0 | 0% | 99% | 0 | 0% | 99% | 0 | 0% | 63.5% | 0 | 0% | 63.5% | 0 | 0% | 63.5% | 0 | 0% | 63.5% | 0 | 0.0056197 | 0% | 3.216% | 0 | 0% | 3.216% | 0 | 0% | 3.216% | 0 | 0% | 0.3374% | 0 | 0% | 0.3374% | 0 | 0% | 0.3374% | 0 | 0% | 0.7949% | 0 | 100% | 0.7949% | 0.00073599 | 0% | 0.7949% | 0 | 100% | 0.8029% | 0.00074337 | 0% | 0.8029% | 0 | 0% | 0.8029% | 0 | 100% | 5.881% | 0.0054454 | 0% | 5.881% | 0 | 0% | 5.881% | 0 | 0% | 1.017% | 0 | 0% | 1.017% | 0 | 0% | 1.017% | 0 |  |  |  | 0% | 11.8% | 0 | 6.009% | 11.8% | 0.00065655 | 0% | 11.8% | 0 | 0% | 0.365% | 0 | 0% | 0.365% | 0 | 0% | 0.365% | 0 | 0% | 100% | 0 | 0% | 100% | 0 | 0% | 100% | 0 | 0% | 100% | 0 |  |  | 0 |  |  | 0 |  |  | 0 | 100% | 65% |  | 100% | 65% |  | 100% | 65% |  | 100% | 65% |  | 100% | 90% |  | 100% | 90% |  | 100% | 90%
HIGHLANDS 1103973816 | 0.00055964 | 2.7557 | 0.23556 | 0.073179 | 0.30874 | 0.0027489 | 0.0026786 | 0.0012766 | 0% | 99% | 0 | 0% | 99% | 0 | 0% | 99% | 0 | 0% | 99% | 0 | 0% | 62.37% | 0 | 0% | 62.37% | 0 | 0% | 62.37% | 0 | 0% | 62.37% | 0 | 0.073179 | 0% | 2.182% | 0 | 0% | 2.182% | 0 | 0% | 2.182% | 0 | 0% | 0.2326% | 0 | 0% | 0.2326% | 0 | 0% | 0.2326% | 0 | 0% | 0.5968% | 0 | 100% | 0.5968% | 0.0014059 | 0% | 0.5968% | 0 | 100% | 0.588% | 0.0013851 | 0% | 0.588% | 0 | 0% | 0.588% | 0 | 0% | 4.386% | 0 | 0% | 4.386% | 0 | 0% | 4.386% | 0 | 0% | 2.649% | 0 | 0% | 2.649% | 0 | 0% | 2.649% | 0 |  |  |  | 32.86% | 11.8% | 0.0091327 | 0% | 11.8% | 0 | 0% | 11.8% | 0 | 0% | 0.3683% | 0 | 0% | 0.3683% | 0 | 0% | 0.3683% | 0 | 0% | 100% | 0 | 0% | 100% | 0 | 0% | 100% | 0 | 0% | 100% | 0 |  |  | 0 |  |  | 0 |  |  | 0 | 100% | 65% |  | 100% | 65% |  | 100% | 65% |  | 100% | 65% |  | 100% | 90% |  | 100% | 90% |  | 100% | 90%
WOODACRE 1102137662 | 0.0023176 | 14.993 | 3.8192 | 1.2232 | 5.0424 | 0.06567 | 0.034994 | 0.008122 | 0% | 99% | 0 | 0% | 99% | 0 | 0% | 99% | 0 | 0% | 99% | 0 | 0% | 63.23% | 0 | 0% | 63.23% | 0 | 0% | 63.23% | 0 | 0% | 63.23% | 0 | 1.2232 | 25% | 1.823% | 0.017402 | 0% | 1.823% | 0 | 0% | 1.823% | 0 | 0% | 0.1926% | 0 | 0% | 0.1926% | 0 | 0% | 0.1926% | 0 | 0% | 0.4895% | 0 | 4.046% | 0.4895% | 0.00075635 | 3.34% | 0.4895% | 0.00062435 | 4.046% | 0.4887% | 0.0007551 | 3.34% | 0.4887% | 0.00062332 | 91.34% | 0.4887% | 0.017047 | 79.57% | 3.615% | 0.10987 | 0% | 3.615% | 0 | 7.442% | 3.615% | 0.010275 | 0% | 3.138% | 0 | 0% | 3.138% | 0 | 0% | 3.138% | 0 |  |  |  | 0% | 11.8% | 0 | 33.24% | 11.8% | 0.14979 | 0% | 11.8% | 0 | 0% | 0.3774% | 0 | 0% | 0.3774% | 0 | 0% | 0.3774% | 0 | 0% | 100% | 0 | 0% | 100% | 0 | 0% | 100% | 0 | 0% | 100% | 0 |  |  | 0 |  |  | 0 |  |  | 0.0084857 | 100% | 65% |  | 100% | 65% |  | 100% | 65% |  | 100% | 65% |  | 100% | 90% |  | 100% | 90% |  | 100% | 90%
JESSUP 1101271314 | 0.00090884 | 1.2526 | 0.4216 | 0.30404 | 0.72564 | 0.0036196 | 0.0052063 | 0.0031869 | 0% | 99% | 0 | 0% | 99% | 0 | 0% | 99% | 0 | 0% | 99% | 0 | 0% | 62.73% | 0 | 0% | 62.73% | 0 | 0% | 62.73% | 0 | 0% | 62.73% | 0 | 0.30404 | 0% | 2.06% | 0 | 0% | 2.06% | 0 | 0% | 2.06% | 0 | 0% | 0.2235% | 0 | 0% | 0.2235% | 0 | 0% | 0.2235% | 0 | 0% | 0.6419% | 0 | 55.75% | 0.6419% | 0.0015089 | 0% | 0.6419% | 0 | 55.75% | 0.6287% | 0.0014778 | 0% | 0.6287% | 0 | 43.66% | 0.6287% | 0.0011572 | 0% | 4.723% | 0 | 0% | 4.723% | 0 | 0% | 4.723% | 0 | 0% | 1.542% | 0 | 0% | 1.542% | 0 | 0% | 1.542% | 0 |  |  |  | 0% | 11.8% | 0 | 0% | 11.8% | 0 | 0% | 11.8% | 0 | 0% | 0.364% | 0 | 0% | 0.364% | 0 | 0% | 0.364% | 0 | 0% | 100% | 0 | 0% | 100% | 0 | 0% | 100% | 0 | 0% | 100% | 0 |  |  | 0 |  |  | 0 |  |  | 0 | 100% | 65% |  | 100% | 65% |  | 100% | 65% |  | 100% | 65% |  | 100% | 90% |  | 100% | 90% |  | 100% | 90%
AUBERRY 1102R2850 | 0.00026347 | 26.8774 | 1.55 | 0.43878 | 1.9888 | 0.010804 | 0.022914 | 0.010456 | 0% | 99% | 0 | 0% | 99% | 0 | 0% | 99% | 0 | 0% | 99% | 0 | 0% | 61.42% | 0 | 0% | 61.42% | 0 | 0% | 61.42% | 0 | 0% | 61.42% | 0 | 0.43878 | 0% | 2.377% | 0 | 0% | 2.377% | 0 | 0% | 2.377% | 0 | 0% | 0.2437% | 0 | 0% | 0.2437% | 0 | 0% | 0.2437% | 0 | 0% | 0.7806% | 0 | 93.39% | 0.7806% | 0.0113 | 1.858% | 0.7806% | 0.00022474 | 93.39% | 0.7445% | 0.010778 | 1.858% | 0.7445% | 0.00021437 | 0.3127% | 0.7445% | 3.6085e-05 | 3.379% | 5.698% | 0.0029845 | 0% | 5.698% | 0 | 0% | 5.698% | 0 | 0% | 1.436% | 0 | 0% | 1.436% | 0 | 0% | 1.436% | 0 |  |  |  | 0% | 11.8% | 0 | 35% | 11.8% | 0.064017 | 0% | 11.8% | 0 | 0% | 0.3545% | 0 | 0% | 0.3545% | 0 | 0% | 0.3545% | 0 | 0% | 100% | 0 | 0% | 100% | 0 | 0% | 100% | 0 | 0% | 100% | 0 |  |  | 0 |  |  | 0 |  |  | 0 | 100% | 65% |  | 100% | 65% |  | 100% | 65% |  | 100% | 65% |  | 100% | 90% |  | 100% | 90% |  | 100% | 90%
SHEPHERD 2111707358 | 0.00044341 | 19.6328 | 1.6558 | 0 | 1.6558 | 0.0083425 | 0.026971 | 0.011887 | 0% | 99% | 0 | 0% | 99% | 0 | 0% | 99% | 0 | 0% | 99% | 0 | 0% | 61.51% | 0 | 0% | 61.51% | 0 | 0% | 61.51% | 0 | 0% | 61.51% | 0 | 0 | 66.67% | 2.503% | 0.027633 | 0% | 2.503% | 0 | 0% | 2.503% | 0 | 100% | 0.2617% | 0.0043327 | 0% | 0.2617% | 0 | 0% | 0.2617% | 0 | 0% | 0.8596% | 0 | 51.25% | 0.8596% | 0.0072949 | 23.82% | 0.8596% | 0.0033898 | 51.25% | 0.8344% | 0.0070809 | 23.82% | 0.8344% | 0.0032904 | 24.93% | 0.8344% | 0.0034444 | 1.98% | 6.327% | 0.002074 | 0% | 6.327% | 0 | 0% | 6.327% | 0 | 0% | 1.024% | 0 | 0% | 1.024% | 0 | 0% | 1.024% | 0 |  |  |  | 0% | 11.8% | 0 | 0% | 11.8% | 0 | 0% | 11.8% | 0 | 0% | 0.3531% | 0 | 0% | 0.3531% | 0 | 0% | 0.3531% | 0 | 0% | 100% | 0 | 0% | 100% | 0 | 0% | 100% | 0 | 0% | 100% | 0 |  |  | 0 |  |  | 0 |  |  | 0 | 100% | 65% |  | 100% | 65% |  | 100% | 65% |  | 100% | 65% |  | 100% | 90% |  | 100% | 90% |  | 100% | 90%
CORRAL 110214028 | 0.0010982 | 3.8438 | 1.7637 | 0 | 1.7637 | 0.0098325 | 0.026601 | 0.013868 | 0% | 99% | 0 | 0% | 99% | 0 | 0% | 99% | 0 | 0% | 99% | 0 | 0% | 62.58% | 0 | 0% | 62.58% | 0 | 0% | 62.58% | 0 | 0% | 62.58% | 0 | 0 | 0% | 2.266% | 0 | 0% | 2.266% | 0 | 0% | 2.266% | 0 | 100% | 0.2668% | 0.0047048 | 0% | 0.2668% | 0 | 0% | 0.2668% | 0 | 0% | 0.7787% | 0 | 33.03% | 0.7787% | 0.0045365 | 66.97% | 0.7787% | 0.009197 | 33.03% | 0.8084% | 0.0047095 | 66.97% | 0.8084% | 0.0095476 | 0% | 0.8084% | 0 | 6.192% | 5.875% | 0.0064158 | 0% | 5.875% | 0 | 1.709% | 5.875% | 0.0017713 | 0% | 1.055% | 0 | 0% | 1.055% | 0 | 0% | 1.055% | 0 |  |  |  | 0% | 11.8% | 0 | 0% | 11.8% | 0 | 0% | 11.8% | 0 | 0% | 0.3652% | 0 | 0% | 0.3652% | 0 | 0% | 0.3652% | 0 | 0% | 100% | 0 | 0% | 100% | 0 | 0% | 100% | 0 | 0% | 100% | 0 |  |  | 0 |  |  | 0 |  |  | 0 | 100% | 65% |  | 100% | 65% |  | 100% | 65% |  | 100% | 65% |  | 100% | 90% |  | 100% | 90% |  | 100% | 90%
RACETRACK 170310850 | 0.0025873 | 0.8832 | 0.62023 | 0 | 0.62023 | 0.0044014 | 0.0082985 | 0.0049943 | 0% | 99% | 0 | 0% | 99% | 0 | 0% | 99% | 0 | 0% | 99% | 0 | 0% | 63.71% | 0 | 0% | 63.71% | 0 | 0% | 63.71% | 0 | 0% | 63.71% | 0 | 0 | 0% | 2.238% | 0 | 0% | 2.238% | 0 | 0% | 2.238% | 0 | 0% | 0.245% | 0 | 0% | 0.245% | 0 | 0% | 0.245% | 0 | 0% | 0.7077% | 0 | 40.01% | 0.7077% | 0.0017562 | 13.77% | 0.7077% | 0.00060425 | 40.01% | 0.7213% | 0.0017902 | 13.77% | 0.7213% | 0.00061594 | 1.238% | 0.7213% | 5.54e-05 | 68.73% | 5.287% | 0.022538 | 4.308% | 5.287% | 0.0014129 | 0% | 5.287% | 0 | 0% | 1.346% | 0 | 0% | 1.346% | 0 | 0% | 1.346% | 0 |  |  |  | 12.58% | 11.8% | 0.0092034 | 0% | 11.8% | 0 | 0% | 11.8% | 0 | 0% | 0.3685% | 0 | 0% | 0.3685% | 0 | 0% | 0.3685% | 0 | 0% | 100% | 0 | 0% | 100% | 0 | 0% | 100% | 0 | 0% | 100% | 0 |  |  | 0 |  |  | 0 |  |  | 0 | 100% | 65% |  | 100% | 65% |  | 100% | 65% |  | 100% | 65% |  | 100% | 90% |  | 100% | 90% |  | 100% | 90%
CMC 1102CB | 0.000917 | 0.39747 | 0.038834 | 0.080532 | 0.11937 | 0.00013576 | 0.00072983 | 0.0002458 | 0% | 99% | 0 | 0% | 99% | 0 | 0% | 99% | 0 | 0% | 99% | 0 | 0% | 62.87% | 0 | 0% | 62.87% | 0 | 0% | 62.87% | 0 | 0% | 62.87% | 0 | 0.080532 | 0% | 3.858% | 0 | 0% | 3.858% | 0 | 0% | 3.858% | 0 | 0% | 0.4327% | 0 | 0% | 0.4327% | 0 | 0% | 0.4327% | 0 | 0% | 0.9807% | 0 | 0% | 0.9807% | 0 | 79.51% | 0.9807% | 0.0003028 | 0% | 1.041% | 0 | 79.51% | 1.041% | 0.00032156 | 0% | 1.041% | 0 | 0% | 7.41% | 0 | 0% | 7.41% | 0 | 0% | 7.41% | 0 | 0% | 0.6377% | 0 | 0% | 0.6377% | 0 | 0% | 0.6377% | 0 |  |  |  | 0% | 11.8% | 0 | 0% | 11.8% | 0 | 0% | 11.8% | 0 | 0% | 0.3655% | 0 | 0% | 0.3655% | 0 | 0% | 0.3655% | 0 | 0% | 100% | 0 | 0% | 100% | 0 | 0% | 100% | 0 | 0% | 100% | 0 |  |  | 0 |  |  | 0 |  |  | 0 | 100% | 65% |  | 100% | 65% |  | 100% | 65% |  | 100% | 65% |  | 100% | 90% |  | 100% | 90% |  | 100% | 90%
CMC 1101CB | 0.00077069 | 1.9908 | 0.27278 | 0 | 0.27278 | 0.0012263 | 0.0048894 | 0.0017001 | 0% | 99% | 0 | 0% | 99% | 0 | 0% | 99% | 0 | 0% | 99% | 0 | 0% | 63.31% | 0 | 0% | 63.31% | 0 | 0% | 63.31% | 0 | 0% | 63.31% | 0 | 0 | 0% | 3.97% | 0 | 0% | 3.97% | 0 | 0% | 3.97% | 0 | 0% | 0.4362% | 0 | 0% | 0.4362% | 0 | 0% | 0.4362% | 0 | 0% | 0.9391% | 0 | 0% | 0.9391% | 0 | 100% | 0.9391% | 0.0025616 | 0% | 0.9903% | 0 | 100% | 0.9903% | 0.0027013 | 0% | 0.9903% | 0 | 0% | 7.057% | 0 | 0% | 7.057% | 0 | 0% | 7.057% | 0 | 0% | 0.8324% | 0 | 0% | 0.8324% | 0 | 0% | 0.8324% | 0 |  |  |  | 0% | 11.8% | 0 | 0% | 11.8% | 0 | 0% | 11.8% | 0 | 0% | 0.3664% | 0 | 0% | 0.3664% | 0 | 0% | 0.3664% | 0 | 0% | 100% | 0 | 0% | 100% | 0 | 0% | 100% | 0 | 0% | 100% | 0 |  |  | 0 |  |  | 0 |  |  | 0 | 100% | 65% |  | 100% | 65% |  | 100% | 65% |  | 100% | 65% |  | 100% | 90% |  | 100% | 90% |  | 100% | 90%
MONTE RIO 11125040 | 0.0028916 | 6.1747 | 3.0659 | 0.11315 | 3.179 | 0.066806 | 0.017717 | 0.0034024 | 0% | 99% | 0 | 0% | 99% | 0 | 0% | 99% | 0 | 0% | 99% | 0 | 0% | 62.93% | 0 | 0% | 62.93% | 0 | 0% | 62.93% | 0 | 0% | 62.93% | 0 | 0.11315 | 88.89% | 1.132% | 0.030845 | 0% | 1.132% | 0 | 0% | 1.132% | 0 | 0% | 0.1217% | 0 | 0% | 0.1217% | 0 | 0% | 0.1217% | 0 | 0% | 0.3055% | 0 | 0% | 0.3055% | 0 | 58.57% | 0.3055% | 0.0054855 | 0% | 0.3099% | 0 | 58.57% | 0.3099% | 0.0055649 | 40.1% | 0.3099% | 0.0038102 | 42.63% | 2.269% | 0.029664 | 34.38% | 2.269% | 0.023919 | 0% | 2.269% | 0 | 0% | 4.454% | 0 | 0% | 4.454% | 0 | 0% | 4.454% | 0 |  |  |  | 35% | 11.8% | 0.12662 | 0% | 11.8% | 0 | 0% | 11.8% | 0 | 0% | 0.3863% | 0 | 0% | 0.3863% | 0 | 0% | 0.3863% | 0 | 0% | 100% | 0 | 0% | 100% | 0 | 0% | 100% | 0 | 0% | 100% | 0 |  |  | 0 |  |  | 0.00025394 |  |  | 0 | 100% | 65% |  | 100% | 65% |  | 100% | 65% |  | 100% | 65% |  | 100% | 90% |  | 100% | 90% |  | 100% | 90%
CALISTOGA 1102184814 | 0.0029014 | 0.88153 | 1.2328 | 3.5336 | 4.7664 | 0.020669 | 0.010859 | 0.0038667 | 0% | 99% | 0 | 0% | 99% | 0 | 0% | 99% | 0 | 0% | 99% | 0 | 4.86% | 64.14% | 0.038429 | 0% | 64.14% | 0 | 0% | 64.14% | 0 | 0% | 64.14% | 0 | 3.5336 | 0% | 1.732% | 0 | 0% | 1.732% | 0 | 0% | 1.732% | 0 | 0% | 0.1882% | 0 | 0% | 0.1882% | 0 | 0% | 0.1882% | 0 | 0% | 0.4648% | 0 | 0% | 0.4648% | 0 | 0% | 0.4648% | 0 | 0% | 0.4783% | 0 | 14.51% | 0.4783% | 0.00085582 | 85.49% | 0.4783% | 0.0050409 | 4.569% | 3.472% | 0.0019557 | 0% | 3.472% | 0 | 0% | 3.472% | 0 | 0% | 2.999% | 0 | 0% | 2.999% | 0 | 0% | 2.999% | 0 |  |  |  | 0% | 11.8% | 0 | 0% | 11.8% | 0 | 0% | 11.8% | 0 | 0% | 0.381% | 0 | 0% | 0.381% | 0 | 0% | 0.381% | 0 | 0% | 100% | 0 | 0% | 100% | 0 | 0% | 100% | 0 | 0% | 100% | 0 |  |  | 0 |  |  | 0 |  |  | 0 | 100% | 65% |  | 100% | 65% |  | 100% | 65% |  | 100% | 65% |  | 100% | 90% |  | 100% | 90% |  | 100% | 90%
DRUM 11011602 | 0.0011339 | 17.4495 | 4.2877 | 2.0839 | 6.3715 | 0.047384 | 0.063855 | 0.011929 | 0% | 99% | 0 | 0% | 99% | 0 | 0% | 99% | 0 | 0% | 99% | 0 | 0% | 62.77% | 0 | 0% | 62.77% | 0 | 0% | 62.77% | 0 | 0% | 62.77% | 0 | 2.0839 | 66.67% | 3.444% | 0.098432 | 0% | 3.444% | 0 | 0% | 3.444% | 0 | 100% | 0.3656% | 0.015677 | 0% | 0.3656% | 0 | 0% | 0.3656% | 0 | 0% | 0.7904% | 0 | 0% | 0.7904% | 0 | 2.126% | 0.7904% | 0.00072056 | 0% | 0.8205% | 0 | 9.978% | 0.8205% | 0.0035101 | 89.91% | 0.8205% | 0.03163 | 59.8% | 5.897% | 0.1512 | 0% | 5.897% | 0 | 0% | 5.897% | 0 | 0% | 1.695% | 0 | 0% | 1.695% | 0 | 0% | 1.695% | 0 |  |  |  | 0% | 11.8% | 0 | 0% | 11.8% | 0 | 0% | 11.8% | 0 | 0% | 0.3713% | 0 | 0% | 0.3713% | 0 | 0% | 0.3713% | 0 | 0.4675% | 100% | 0.020047 | 0% | 100% | 0 | 0% | 100% | 0 | 0% | 100% | 0 |  |  | 0 |  |  | 0 |  |  | 0 | 100% | 65% |  | 100% | 65% |  | 100% | 65% |  | 100% | 65% |  | 100% | 90% |  | 100% | 90% |  | 100% | 90%
LAYTONVILLE 1102141962 | 0.0011565 | 5.0965 | 1.1651 | 0.029727 | 1.1948 | 0.020767 | 0.010043 | 0.0026858 | 0% | 99% | 0 | 0% | 99% | 0 | 0% | 99% | 0 | 0% | 99% | 0 | 0% | 61.92% | 0 | 0% | 61.92% | 0 | 0% | 61.92% | 0 | 0% | 61.92% | 0 | 0.029727 | 100% | 1.754% | 0.020433 | 0% | 1.754% | 0 | 0% | 1.754% | 0 | 0% | 0.1921% | 0 | 0% | 0.1921% | 0 | 0% | 0.1921% | 0 | 0% | 0.4466% | 0 | 90.57% | 0.4466% | 0.0047124 | 9.431% | 0.4466% | 0.00049073 | 90.57% | 0.4549% | 0.0047999 | 9.431% | 0.4549% | 0.00049984 | 0% | 0.4549% | 0 | 0% | 3.317% | 0 | 0% | 3.317% | 0 | 0% | 3.317% | 0 | 0% | 4.266% | 0 | 0% | 4.266% | 0 | 0% | 4.266% | 0 |  |  |  | 32.96% | 11.8% | 0.045311 | 0% | 11.8% | 0 | 0% | 11.8% | 0 | 55.56% | 0.3793% | 0.0024553 | 0% | 0.3793% | 0 | 0% | 0.3793% | 0 | 0% | 100% | 0 | 0% | 100% | 0 | 0% | 100% | 0 | 0% | 100% | 0 |  |  | 0 |  |  | 0 |  |  | 0 | 100% | 65% |  | 100% | 65% |  | 100% | 65% |  | 100% | 65% |  | 100% | 90% |  | 100% | 90% |  | 100% | 90%
BIG BASIN 1101391980 | 0.003642 | 5.3557 | 3.7492 | 0.14515 | 3.8943 | 0.078623 | 0.0248 | 0.0044028 | 0% | 99% | 0 | 0% | 99% | 0 | 0% | 99% | 0 | 0% | 99% | 0 | 0% | 63.06% | 0 | 0% | 63.06% | 0 | 0% | 63.06% | 0 | 0% | 63.06% | 0 | 0.14515 | 0% | 1.647% | 0 | 0% | 1.647% | 0 | 0% | 1.647% | 0 | 0% | 0.1754% | 0 | 0% | 0.1754% | 0 | 0% | 0.1754% | 0 | 0% | 0.3537% | 0 | 0% | 0.3537% | 0 | 99.1% | 0.3537% | 0.013141 | 0% | 0.3755% | 0 | 99.1% | 0.3755% | 0.013951 | 0.5404% | 0.3755% | 7.6074e-05 | 73.29% | 2.655% | 0.072962 | 1.372% | 2.655% | 0.0013661 | 14.2% | 2.655% | 0.014139 | 0% | 4.82% | 0 | 0% | 4.82% | 0 | 0% | 4.82% | 0 |  |  |  | 0% | 11.8% | 0 | 26.15% | 11.8% | 0.11568 | 0% | 11.8% | 0 | 0% | 0.3893% | 0 | 0% | 0.3893% | 0 | 0% | 0.3893% | 0 | 0% | 100% | 0 | 0% | 100% | 0 | 0% | 100% | 0 | 0% | 100% | 0 |  |  | 0 |  |  | 0 |  |  | 0.00011758 | 100% | 65% |  | 100% | 65% |  | 100% | 65% |  | 100% | 65% |  | 100% | 90% |  | 100% | 90% |  | 100% | 90%
FORT SEWARD 1122CB | 0.0006484 | 16.1328 | 2.9387 | 0.066911 | 3.0057 | 0.045231 | 0.029901 | 0.0094686 | 0% | 99% | 0 | 0% | 99% | 0 | 0% | 99% | 0 | 0% | 99% | 0 | 0% | 61.83% | 0 | 0% | 61.83% | 0 | 0% | 61.83% | 0 | 0% | 61.83% | 0 | 0.066911 | 85.71% | 2.128% | 0.053594 | 0% | 2.128% | 0 | 0% | 2.128% | 0 | 100% | 0.231% | 0.0067898 | 0% | 0.231% | 0 | 0% | 0.231% | 0 | 0% | 0.5315% | 0 | 73.2% | 0.5315% | 0.011435 | 26.8% | 0.5315% | 0.0041855 | 73.2% | 0.547% | 0.011767 | 26.8% | 0.547% | 0.0043073 | 0% | 0.547% | 0 | 32.7% | 3.961% | 0.03807 | 0% | 3.961% | 0 | 0% | 3.961% | 0 | 0% | 3.882% | 0 | 0% | 3.882% | 0 | 0% | 3.882% | 0 |  |  |  | 0% | 11.8% | 0 | 0% | 11.8% | 0 | 0% | 11.8% | 0 | 0% | 0.3778% | 0 | 0% | 0.3778% | 0 | 0% | 0.3778% | 0 | 0% | 100% | 0 | 0% | 100% | 0 | 0% | 100% | 0 | 0% | 100% | 0 |  |  | 0 |  |  | 0 |  |  | 0 | 100% | 65% |  | 100% | 65% |  | 100% | 65% |  | 100% | 65% |  | 100% | 90% |  | 100% | 90% |  | 100% | 90%
PIT NO 1 110170952 | 0.00095908 | 2.8019 | 0.2916 | 0.86825 | 1.1599 | 0.0012988 | 0.0052563 | 0.0018567 | 0% | 99% | 0 | 0% | 99% | 0 | 0% | 99% | 0 | 0% | 99% | 0 | 0% | 60.44% | 0 | 0% | 60.44% | 0 | 0% | 60.44% | 0 | 0% | 60.44% | 0 | 0.86825 | 0% | 2.603% | 0 | 0% | 2.603% | 0 | 0% | 2.603% | 0 | 0% | 0.2863% | 0 | 0% | 0.2863% | 0 | 0% | 0.2863% | 0 | 0% | 0.9213% | 0 | 0% | 0.9213% | 0 | 17.13% | 0.9213% | 0.00046018 | 0% | 0.8911% | 0 | 17.13% | 0.8911% | 0.00044513 | 80.62% | 0.8911% | 0.002095 | 43.44% | 6.765% | 0.0085682 | 28.86% | 6.765% | 0.0056938 | 0% | 6.765% | 0 | 0% | 0.693% | 0 | 0% | 0.693% | 0 | 0% | 0.693% | 0 |  |  |  | 31.3% | 11.8% | 0.010771 | 0% | 11.8% | 0 | 0% | 11.8% | 0 | 0% | 0.3452% | 0 | 0% | 0.3452% | 0 | 0% | 0.3452% | 0 | 0% | 100% | 0 | 0% | 100% | 0 | 0% | 100% | 0 | 0% | 100% | 0 |  |  | 0.00011435 |  |  | 0 |  |  | 0 | 100% | 65% |  | 100% | 65% |  | 100% | 65% |  | 100% | 65% |  | 100% | 90% |  | 100% | 90% |  | 100% | 90%
EL DORADO PH 210136764 | 0.0016676 | 2.9244 | 0.82117 | 0.38802 | 1.2092 | 0.010303 | 0.011645 | 0.0017972 | 0% | 99% | 0 | 0% | 99% | 0 | 0% | 99% | 0 | 0% | 99% | 0 | 0% | 62.18% | 0 | 0% | 62.18% | 0 | 0% | 62.18% | 0 | 0% | 62.18% | 0 | 0.38802 | 0% | 3.021% | 0 | 0% | 3.021% | 0 | 0% | 3.021% | 0 | 0% | 0.3306% | 0 | 0% | 0.3306% | 0 | 0% | 0.3306% | 0 | 0% | 0.7331% | 0 | 95.45% | 0.7331% | 0.0057467 | 0% | 0.7331% | 0 | 95.45% | 0.7575% | 0.0059376 | 0% | 0.7575% | 0 | 0% | 0.7575% | 0 | 22.52% | 5.466% | 0.010107 | 0% | 5.466% | 0 | 12.77% | 5.466% | 0.0057314 | 0% | 2.316% | 0 | 0% | 2.316% | 0 | 0% | 2.316% | 0 |  |  |  | 27.96% | 11.8% | 0.027094 | 0% | 11.8% | 0 | 0% | 11.8% | 0 | 55.56% | 0.3693% | 0.0016848 | 0% | 0.3693% | 0 | 0% | 0.3693% | 0 | 0% | 100% | 0 | 0% | 100% | 0 | 0% | 100% | 0 | 0% | 100% | 0 |  |  | 0 |  |  | 0 |  |  | 0 | 100% | 65% |  | 100% | 65% |  | 100% | 65% |  | 100% | 65% |  | 100% | 90% |  | 100% | 90% |  | 100% | 90%
BIG MEADOWS 21012476 | 0.00093756 | 8.7887 | 2.0901 | 0.17542 | 2.2655 | 0.027542 | 0.025557 | 0.0074315 | 0% | 99% | 0 | 7.266% | 99% | 0.15034 | 0% | 99% | 0 | 0% | 99% | 0 | 0% | 62.1% | 0 | 0% | 62.1% | 0 | 1.849% | 62.1% | 0.024001 | 0% | 62.1% | 0 | 0.17542 | 0% | 1.952% | 0 | 0% | 1.952% | 0 | 0% | 1.952% | 0 | 100% | 0.2275% | 0.0047546 | 0% | 0.2275% | 0 | 0% | 0.2275% | 0 | 0% | 0.6095% | 0 | 0% | 0.6095% | 0 | 0% | 0.6095% | 0 | 0% | 0.6102% | 0 | 0% | 0.6102% | 0 | 95.47% | 0.6102% | 0.012176 | 34.07% | 4.517% | 0.03217 | 0% | 4.517% | 0 | 7.932% | 4.517% | 0.0074889 | 0% | 2.447% | 0 | 0% | 2.447% | 0 | 0% | 2.447% | 0 |  |  |  | 0% | 11.8% | 0 | 0% | 11.8% | 0 | 0% | 11.8% | 0 | 55.56% | 0.3654% | 0.0042428 | 0% | 0.3654% | 0 | 0% | 0.3654% | 0 | 0% | 100% | 0 | 0% | 100% | 0 | 0% | 100% | 0 | 0% | 100% | 0 |  |  | 0 |  |  | 0 |  |  | 0 | 100% | 65% |  | 100% | 65% |  | 100% | 65% |  | 100% | 65% |  | 100% | 90% |  | 100% | 90% |  | 100% | 90%
CAMP EVERS 2105601610 | 0.0021206 | 10.6234 | 4.1391 | 0.71973 | 4.8588 | 0.091715 | 0.024478 | 0.0037635 | 0% | 99% | 0 | 0% | 99% | 0 | 0% | 99% | 0 | 0% | 99% | 0 | 0% | 62.58% | 0 | 0% | 62.58% | 0 | 0% | 62.58% | 0 | 0% | 62.58% | 0 | 0.71973 | 100% | 1.393% | 0.057666 | 0% | 1.393% | 0 | 0% | 1.393% | 0 | 0% | 0.1447% | 0 | 0% | 0.1447% | 0 | 0% | 0.1447% | 0 | 0% | 0.3153% | 0 | 0% | 0.3153% | 0 | 96.89% | 0.3153% | 0.012646 | 0% | 0.3254% | 0 | 96.89% | 0.3254% | 0.013048 | 3.114% | 0.3254% | 0.00041936 | 35.76% | 2.346% | 0.034725 | 0% | 2.346% | 0 | 11.76% | 2.346% | 0.011425 | 0% | 5.087% | 0 | 0% | 5.087% | 0 | 0% | 5.087% | 0 |  |  |  | 0% | 11.8% | 0 | 0% | 11.8% | 0 | 0% | 11.8% | 0 | 0% | 0.3886% | 0 | 0% | 0.3886% | 0 | 0% | 0.3886% | 0 | 0% | 100% | 0 | 0% | 100% | 0 | 0% | 100% | 0 | 0% | 100% | 0 |  |  | 0 |  |  | 0 |  |  | 4.1091e-05 | 100% | 65% |  | 100% | 65% |  | 100% | 65% |  | 100% | 65% |  | 100% | 90% |  | 100% | 90% |  | 100% | 90%
STAFFORD 1102361952 | 0.0004828 | 1.5322 | 0.13358 | 0 | 0.13358 | 0.0015287 | 0.0018667 | 0.00048418 | 0% | 99% | 0 | 0% | 99% | 0 | 0% | 99% | 0 | 0% | 99% | 0 | 0% | 61.25% | 0 | 0% | 61.25% | 0 | 0% | 61.25% | 0 | 0% | 61.25% | 0 | 0 | 0% | 2.944% | 0 | 0% | 2.944% | 0 | 0% | 2.944% | 0 | 0% | 0.3014% | 0 | 0% | 0.3014% | 0 | 0% | 0.3014% | 0 | 0% | 0.7321% | 0 | 0% | 0.7321% | 0 | 100% | 0.7321% | 0.0009779 | 0% | 0.7136% | 0 | 100% | 0.7136% | 0.0009532 | 0% | 0.7136% | 0 | 0% | 5.348% | 0 | 0% | 5.348% | 0 | 0% | 5.348% | 0 | 0% | 2.39% | 0 | 0% | 2.39% | 0 | 0% | 2.39% | 0 |  |  |  | 0% | 11.8% | 0 | 35% | 11.8% | 0.0055168 | 0% | 11.8% | 0 | 0% | 0.3631% | 0 | 0% | 0.3631% | 0 | 0% | 0.3631% | 0 | 0% | 100% | 0 | 0% | 100% | 0 | 0% | 100% | 0 | 0% | 100% | 0 |  |  | 0 |  |  | 0 |  |  | 0 | 100% | 65% |  | 100% | 65% |  | 100% | 65% |  | 100% | 65% |  | 100% | 90% |  | 100% | 90% |  | 100% | 90%
LOS GATOS 1106LA64 | 0.0036462 | 15.7036 | 8.5119 | 0.9522 | 9.4641 | 0.16443 | 0.068198 | 0.014616 | 0% | 99% | 0 | 0% | 99% | 0 | 0% | 99% | 0 | 0% | 99% | 0 | 0% | 63.27% | 0 | 0% | 63.27% | 0 | 0% | 63.27% | 0 | 0% | 63.27% | 0 | 0.9522 | 9.091% | 1.727% | 0.013366 | 0% | 1.727% | 0 | 0% | 1.727% | 0 | 0% | 0.1885% | 0 | 0% | 0.1885% | 0 | 0% | 0.1885% | 0 | 0% | 0.419% | 0 | 0% | 0.419% | 0 | 83.37% | 0.419% | 0.029738 | 0% | 0.443% | 0 | 83.37% | 0.443% | 0.031436 | 15.9% | 0.443% | 0.0059946 | 29.33% | 3.153% | 0.078722 | 3.996% | 3.153% | 0.010723 | 35.56% | 3.153% | 0.095434 | 0% | 4.049% | 0 | 0% | 4.049% | 0 | 0% | 4.049% | 0 |  |  |  | 0% | 11.8% | 0 | 0% | 11.8% | 0 | 0% | 11.8% | 0 | 0% | 0.3858% | 0 | 0% | 0.3858% | 0 | 0% | 0.3858% | 0 | 0% | 100% | 0 | 0% | 100% | 0 | 0% | 100% | 0 | 0% | 100% | 0 |  |  | 5.1095e-05 |  |  | 0 |  |  | 0.03477 | 100% | 65% |  | 100% | 65% |  | 100% | 65% |  | 100% | 65% |  | 100% | 90% |  | 100% | 90% |  | 100% | 90%
NARROWS 21022718 | 0.001788 | 0.25389 | 2.6135 | 2.1907 | 4.8043 | 0.029311 | 0.030836 | 0.015873 | 0% | 99% | 0 | 0% | 99% | 0 | 0% | 99% | 0 | 0% | 99% | 0 | 0% | 64.12% | 0 | 0% | 64.12% | 0 | 0% | 64.12% | 0 | 0% | 64.12% | 0 | 2.1907 | 0% | 2.065% | 0 | 0% | 2.065% | 0 | 0% | 2.065% | 0 | 0% | 0.2324% | 0 | 0% | 0.2324% | 0 | 0% | 0.2324% | 0 | 0% | 0.5976% | 0 | 0% | 0.5976% | 0 | 77.03% | 0.5976% | 0.012032 | 77.03% | 0.6185% | 0.012453 | 16.99% | 0.6185% | 0.0027468 | 0% | 0.6185% | 0 | 100% | 4.479% | 0.11705 | 0% | 4.479% | 0 | 0% | 4.479% | 0 | 0% | 2.23% | 0 | 0% | 2.23% | 0 | 0% | 2.23% | 0 |  |  |  | 0% | 11.8% | 0 | 0% | 11.8% | 0 | 0% | 11.8% | 0 | 0% | 0.373% | 0 | 0% | 0.373% | 0 | 0% | 0.373% | 0 | 0% | 100% | 0 | 0% | 100% | 0 | 0% | 100% | 0 | 0% | 100% | 0 |  |  | 0 |  |  | 0 |  |  | 0 | 100% | 65% |  | 100% | 65% |  | 100% | 65% |  | 100% | 65% |  | 100% | 90% |  | 100% | 90% |  | 100% | 90%
COARSEGOLD 21025380 | 0.00083191 | 14.7025 | 2.3088 | 0.3101 | 2.6189 | 0.030967 | 0.029104 | 0.0073316 | 0% | 99% | 0 | 0% | 99% | 0 | 0% | 99% | 0 | 0% | 99% | 0 | 0% | 61.8% | 0 | 0% | 61.8% | 0 | 0% | 61.8% | 0 | 0% | 61.8% | 0 | 0.3101 | 100% | 2.326% | 0.053697 | 0% | 2.326% | 0 | 0% | 2.326% | 0 | 0% | 0.2554% | 0 | 0% | 0.2554% | 0 | 0% | 0.2554% | 0 | 0% | 0.6467% | 0 | 0% | 0.6467% | 0 | 0% | 0.6467% | 0 | 0% | 0.665% | 0 | 0% | 0.665% | 0 | 99.43% | 0.665% | 0.015267 | 1.384% | 4.833% | 0.0015444 | 0.8365% | 4.833% | 0.00093342 | 0% | 4.833% | 0 | 0% | 3.109% | 0 | 0% | 3.109% | 0 | 0% | 3.109% | 0 |  |  |  | 35% | 11.8% | 0.095352 | 0% | 11.8% | 0 | 0% | 11.8% | 0 | 0% | 0.3724% | 0 | 0% | 0.3724% | 0 | 0% | 0.3724% | 0 | 0% | 100% | 0 | 0% | 100% | 0 | 0% | 100% | 0 | 0% | 100% | 0 |  |  | 0 |  |  | 0 |  |  | 0 | 100% | 65% |  | 100% | 65% |  | 100% | 65% |  | 100% | 65% |  | 100% | 90% |  | 100% | 90% |  | 100% | 90%
SAND CREEK 1103799118 | 0.000342 | 24.6606 | 1.5322 | 0 | 1.5322 | 0.012114 | 0.025034 | 0.0080217 | 0% | 99% | 0 | 0% | 99% | 0 | 0% | 99% | 0 | 0% | 99% | 0 | 0% | 60.61% | 0 | 0% | 60.61% | 0 | 0% | 60.61% | 0 | 0% | 60.61% | 0 | 0 | 100% | 2.465% | 0.03777 | 0% | 2.465% | 0 | 0% | 2.465% | 0 | 0% | 0.2447% | 0 | 0% | 0.2447% | 0 | 0% | 0.2447% | 0 | 0% | 0.8443% | 0 | 76.08% | 0.8443% | 0.0098413 | 22.02% | 0.8443% | 0.0028491 | 76.08% | 0.8038% | 0.0093694 | 22.02% | 0.8038% | 0.0027125 | 0% | 0.8038% | 0 | 35.45% | 6.166% | 0.033491 | 0% | 6.166% | 0 | 0% | 6.166% | 0 | 0% | 1.744% | 0 | 0% | 1.744% | 0 | 0% | 1.744% | 0 |  |  |  | 0% | 11.8% | 0 | 0% | 11.8% | 0 | 0% | 11.8% | 0 | 0% | 0.3528% | 0 | 0% | 0.3528% | 0 | 0% | 0.3528% | 0 | 0% | 100% | 0 | 0% | 100% | 0 | 0% | 100% | 0 | 0% | 100% | 0 |  |  | 0.00012204 |  |  | 0 |  |  | 0 | 100% | 65% |  | 100% | 65% |  | 100% | 65% |  | 100% | 65% |  | 100% | 90% |  | 100% | 90% |  | 100% | 90%
PANORAMA 11021632 | 0.00030236 | 8.7809 | 0.37135 | 0.019608 | 0.39096 | 0.0015151 | 0.0067186 | 0.0027188 | 0% | 99% | 0 | 0% | 99% | 0 | 0% | 99% | 0 | 0% | 99% | 0 | 0% | 58.94% | 0 | 0% | 58.94% | 0 | 0% | 58.94% | 0 | 0% | 58.94% | 0 | 0.019608 | 0% | 2.599% | 0 | 0% | 2.599% | 0 | 0% | 2.599% | 0 | 0% | 0.2752% | 0 | 0% | 0.2752% | 0 | 0% | 0.2752% | 0 | 0% | 0.9032% | 0 | 98.77% | 0.9032% | 0.0033127 | 1.111% | 0.9032% | 3.7247e-05 | 99.88% | 0.8316% | 0.0030846 | 0% | 0.8316% | 0 | 0% | 0.8316% | 0 | 0% | 6.523% | 0 | 0% | 6.523% | 0 | 0% | 6.523% | 0 | 0% | 0.8577% | 0 | 0% | 0.8577% | 0 | 0% | 0.8577% | 0 |  |  |  | 0% | 11.8% | 0 | 20.39% | 11.8% | 0.0089366 | 0% | 11.8% | 0 | 0% | 0.3376% | 0 | 0% | 0.3376% | 0 | 0% | 0.3376% | 0 | 0% | 100% | 0 | 0% | 100% | 0 | 0% | 100% | 0 | 0% | 100% | 0 |  |  | 0 |  |  | 0 |  |  | 0 | 100% | 65% |  | 100% | 65% |  | 100% | 65% |  | 100% | 65% |  | 100% | 90% |  | 100% | 90% |  | 100% | 90%
SAND CREEK 1103CB | 0.00035672 | 13.1988 | 0.8859 | 0 | 0.8859 | 0.0043476 | 0.014873 | 0.0069123 | 0% | 99% | 0 | 0% | 99% | 0 | 0% | 99% | 0 | 0% | 99% | 0 | 0% | 60.18% | 0 | 0% | 60.18% | 0 | 0% | 60.18% | 0 | 0% | 60.18% | 0 | 0 | 0% | 2.551% | 0 | 0% | 2.551% | 0 | 0% | 2.551% | 0 | 0% | 0.2696% | 0 | 0% | 0.2696% | 0 | 0% | 0.2696% | 0 | 0% | 0.8501% | 0 | 46.35% | 0.8501% | 0.0034907 | 0% | 0.8501% | 0 | 46.35% | 0.8134% | 0.0033399 | 0% | 0.8134% | 0 | 50.19% | 0.8134% | 0.0036167 | 0% | 6.223% | 0 | 0% | 6.223% | 0 | 0% | 6.223% | 0 | 0% | 1.073% | 0 | 0% | 1.073% | 0 | 0% | 1.073% | 0 |  |  |  | 0% | 11.8% | 0 | 0% | 11.8% | 0 | 0% | 11.8% | 0 | 0% | 0.3503% | 0 | 0% | 0.3503% | 0 | 0% | 0.3503% | 0 | 0% | 100% | 0 | 0.4366% | 100% | 0.0038677 | 0% | 100% | 0 | 0% | 100% | 0 |  |  | 0.00044754 |  |  | 0 |  |  | 0 | 100% | 65% |  | 100% | 65% |  | 100% | 65% |  | 100% | 65% |  | 100% | 90% |  | 100% | 90% |  | 100% | 90%
SUMMIT 11016627 | 0.0021163 | 0.76748 | 0.22276 | 0.17332 | 0.39608 | 0.0032063 | 0.003103 | 0.00027966 | 0% | 99% | 0 | 0% | 99% | 0 | 0% | 99% | 0 | 0% | 99% | 0 | 0% | 61.9% | 0 | 0% | 61.9% | 0 | 0% | 61.9% | 0 | 0% | 61.9% | 0 | 0.17332 | 0% | 2.587% | 0 | 0% | 2.587% | 0 | 0% | 2.587% | 0 | 0% | 0.2787% | 0 | 0% | 0.2787% | 0 | 0% | 0.2787% | 0 | 0% | 0.7188% | 0 | 42.32% | 0.7188% | 0.00067762 | 0% | 0.7188% | 0 | 42.32% | 0.7389% | 0.0006965 | 0% | 0.7389% | 0 | 57.68% | 0.7389% | 0.00094944 | 0% | 5.374% | 0 | 0% | 5.374% | 0 | 0% | 5.374% | 0 | 0% | 2.305% | 0 | 0% | 2.305% | 0 | 0% | 2.305% | 0 |  |  |  | 0% | 11.8% | 0 | 0% | 11.8% | 0 | 0% | 11.8% | 0 | 0% | 0.3716% | 0 | 0% | 0.3716% | 0 | 0% | 0.3716% | 0 | 0% | 100% | 0 | 0% | 100% | 0 | 0% | 100% | 0 | 0% | 100% | 0 |  |  | 0.0055225 |  |  | 0 |  |  | 0 | 100% | 65% |  | 100% | 65% |  | 100% | 65% |  | 100% | 65% |  | 100% | 90% |  | 100% | 90% |  | 100% | 90%
SONOMA 1106746130 | 0.0012434 | 0.79434 | 0.22099 | 0.039706 | 0.26069 | 0.0017639 | 0.0037898 | 0.0010026 | 0% | 99% | 0 | 0% | 99% | 0 | 0% | 99% | 0 | 0% | 99% | 0 | 0% | 64.05% | 0 | 0% | 64.05% | 0 | 0% | 64.05% | 0 | 0% | 64.05% | 0 | 0.039706 | 0% | 4.051% | 0 | 0% | 4.051% | 0 | 0% | 4.051% | 0 | 0% | 0.4347% | 0 | 0% | 0.4347% | 0 | 0% | 0.4347% | 0 | 0% | 0.8817% | 0 | 0% | 0.8817% | 0 | 0% | 0.8817% | 0 | 0% | 0.9369% | 0 | 0% | 0.9369% | 0 | 100% | 0.9369% | 0.0020705 | 0% | 6.625% | 0 | 0% | 6.625% | 0 | 0% | 6.625% | 0 | 0% | 1.441% | 0 | 0% | 1.441% | 0 | 0% | 1.441% | 0 |  |  |  | 0% | 11.8% | 0 | 11.92% | 11.8% | 0.0031074 | 0% | 11.8% | 0 | 0% | 0.3729% | 0 | 0% | 0.3729% | 0 | 0% | 0.3729% | 0 | 0% | 100% | 0 | 0% | 100% | 0 | 0% | 100% | 0 | 0% | 100% | 0 |  |  | 0 |  |  | 0 |  |  | 0 | 100% | 65% |  | 100% | 65% |  | 100% | 65% |  | 100% | 65% |  | 100% | 90% |  | 100% | 90% |  | 100% | 90%
VOLTA 1101CB | 0.00043332 | 9.289 | 0.78847 | 2.7482 | 3.5367 | 0.0061176 | 0.012889 | 0.0043961 | 22.42% | 99% | 0.17501 | 1.689% | 99% | 0.013182 | 0% | 99% | 0 | 0% | 99% | 0 | 68.3% | 60.33% | 0.32489 | 17.54% | 60.33% | 0.083451 | 0% | 60.33% | 0 | 0% | 60.33% | 0 | 2.7482 | 0% | 2.426% | 0 | 0% | 2.426% | 0 | 0% | 2.426% | 0 | 0% | 0.2694% | 0 | 33.07% | 0.2694% | 0.00070226 | 0% | 0.2694% | 0 | 0% | 0.8074% | 0 | 22.2% | 0.8074% | 0.0014134 | 0% | 0.8074% | 0 | 22.2% | 0.7847% | 0.0013736 | 0% | 0.7847% | 0 | 77.8% | 0.7847% | 0.0048135 | 5.342% | 5.935% | 0.0025 | 0% | 5.935% | 0 | 0% | 5.935% | 0 | 0% | 1.643% | 0 | 0% | 1.643% | 0 | 0% | 1.643% | 0 |  |  |  | 0% | 11.8% | 0 | 0% | 11.8% | 0 | 0% | 11.8% | 0 | 55.56% | 0.3521% | 0.0015421 | 0% | 0.3521% | 0 | 0% | 0.3521% | 0 | 23.26% | 100% | 0.18341 | 0% | 100% | 0 | 0% | 100% | 0 | 0% | 100% | 0 |  |  | 0 |  |  | 0 |  |  | 0 | 100% | 65% |  | 100% | 65% |  | 100% | 65% |  | 100% | 65% |  | 100% | 90% |  | 100% | 90% |  | 100% | 90%
ZACA 1101Y70 | 0.00039414 | 5.6817 | 0.85283 | 0 | 0.85283 | 0.0057335 | 0.015387 | 0.004236 | 0% | 99% | 0 | 0% | 99% | 0 | 0% | 99% | 0 | 0% | 99% | 0 | 0% | 62.19% | 0 | 0% | 62.19% | 0 | 0% | 62.19% | 0 | 0% | 62.19% | 0 | 0 | 100% | 3.714% | 0.031673 | 0% | 3.714% | 0 | 0% | 3.714% | 0 | 0% | 0.3935% | 0 | 0% | 0.3935% | 0 | 0% | 0.3935% | 0 | 0% | 0.9233% | 0 | 0% | 0.9233% | 0 | 0% | 0.9233% | 0 | 0% | 0.9492% | 0 | 0% | 0.9492% | 0 | 82.16% | 0.9492% | 0.0066508 | 0% | 6.883% | 0 | 0% | 6.883% | 0 | 0% | 6.883% | 0 | 0% | 1.32% | 0 | 0% | 1.32% | 0 | 0% | 1.32% | 0 |  |  |  | 0% | 11.8% | 0 | 29.2% | 11.8% | 0.029385 | 0% | 11.8% | 0 | 0% | 0.3641% | 0 | 0% | 0.3641% | 0 | 0% | 0.3641% | 0 | 0% | 100% | 0 | 0% | 100% | 0 | 0% | 100% | 0 | 0% | 100% | 0 |  |  | 0 |  |  | 0 |  |  | 0 | 100% | 65% |  | 100% | 65% |  | 100% | 65% |  | 100% | 65% |  | 100% | 90% |  | 100% | 90% |  | 100% | 90%
FOOTHILL 1101251688 | 0.00027092 | 7.021 | 0.56482 | 0 | 0.56482 | 0.0052984 | 0.0081579 | 0.003376 | 0% | 99% | 0 | 0% | 99% | 0 | 0% | 99% | 0 | 0% | 99% | 0 | 0% | 63.62% | 0 | 0% | 63.62% | 0 | 0% | 63.62% | 0 | 0% | 63.62% | 0 | 0 | 0% | 2.67% | 0 | 0% | 2.67% | 0 | 0% | 2.67% | 0 | 0% | 0.288% | 0 | 0% | 0.288% | 0 | 0% | 0.288% | 0 | 0% | 0.7305% | 0 | 0% | 0.7305% | 0 | 33.02% | 0.7305% | 0.0013626 | 0% | 0.7526% | 0 | 33.02% | 0.7526% | 0.0014037 | 65.6% | 0.7526% | 0.0027886 | 15.52% | 5.462% | 0.0047888 | 0% | 5.462% | 0 | 23.08% | 5.462% | 0.0071191 | 0% | 1.735% | 0 | 0% | 1.735% | 0 | 0% | 1.735% | 0 |  |  |  | 0% | 11.8% | 0 | 15.19% | 11.8% | 0.010127 | 0% | 11.8% | 0 | 0% | 0.37% | 0 | 0% | 0.37% | 0 | 0% | 0.37% | 0 | 0% | 100% | 0 | 0% | 100% | 0 | 0% | 100% | 0 | 0% | 100% | 0 |  |  | 0 |  |  | 0 |  |  | 0 | 100% | 65% |  | 100% | 65% |  | 100% | 65% |  | 100% | 65% |  | 100% | 90% |  | 100% | 90% |  | 100% | 90%
JAMESON 1102865502 | 0.00088788 | 0.63194 | 0.49795 | 0.042349 | 0.5403 | 0.0030243 | 0.0090226 | 0.0028034 | 0% | 99% | 0 | 0% | 99% | 0 | 0% | 99% | 0 | 0% | 99% | 0 | 0% | 62.46% | 0 | 0% | 62.46% | 0 | 0% | 62.46% | 0 | 17.62% | 62.46% | 0.054808 | 0.042349 | 0% | 3.572% | 0 | 0% | 3.572% | 0 | 0% | 3.572% | 0 | 0% | 0.3879% | 0 | 0% | 0.3879% | 0 | 0% | 0.3879% | 0 | 0% | 0.9105% | 0 | 65.24% | 0.9105% | 0.002958 | 33.07% | 0.9105% | 0.0014994 | 65.24% | 0.9329% | 0.0030307 | 33.07% | 0.9329% | 0.0015363 | 0% | 0.9329% | 0 | 0% | 6.78% | 0 | 0% | 6.78% | 0 | 0% | 6.78% | 0 | 0% | 1.03% | 0 | 0% | 1.03% | 0 | 0% | 1.03% | 0 |  |  |  | 15.9% | 11.8% | 0.0093431 | 0% | 11.8% | 0 | 0% | 11.8% | 0 | 0% | 0.3611% | 0 | 0% | 0.3611% | 0 | 0% | 0.3611% | 0 | 0% | 100% | 0 | 0% | 100% | 0 | 0% | 100% | 0 | 0% | 100% | 0 |  |  | 0 |  |  | 0 |  |  | 0 | 100% | 65% |  | 100% | 65% |  | 100% | 65% |  | 100% | 65% |  | 100% | 90% |  | 100% | 90% |  | 100% | 90%
SAN RAFAEL 11071166 | 0.0031024 | 19.1432 | 8.2049 | 0 | 8.2049 | 0.15324 | 0.072291 | 0.019954 | 0% | 99% | 0 | 0% | 99% | 0 | 0% | 99% | 0 | 0% | 99% | 0 | 0% | 63.85% | 0 | 0% | 63.85% | 0 | 0% | 63.85% | 0 | 0% | 63.85% | 0 | 0 | 12.5% | 1.734% | 0.017785 | 0% | 1.734% | 0 | 0% | 1.734% | 0 | 0% | 0.1863% | 0 | 0% | 0.1863% | 0 | 0% | 0.1863% | 0 | 0% | 0.4474% | 0 | 11.79% | 0.4474% | 0.0043301 | 64.75% | 0.4474% | 0.023772 | 11.82% | 0.4595% | 0.004455 | 64.75% | 0.4595% | 0.024412 | 22.54% | 0.4595% | 0.0084964 | 77.76% | 3.335% | 0.21277 | 0.8178% | 3.335% | 0.0022378 | 10.27% | 3.335% | 0.028092 | 0% | 3.197% | 0 | 0% | 3.197% | 0 | 0% | 3.197% | 0 |  |  |  | 0% | 11.8% | 0 | 28.41% | 11.8% | 0.27506 | 0% | 11.8% | 0 | 55.56% | 0.3818% | 0.017404 | 0% | 0.3818% | 0 | 0% | 0.3818% | 0 | 0% | 100% | 0 | 0% | 100% | 0 | 0% | 100% | 0 | 0% | 100% | 0 |  |  | 0 |  |  | 0.0001382 |  |  | 0.012146 | 100% | 65% |  | 100% | 65% |  | 100% | 65% |  | 100% | 65% |  | 100% | 90% |  | 100% | 90% |  | 100% | 90%
SAN LUIS OBISPO 1107V02 | 0.00077492 | 18.7741 | 2.6283 | 0 | 2.6283 | 0.022121 | 0.042024 | 0.014498 | 0% | 99% | 0 | 0% | 99% | 0 | 0% | 99% | 0 | 0% | 99% | 0 | 0% | 62.66% | 0 | 0% | 62.66% | 0 | 0% | 62.66% | 0 | 0% | 62.66% | 0 | 0 | 100% | 2.842% | 0.074692 | 0% | 2.842% | 0 | 0% | 2.842% | 0 | 0% | 0.3105% | 0 | 0% | 0.3105% | 0 | 0% | 0.3105% | 0 | 0% | 0.8037% | 0 | 0% | 0.8037% | 0 | 79.09% | 0.8037% | 0.016708 | 0% | 0.8276% | 0 | 79.09% | 0.8276% | 0.017204 | 20.7% | 0.8276% | 0.0045022 | 41.4% | 6.018% | 0.06548 | 0% | 6.018% | 0 | 0% | 6.018% | 0 | 0% | 1.399% | 0 | 0% | 1.399% | 0 | 0% | 1.399% | 0 |  |  |  | 31.09% | 11.8% | 0.096418 | 0% | 11.8% | 0 | 0% | 11.8% | 0 | 0% | 0.3669% | 0 | 0% | 0.3669% | 0 | 0% | 0.3669% | 0 | 0% | 100% | 0 | 0% | 100% | 0 | 0% | 100% | 0 | 0% | 100% | 0 |  |  | 0 |  |  | 0 |  |  | 0 | 100% | 65% |  | 100% | 65% |  | 100% | 65% |  | 100% | 65% |  | 100% | 90% |  | 100% | 90% |  | 100% | 90%
MIRABEL 110257840 | 0.003334 | 3.4934 | 2.7414 | 0 | 2.7414 | 0.058645 | 0.018825 | 0.0046239 | 0% | 99% | 0 | 0% | 99% | 0 | 0% | 99% | 0 | 0% | 99% | 0 | 0% | 63.26% | 0 | 0% | 63.26% | 0 | 0% | 63.26% | 0 | 0% | 63.26% | 0 | 0 | 0% | 1.323% | 0 | 0% | 1.323% | 0 | 0% | 1.323% | 0 | 0% | 0.1463% | 0 | 0% | 0.1463% | 0 | 0% | 0.1463% | 0 | 0% | 0.3441% | 0 | 0% | 0.3441% | 0 | 2.783% | 0.3441% | 0.00026256 | 0% | 0.3582% | 0 | 2.783% | 0.3582% | 0.00027331 | 97.22% | 0.3582% | 0.0095461 | 36.88% | 2.578% | 0.026063 | 19.46% | 2.578% | 0.01375 | 19.29% | 2.578% | 0.013634 | 0% | 4.19% | 0 | 0% | 4.19% | 0 | 0% | 4.19% | 0 |  |  |  | 34.87% | 11.8% | 0.11279 | 0% | 11.8% | 0 | 0% | 11.8% | 0 | 0% | 0.3861% | 0 | 0% | 0.3861% | 0 | 0% | 0.3861% | 0 | 0% | 100% | 0 | 0% | 100% | 0 | 0% | 100% | 0 | 0% | 100% | 0 |  |  | 0 |  |  | 1.9391e-05 |  |  | 1.6006e-05 | 100% | 65% |  | 100% | 65% |  | 100% | 65% |  | 100% | 65% |  | 100% | 90% |  | 100% | 90% |  | 100% | 90%
SAN MIGUEL 1104954082 | 0.00025145 | 7.4999 | 0.4669 | 0 | 0.4669 | 0.0012713 | 0.0088694 | 0.003851 | 0% | 99% | 0 | 0% | 99% | 0 | 0% | 99% | 0 | 0% | 99% | 0 | 0% | 61.32% | 0 | 0% | 61.32% | 0 | 0% | 61.32% | 0 | 0% | 61.32% | 0 | 0 | 0% | 2.785% | 0 | 0% | 2.785% | 0 | 0% | 2.785% | 0 | 0% | 0.322% | 0 | 0% | 0.322% | 0 | 0% | 0.322% | 0 | 0% | 0.9273% | 0 | 0% | 0.9273% | 0 | 97.69% | 0.9273% | 0.0042297 | 0% | 0.945% | 0 | 98.75% | 0.945% | 0.004357 | 1.246% | 0.945% | 5.4975e-05 | 91.81% | 6.941% | 0.029754 | 0% | 6.941% | 0 | 0% | 6.941% | 0 | 0% | 0.538% | 0 | 0% | 0.538% | 0 | 0% | 0.538% | 0 |  |  |  | 0% | 11.8% | 0 | 0% | 11.8% | 0 | 0% | 11.8% | 0 | 0% | 0.3539% | 0 | 0% | 0.3539% | 0 | 0% | 0.3539% | 0 | 0% | 100% | 0 | 0% | 100% | 0 | 0% | 100% | 0 | 0% | 100% | 0 |  |  | 0 |  |  | 0 |  |  | 0 | 100% | 65% |  | 100% | 65% |  | 100% | 65% |  | 100% | 65% |  | 100% | 90% |  | 100% | 90% |  | 100% | 90%
HARTLEY 110186876 | 0.00083468 | 2.6039 | 1.8901 | 0 | 1.8901 | 0.015701 | 0.0292 | 0.011825 | 0% | 99% | 0 | 0% | 99% | 0 | 0% | 99% | 0 | 0% | 99% | 0 | 0% | 62.82% | 0 | 0% | 62.82% | 0 | 0% | 62.82% | 0 | 0% | 62.82% | 0 | 0 | 0% | 2.395% | 0 | 0% | 2.395% | 0 | 0% | 2.395% | 0 | 0% | 0.2647% | 0 | 0% | 0.2647% | 0 | 0% | 0.2647% | 0 | 0% | 0.7757% | 0 | 73.04% | 0.7757% | 0.010709 | 18.03% | 0.7757% | 0.0026437 | 74.65% | 0.7856% | 0.011084 | 18.1% | 0.7856% | 0.0026882 | 0% | 0.7856% | 0 | 0% | 5.787% | 0 | 40.73% | 5.787% | 0.044544 | 0% | 5.787% | 0 | 0% | 1.41% | 0 | 0% | 1.41% | 0 | 0% | 1.41% | 0 |  |  |  | 20.96% | 11.8% | 0.04674 | 0% | 11.8% | 0 | 0% | 11.8% | 0 | 0% | 0.3645% | 0 | 0% | 0.3645% | 0 | 0% | 0.3645% | 0 | 0% | 100% | 0 | 0% | 100% | 0 | 0% | 100% | 0 | 0% | 100% | 0 |  |  | 0 |  |  | 0 |  |  | 0 | 100% | 65% |  | 100% | 65% |  | 100% | 65% |  | 100% | 65% |  | 100% | 90% |  | 100% | 90% |  | 100% | 90%
LLAGAS 2107374344 | 0.00064307 | 5.4739 | 1.8419 | 0 | 1.8419 | 0.017266 | 0.024686 | 0.013497 | 0% | 99% | 0 | 0% | 99% | 0 | 0% | 99% | 0 | 0% | 99% | 0 | 0% | 63.69% | 0 | 0% | 63.69% | 0 | 0% | 63.69% | 0 | 0% | 63.69% | 0 | 0 | 37.5% | 2.356% | 0.016274 | 0% | 2.356% | 0 | 0% | 2.356% | 0 | 0% | 0.255% | 0 | 0% | 0.255% | 0 | 0% | 0.255% | 0 | 0% | 0.6643% | 0 | 30.09% | 0.6643% | 0.0036819 | 0.1511% | 0.6643% | 1.8486e-05 | 30.37% | 0.6654% | 0.003722 | 0.1511% | 0.6654% | 1.8516e-05 | 68.02% | 0.6654% | 0.0083369 | 19.43% | 4.916% | 0.01759 | 0% | 4.916% | 0 | 2.701% | 4.916% | 0.0024459 | 0% | 1.494% | 0 | 0% | 1.494% | 0 | 0% | 1.494% | 0 |  |  |  | 0% | 11.8% | 0 | 0% | 11.8% | 0 | 0% | 11.8% | 0 | 0% | 0.3669% | 0 | 0% | 0.3669% | 0 | 0% | 0.3669% | 0 | 0% | 100% | 0 | 0% | 100% | 0 | 0% | 100% | 0 | 0% | 100% | 0 |  |  | 0 |  |  | 0 |  |  | 0 | 100% | 65% |  | 100% | 65% |  | 100% | 65% |  | 100% | 65% |  | 100% | 90% |  | 100% | 90% |  | 100% | 90%
HIGGINS 1104842642 | 0.0015584 | 6.4273 | 1.5176 | 0.67822 | 2.1958 | 0.026889 | 0.013361 | 0.0055655 | 0% | 99% | 0 | 0% | 99% | 0 | 0% | 99% | 0 | 0% | 99% | 0 | 0% | 62.26% | 0 | 0% | 62.26% | 0 | 0% | 62.26% | 0 | 0% | 62.26% | 0 | 0.67822 | 0% | 1.411% | 0 | 0% | 1.411% | 0 | 0% | 1.411% | 0 | 0% | 0.1507% | 0 | 0% | 0.1507% | 0 | 0% | 0.1507% | 0 | 0% | 0.4402% | 0 | 8.78% | 0.4402% | 0.00058652 | 0% | 0.4402% | 0 | 8.78% | 0.4432% | 0.0005905 | 0% | 0.4432% | 0 | 91.02% | 0.4432% | 0.0061217 | 72.38% | 3.273% | 0.035948 | 0% | 3.273% | 0 | 0% | 3.273% | 0 | 0% | 3.827% | 0 | 0% | 3.827% | 0 | 0% | 3.827% | 0 |  |  |  | 0% | 11.8% | 0 | 34.69% | 11.8% | 0.062116 | 0% | 11.8% | 0 | 0% | 0.3794% | 0 | 0% | 0.3794% | 0 | 0% | 0.3794% | 0 | 0% | 100% | 0 | 0% | 100% | 0 | 0% | 100% | 0 | 0% | 100% | 0 |  |  | 0 |  |  | 0 |  |  | 0 | 100% | 65% |  | 100% | 65% |  | 100% | 65% |  | 100% | 65% |  | 100% | 90% |  | 100% | 90% |  | 100% | 90%
PEORIA 170510580 | 0.00070132 | 7.8861 | 1.8345 | 0 | 1.8345 | 0.012066 | 0.022018 | 0.021354 | 0% | 99% | 0 | 0% | 99% | 0 | 0% | 99% | 0 | 0% | 99% | 0 | 0% | 64.55% | 0 | 0% | 64.55% | 0 | 12.38% | 64.55% | 0.14659 | 0% | 64.55% | 0 | 0 | 0% | 1.868% | 0 | 0% | 1.868% | 0 | 0% | 1.868% | 0 | 0% | 0.2098% | 0 | 0% | 0.2098% | 0 | 0% | 0.2098% | 0 | 0% | 0.5847% | 0 | 8.802% | 0.5847% | 0.00094422 | 63.81% | 0.5847% | 0.0068452 | 0% | 0.5879% | 0 | 63.81% | 0.5879% | 0.0068826 | 32.33% | 0.5879% | 0.0034875 | 0% | 4.341% | 0 | 0% | 4.341% | 0 | 0% | 4.341% | 0 | 0% | 1.254% | 0 | 0% | 1.254% | 0 | 0% | 1.254% | 0 |  |  |  | 27.73% | 11.8% | 0.060033 | 0% | 11.8% | 0 | 0% | 11.8% | 0 | 0% | 0.3688% | 0 | 0% | 0.3688% | 0 | 0% | 0.3688% | 0 | 0% | 100% | 0 | 0% | 100% | 0 | 0% | 100% | 0 | 0% | 100% | 0 |  |  | 5.5096e-05 |  |  | 0 |  |  | 0 | 100% | 65% |  | 100% | 65% |  | 100% | 65% |  | 100% | 65% |  | 100% | 90% |  | 100% | 90% |  | 100% | 90%
BOLINAS 1101CB | 0.0011272 | 2.2996 | 0.40986 | 0 | 0.40986 | 0.005672 | 0.0050772 | 0.001644 | 0% | 99% | 0 | 0% | 99% | 0 | 0% | 99% | 0 | 0% | 99% | 0 | 0% | 62.59% | 0 | 0% | 62.59% | 0 | 0% | 62.59% | 0 | 0% | 62.59% | 0 | 0 | 0% | 2.309% | 0 | 0% | 2.309% | 0 | 0% | 2.309% | 0 | 0% | 0.2581% | 0 | 0% | 0.2581% | 0 | 0% | 0.2581% | 0 | 0% | 0.6112% | 0 | 0% | 0.6112% | 0 | 81.54% | 0.6112% | 0.0020428 | 0% | 0.6355% | 0 | 81.54% | 0.6355% | 0.0021239 | 18.46% | 0.6355% | 0.00048081 | 55.55% | 4.581% | 0.010431 | 0% | 4.581% | 0 | 0% | 4.581% | 0 | 0% | 2.777% | 0 | 0% | 2.777% | 0 | 0% | 2.777% | 0 |  |  |  | 0% | 11.8% | 0 | 0% | 11.8% | 0 | 0% | 11.8% | 0 | 0% | 0.3747% | 0 | 0% | 0.3747% | 0 | 0% | 0.3747% | 0 | 0% | 100% | 0 | 0% | 100% | 0 | 0% | 100% | 0 | 0% | 100% | 0 |  |  | 0 |  |  | 0 |  |  | 0 | 100% | 65% |  | 100% | 65% |  | 100% | 65% |  | 100% | 65% |  | 100% | 90% |  | 100% | 90% |  | 100% | 90%
OLETA 1102799924 | 0.00054571 | 0.39175 | 0.056635 | 0 | 0.056635 | 0.00031706 | 0.00083574 | 0.00056243 | 0% | 99% | 0 | 0% | 99% | 0 | 0% | 99% | 0 | 0% | 99% | 0 | 0% | 64.41% | 0 | 0% | 64.41% | 0 | 0% | 64.41% | 0 | 0% | 64.41% | 0 | 0 | 0% | 2.953% | 0 | 0% | 2.953% | 0 | 0% | 2.953% | 0 | 0% | 0.3211% | 0 | 0% | 0.3211% | 0 | 0% | 0.3211% | 0 | 0% | 0.7318% | 0 | 0% | 0.7318% | 0 | 0% | 0.7318% | 0 | 0% | 0.7639% | 0 | 0% | 0.7639% | 0 | 100% | 0.7639% | 0.00043264 | 0% | 5.483% | 0 | 0% | 5.483% | 0 | 0% | 5.483% | 0 | 0% | 1.082% | 0 | 0% | 1.082% | 0 | 0% | 1.082% | 0 |  |  |  | 0% | 11.8% | 0 | 0% | 11.8% | 0 | 0% | 11.8% | 0 | 0% | 0.3714% | 0 | 0% | 0.3714% | 0 | 0% | 0.3714% | 0 | 0% | 100% | 0 | 0% | 100% | 0 | 0% | 100% | 0 | 0% | 100% | 0 |  |  | 0 |  |  | 0 |  |  | 0 | 100% | 65% |  | 100% | 65% |  | 100% | 65% |  | 100% | 65% |  | 100% | 90% |  | 100% | 90% |  | 100% | 90%
GOLDTREE 1105551904 | 0.00092605 | 0.022194 | 0.0047262 | 0.0010504 | 0.0057766 | 1.2897e-05 | 0.00010001 | 3.023e-05 | 0% | 99% | 0 | 0% | 99% | 0 | 0% | 99% | 0 | 0% | 99% | 0 | 0% | 61.34% | 0 | 0% | 61.34% | 0 | 0% | 61.34% | 0 | 0% | 61.34% | 0 | 0.0010504 | 0% | 3.624% | 0 | 0% | 3.624% | 0 | 0% | 3.624% | 0 | 0% | 0.4118% | 0 | 0% | 0.4118% | 0 | 0% | 0.4118% | 0 | 0% | 1.036% | 0 | 0% | 1.036% | 0 | 0% | 1.036% | 0 | 0% | 1.079% | 0 | 0% | 1.079% | 0 | 0% | 1.079% | 0 | 0% | 7.796% | 0 | 0% | 7.796% | 0 | 0% | 7.796% | 0 | 0% | 0.5019% | 0 | 0% | 0.5019% | 0 | 0% | 0.5019% | 0 |  |  |  | 0% | 11.8% | 0 | 0% | 11.8% | 0 | 35% | 11.8% | 0.00019519 | 0% | 0.3575% | 0 | 0% | 0.3575% | 0 | 0% | 0.3575% | 0 | 0% | 100% | 0 | 0% | 100% | 0 | 0% | 100% | 0 | 0% | 100% | 0 |  |  | 0 |  |  | 0 |  |  | 0 | 100% | 65% |  | 100% | 65% |  | 100% | 65% |  | 100% | 65% |  | 100% | 90% |  | 100% | 90% |  | 100% | 90%
MESA 11016111 | 0.00041422 | 24.4672 | 2.0271 | 0.23918 | 2.2662 | 0.015142 | 0.035175 | 0.011241 | 0% | 99% | 0 | 0% | 99% | 0 | 0% | 99% | 0 | 0% | 99% | 0 | 0% | 62.69% | 0 | 0% | 62.69% | 0 | 0% | 62.69% | 0 | 0% | 62.69% | 0 | 0.23918 | 50% | 3.441% | 0.03488 | 0% | 3.441% | 0 | 0% | 3.441% | 0 | 0% | 0.3608% | 0 | 0% | 0.3608% | 0 | 0% | 0.3608% | 0 | 0% | 0.871% | 0 | 6.938% | 0.871% | 0.001225 | 4.616% | 0.871% | 0.00081509 | 6.938% | 0.8897% | 0.0012512 | 4.616% | 0.8897% | 0.00083254 | 88.3% | 0.8897% | 0.015924 | 17.86% | 6.479% | 0.023459 | 0% | 6.479% | 0 | 0% | 6.479% | 0 | 0% | 1.415% | 0 | 0% | 1.415% | 0 | 0% | 1.415% | 0 |  |  |  | 28.98% | 11.8% | 0.069329 | 0% | 11.8% | 0 | 0% | 11.8% | 0 | 0% | 0.365% | 0 | 0% | 0.365% | 0 | 0% | 0.365% | 0 | 0% | 100% | 0 | 0% | 100% | 0 | 0% | 100% | 0 | 0% | 100% | 0 |  |  | 0 |  |  | 0 |  |  | 0 | 100% | 65% |  | 100% | 65% |  | 100% | 65% |  | 100% | 65% |  | 100% | 90% |  | 100% | 90% |  | 100% | 90%
SANTA YNEZ 110477098 | 0.00046453 | 11.7141 | 1.4151 | 0 | 1.4151 | 0.0084478 | 0.026466 | 0.0080596 | 0% | 99% | 0 | 0% | 99% | 0 | 0% | 99% | 0 | 0% | 99% | 0 | 90.16% | 62.6% | 0.79864 | 0% | 62.6% | 0 | 0% | 62.6% | 0 | 0% | 62.6% | 0 | 0 | 0% | 3.884% | 0 | 0% | 3.884% | 0 | 0% | 3.884% | 0 | 0% | 0.4096% | 0 | 0% | 0.4096% | 0 | 0% | 0.4096% | 0 | 0% | 0.9381% | 0 | 17.9% | 0.9381% | 0.0023762 | 82.03% | 0.9381% | 0.01089 | 17.9% | 0.9651% | 0.0024445 | 82.03% | 0.9651% | 0.011203 | 0.05835% | 0.9651% | 7.968e-06 | 33.03% | 6.987% | 0.032653 | 0% | 6.987% | 0 | 0% | 6.987% | 0 | 0% | 1.08% | 0 | 0% | 1.08% | 0 | 0% | 1.08% | 0 |  |  |  | 0% | 11.8% | 0 | 31.96% | 11.8% | 0.053365 | 0% | 11.8% | 0 | 0% | 0.364% | 0 | 0% | 0.364% | 0 | 0% | 0.364% | 0 | 0% | 100% | 0 | 0% | 100% | 0 | 0% | 100% | 0 | 0% | 100% | 0 |  |  | 0 |  |  | 0 |  |  | 0 | 100% | 65% |  | 100% | 65% |  | 100% | 65% |  | 100% | 65% |  | 100% | 90% |  | 100% | 90% |  | 100% | 90%
PARADISE 1105878870 | 0.0018782 | 3.547 | 0.86839 | 2.3275 | 3.1958 | 0.012208 | 0.010559 | 0.0036072 | 0% | 99% | 0 | 0% | 99% | 0 | 54.16% | 99% | 0.46559 | 0% | 99% | 0 | 0% | 62.38% | 0 | 0% | 62.38% | 0 | 0% | 62.38% | 0 | 0% | 62.38% | 0 | 2.3275 | 0% | 1.832% | 0 | 0% | 1.832% | 0 | 0% | 1.832% | 0 | 0% | 0.215% | 0 | 0% | 0.215% | 0 | 0% | 0.215% | 0 | 0% | 0.5879% | 0 | 18.18% | 0.5879% | 0.00092797 | 0.8079% | 0.5879% | 4.1245e-05 | 0% | 0.6083% | 0 | 12.7% | 0.6083% | 0.00067079 | 87.24% | 0.6083% | 0.0046083 | 82.53% | 4.42% | 0.031676 | 6.422% | 4.42% | 0.002465 | 5.621% | 4.42% | 0.0021573 | 0% | 2.645% | 0 | 0% | 2.645% | 0 | 0% | 2.645% | 0 |  |  |  | 35% | 11.8% | 0.035865 | 0% | 11.8% | 0 | 0% | 11.8% | 0 | 0% | 0.3729% | 0 | 0% | 0.3729% | 0 | 0% | 0.3729% | 0 | 0% | 100% | 0 | 0% | 100% | 0 | 0% | 100% | 0 | 0% | 100% | 0 |  |  | 0.0030933 |  |  | 0.0060226 |  |  | 0.0015217 | 100% | 65% |  | 100% | 65% |  | 100% | 65% |  | 100% | 65% |  | 100% | 90% |  | 100% | 90% |  | 100% | 90%
PACIFICA 1104230272 | 0.0014584 | 0.89038 | 0.33889 | 0 | 0.33889 | 0.0029594 | 0.0063588 | 0.0010156 | 0% | 99% | 0 | 0% | 99% | 0 | 0% | 99% | 0 | 0% | 99% | 0 | 0% | 62.84% | 0 | 0% | 62.84% | 0 | 0% | 62.84% | 0 | 0% | 62.84% | 0 | 0 | 0% | 3.624% | 0 | 0% | 3.624% | 0 | 0% | 3.624% | 0 | 0% | 0.3956% | 0 | 0% | 0.3956% | 0 | 0% | 0.3956% | 0 | 0% | 0.9376% | 0 | 0% | 0.9376% | 0 | 38.16% | 0.9376% | 0.0012124 | 0% | 0.9809% | 0 | 38.16% | 0.9809% | 0.0012684 | 33.79% | 0.9809% | 0.0011233 | 39.62% | 7.041% | 0.0094541 | 23.76% | 7.041% | 0.0056699 | 36.62% | 7.041% | 0.0087386 | 0% | 1.612% | 0 | 0% | 1.612% | 0 | 0% | 1.612% | 0 |  |  |  | 0% | 11.8% | 0 | 0% | 11.8% | 0 | 0% | 11.8% | 0 | 0% | 0.3669% | 0 | 0% | 0.3669% | 0 | 0% | 0.3669% | 0 | 0% | 100% | 0 | 0% | 100% | 0 | 0% | 100% | 0 | 0% | 100% | 0 |  |  | 0 |  |  | 0 |  |  | 0 | 100% | 65% |  | 100% | 65% |  | 100% | 65% |  | 100% | 65% |  | 100% | 90% |  | 100% | 90% |  | 100% | 90%
BRIDGEVILLE 110169866 | 0.0010506 | 6.6632 | 1.2802 | 0.039601 | 1.3198 | 0.017126 | 0.018706 | 0.0032082 | 0% | 99% | 0 | 0% | 99% | 0 | 0% | 99% | 0 | 0% | 99% | 0 | 0% | 62.19% | 0 | 0% | 62.19% | 0 | 0% | 62.19% | 0 | 0% | 62.19% | 0 | 0.039601 | 0% | 3.349% | 0 | 0% | 3.349% | 0 | 0% | 3.349% | 0 | 0% | 0.3591% | 0 | 0% | 0.3591% | 0 | 0% | 0.3591% | 0 | 0% | 0.7301% | 0 | 10.63% | 0.7301% | 0.00099336 | 89.37% | 0.7301% | 0.0083539 | 10.63% | 0.7743% | 0.0010535 | 89.37% | 0.7743% | 0.0088598 | 0% | 0.7743% | 0 | 0% | 5.483% | 0 | 0% | 5.483% | 0 | 0% | 5.483% | 0 | 0% | 3.282% | 0 | 0% | 3.282% | 0 | 0% | 3.282% | 0 |  |  |  | 35% | 11.8% | 0.05287 | 0% | 11.8% | 0 | 0% | 11.8% | 0 | 0% | 0.3773% | 0 | 0% | 0.3773% | 0 | 0% | 0.3773% | 0 | 0% | 100% | 0 | 0% | 100% | 0 | 0% | 100% | 0 | 0% | 100% | 0 |  |  | 0 |  |  | 0 |  |  | 0 | 100% | 65% |  | 100% | 65% |  | 100% | 65% |  | 100% | 65% |  | 100% | 90% |  | 100% | 90% |  | 100% | 90%
HALF MOON BAY 110258448 | 0.00063179 | 3.2643 | 0.783 | 0 | 0.783 | 0.006219 | 0.015309 | 0.0024312 | 0% | 99% | 0 | 0% | 99% | 0 | 0% | 99% | 0 | 0% | 99% | 0 | 0% | 62.49% | 0 | 0% | 62.49% | 0 | 0% | 62.49% | 0 | 0% | 62.49% | 0 | 0 | 0% | 4.108% | 0 | 0% | 4.108% | 0 | 0% | 4.108% | 0 | 0% | 0.4482% | 0 | 0% | 0.4482% | 0 | 0% | 0.4482% | 0 | 0% | 0.9663% | 0 | 0% | 0.9663% | 0 | 36.02% | 0.9663% | 0.0027251 | 0% | 1.024% | 0 | 36.02% | 1.024% | 0.0028878 | 59.84% | 1.024% | 0.0047977 | 0% | 7.277% | 0 | 67.39% | 7.277% | 0.038396 | 0% | 7.277% | 0 | 0% | 1.518% | 0 | 0% | 1.518% | 0 | 0% | 1.518% | 0 |  |  |  | 0% | 11.8% | 0 | 0% | 11.8% | 0 | 0% | 11.8% | 0 | 0% | 0.3684% | 0 | 0% | 0.3684% | 0 | 0% | 0.3684% | 0 | 0% | 100% | 0 | 0% | 100% | 0 | 0% | 100% | 0 | 0% | 100% | 0 |  |  | 0 |  |  | 0 |  |  | 0 | 100% | 65% |  | 100% | 65% |  | 100% | 65% |  | 100% | 65% |  | 100% | 90% |  | 100% | 90% |  | 100% | 90%
PLACERVILLE 1112566624 | 0.0013045 | 6.5832 | 1.4393 | 0.33669 | 1.776 | 0.018229 | 0.017564 | 0.0083277 | 0% | 99% | 0 | 0% | 99% | 0 | 0% | 99% | 0 | 0% | 99% | 0 | 0% | 62.36% | 0 | 0% | 62.36% | 0 | 0% | 62.36% | 0 | 0% | 62.36% | 0 | 0.33669 | 100% | 1.845% | 0.026548 | 0% | 1.845% | 0 | 0% | 1.845% | 0 | 0% | 0.2047% | 0 | 0% | 0.2047% | 0 | 0% | 0.2047% | 0 | 0% | 0.5981% | 0 | 35.99% | 0.5981% | 0.003098 | 58.94% | 0.5981% | 0.0050737 | 35.99% | 0.6125% | 0.003173 | 58.94% | 0.6125% | 0.0051965 | 0% | 0.6125% | 0 | 0% | 4.486% | 0 | 0% | 4.486% | 0 | 0% | 4.486% | 0 | 0% | 2.562% | 0 | 0% | 2.562% | 0 | 0% | 2.562% | 0 |  |  |  | 0% | 11.8% | 0 | 0% | 11.8% | 0 | 0% | 11.8% | 0 | 0% | 0.374% | 0 | 0% | 0.374% | 0 | 0% | 0.374% | 0 | 0% | 100% | 0 | 0% | 100% | 0 | 0% | 100% | 0 | 0% | 100% | 0 |  |  | 0 |  |  | 0 |  |  | 0.00093417 | 100% | 65% |  | 100% | 65% |  | 100% | 65% |  | 100% | 65% |  | 100% | 90% |  | 100% | 90% |  | 100% | 90%
TEMPLETON 2108A64 | 0.0011472 | 2.7859 | 2.2738 | 0 | 2.2738 | 0.013109 | 0.034896 | 0.021771 | 0% | 99% | 0 | 0% | 99% | 0 | 0% | 99% | 0 | 0% | 99% | 0 | 0% | 64.05% | 0 | 0% | 64.05% | 0 | 0% | 64.05% | 0 | 0% | 64.05% | 0 | 0 | 0% | 2.217% | 0 | 0% | 2.217% | 0 | 0% | 2.217% | 0 | 0% | 0.2626% | 0 | 0% | 0.2626% | 0 | 0% | 0.2626% | 0 | 0% | 0.7252% | 0 | 1.219% | 0.7252% | 0.00020106 | 0.3131% | 0.7252% | 5.1628e-05 | 0.8582% | 0.7404% | 0.00014448 | 67.84% | 0.7404% | 0.01142 | 18.28% | 0.7404% | 0.0030777 | 73.38% | 5.422% | 0.090463 | 0% | 5.422% | 0 | 25.89% | 5.422% | 0.031918 | 0% | 1.023% | 0 | 0% | 1.023% | 0 | 0% | 1.023% | 0 |  |  |  | 0% | 11.8% | 0 | 0% | 11.8% | 0 | 0% | 11.8% | 0 | 0% | 0.3619% | 0 | 0% | 0.3619% | 0 | 0% | 0.3619% | 0 | 0% | 100% | 0 | 0% | 100% | 0 | 0% | 100% | 0 | 0% | 100% | 0 |  |  | 0 |  |  | 0 |  |  | 0.0059165 | 100% | 65% |  | 100% | 65% |  | 100% | 65% |  | 100% | 65% |  | 100% | 90% |  | 100% | 90% |  | 100% | 90%
PIT NO 1 11011552 | 0.0003938 | 13.5487 | 2.1251 | 0.49865 | 2.6237 | 0.015133 | 0.037498 | 0.012642 | 0% | 99% | 0 | 0% | 99% | 0 | 0% | 99% | 0 | 0% | 99% | 0 | 0% | 60.4% | 0 | 0% | 60.4% | 0 | 0% | 60.4% | 0 | 0% | 60.4% | 0 | 0.49865 | 0% | 2.584% | 0 | 0% | 2.584% | 0 | 0% | 2.584% | 0 | 0% | 0.2813% | 0 | 0% | 0.2813% | 0 | 0% | 0.2813% | 0 | 0% | 0.8445% | 0 | 0% | 0.8445% | 0 | 0% | 0.8445% | 0 | 0% | 0.8139% | 0 | 0% | 0.8139% | 0 | 98.02% | 0.8139% | 0.016952 | 40.21% | 6.182% | 0.052816 | 0% | 6.182% | 0 | 0% | 6.182% | 0 | 0% | 1.215% | 0 | 0% | 1.215% | 0 | 0% | 1.215% | 0 |  |  |  | 19.58% | 11.8% | 0.049109 | 0% | 11.8% | 0 | 0% | 11.8% | 0 | 0% | 0.3489% | 0 | 0% | 0.3489% | 0 | 0% | 0.3489% | 0 | 0% | 100% | 0 | 0% | 100% | 0 | 0% | 100% | 0 | 0% | 100% | 0 |  |  | 0 |  |  | 0 |  |  | 0 | 100% | 65% |  | 100% | 65% |  | 100% | 65% |  | 100% | 65% |  | 100% | 90% |  | 100% | 90% |  | 100% | 90%
MEADOW LANE 2106970936 | 0.00053617 | 0.84478 | 0.19094 | 0.00073529 | 0.19168 | 0.0018868 | 0.00298 | 0.0010014 | 0% | 99% | 0 | 0% | 99% | 0 | 0% | 99% | 0 | 0% | 99% | 0 | 0% | 63.81% | 0 | 0% | 63.81% | 0 | 0% | 63.81% | 0 | 0% | 63.81% | 0 | 0.00073529 | 0% | 3.568% | 0 | 0% | 3.568% | 0 | 0% | 3.568% | 0 | 0% | 0.3815% | 0 | 0% | 0.3815% | 0 | 0% | 0.3815% | 0 | 0% | 0.7712% | 0 | 0% | 0.7712% | 0 | 97.88% | 0.7712% | 0.0014412 | 1.373% | 0.8115% | 2.1283e-05 | 97.88% | 0.8115% | 0.0015166 | 0% | 0.8115% | 0 | 70.98% | 5.77% | 0.0078195 | 0% | 5.77% | 0 | 0% | 5.77% | 0 | 0% | 1.622% | 0 | 0% | 1.622% | 0 | 0% | 1.622% | 0 |  |  |  | 0% | 11.8% | 0 | 0% | 11.8% | 0 | 0% | 11.8% | 0 | 0% | 0.3736% | 0 | 0% | 0.3736% | 0 | 0% | 0.3736% | 0 | 0% | 100% | 0 | 0% | 100% | 0 | 0% | 100% | 0 | 0% | 100% | 0 |  |  | 0 |  |  | 0 |  |  | 0 | 100% | 65% |  | 100% | 65% |  | 100% | 65% |  | 100% | 65% |  | 100% | 90% |  | 100% | 90% |  | 100% | 90%
BRIDGEVILLE 110255612 | 0.00083729 | 22.5222 | 3.4445 | 0.041649 | 3.4862 | 0.069053 | 0.030683 | 0.0063694 | 0% | 99% | 0 | 0% | 99% | 0 | 0% | 99% | 0 | 0% | 99% | 0 | 0% | 61.78% | 0 | 0% | 61.78% | 0 | 0% | 61.78% | 0 | 0% | 61.78% | 0 | 0.041649 | 90% | 1.898% | 0.058836 | 0% | 1.898% | 0 | 0% | 1.898% | 0 | 0% | 0.2014% | 0 | 0% | 0.2014% | 0 | 0% | 0.2014% | 0 | 0% | 0.4397% | 0 | 0% | 0.4397% | 0 | 96.05% | 0.4397% | 0.014546 | 0% | 0.451% | 0 | 96.05% | 0.451% | 0.014921 | 3.952% | 0.451% | 0.00061393 | 11.54% | 3.265% | 0.012975 | 0% | 3.265% | 0 | 0% | 3.265% | 0 | 0% | 4.58% | 0 | 0% | 4.58% | 0 | 0% | 4.58% | 0 |  |  |  | 35% | 11.8% | 0.14226 | 0% | 11.8% | 0 | 0% | 11.8% | 0 | 0% | 0.3823% | 0 | 0% | 0.3823% | 0 | 0% | 0.3823% | 0 | 0% | 100% | 0 | 0% | 100% | 0 | 0% | 100% | 0 | 0% | 100% | 0 |  |  | 0 |  |  | 0 |  |  | 0 | 100% | 65% |  | 100% | 65% |  | 100% | 65% |  | 100% | 65% |  | 100% | 90% |  | 100% | 90% |  | 100% | 90%
TASSAJARA 2113MR276 | 0.0011085 | 5.2627 | 0.93485 | 0.40535 | 1.3402 | 0.009847 | 0.013776 | 0.0052516 | 0% | 99% | 0 | 0% | 99% | 0 | 0% | 99% | 0 | 0% | 99% | 0 | 0% | 63.81% | 0 | 0% | 63.81% | 0 | 0% | 63.81% | 0 | 0% | 63.81% | 0 | 0.40535 | 100% | 2.839% | 0.026541 | 0% | 2.839% | 0 | 0% | 2.839% | 0 | 0% | 0.3185% | 0 | 0% | 0.3185% | 0 | 0% | 0.3185% | 0 | 0% | 0.7094% | 0 | 0% | 0.7094% | 0 | 53.09% | 0.7094% | 0.0035208 | 0% | 0.7452% | 0 | 53.09% | 0.7452% | 0.0036984 | 45.67% | 0.7452% | 0.0031813 | 23.82% | 5.327% | 0.011859 | 0% | 5.327% | 0 | 0% | 5.327% | 0 | 0% | 1.57% | 0 | 0% | 1.57% | 0 | 0% | 1.57% | 0 |  |  |  | 0% | 11.8% | 0 | 34.64% | 11.8% | 0.038217 | 0% | 11.8% | 0 | 0% | 0.3719% | 0 | 0% | 0.3719% | 0 | 0% | 0.3719% | 0 | 0% | 100% | 0 | 0% | 100% | 0 | 0% | 100% | 0 | 0% | 100% | 0 |  |  | 0 |  |  | 0 |  |  | 0 | 100% | 65% |  | 100% | 65% |  | 100% | 65% |  | 100% | 65% |  | 100% | 90% |  | 100% | 90% |  | 100% | 90%
UPPER LAKE 1101861806 | 0.00052046 | 4.2647 | 2.5476 | 0 | 2.5476 | 0.023312 | 0.036007 | 0.019384 | 0% | 99% | 0 | 0% | 99% | 0 | 0% | 99% | 0 | 0% | 99% | 0 | 0% | 63.44% | 0 | 0% | 63.44% | 0 | 0% | 63.44% | 0 | 0% | 63.44% | 0 | 0 | 100% | 2.301% | 0.058617 | 0% | 2.301% | 0 | 0% | 2.301% | 0 | 0% | 0.2579% | 0 | 0% | 0.2579% | 0 | 0% | 0.2579% | 0 | 0% | 0.6764% | 0 | 0% | 0.6764% | 0 | 80.62% | 0.6764% | 0.013892 | 0% | 0.6873% | 0 | 80.62% | 0.6873% | 0.014115 | 0% | 0.6873% | 0 | 0% | 5.036% | 0 | 0% | 5.036% | 0 | 0% | 5.036% | 0 | 0% | 1.739% | 0 | 0% | 1.739% | 0 | 0% | 1.739% | 0 |  |  |  | 0% | 11.8% | 0 | 0% | 11.8% | 0 | 0% | 11.8% | 0 | 0% | 0.3669% | 0 | 0% | 0.3669% | 0 | 0% | 0.3669% | 0 | 0% | 100% | 0 | 0% | 100% | 0 | 0% | 100% | 0 | 0% | 100% | 0 |  |  | 0 |  |  | 0 |  |  | 0 | 100% | 65% |  | 100% | 65% |  | 100% | 65% |  | 100% | 65% |  | 100% | 90% |  | 100% | 90% |  | 100% | 90%
SOLEDAD 2102304826 | 0.00053169 | 4.1083 | 1.1505 | 0 | 1.1505 | 0.0018904 | 0.024927 | 0.0087405 | 0% | 99% | 0 | 0% | 99% | 0 | 0% | 99% | 0 | 0% | 99% | 0 | 0% | 62.87% | 0 | 0% | 62.87% | 0 | 0% | 62.87% | 0 | 0% | 62.87% | 0 | 0 | 0% | 4.632% | 0 | 0% | 4.632% | 0 | 0% | 4.632% | 0 | 0% | 0.4924% | 0 | 0% | 0.4924% | 0 | 0% | 0.4924% | 0 | 0% | 1.073% | 0 | 33.52% | 1.073% | 0.0041377 | 64.27% | 1.073% | 0.0079339 | 24.78% | 1.123% | 0.0032026 | 39.5% | 1.123% | 0.0051046 | 35.64% | 1.123% | 0.0046066 | 55.92% | 8.037% | 0.051708 | 0% | 8.037% | 0 | 0% | 8.037% | 0 | 0% | 0.3635% | 0 | 0% | 0.3635% | 0 | 0% | 0.3635% | 0 |  |  |  | 0% | 11.8% | 0 | 7.574% | 11.8% | 0.010282 | 0% | 11.8% | 0 | 0% | 0.3643% | 0 | 0% | 0.3643% | 0 | 0% | 0.3643% | 0 | 0% | 100% | 0 | 0% | 100% | 0 | 0% | 100% | 0 | 0% | 100% | 0 |  |  | 0 |  |  | 0 |  |  | 0 | 100% | 65% |  | 100% | 65% |  | 100% | 65% |  | 100% | 65% |  | 100% | 90% |  | 100% | 90% |  | 100% | 90%
RESERVATION ROAD 1101383718 | 0.00055578 | 23.9971 | 3.3211 | 1.4859 | 4.807 | 0.029615 | 0.053133 | 0.019922 | 0% | 99% | 0 | 0% | 99% | 0 | 0% | 99% | 0 | 0% | 99% | 0 | 0% | 62.07% | 0 | 0% | 62.07% | 0 | 0% | 62.07% | 0 | 0% | 62.07% | 0 | 1.4859 | 100% | 2.759% | 0.091629 | 0% | 2.759% | 0 | 0% | 2.759% | 0 | 0% | 0.2859% | 0 | 0% | 0.2859% | 0 | 0% | 0.2859% | 0 | 0% | 0.7878% | 0 | 0% | 0.7878% | 0 | 80.54% | 0.7878% | 0.02107 | 0% | 0.7775% | 0 | 80.54% | 0.7775% | 0.020797 | 19.46% | 0.7775% | 0.0050262 | 31.41% | 5.805% | 0.060551 | 4.28% | 5.805% | 0.008251 | 5.09% | 5.805% | 0.0098128 | 0% | 1.706% | 0 | 0% | 1.706% | 0 | 0% | 1.706% | 0 |  |  |  | 0% | 11.8% | 0 | 0% | 11.8% | 0 | 0% | 11.8% | 0 | 0% | 0.3621% | 0 | 0% | 0.3621% | 0 | 0% | 0.3621% | 0 | 0% | 100% | 0 | 0% | 100% | 0 | 0% | 100% | 0 | 0% | 100% | 0 |  |  | 0 |  |  | 0 |  |  | 0 | 100% | 65% |  | 100% | 65% |  | 100% | 65% |  | 100% | 65% |  | 100% | 90% |  | 100% | 90% |  | 100% | 90%
GARBERVILLE 11011770 | 0.001277 | 9.5406 | 2.4171 | 0.043014 | 2.4601 | 0.052972 | 0.016575 | 0.0056041 | 0% | 99% | 0 | 0% | 99% | 0 | 0% | 99% | 0 | 0% | 99% | 0 | 0% | 62.03% | 0 | 0% | 62.03% | 0 | 0% | 62.03% | 0 | 0% | 62.03% | 0 | 0.043014 | 0% | 1.19% | 0 | 0% | 1.19% | 0 | 0% | 1.19% | 0 | 0% | 0.1343% | 0 | 0% | 0.1343% | 0 | 0% | 0.1343% | 0 | 0% | 0.3263% | 0 | 100% | 0.3263% | 0.0078861 | 0% | 0.3263% | 0 | 100% | 0.3356% | 0.0081123 | 0% | 0.3356% | 0 | 0% | 0.3356% | 0 | 0% | 2.436% | 0 | 14.16% | 2.436% | 0.0083379 | 0% | 2.436% | 0 | 0% | 4.957% | 0 | 0% | 4.957% | 0 | 0% | 4.957% | 0 |  |  |  | 0% | 11.8% | 0 | 0% | 11.8% | 0 | 34.89% | 11.8% | 0.099513 | 0% | 0.3848% | 0 | 0% | 0.3848% | 0 | 0% | 0.3848% | 0 | 0% | 100% | 0 | 0% | 100% | 0 | 0% | 100% | 0 | 0% | 100% | 0 |  |  | 0 |  |  | 0 |  |  | 0 | 100% | 65% |  | 100% | 65% |  | 100% | 65% |  | 100% | 65% |  | 100% | 90% |  | 100% | 90% |  | 100% | 90%
JESSUP 110194468 | 0.0005251 | 1.8969 | 0.25545 | 0.22355 | 0.479 | 0.0034375 | 0.0029837 | 0.0015234 | 0% | 99% | 0 | 0% | 99% | 0 | 0% | 99% | 0 | 0% | 99% | 0 | 0% | 62.82% | 0 | 0% | 62.82% | 0 | 0% | 62.82% | 0 | 0% | 62.82% | 0 | 0.22355 | 100% | 1.698% | 0.0043384 | 0% | 1.698% | 0 | 0% | 1.698% | 0 | 0% | 0.1838% | 0 | 0% | 0.1838% | 0 | 0% | 0.1838% | 0 | 0% | 0.5606% | 0 | 100% | 0.5606% | 0.0014321 | 0% | 0.5606% | 0 | 100% | 0.5564% | 0.0014214 | 0% | 0.5564% | 0 | 0% | 0.5564% | 0 | 0% | 4.151% | 0 | 0% | 4.151% | 0 | 0% | 4.151% | 0 | 0% | 2.325% | 0 | 0% | 2.325% | 0 | 0% | 2.325% | 0 |  |  |  | 6.704% | 11.8% | 0.0020207 | 0% | 11.8% | 0 | 0% | 11.8% | 0 | 0% | 0.371% | 0 | 0% | 0.371% | 0 | 0% | 0.371% | 0 | 0% | 100% | 0 | 0% | 100% | 0 | 0% | 100% | 0 | 0% | 100% | 0 |  |  | 0 |  |  | 0 |  |  | 0 | 100% | 65% |  | 100% | 65% |  | 100% | 65% |  | 100% | 65% |  | 100% | 90% |  | 100% | 90% |  | 100% | 90%
SAUSALITO 11021268 | 0.00094991 | 5.6263 | 1.0315 | 0 | 1.0315 | 0.0065585 | 0.021517 | 0.0040152 | 0% | 99% | 0 | 0% | 99% | 0 | 0% | 99% | 0 | 0% | 99% | 0 | 0% | 61.58% | 0 | 0% | 61.58% | 0 | 0% | 61.58% | 0 | 0% | 61.58% | 0 | 0 | 0% | 4.012% | 0 | 0% | 4.012% | 0 | 0% | 4.012% | 0 | 0% | 0.4273% | 0 | 0% | 0.4273% | 0 | 0% | 0.4273% | 0 | 0% | 1.019% | 0 | 48.23% | 1.019% | 0.0050696 | 51.77% | 1.019% | 0.0054411 | 48.23% | 1.038% | 0.0051642 | 51.77% | 1.038% | 0.0055426 | 0% | 1.038% | 0 | 0% | 7.572% | 0 | 0% | 7.572% | 0 | 0% | 7.572% | 0 | 0% | 1.126% | 0 | 0% | 1.126% | 0 | 0% | 1.126% | 0 |  |  |  | 0% | 11.8% | 0 | 21.11% | 11.8% | 0.025699 | 0% | 11.8% | 0 | 0% | 0.358% | 0 | 0% | 0.358% | 0 | 0% | 0.358% | 0 | 0% | 100% | 0 | 0% | 100% | 0 | 0% | 100% | 0 | 0% | 100% | 0 |  |  | 0 |  |  | 0 |  |  | 0 | 100% | 65% |  | 100% | 65% |  | 100% | 65% |  | 100% | 65% |  | 100% | 90% |  | 100% | 90% |  | 100% | 90%
VOLTA 11021646 | 0.00044325 | 24.1099 | 3.2502 | 2.5251 | 5.7753 | 0.055423 | 0.034728 | 0.011046 | 0% | 99% | 0 | 0% | 99% | 0 | 0% | 99% | 0 | 0% | 99% | 0 | 0% | 61.33% | 0 | 0% | 61.33% | 0 | 0% | 61.33% | 0 | 0% | 61.33% | 0 | 2.5251 | 0% | 1.836% | 0 | 0% | 1.836% | 0 | 0% | 1.836% | 0 | 100% | 0.1918% | 0.006235 | 0% | 0.1918% | 0 | 0% | 0.1918% | 0 | 0% | 0.5164% | 0 | 3.814% | 0.5164% | 0.0006402 | 0.6507% | 0.5164% | 0.00010922 | 3.814% | 0.5035% | 0.00062427 | 0.6507% | 0.5035% | 0.0001065 | 95.49% | 0.5035% | 0.015628 | 4.917% | 3.785% | 0.0060479 | 0% | 3.785% | 0 | 0% | 3.785% | 0 | 0% | 3.483% | 0 | 0% | 3.483% | 0 | 0% | 3.483% | 0 |  |  |  | 34.88% | 11.8% | 0.13378 | 0% | 11.8% | 0 | 0% | 11.8% | 0 | 0% | 0.3723% | 0 | 0% | 0.3723% | 0 | 0% | 0.3723% | 0 | 0% | 100% | 0 | 0% | 100% | 0 | 0% | 100% | 0 | 0% | 100% | 0 |  |  | 0.00036838 |  |  | 0 |  |  | 0 | 100% | 65% |  | 100% | 65% |  | 100% | 65% |  | 100% | 65% |  | 100% | 90% |  | 100% | 90% |  | 100% | 90%
FULTON 110258990 | 0.00091245 | 0.14307 | 0.077286 | 0.0060224 | 0.083308 | 0.0011602 | 0.00087305 | 0.00037728 | 0% | 99% | 0 | 0% | 99% | 0 | 0% | 99% | 0 | 0% | 99% | 0 | 0% | 63.45% | 0 | 0% | 63.45% | 0 | 0% | 63.45% | 0 | 0% | 63.45% | 0 | 0.0060224 | 0% | 2.23% | 0 | 0% | 2.23% | 0 | 0% | 2.23% | 0 | 0% | 0.2447% | 0 | 0% | 0.2447% | 0 | 0% | 0.2447% | 0 | 0% | 0.5397% | 0 | 0% | 0.5397% | 0 | 0% | 0.5397% | 0 | 0% | 0.5594% | 0 | 0% | 0.5594% | 0 | 33.08% | 0.5594% | 0.00014303 | 0% | 4.027% | 0 | 0% | 4.027% | 0 | 0% | 4.027% | 0 | 0% | 2.862% | 0 | 0% | 2.862% | 0 | 0% | 2.862% | 0 |  |  |  | 21.68% | 11.8% | 0.0019772 | 0% | 11.8% | 0 | 0% | 11.8% | 0 | 0% | 0.3772% | 0 | 0% | 0.3772% | 0 | 0% | 0.3772% | 0 | 0% | 100% | 0 | 0% | 100% | 0 | 0% | 100% | 0 | 0% | 100% | 0 |  |  | 0 |  |  | 0 |  |  | 0 | 100% | 65% |  | 100% | 65% |  | 100% | 65% |  | 100% | 65% |  | 100% | 90% |  | 100% | 90% |  | 100% | 90%
OAKHURST 1101CB | 0.0016106 | 0.10163 | 0.42709 | 0.27962 | 0.70671 | 0.0026623 | 0.0071568 | 0.0035683 | 0.8539% | 99% | 0.0036104 | 0% | 99% | 0 | 0% | 99% | 0 | 0% | 99% | 0 | 0% | 63.34% | 0 | 0% | 63.34% | 0 | 0% | 63.34% | 0 | 0% | 63.34% | 0 | 0.27962 | 0% | 2.409% | 0 | 0% | 2.409% | 0 | 0% | 2.409% | 0 | 0% | 0.2976% | 0 | 0% | 0.2976% | 0 | 0% | 0.2976% | 0 | 0% | 0.7638% | 0 | 81.48% | 0.7638% | 0.0026582 | 16.63% | 0.7638% | 0.0005425 | 81.48% | 0.8014% | 0.002789 | 16.63% | 0.8014% | 0.0005692 | 1.846% | 0.8014% | 6.3202e-05 | 0% | 5.767% | 0 | 0% | 5.767% | 0 | 0% | 5.767% | 0 | 0% | 1.061% | 0 | 0% | 1.061% | 0 | 0% | 1.061% | 0 |  |  |  | 0% | 11.8% | 0 | 0% | 11.8% | 0 | 0% | 11.8% | 0 | 55.56% | 0.363% | 0.00086136 | 0% | 0.363% | 0 | 0% | 0.363% | 0 | 0% | 100% | 0 | 0% | 100% | 0 | 0% | 100% | 0 | 0% | 100% | 0 |  |  | 0 |  |  | 0 |  |  | 0 | 100% | 65% |  | 100% | 65% |  | 100% | 65% |  | 100% | 65% |  | 100% | 90% |  | 100% | 90% |  | 100% | 90%
SAN RAMON 2108CB | 0.00074017 | 0.16426 | 1.7304 | 0.80808 | 2.5385 | 0.020195 | 0.024879 | 0.0091775 | 0% | 99% | 0 | 0% | 99% | 0 | 0% | 99% | 0 | 0% | 99% | 0 | 0% | 63.7% | 0 | 0% | 63.7% | 0 | 0% | 63.7% | 0 | 0% | 63.7% | 0 | 0.80808 | 0% | 2.741% | 0 | 0% | 2.741% | 0 | 0% | 2.741% | 0 | 0% | 0.2982% | 0 | 0% | 0.2982% | 0 | 0% | 0.2982% | 0 | 0% | 0.6876% | 0 | 0% | 0.6876% | 0 | 9.997% | 0.6876% | 0.0011896 | 0% | 0.7085% | 0 | 9.997% | 0.7085% | 0.0012257 | 89.69% | 0.7085% | 0.010996 | 32.75% | 5.127% | 0.029052 | 0% | 5.127% | 0 | 0% | 5.127% | 0 | 0% | 1.683% | 0 | 0% | 1.683% | 0 | 0% | 1.683% | 0 |  |  |  | 0% | 11.8% | 0 | 0% | 11.8% | 0 | 0% | 11.8% | 0 | 0% | 0.3711% | 0 | 0% | 0.3711% | 0 | 0% | 0.3711% | 0 | 0% | 100% | 0 | 0% | 100% | 0 | 0% | 100% | 0 | 0% | 100% | 0 |  |  | 0 |  |  | 0 |  |  | 0 | 100% | 65% |  | 100% | 65% |  | 100% | 65% |  | 100% | 65% |  | 100% | 90% |  | 100% | 90% |  | 100% | 90%
MIWUK 1702531976 | 0.001826 | 1.3079 | 0.30251 | 0.039881 | 0.34239 | 0.0032304 | 0.0045684 | 0.0016875 | 0% | 99% | 0 | 0% | 99% | 0 | 0% | 99% | 0 | 0% | 99% | 0 | 0% | 62.79% | 0 | 0% | 62.79% | 0 | 0% | 62.79% | 0 | 0% | 62.79% | 0 | 0.039881 | 0% | 2.451% | 0 | 0% | 2.451% | 0 | 0% | 2.451% | 0 | 0% | 0.2857% | 0 | 0% | 0.2857% | 0 | 0% | 0.2857% | 0 | 0% | 0.7018% | 0 | 0% | 0.7018% | 0 | 50.05% | 0.7018% | 0.0010625 | 0% | 0.7297% | 0 | 50.05% | 0.7297% | 0.0011047 | 49.95% | 0.7297% | 0.0011026 | 0% | 5.266% | 0 | 0% | 5.266% | 0 | 0% | 5.266% | 0 | 0% | 1.676% | 0 | 0% | 1.676% | 0 | 0% | 1.676% | 0 |  |  |  | 0% | 11.8% | 0 | 0% | 11.8% | 0 | 0% | 11.8% | 0 | 0% | 0.3673% | 0 | 0% | 0.3673% | 0 | 0% | 0.3673% | 0 | 0% | 100% | 0 | 0% | 100% | 0 | 0% | 100% | 0 | 0% | 100% | 0 |  |  | 0 |  |  | 0 |  |  | 0 | 100% | 65% |  | 100% | 65% |  | 100% | 65% |  | 100% | 65% |  | 100% | 90% |  | 100% | 90% |  | 100% | 90%
CURTIS 1704CB | 0.00083532 | 15.3735 | 2.3852 | 0.18321 | 2.5684 | 0.023878 | 0.032275 | 0.018684 | 0% | 99% | 0 | 0% | 99% | 0 | 0% | 99% | 0 | 0% | 99% | 0 | 0% | 62.91% | 0 | 0% | 62.91% | 0 | 0% | 62.91% | 0 | 0% | 62.91% | 0 | 0.18321 | 66.67% | 1.99% | 0.031637 | 0% | 1.99% | 0 | 0% | 1.99% | 0 | 0% | 0.2264% | 0 | 0% | 0.2264% | 0 | 0% | 0.2264% | 0 | 0% | 0.6384% | 0 | 84.9% | 0.6384% | 0.012927 | 14.62% | 0.6384% | 0.0022265 | 96.06% | 0.6526% | 0.014951 | 3.461% | 0.6526% | 0.00053876 | 0.1152% | 0.6526% | 1.7931e-05 | 0% | 4.775% | 0 | 0% | 4.775% | 0 | 0% | 4.775% | 0 | 0% | 1.998% | 0 | 0% | 1.998% | 0 | 0% | 1.998% | 0 |  |  |  | 0% | 11.8% | 0 | 0% | 11.8% | 0 | 0% | 11.8% | 0 | 0% | 0.3692% | 0 | 0% | 0.3692% | 0 | 0% | 0.3692% | 0 | 0% | 100% | 0 | 0% | 100% | 0 | 0% | 100% | 0 | 0% | 100% | 0 |  |  | 0 |  |  | 0 |  |  | 0 | 100% | 65% |  | 100% | 65% |  | 100% | 65% |  | 100% | 65% |  | 100% | 90% |  | 100% | 90% |  | 100% | 90%
LOS GATOS 110660116 | 0.0029921 | 14.4345 | 6.555 | 0.87718 | 7.4321 | 0.13471 | 0.060745 | 0.010591 | 0% | 99% | 0 | 0% | 99% | 0 | 0% | 99% | 0 | 0% | 99% | 0 | 0% | 62.78% | 0 | 0% | 62.78% | 0 | 0% | 62.78% | 0 | 0% | 62.78% | 0 | 0.87718 | 0% | 1.819% | 0 | 0% | 1.819% | 0 | 0% | 1.819% | 0 | 0% | 0.1974% | 0 | 0% | 0.1974% | 0 | 0% | 0.1974% | 0 | 0% | 0.4469% | 0 | 0% | 0.4469% | 0 | 97.09% | 0.4469% | 0.02844 | 0% | 0.4681% | 0 | 97.09% | 0.4681% | 0.029787 | 2.375% | 0.4681% | 0.00072877 | 25.55% | 3.352% | 0.056135 | 9.643% | 3.352% | 0.021187 | 40.01% | 3.352% | 0.087916 | 0% | 4.175% | 0 | 0% | 4.175% | 0 | 0% | 4.175% | 0 |  |  |  | 0% | 11.8% | 0 | 0% | 11.8% | 0 | 0% | 11.8% | 0 | 0% | 0.3838% | 0 | 0% | 0.3838% | 0 | 0% | 0.3838% | 0 | 0% | 100% | 0 | 0% | 100% | 0 | 0% | 100% | 0 | 0% | 100% | 0 |  |  | 0.0031551 |  |  | 0.029619 |  |  | 0.023806 | 100% | 65% |  | 100% | 65% |  | 100% | 65% |  | 100% | 65% |  | 100% | 90% |  | 100% | 90% |  | 100% | 90%
SALT SPRINGS 21023142 | 0.0017109 | 19.6348 | 6.417 | 4.9085 | 11.3256 | 0.11722 | 0.069956 | 0.015048 | 0% | 99% | 0 | 0% | 99% | 0 | 0% | 99% | 0 | 0% | 99% | 0 | 0% | 62.25% | 0 | 0% | 62.25% | 0 | 0% | 62.25% | 0 | 0% | 62.25% | 0 | 4.9085 | 100% | 1.962% | 0.12593 | 0% | 1.962% | 0 | 0% | 1.962% | 0 | 100% | 0.2098% | 0.013461 | 0% | 0.2098% | 0 | 0% | 0.2098% | 0 | 0% | 0.524% | 0 | 5.807% | 0.524% | 0.0019527 | 31.03% | 0.524% | 0.010433 | 0% | 0.5376% | 0 | 31.03% | 0.5376% | 0.010705 | 68.59% | 0.5376% | 0.023665 | 27.92% | 3.907% | 0.069991 | 3.562% | 3.907% | 0.0089292 | 9.11% | 3.907% | 0.022841 | 0% | 3.594% | 0 | 0% | 3.594% | 0 | 0% | 3.594% | 0 |  |  |  | 0% | 11.8% | 0 | 0% | 11.8% | 0 | 0% | 11.8% | 0 | 0% | 0.3783% | 0 | 0% | 0.3783% | 0 | 0% | 0.3783% | 0 | 0% | 100% | 0 | 0% | 100% | 0 | 0% | 100% | 0 | 0% | 100% | 0 |  |  | 0 |  |  | 0 |  |  | 0.0012881 | 100% | 65% |  | 100% | 65% |  | 100% | 65% |  | 100% | 65% |  | 100% | 90% |  | 100% | 90% |  | 100% | 90%
DUNBAR 1102246 | 0.00099922 | 15.3275 | 2.8611 | 0.73529 | 3.5964 | 0.043968 | 0.036814 | 0.0095144 | 0% | 99% | 0 | 0% | 99% | 0 | 0% | 99% | 0 | 0% | 99% | 0 | 0% | 62.57% | 0 | 0% | 62.57% | 0 | 0% | 62.57% | 0 | 0% | 62.57% | 0 | 0.73529 | 100% | 2.546% | 0.07284 | 0% | 2.546% | 0 | 0% | 2.546% | 0 | 0% | 0.2697% | 0 | 0% | 0.2697% | 0 | 0% | 0.2697% | 0 | 0% | 0.6202% | 0 | 97.03% | 0.6202% | 0.017218 | 0% | 0.6202% | 0 | 97.03% | 0.6362% | 0.017661 | 0% | 0.6362% | 0 | 2.967% | 0.6362% | 0.00054006 | 10.74% | 4.614% | 0.014179 | 0% | 4.614% | 0 | 0% | 4.614% | 0 | 0% | 3.047% | 0 | 0% | 3.047% | 0 | 0% | 3.047% | 0 |  |  |  | 35% | 11.8% | 0.11816 | 0% | 11.8% | 0 | 0% | 11.8% | 0 | 0% | 0.3753% | 0 | 0% | 0.3753% | 0 | 0% | 0.3753% | 0 | 0% | 100% | 0 | 0% | 100% | 0 | 0% | 100% | 0 | 0% | 100% | 0 |  |  | 0 |  |  | 0 |  |  | 0 | 100% | 65% |  | 100% | 65% |  | 100% | 65% |  | 100% | 65% |  | 100% | 90% |  | 100% | 90% |  | 100% | 90%
RED BLUFF 11031702 | 0.00044788 | 17.2848 | 1.7912 | 0.73277 | 2.524 | 0.01678 | 0.026978 | 0.012907 | 0% | 99% | 0 | 0% | 99% | 0 | 0% | 99% | 0 | 0% | 99% | 0 | 0% | 61.76% | 0 | 0% | 61.76% | 0 | 0% | 61.76% | 0 | 0% | 61.76% | 0 | 0.73277 | 0% | 2.256% | 0 | 0% | 2.256% | 0 | 0% | 2.256% | 0 | 0% | 0.2334% | 0 | 0% | 0.2334% | 0 | 0% | 0.2334% | 0 | 0% | 0.7135% | 0 | 52.43% | 0.7135% | 0.0067005 | 47.12% | 0.7135% | 0.0060215 | 52.43% | 0.6807% | 0.0063931 | 47.12% | 0.6807% | 0.0057452 | 0% | 0.6807% | 0 | 4.572% | 5.203% | 0.0042609 | 0% | 5.203% | 0 | 7.499% | 5.203% | 0.0069883 | 0% | 1.618% | 0 | 0% | 1.618% | 0 | 0% | 1.618% | 0 |  |  |  | 32.29% | 11.8% | 0.068255 | 0% | 11.8% | 0 | 0% | 11.8% | 0 | 0% | 0.3579% | 0 | 0% | 0.3579% | 0 | 0% | 0.3579% | 0 | 0% | 100% | 0 | 0% | 100% | 0 | 0% | 100% | 0 | 0% | 100% | 0 |  |  | 0 |  |  | 0 |  |  | 0 | 100% | 65% |  | 100% | 65% |  | 100% | 65% |  | 100% | 65% |  | 100% | 90% |  | 100% | 90% |  | 100% | 90%
DIAMOND SPRINGS 110777086 | 0.00087798 | 2.6256 | 0.68465 | 0.057072 | 0.74172 | 0.007385 | 0.0093842 | 0.0048904 | 0% | 99% | 0 | 0% | 99% | 0 | 0% | 99% | 0 | 0% | 99% | 0 | 0% | 62.48% | 0 | 0% | 62.48% | 0 | 0% | 62.48% | 0 | 0% | 62.48% | 0 | 0.057072 | 0% | 1.971% | 0 | 0% | 1.971% | 0 | 0% | 1.971% | 0 | 0% | 0.2231% | 0 | 0% | 0.2231% | 0 | 0% | 0.2231% | 0 | 0% | 0.6445% | 0 | 51.25% | 0.6445% | 0.0022613 | 46.17% | 0.6445% | 0.0020375 | 51.25% | 0.663% | 0.0023261 | 46.17% | 0.663% | 0.0020958 | 0% | 0.663% | 0 | 88% | 4.843% | 0.029177 | 0% | 4.843% | 0 | 0% | 4.843% | 0 | 0% | 2.048% | 0 | 0% | 2.048% | 0 | 0% | 2.048% | 0 |  |  |  | 0% | 11.8% | 0 | 0% | 11.8% | 0 | 0% | 11.8% | 0 | 55.56% | 0.3714% | 0.0014126 | 0% | 0.3714% | 0 | 0% | 0.3714% | 0 | 0% | 100% | 0 | 0% | 100% | 0 | 0% | 100% | 0 | 0% | 100% | 0 |  |  | 0 |  |  | 0 |  |  | 0 | 100% | 65% |  | 100% | 65% |  | 100% | 65% |  | 100% | 65% |  | 100% | 90% |  | 100% | 90% |  | 100% | 90%
AUBERRY 1102R309 | 0.00030234 | 8.8527 | 0.50423 | 0.23741 | 0.74164 | 0.0035026 | 0.0095747 | 0.0029157 | 0% | 99% | 0 | 0% | 99% | 0 | 0% | 99% | 0 | 0% | 99% | 0 | 0% | 59.55% | 0 | 0% | 59.55% | 0 | 0% | 59.55% | 0 | 0% | 59.55% | 0 | 0.23741 | 0% | 2.387% | 0 | 0% | 2.387% | 0 | 0% | 2.387% | 0 | 0% | 0.2365% | 0 | 0% | 0.2365% | 0 | 0% | 0.2365% | 0 | 0% | 0.9063% | 0 | 98.13% | 0.9063% | 0.0044845 | 0% | 0.9063% | 0 | 98.13% | 0.8487% | 0.0041993 | 0% | 0.8487% | 0 | 0% | 0.8487% | 0 | 0% | 6.601% | 0 | 0% | 6.601% | 0 | 0% | 6.601% | 0 | 0% | 1.229% | 0 | 0% | 1.229% | 0 | 0% | 1.229% | 0 |  |  |  | 35% | 11.8% | 0.020824 | 0% | 11.8% | 0 | 0% | 11.8% | 0 | 0% | 0.3455% | 0 | 0% | 0.3455% | 0 | 0% | 0.3455% | 0 | 0% | 100% | 0 | 0% | 100% | 0 | 0% | 100% | 0 | 0% | 100% | 0 |  |  | 0 |  |  | 0 |  |  | 0 | 100% | 65% |  | 100% | 65% |  | 100% | 65% |  | 100% | 65% |  | 100% | 90% |  | 100% | 90% |  | 100% | 90%
JESSUP 11011496 | 0.00076211 | 15.3694 | 2.5277 | 4.4976 | 7.0254 | 0.03293 | 0.033194 | 0.014138 | 0% | 99% | 0 | 0% | 99% | 0 | 0% | 99% | 0 | 0% | 99% | 0 | 0% | 61.89% | 0 | 0% | 61.89% | 0 | 0% | 61.89% | 0 | 0% | 61.89% | 0 | 4.4976 | 66.67% | 1.795% | 0.030254 | 0% | 1.795% | 0 | 0% | 1.795% | 0 | 0% | 0.1889% | 0 | 0% | 0.1889% | 0 | 0% | 0.1889% | 0 | 0% | 0.6203% | 0 | 68.16% | 0.6203% | 0.010686 | 31.79% | 0.6203% | 0.0049843 | 68.16% | 0.6006% | 0.010347 | 31.79% | 0.6006% | 0.0048261 | 27.11% | 0.6006% | 0.004115 | 2.788% | 4.557% | 0.0032119 | 0% | 4.557% | 0 | 0% | 4.557% | 0 | 0% | 2.221% | 0 | 0% | 2.221% | 0 | 0% | 2.221% | 0 |  |  |  | 6.704% | 11.8% | 0.019995 | 0% | 11.8% | 0 | 0% | 11.8% | 0 | 0% | 0.3653% | 0 | 0% | 0.3653% | 0 | 0% | 0.3653% | 0 | 0% | 100% | 0 | 0% | 100% | 0 | 0% | 100% | 0 | 0% | 100% | 0 |  |  | 4.3092e-05 |  |  | 0 |  |  | 0 | 100% | 65% |  | 100% | 65% |  | 100% | 65% |  | 100% | 65% |  | 100% | 90% |  | 100% | 90% |  | 100% | 90%
CALAVERAS CEMENT 110113424 | 0.00091818 | 1.4951 | 0.69356 | 0 | 0.69356 | 0.0046019 | 0.01126 | 0.0061745 | 0% | 99% | 0 | 0% | 99% | 0 | 0% | 99% | 0 | 0% | 99% | 0 | 0% | 63.39% | 0 | 0% | 63.39% | 0 | 0% | 63.39% | 0 | 0% | 63.39% | 0 | 0 | 100% | 2.622% | 0.018188 | 0% | 2.622% | 0 | 0% | 2.622% | 0 | 0% | 0.2912% | 0 | 0% | 0.2912% | 0 | 0% | 0.2912% | 0 | 0% | 0.763% | 0 | 17.52% | 0.763% | 0.00092693 | 32.09% | 0.763% | 0.0016982 | 17.52% | 0.7816% | 0.00094946 | 32.09% | 0.7816% | 0.0017395 | 0% | 0.7816% | 0 | 0% | 5.701% | 0 | 0% | 5.701% | 0 | 0% | 5.701% | 0 | 0% | 1.112% | 0 | 0% | 1.112% | 0 | 0% | 1.112% | 0 |  |  |  | 0% | 11.8% | 0 | 14.64% | 11.8% | 0.011979 | 0% | 11.8% | 0 | 0% | 0.3659% | 0 | 0% | 0.3659% | 0 | 0% | 0.3659% | 0 | 0% | 100% | 0 | 0% | 100% | 0 | 0% | 100% | 0 | 0% | 100% | 0 |  |  | 0 |  |  | 0 |  |  | 0 | 100% | 65% |  | 100% | 65% |  | 100% | 65% |  | 100% | 65% |  | 100% | 90% |  | 100% | 90% |  | 100% | 90%
AUBERRY 1102CB | 0.00044317 | 36.5219 | 2.8734 | 1.0342 | 3.9076 | 0.020741 | 0.049556 | 0.021243 | 0% | 99% | 0 | 0% | 99% | 0 | 0% | 99% | 0 | 0% | 99% | 0 | 0% | 61.61% | 0 | 0% | 61.61% | 0 | 0% | 61.61% | 0 | 0% | 61.61% | 0 | 1.0342 | 0% | 2.296% | 0 | 0% | 2.296% | 0 | 0% | 2.296% | 0 | 100% | 0.2531% | 0.0072719 | 0% | 0.2531% | 0 | 0% | 0.2531% | 0 | 0% | 0.8014% | 0 | 87.86% | 0.8014% | 0.020234 | 11.59% | 0.8014% | 0.0026681 | 87.86% | 0.7928% | 0.020015 | 11.59% | 0.7928% | 0.0026391 | 0% | 0.7928% | 0 | 0% | 5.937% | 0 | 0% | 5.937% | 0 | 0% | 5.937% | 0 | 0% | 1.353% | 0 | 0% | 1.353% | 0 | 0% | 1.353% | 0 |  |  |  | 0% | 11.8% | 0 | 0% | 11.8% | 0 | 0% | 11.8% | 0 | 0% | 0.3568% | 0 | 0% | 0.3568% | 0 | 0% | 0.3568% | 0 | 0% | 100% | 0 | 0% | 100% | 0 | 0% | 100% | 0 | 0% | 100% | 0 |  |  | 0 |  |  | 0 |  |  | 0 | 100% | 65% |  | 100% | 65% |  | 100% | 65% |  | 100% | 65% |  | 100% | 90% |  | 100% | 90% |  | 100% | 90%
SAN JOAQUIN #2 110310320 | 0.00064313 | 12.4117 | 1.5599 | 0.54117 | 2.1011 | 0.021618 | 0.021276 | 0.0068882 | 0% | 99% | 0 | 0% | 99% | 0 | 0% | 99% | 0 | 0% | 99% | 0 | 0% | 61.47% | 0 | 0% | 61.47% | 0 | 0% | 61.47% | 0 | 0% | 61.47% | 0 | 0.54117 | 0% | 2.086% | 0 | 0% | 2.086% | 0 | 0% | 2.086% | 0 | 0% | 0.2332% | 0 | 0% | 0.2332% | 0 | 0% | 0.2332% | 0 | 0% | 0.638% | 0 | 0% | 0.638% | 0 | 99.41% | 0.638% | 0.0098935 | 0% | 0.6546% | 0 | 99.41% | 0.6546% | 0.010151 | 0% | 0.6546% | 0 | 24.3% | 4.776% | 0.018103 | 0% | 4.776% | 0 | 0% | 4.776% | 0 | 0% | 3.048% | 0 | 0% | 3.048% | 0 | 0% | 3.048% | 0 |  |  |  | 35% | 11.8% | 0.064421 | 0% | 11.8% | 0 | 0% | 11.8% | 0 | 0% | 0.3715% | 0 | 0% | 0.3715% | 0 | 0% | 0.3715% | 0 | 0% | 100% | 0 | 0% | 100% | 0 | 0% | 100% | 0 | 0% | 100% | 0 |  |  | 0 |  |  | 0 |  |  | 0 | 100% | 65% |  | 100% | 65% |  | 100% | 65% |  | 100% | 65% |  | 100% | 90% |  | 100% | 90% |  | 100% | 90%
PLACERVILLE 210619732 | 0.0020003 | 13.402 | 3.3036 | 8.8531 | 12.1567 | 0.047347 | 0.041043 | 0.017325 | 0% | 99% | 0 | 0% | 99% | 0 | 0% | 99% | 0 | 0% | 99% | 0 | 0% | 62.91% | 0 | 0% | 62.91% | 0 | 0% | 62.91% | 0 | 0% | 62.91% | 0 | 8.8531 | 33.33% | 2.021% | 0.022251 | 0% | 2.021% | 0 | 0% | 2.021% | 0 | 0% | 0.2171% | 0 | 0% | 0.2171% | 0 | 0% | 0.2171% | 0 | 0% | 0.5897% | 0 | 2.826% | 0.5897% | 0.00055061 | 2.495% | 0.5897% | 0.00048611 | 2.826% | 0.5986% | 0.00055893 | 64.06% | 0.5986% | 0.012668 | 33.1% | 0.5986% | 0.0065454 | 76.54% | 4.393% | 0.11109 | 2.159% | 4.393% | 0.0031332 | 0.728% | 4.393% | 0.0010565 | 0% | 2.648% | 0 | 0% | 2.648% | 0 | 0% | 2.648% | 0 |  |  |  | 13.13% | 11.8% | 0.051174 | 0% | 11.8% | 0 | 0% | 11.8% | 0 | 0% | 0.3746% | 0 | 0% | 0.3746% | 0 | 0% | 0.3746% | 0 | 0% | 100% | 0 | 0% | 100% | 0 | 0% | 100% | 0 | 0% | 100% | 0 |  |  | 0.0013593 |  |  | 0 |  |  | 0 | 100% | 65% |  | 100% | 65% |  | 100% | 65% |  | 100% | 65% |  | 100% | 90% |  | 100% | 90% |  | 100% | 90%
LAURELES 11122768 | 0.00095073 | 7.0152 | 1.6502 | 0.52556 | 2.1758 | 0.019196 | 0.025764 | 0.0078631 | 0% | 99% | 0 | 0% | 99% | 0 | 0% | 99% | 0 | 0% | 99% | 0 | 0% | 62.51% | 0 | 0% | 62.51% | 0 | 0% | 62.51% | 0 | 0% | 62.51% | 0 | 0.52556 | 75% | 2.556% | 0.031629 | 0% | 2.556% | 0 | 0% | 2.556% | 0 | 0% | 0.2787% | 0 | 0% | 0.2787% | 0 | 0% | 0.2787% | 0 | 0% | 0.7328% | 0 | 5.676% | 0.7328% | 0.00068637 | 77.47% | 0.7328% | 0.0093683 | 5.676% | 0.7473% | 0.00069989 | 77.47% | 0.7473% | 0.0095529 | 14.95% | 0.7473% | 0.0018431 | 0% | 5.466% | 0 | 0% | 5.466% | 0 | 0% | 5.466% | 0 | 0% | 1.939% | 0 | 0% | 1.939% | 0 | 0% | 1.939% | 0 |  |  |  | 0% | 11.8% | 0 | 26.83% | 11.8% | 0.05224 | 0% | 11.8% | 0 | 0% | 0.368% | 0 | 0% | 0.368% | 0 | 0% | 0.368% | 0 | 0% | 100% | 0 | 0% | 100% | 0 | 0% | 100% | 0 | 0% | 100% | 0 |  |  | 0 |  |  | 0 |  |  | 0 | 100% | 65% |  | 100% | 65% |  | 100% | 65% |  | 100% | 65% |  | 100% | 90% |  | 100% | 90% |  | 100% | 90%
WOODSIDE 1104420146 | 0.0018814 | 3.2459 | 1.3793 | 0 | 1.3793 | 0.027559 | 0.013806 | 0.0030832 | 0% | 99% | 0 | 0% | 99% | 0 | 0% | 99% | 0 | 0% | 99% | 0 | 0% | 63.72% | 0 | 0% | 63.72% | 0 | 0% | 63.72% | 0 | 0% | 63.72% | 0 | 0 | 0% | 1.941% | 0 | 0% | 1.941% | 0 | 0% | 1.941% | 0 | 0% | 0.2085% | 0 | 0% | 0.2085% | 0 | 0% | 0.2085% | 0 | 0% | 0.471% | 0 | 25.98% | 0.471% | 0.0016876 | 14.76% | 0.471% | 0.0009587 | 25.98% | 0.4884% | 0.00175 | 14.76% | 0.4884% | 0.00099418 | 59.22% | 0.4884% | 0.0039898 | 35.02% | 3.517% | 0.016987 | 0% | 3.517% | 0 | 0% | 3.517% | 0 | 0% | 3.404% | 0 | 0% | 3.404% | 0 | 0% | 3.404% | 0 |  |  |  | 0% | 11.8% | 0 | 20.23% | 11.8% | 0.032924 | 0% | 11.8% | 0 | 0% | 0.382% | 0 | 0% | 0.382% | 0 | 0% | 0.382% | 0 | 0% | 100% | 0 | 0% | 100% | 0 | 0% | 100% | 0 | 0% | 100% | 0 |  |  | 0.0038571 |  |  | 0 |  |  | 0 | 100% | 65% |  | 100% | 65% |  | 100% | 65% |  | 100% | 65% |  | 100% | 90% |  | 100% | 90% |  | 100% | 90%
WILLOW CREEK 11037514 | 0.0009803 | 10.426 | 1.8706 | 0.28267 | 2.1533 | 0.033861 | 0.01909 | 0.0074525 | 0% | 99% | 0 | 0% | 99% | 0 | 0% | 99% | 0 | 0% | 99% | 0 | 0% | 61.11% | 0 | 0% | 61.11% | 0 | 0% | 61.11% | 0 | 0% | 61.11% | 0 | 0.28267 | 71.43% | 1.755% | 0.023448 | 0% | 1.755% | 0 | 0% | 1.755% | 0 | 0% | 0.1887% | 0 | 0% | 0.1887% | 0 | 0% | 0.1887% | 0 | 0% | 0.4777% | 0 | 92.06% | 0.4777% | 0.0082258 | 1.285% | 0.4777% | 0.00011481 | 92.06% | 0.4868% | 0.0083836 | 1.285% | 0.4868% | 0.00011702 | 5.343% | 0.4868% | 0.00048653 | 1.254% | 3.556% | 0.00083442 | 10.79% | 3.556% | 0.0071764 | 0% | 3.556% | 0 | 0% | 4.221% | 0 | 0% | 4.221% | 0 | 0% | 4.221% | 0 |  |  |  | 30.66% | 11.8% | 0.067683 | 0% | 11.8% | 0 | 0% | 11.8% | 0 | 0% | 0.379% | 0 | 0% | 0.379% | 0 | 0% | 0.379% | 0 | 0% | 100% | 0 | 0% | 100% | 0 | 0% | 100% | 0 | 0% | 100% | 0 |  |  | 0 |  |  | 0 |  |  | 0 | 100% | 65% |  | 100% | 65% |  | 100% | 65% |  | 100% | 65% |  | 100% | 90% |  | 100% | 90% |  | 100% | 90%
LAS GALLINAS A 110599904 | 0.0014262 | 5.6593 | 1.5153 | 0.054411 | 1.5697 | 0.032096 | 0.014222 | 0.0026119 | 16.84% | 99% | 0.25263 | 13.45% | 99% | 0.20175 | 0% | 99% | 0 | 0% | 99% | 0 | 0% | 62.64% | 0 | 0% | 62.64% | 0 | 0% | 62.64% | 0 | 0% | 62.64% | 0 | 0.054411 | 0% | 1.754% | 0 | 0% | 1.754% | 0 | 0% | 1.754% | 0 | 0% | 0.1923% | 0 | 0% | 0.1923% | 0 | 0% | 0.1923% | 0 | 0% | 0.4348% | 0 | 0% | 0.4348% | 0 | 12.86% | 0.4348% | 0.00084746 | 0% | 0.4506% | 0 | 12.86% | 0.4506% | 0.00087822 | 87.14% | 0.4506% | 0.0059498 | 52.32% | 3.247% | 0.025744 | 0% | 3.247% | 0 | 0% | 3.247% | 0 | 0% | 4.068% | 0 | 0% | 4.068% | 0 | 0% | 4.068% | 0 |  |  |  | 0% | 11.8% | 0 | 0% | 11.8% | 0 | 0% | 11.8% | 0 | 0% | 0.3819% | 0 | 0% | 0.3819% | 0 | 0% | 0.3819% | 0 | 0% | 100% | 0 | 0% | 100% | 0 | 0% | 100% | 0 | 0% | 100% | 0 |  |  | 0 |  |  | 0 |  |  | 0 | 100% | 65% |  | 100% | 65% |  | 100% | 65% |  | 100% | 65% |  | 100% | 90% |  | 100% | 90% |  | 100% | 90%
WOODSIDE 11018884 | 0.0032144 | 7.6612 | 5.5115 | 0.23302 | 5.7446 | 0.11097 | 0.060439 | 0.0068971 | 0% | 99% | 0 | 0% | 99% | 0 | 0% | 99% | 0 | 0% | 99% | 0 | 0% | 63.62% | 0 | 0% | 63.62% | 0 | 0% | 63.62% | 0 | 0% | 63.62% | 0 | 0.23302 | 100% | 2.376% | 0.13098 | 0% | 2.376% | 0 | 0% | 2.376% | 0 | 0% | 0.2581% | 0 | 0% | 0.2581% | 0 | 0% | 0.2581% | 0 | 0% | 0.5128% | 0 | 0% | 0.5128% | 0 | 20.81% | 0.5128% | 0.005882 | 0% | 0.5471% | 0 | 20.81% | 0.5471% | 0.006275 | 79.19% | 0.5471% | 0.02388 | 57.83% | 3.856% | 0.12291 | 1.63% | 3.856% | 0.0034644 | 17.29% | 3.856% | 0.03675 | 0% | 3.464% | 0 | 0% | 3.464% | 0 | 0% | 3.464% | 0 |  |  |  | 0% | 11.8% | 0 | 34.78% | 11.8% | 0.22622 | 0% | 11.8% | 0 | 0% | 0.3837% | 0 | 0% | 0.3837% | 0 | 0% | 0.3837% | 0 | 0% | 100% | 0 | 0% | 100% | 0 | 0% | 100% | 0 | 0% | 100% | 0 |  |  | 0 |  |  | 0 |  |  | 0.0020161 | 100% | 65% |  | 100% | 65% |  | 100% | 65% |  | 100% | 65% |  | 100% | 90% |  | 100% | 90% |  | 100% | 90%
MERCED FALLS 110285002 | 0.00049293 | 36.8603 | 3.3325 | 0 | 3.3325 | 0.014957 | 0.064576 | 0.028428 | 0% | 99% | 0 | 0% | 99% | 0 | 0% | 99% | 0 | 0% | 99% | 0 | 0% | 62.13% | 0 | 0% | 62.13% | 0 | 0% | 62.13% | 0 | 0% | 62.13% | 0 | 0 | 0% | 2.897% | 0 | 0% | 2.897% | 0 | 0% | 2.897% | 0 | 100% | 0.3185% | 0.010613 | 0% | 0.3185% | 0 | 0% | 0.3185% | 0 | 0% | 0.8848% | 0 | 97.02% | 0.8848% | 0.028607 | 0.4104% | 0.8848% | 0.00012102 | 97.02% | 0.8849% | 0.02861 | 0.4104% | 0.8849% | 0.00012103 | 0% | 0.8849% | 0 | 0% | 6.557% | 0 | 0% | 6.557% | 0 | 0% | 6.557% | 0 | 0% | 0.7971% | 0 | 0% | 0.7971% | 0 | 0% | 0.7971% | 0 |  |  |  | 0% | 11.8% | 0 | 0% | 11.8% | 0 | 0% | 11.8% | 0 | 0% | 0.3545% | 0 | 0% | 0.3545% | 0 | 0% | 0.3545% | 0 | 0% | 100% | 0 | 0% | 100% | 0 | 0% | 100% | 0 | 0% | 100% | 0 |  |  | 0 |  |  | 0 |  |  | 0 | 100% | 65% |  | 100% | 65% |  | 100% | 65% |  | 100% | 65% |  | 100% | 90% |  | 100% | 90% |  | 100% | 90%
LOS GATOS 1107772050 | 0.0022599 | 16.6153 | 5.715 | 0.58785 | 6.3029 | 0.12422 | 0.053409 | 0.0077339 | 0% | 99% | 0 | 0% | 99% | 0 | 0% | 99% | 0 | 0% | 99% | 0 | 0% | 62.41% | 0 | 0% | 62.41% | 0 | 0% | 62.41% | 0 | 0% | 62.41% | 0 | 0.58785 | 57.14% | 1.879% | 0.061369 | 0% | 1.879% | 0 | 0% | 1.879% | 0 | 0% | 0.1994% | 0 | 0% | 0.1994% | 0 | 0% | 0.1994% | 0 | 0% | 0.4429% | 0 | 0% | 0.4429% | 0 | 83.52% | 0.4429% | 0.021137 | 0% | 0.4645% | 0 | 83.52% | 0.4645% | 0.022169 | 15.88% | 0.4645% | 0.0042155 | 28.17% | 3.319% | 0.053438 | 7.532% | 3.319% | 0.01429 | 1.727% | 3.319% | 0.0032761 | 0% | 4.642% | 0 | 0% | 4.642% | 0 | 0% | 4.642% | 0 |  |  |  | 0% | 11.8% | 0 | 22.56% | 11.8% | 0.15213 | 0% | 11.8% | 0 | 0% | 0.3853% | 0 | 0% | 0.3853% | 0 | 0% | 0.3853% | 0 | 0% | 100% | 0 | 0% | 100% | 0 | 0% | 100% | 0 | 0% | 100% | 0 |  |  | 0 |  |  | 0 |  |  | 0 | 100% | 65% |  | 100% | 65% |  | 100% | 65% |  | 100% | 65% |  | 100% | 90% |  | 100% | 90% |  | 100% | 90%
CAMP EVERS 21065020 | 0.0031225 | 13.7747 | 6.6258 | 0.54931 | 7.1751 | 0.14772 | 0.058322 | 0.0090581 | 0% | 99% | 0 | 0% | 99% | 0 | 0% | 99% | 0 | 0% | 99% | 0 | 0% | 62.99% | 0 | 0% | 62.99% | 0 | 0% | 62.99% | 0 | 0% | 62.99% | 0 | 0.54931 | 11.11% | 1.708% | 0.012577 | 0% | 1.708% | 0 | 0% | 1.708% | 0 | 0% | 0.1864% | 0 | 0% | 0.1864% | 0 | 0% | 0.1864% | 0 | 0% | 0.4117% | 0 | 0% | 0.4117% | 0 | 31.07% | 0.4117% | 0.0084764 | 0% | 0.4351% | 0 | 31.07% | 0.4351% | 0.0089573 | 68.79% | 0.4351% | 0.01983 | 59.66% | 3.098% | 0.12246 | 21.68% | 3.098% | 0.044496 | 3.265% | 3.098% | 0.0067011 | 0% | 4.404% | 0 | 0% | 4.404% | 0 | 0% | 4.404% | 0 |  |  |  | 0% | 11.8% | 0 | 0% | 11.8% | 0 | 0% | 11.8% | 0 | 0% | 0.3861% | 0 | 0% | 0.3861% | 0 | 0% | 0.3861% | 0 | 0% | 100% | 0 | 0% | 100% | 0 | 0% | 100% | 0 | 0% | 100% | 0 |  |  | 0.0018083 |  |  | 0.012895 |  |  | 0 | 100% | 65% |  | 100% | 65% |  | 100% | 65% |  | 100% | 65% |  | 100% | 90% |  | 100% | 90% |  | 100% | 90%
MORGAN HILL 210542348 | 0.00092137 | 1.4952 | 0.91289 | 0 | 0.91289 | 0.0052661 | 0.015656 | 0.0087149 | 0% | 99% | 0 | 0% | 99% | 0 | 0% | 99% | 0 | 0% | 99% | 0 | 0% | 64.08% | 0 | 0% | 64.08% | 0 | 0% | 64.08% | 0 | 0% | 64.08% | 0 | 0 | 0% | 2.698% | 0 | 0% | 2.698% | 0 | 0% | 2.698% | 0 | 0% | 0.302% | 0 | 0% | 0.302% | 0 | 0% | 0.302% | 0 | 0% | 0.7861% | 0 | 42.52% | 0.7861% | 0.0030509 | 30.28% | 0.7861% | 0.002173 | 42.52% | 0.8028% | 0.0031158 | 30.28% | 0.8028% | 0.0022192 | 0.2655% | 0.8028% | 1.946e-05 | 79.71% | 5.867% | 0.042688 | 0% | 5.867% | 0 | 0% | 5.867% | 0 | 0% | 0.7761% | 0 | 0% | 0.7761% | 0 | 0% | 0.7761% | 0 |  |  |  | 0% | 11.8% | 0 | 0% | 11.8% | 0 | 0% | 11.8% | 0 | 55.56% | 0.3637% | 0.0018445 | 0% | 0.3637% | 0 | 0% | 0.3637% | 0 | 0% | 100% | 0 | 0% | 100% | 0 | 0% | 100% | 0 | 0% | 100% | 0 |  |  | 0 |  |  | 0 |  |  | 0 | 100% | 65% |  | 100% | 65% |  | 100% | 65% |  | 100% | 65% |  | 100% | 90% |  | 100% | 90% |  | 100% | 90%
MIWUK 1701992162 | 0.00091666 | 4.1522 | 0.68585 | 0.036309 | 0.72216 | 0.0081774 | 0.011301 | 0.0028595 | 0% | 99% | 0 | 0% | 99% | 0 | 0% | 99% | 0 | 0% | 99% | 0 | 0% | 61.44% | 0 | 0% | 61.44% | 0 | 0% | 61.44% | 0 | 0% | 61.44% | 0 | 0.036309 | 0% | 2.765% | 0 | 0% | 2.765% | 0 | 0% | 2.765% | 0 | 0% | 0.309% | 0 | 0% | 0.309% | 0 | 0% | 0.309% | 0 | 0% | 0.7504% | 0 | 0% | 0.7504% | 0 | 79.21% | 0.7504% | 0.0040764 | 0% | 0.7681% | 0 | 79.21% | 0.7681% | 0.0041726 | 20.79% | 0.7681% | 0.0010953 | 92.69% | 5.593% | 0.035552 | 0% | 5.593% | 0 | 0% | 5.593% | 0 | 0% | 2.171% | 0 | 0% | 2.171% | 0 | 0% | 2.171% | 0 |  |  |  | 0% | 11.8% | 0 | 0% | 11.8% | 0 | 0% | 11.8% | 0 | 55.56% | 0.3654% | 0.0013922 | 0% | 0.3654% | 0 | 0% | 0.3654% | 0 | 0% | 100% | 0 | 0% | 100% | 0 | 0% | 100% | 0 | 0% | 100% | 0 |  |  | 0 |  |  | 0 |  |  | 0 | 100% | 65% |  | 100% | 65% |  | 100% | 65% |  | 100% | 65% |  | 100% | 90% |  | 100% | 90% |  | 100% | 90%
DIAMOND SPRINGS 1103467046 | 0.00099052 | 17.704 | 5.097 | 1.5809 | 6.6779 | 0.060853 | 0.070047 | 0.035281 | 0% | 99% | 0 | 0% | 99% | 0 | 0% | 99% | 0 | 0% | 99% | 0 | 0% | 62.86% | 0 | 0% | 62.86% | 0 | 0% | 62.86% | 0 | 0% | 62.86% | 0 | 1.5809 | 71.43% | 2.046% | 0.07449 | 0% | 2.046% | 0 | 0% | 2.046% | 0 | 0% | 0.2282% | 0 | 0% | 0.2282% | 0 | 0% | 0.2282% | 0 | 0% | 0.6314% | 0 | 15.12% | 0.6314% | 0.0048672 | 59.44% | 0.6314% | 0.019129 | 14.82% | 0.652% | 0.0049251 | 59.44% | 0.652% | 0.019755 | 24.05% | 0.652% | 0.0079931 | 37.8% | 4.743% | 0.091386 | 5.998% | 4.743% | 0.014501 | 0.5462% | 4.743% | 0.0013205 | 0% | 2.223% | 0 | 0% | 2.223% | 0 | 0% | 2.223% | 0 |  |  |  | 0% | 11.8% | 0 | 0% | 11.8% | 0 | 0% | 11.8% | 0 | 0% | 0.3734% | 0 | 0% | 0.3734% | 0 | 0% | 0.3734% | 0 | 0% | 100% | 0 | 0% | 100% | 0 | 0% | 100% | 0 | 0% | 100% | 0 |  |  | 0.00073102 |  |  | 0 |  |  | 0 | 100% | 65% |  | 100% | 65% |  | 100% | 65% |  | 100% | 65% |  | 100% | 90% |  | 100% | 90% |  | 100% | 90%
PALMER 1101M84 | 0.00042166 | 22.2106 | 2.0714 | 0 | 2.0714 | 0.0075119 | 0.044492 | 0.015605 | 0% | 99% | 0 | 0% | 99% | 0 | 0% | 99% | 0 | 0% | 99% | 0 | 0% | 61.7% | 0 | 0% | 61.7% | 0 | 0% | 61.7% | 0 | 0% | 61.7% | 0 | 0 | 66.67% | 3.918% | 0.054105 | 0% | 3.918% | 0 | 0% | 3.918% | 0 | 100% | 0.421% | 0.0087206 | 0% | 0.421% | 0 | 0% | 0.421% | 0 | 0% | 0.9976% | 0 | 0% | 0.9976% | 0 | 58.98% | 0.9976% | 0.012187 | 0% | 1.031% | 0 | 58.98% | 1.031% | 0.012595 | 40.92% | 1.031% | 0.0087387 | 39.77% | 7.463% | 0.061472 | 0% | 7.463% | 0 | 18.23% | 7.463% | 0.028177 | 0% | 0.6666% | 0 | 0% | 0.6666% | 0 | 0% | 0.6666% | 0 |  |  |  | 30.77% | 11.8% | 0.07522 | 0% | 11.8% | 0 | 0% | 11.8% | 0 | 0% | 0.3619% | 0 | 0% | 0.3619% | 0 | 0% | 0.3619% | 0 | 0% | 100% | 0 | 0.384% | 100% | 0.0079543 | 0% | 100% | 0 | 0% | 100% | 0 |  |  | 3.6782e-05 |  |  | 0 |  |  | 0 | 100% | 65% |  | 100% | 65% |  | 100% | 65% |  | 100% | 65% |  | 100% | 90% |  | 100% | 90% |  | 100% | 90%
OAKHURST 110363334 | 0.00048117 | 17.9162 | 1.9938 | 0.37656 | 2.3704 | 0.024218 | 0.027431 | 0.013537 | 0% | 99% | 0 | 0% | 99% | 0 | 0% | 99% | 0 | 0% | 99% | 0 | 0% | 62.48% | 0 | 0% | 62.48% | 0 | 0% | 62.48% | 0 | 0% | 62.48% | 0 | 0.37656 | 0% | 2.181% | 0 | 0% | 2.181% | 0 | 0% | 2.181% | 0 | 0% | 0.2371% | 0 | 0% | 0.2371% | 0 | 0% | 0.2371% | 0 | 0% | 0.6299% | 0 | 56.81% | 0.6299% | 0.0071343 | 42.83% | 0.6299% | 0.0053792 | 57.09% | 0.636% | 0.007239 | 42.55% | 0.636% | 0.0053954 | 0% | 0.636% | 0 | 11.91% | 4.679% | 0.01111 | 0% | 4.679% | 0 | 0% | 4.679% | 0 | 0% | 2.333% | 0 | 0% | 2.333% | 0 | 0% | 2.333% | 0 |  |  |  | 35% | 11.8% | 0.082344 | 0% | 11.8% | 0 | 0% | 11.8% | 0 | 55.56% | 0.3702% | 0.0041003 | 0% | 0.3702% | 0 | 0% | 0.3702% | 0 | 0% | 100% | 0 | 0% | 100% | 0 | 0% | 100% | 0 | 0% | 100% | 0 |  |  | 0.00033396 |  |  | 0 |  |  | 0 | 100% | 65% |  | 100% | 65% |  | 100% | 65% |  | 100% | 65% |  | 100% | 90% |  | 100% | 90% |  | 100% | 90%
CLAYTON 22159765 | 0.0010959 | 0.25229 | 0.29903 | 0.1489 | 0.44792 | 0.0019271 | 0.0050984 | 0.002752 | 0% | 99% | 0 | 0% | 99% | 0 | 0% | 99% | 0 | 0% | 99% | 0 | 0% | 65.37% | 0 | 0% | 65.37% | 0 | 0% | 65.37% | 0 | 0% | 65.37% | 0 | 0.1489 | 100% | 2.972% | 0.0088873 | 0% | 2.972% | 0 | 0% | 2.972% | 0 | 0% | 0.338% | 0 | 0% | 0.338% | 0 | 0% | 0.338% | 0 | 0% | 0.7792% | 0 | 42.47% | 0.7792% | 0.00098955 | 54.44% | 0.7792% | 0.0012684 | 42.47% | 0.8254% | 0.0010482 | 54.44% | 0.8254% | 0.0013436 | 3.089% | 0.8254% | 7.6235e-05 | 0% | 5.878% | 0 | 0% | 5.878% | 0 | 0% | 5.878% | 0 | 0% | 0.7229% | 0 | 0% | 0.7229% | 0 | 0% | 0.7229% | 0 |  |  |  | 0% | 11.8% | 0 | 0% | 11.8% | 0 | 0% | 11.8% | 0 | 55.56% | 0.3706% | 0.00061569 | 0% | 0.3706% | 0 | 0% | 0.3706% | 0 | 0% | 100% | 0 | 0% | 100% | 0 | 0% | 100% | 0 | 0% | 100% | 0 |  |  | 0 |  |  | 0 |  |  | 0 | 100% | 65% |  | 100% | 65% |  | 100% | 65% |  | 100% | 65% |  | 100% | 90% |  | 100% | 90% |  | 100% | 90%
CURTIS 1705CB | 0.00096858 | 14.6019 | 2.7733 | 0 | 2.7733 | 0.025026 | 0.038768 | 0.027084 | 0% | 99% | 0 | 0% | 99% | 0 | 0% | 99% | 0 | 0% | 99% | 0 | 0% | 63.54% | 0 | 0% | 63.54% | 0 | 0% | 63.54% | 0 | 0% | 63.54% | 0 | 0 | 60% | 1.97% | 0.032781 | 0% | 1.97% | 0 | 0% | 1.97% | 0 | 0% | 0.2312% | 0 | 0% | 0.2312% | 0 | 0% | 0.2312% | 0 | 0% | 0.6218% | 0 | 57.8% | 0.6218% | 0.0099678 | 41.75% | 0.6218% | 0.0072001 | 57.8% | 0.6377% | 0.010223 | 41.75% | 0.6377% | 0.0073843 | 0.4473% | 0.6377% | 7.9116e-05 | 32.92% | 4.653% | 0.042486 | 3.957% | 4.653% | 0.0051065 | 0% | 4.653% | 0 | 0% | 1.677% | 0 | 0% | 1.677% | 0 | 0% | 1.677% | 0 |  |  |  | 0% | 11.8% | 0 | 0% | 11.8% | 0 | 0% | 11.8% | 0 | 0% | 0.3685% | 0 | 0% | 0.3685% | 0 | 0% | 0.3685% | 0 | 0% | 100% | 0 | 0% | 100% | 0 | 0% | 100% | 0 | 0% | 100% | 0 |  |  | 0.00010388 |  |  | 0 |  |  | 0 | 100% | 65% |  | 100% | 65% |  | 100% | 65% |  | 100% | 65% |  | 100% | 90% |  | 100% | 90% |  | 100% | 90%
LLAGAS 2101XR584 | 0.00017175 | 5.962 | 1.7784 | 0 | 1.7784 | 0.007713 | 0.030901 | 0.019741 | 0% | 99% | 0 | 0% | 99% | 0 | 0% | 99% | 0 | 0% | 99% | 0 | 0% | 63.74% | 0 | 0% | 63.74% | 0 | 0% | 63.74% | 0 | 0% | 63.74% | 0 | 0 | 100% | 2.788% | 0.04959 | 0% | 2.788% | 0 | 0% | 2.788% | 0 | 0% | 0.3084% | 0 | 0% | 0.3084% | 0 | 0% | 0.3084% | 0 | 0% | 0.7839% | 0 | 70.24% | 0.7839% | 0.0097923 | 18.08% | 0.7839% | 0.0025211 | 72.65% | 0.7894% | 0.010199 | 18.08% | 0.7894% | 0.0025389 | 9.133% | 0.7894% | 0.0012822 | 0% | 5.809% | 0 | 0% | 5.809% | 0 | 0% | 5.809% | 0 | 0% | 0.6077% | 0 | 0% | 0.6077% | 0 | 0% | 0.6077% | 0 |  |  |  | 0% | 11.8% | 0 | 13.54% | 11.8% | 0.028405 | 0% | 11.8% | 0 | 0% | 0.3604% | 0 | 0% | 0.3604% | 0 | 0% | 0.3604% | 0 | 0% | 100% | 0 | 0% | 100% | 0 | 0% | 100% | 0 | 0% | 100% | 0 |  |  | 0 |  |  | 0 |  |  | 0 | 100% | 65% |  | 100% | 65% |  | 100% | 65% |  | 100% | 65% |  | 100% | 90% |  | 100% | 90% |  | 100% | 90%
MORGAN HILL 2105XR564 | 0.00081864 | 5.9077 | 1.0855 | 0 | 1.0855 | 0.0065598 | 0.020059 | 0.0090103 | 0% | 99% | 0 | 0% | 99% | 0 | 0% | 99% | 0 | 0% | 99% | 0 | 0% | 62.16% | 0 | 0% | 62.16% | 0 | 0% | 62.16% | 0 | 0% | 62.16% | 0 | 0 | 71.43% | 2.589% | 0.020074 | 0% | 2.589% | 0 | 0% | 2.589% | 0 | 0% | 0.2952% | 0 | 0% | 0.2952% | 0 | 0% | 0.2952% | 0 | 0% | 0.8286% | 0 | 99.23% | 0.8286% | 0.0089257 | 0% | 0.8286% | 0 | 99.98% | 0.8408% | 0.0091258 | 0% | 0.8408% | 0 | 0% | 0.8408% | 0 | 87.89% | 6.187% | 0.059032 | 0% | 6.187% | 0 | 0% | 6.187% | 0 | 0% | 0.9141% | 0 | 0% | 0.9141% | 0 | 0% | 0.9141% | 0 |  |  |  | 0% | 11.8% | 0 | 0% | 11.8% | 0 | 0% | 11.8% | 0 | 55.56% | 0.3592% | 0.002166 | 0% | 0.3592% | 0 | 0% | 0.3592% | 0 | 0% | 100% | 0 | 0% | 100% | 0 | 0% | 100% | 0 | 0% | 100% | 0 |  |  | 0.0010404 |  |  | 0 |  |  | 0 | 100% | 65% |  | 100% | 65% |  | 100% | 65% |  | 100% | 65% |  | 100% | 90% |  | 100% | 90% |  | 100% | 90%
PENNGROVE 1101170 | 0.00051959 | 18.5377 | 2.3826 | 1.0835 | 3.4661 | 0.025207 | 0.042824 | 0.010266 | 0% | 99% | 0 | 0% | 99% | 0 | 0% | 99% | 0 | 0% | 99% | 0 | 0% | 62.18% | 0 | 0% | 62.18% | 0 | 0% | 62.18% | 0 | 0% | 62.18% | 0 | 1.0835 | 100% | 3.244% | 0.077292 | 0% | 3.244% | 0 | 0% | 3.244% | 0 | 0% | 0.3397% | 0 | 0% | 0.3397% | 0 | 0% | 0.3397% | 0 | 0% | 0.8333% | 0 | 80.24% | 0.8333% | 0.015931 | 10.84% | 0.8333% | 0.0021512 | 80.24% | 0.8437% | 0.016131 | 10.84% | 0.8437% | 0.0021781 | 0% | 0.8437% | 0 | 0% | 6.179% | 0 | 0% | 6.179% | 0 | 0% | 6.179% | 0 | 0% | 1.942% | 0 | 0% | 1.942% | 0 | 0% | 1.942% | 0 |  |  |  | 30.56% | 11.8% | 0.085923 | 0% | 11.8% | 0 | 0% | 11.8% | 0 | 0% | 0.3649% | 0 | 0% | 0.3649% | 0 | 0% | 0.3649% | 0 | 0% | 100% | 0 | 0% | 100% | 0 | 0% | 100% | 0 | 0% | 100% | 0 |  |  | 0 |  |  | 0 |  |  | 0 | 100% | 65% |  | 100% | 65% |  | 100% | 65% |  | 100% | 65% |  | 100% | 90% |  | 100% | 90% |  | 100% | 90%
MONTE RIO 111137520 | 0.0012049 | 2.5386 | 1.8413 | 0.017314 | 1.8586 | 0.047189 | 0.011359 | 0.0021666 | 0% | 99% | 0 | 0% | 99% | 0 | 0% | 99% | 0 | 0% | 99% | 0 | 0% | 62.34% | 0 | 0% | 62.34% | 0 | 0% | 62.34% | 0 | 0% | 62.34% | 0 | 0.017314 | 0% | 1.246% | 0 | 0% | 1.246% | 0 | 0% | 1.246% | 0 | 0% | 0.1326% | 0 | 0% | 0.1326% | 0 | 0% | 0.1326% | 0 | 0% | 0.2873% | 0 | 0% | 0.2873% | 0 | 81.04% | 0.2873% | 0.0042871 | 0% | 0.3004% | 0 | 81.04% | 0.3004% | 0.0044833 | 18.96% | 0.3004% | 0.0010488 | 31.81% | 2.149% | 0.012588 | 0% | 2.149% | 0 | 0% | 2.149% | 0 | 0% | 5.365% | 0 | 0% | 5.365% | 0 | 0% | 5.365% | 0 |  |  |  | 30.98% | 11.8% | 0.067319 | 0% | 11.8% | 0 | 0% | 11.8% | 0 | 0% | 0.3899% | 0 | 0% | 0.3899% | 0 | 0% | 0.3899% | 0 | 0% | 100% | 0 | 0% | 100% | 0 | 0% | 100% | 0 | 0% | 100% | 0 |  |  | 0 |  |  | 0 |  |  | 0 | 100% | 65% |  | 100% | 65% |  | 100% | 65% |  | 100% | 65% |  | 100% | 90% |  | 100% | 90% |  | 100% | 90%
FULTON 11024522 | 0.00052883 | 8.4002 | 1.4749 | 0.22768 | 1.7025 | 0.021312 | 0.019488 | 0.0079384 | 0% | 99% | 0 | 0% | 99% | 0 | 0% | 99% | 0 | 0% | 99% | 0 | 0% | 62.79% | 0 | 0% | 62.79% | 0 | 0% | 62.79% | 0 | 0% | 62.79% | 0 | 0.22768 | 50% | 2.172% | 0.016019 | 0% | 2.172% | 0 | 0% | 2.172% | 0 | 0% | 0.2428% | 0 | 0% | 0.2428% | 0 | 0% | 0.2428% | 0 | 0% | 0.5912% | 0 | 0% | 0.5912% | 0 | 42.8% | 0.5912% | 0.0037319 | 0% | 0.6061% | 0 | 42.8% | 0.6061% | 0.0038259 | 53.29% | 0.6061% | 0.0047638 | 22.7% | 4.409% | 0.014763 | 0% | 4.409% | 0 | 0% | 4.409% | 0 | 0% | 2.653% | 0 | 0% | 2.653% | 0 | 0% | 2.653% | 0 |  |  |  | 21.68% | 11.8% | 0.037732 | 0% | 11.8% | 0 | 0% | 11.8% | 0 | 0% | 0.3726% | 0 | 0% | 0.3726% | 0 | 0% | 0.3726% | 0 | 0% | 100% | 0 | 0% | 100% | 0 | 0% | 100% | 0 | 0% | 100% | 0 |  |  | 0 |  |  | 0 |  |  | 0 | 100% | 65% |  | 100% | 65% |  | 100% | 65% |  | 100% | 65% |  | 100% | 90% |  | 100% | 90% |  | 100% | 90%
PUEBLO 2102279478 | 0.00035292 | 0 | 0.19786 | 0.0063025 | 0.20417 | 0.0017342 | 0.0035742 | 0.0012312 | 0% | 99% | 0 | 0% | 99% | 0 | 0% | 99% | 0 | 0% | 99% | 0 | 0% | 63.78% | 0 | 0% | 63.78% | 0 | 0% | 63.78% | 0 | 0% | 63.78% | 0 | 0.0063025 | 0% | 3.365% | 0 | 0% | 3.365% | 0 | 0% | 3.365% | 0 | 0% | 0.3672% | 0 | 0% | 0.3672% | 0 | 0% | 0.3672% | 0 | 0% | 0.8205% | 0 | 0% | 0.8205% | 0 | 84.64% | 0.8205% | 0.0013742 | 0% | 0.8548% | 0 | 84.64% | 0.8548% | 0.0014315 | 0% | 0.8548% | 0 | 0% | 6.137% | 0 | 0% | 6.137% | 0 | 100% | 6.137% | 0.012142 | 0% | 1.511% | 0 | 0% | 1.511% | 0 | 0% | 1.511% | 0 |  |  |  | 0% | 11.8% | 0 | 0% | 11.8% | 0 | 0% | 11.8% | 0 | 0% | 0.3678% | 0 | 0% | 0.3678% | 0 | 0% | 0.3678% | 0 | 0% | 100% | 0 | 0% | 100% | 0 | 0% | 100% | 0 | 0% | 100% | 0 |  |  | 0 |  |  | 0 |  |  | 0 |  |  |  |  | 65% |  |  | 65% |  | 100% | 65%
OTTER 1102CB | 0.00065977 | 6.8815 | 0.99712 | 0.055619 | 1.0527 | 0.0061485 | 0.024299 | 0.0025143 | 0% | 99% | 0 | 0% | 99% | 0 | 0% | 99% | 0 | 0% | 99% | 0 | 0% | 62.83% | 0 | 0% | 62.83% | 0 | 0% | 62.83% | 0 | 0% | 62.83% | 0 | 0.055619 | 100% | 5.195% | 0.051801 | 0% | 5.195% | 0 | 0% | 5.195% | 0 | 0% | 0.5553% | 0 | 0% | 0.5553% | 0 | 0% | 0.5553% | 0 | 0% | 1.126% | 0 | 0% | 1.126% | 0 | 100% | 1.126% | 0.01123 | 0% | 1.196% | 0 | 100% | 1.196% | 0.011924 | 0% | 1.196% | 0 | 0% | 8.462% | 0 | 0% | 8.462% | 0 | 6.751% | 8.462% | 0.0056961 | 0% | 1.245% | 0 | 0% | 1.245% | 0 | 0% | 1.245% | 0 |  |  |  | 0% | 11.8% | 0 | 0% | 11.8% | 0 | 0% | 11.8% | 0 | 0% | 0.3664% | 0 | 0% | 0.3664% | 0 | 0% | 0.3664% | 0 | 0% | 100% | 0 | 0% | 100% | 0 | 0% | 100% | 0 | 0% | 100% | 0 |  |  | 0 |  |  | 0 |  |  | 0 | 100% | 65% |  | 100% | 65% |  | 100% | 65% |  | 100% | 65% |  | 100% | 90% |  | 100% | 90% |  | 100% | 90%
HIGGINS 1109594 | 0.00056537 | 22.029 | 2.6315 | 0.35819 | 2.9897 | 0.035531 | 0.036412 | 0.015297 | 0% | 99% | 0 | 0% | 99% | 0 | 0% | 99% | 0 | 0% | 99% | 0 | 0% | 61.49% | 0 | 0% | 61.49% | 0 | 0% | 61.49% | 0 | 0% | 61.49% | 0 | 0.35819 | 33.33% | 1.819% | 0.015956 | 0% | 1.819% | 0 | 0% | 1.819% | 0 | 0% | 0.2011% | 0 | 0% | 0.2011% | 0 | 0% | 0.2011% | 0 | 0% | 0.6187% | 0 | 61.72% | 0.6187% | 0.010048 | 16.11% | 0.6187% | 0.002623 | 61.72% | 0.6139% | 0.0099704 | 16.11% | 0.6139% | 0.0026027 | 21.65% | 0.6139% | 0.0034977 | 11.19% | 4.588% | 0.013504 | 0% | 4.588% | 0 | 0% | 4.588% | 0 | 0% | 2.68% | 0 | 0% | 2.68% | 0 | 0% | 2.68% | 0 |  |  |  | 0% | 11.8% | 0 | 32.45% | 11.8% | 0.10075 | 0% | 11.8% | 0 | 0% | 0.3673% | 0 | 0% | 0.3673% | 0 | 0% | 0.3673% | 0 | 0% | 100% | 0 | 0% | 100% | 0 | 0% | 100% | 0 | 0% | 100% | 0 |  |  | 0 |  |  | 0 |  |  | 0 | 100% | 65% |  | 100% | 65% |  | 100% | 65% |  | 100% | 65% |  | 100% | 90% |  | 100% | 90% |  | 100% | 90%
ALHAMBRA 110582622 | 0.00065872 | 26.9094 | 2.6451 | 0.10551 | 2.7506 | 0.041929 | 0.034954 | 0.010817 | 0% | 99% | 0 | 0% | 99% | 0 | 0% | 99% | 0 | 0% | 99% | 0 | 0% | 62.07% | 0 | 0% | 62.07% | 0 | 0% | 62.07% | 0 | 0% | 62.07% | 0 | 0.10551 | 92.31% | 2.187% | 0.053395 | 0% | 2.187% | 0 | 0% | 2.187% | 0 | 0% | 0.2218% | 0 | 0% | 0.2218% | 0 | 0% | 0.2218% | 0 | 0% | 0.6057% | 0 | 77.62% | 0.6057% | 0.012436 | 21.56% | 0.6057% | 0.0034544 | 77.62% | 0.5837% | 0.011984 | 21.56% | 0.5837% | 0.0033288 | 0% | 0.5837% | 0 | 61.76% | 4.42% | 0.072205 | 3.423% | 4.42% | 0.0040015 | 6.814% | 4.42% | 0.0079661 | 0% | 2.189% | 0 | 0% | 2.189% | 0 | 0% | 2.189% | 0 |  |  |  | 0% | 11.8% | 0 | 8.323% | 11.8% | 0.025978 | 0% | 11.8% | 0 | 0% | 0.3675% | 0 | 0% | 0.3675% | 0 | 0% | 0.3675% | 0 | 0% | 100% | 0 | 0% | 100% | 0 | 0% | 100% | 0 | 0% | 100% | 0 |  |  | 0 |  |  | 0 |  |  | 0.010214 | 100% | 65% |  | 100% | 65% |  | 100% | 65% |  | 100% | 65% |  | 100% | 90% |  | 100% | 90% |  | 100% | 90%
WEIMAR 11022038 | 0.0011018 | 14.9868 | 2.765 | 2.4654 | 5.2304 | 0.053123 | 0.028288 | 0.010459 | 0% | 99% | 0 | 0% | 99% | 0 | 0% | 99% | 0 | 0% | 99% | 0 | 0% | 61.34% | 0 | 0% | 61.34% | 0 | 0% | 61.34% | 0 | 0% | 61.34% | 0 | 2.4654 | 56.25% | 1.3% | 0.02022 | 0% | 1.3% | 0 | 0% | 1.3% | 0 | 0% | 0.1447% | 0 | 0% | 0.1447% | 0 | 0% | 0.1447% | 0 | 0% | 0.4569% | 0 | 44.29% | 0.4569% | 0.0055953 | 41.65% | 0.4569% | 0.0052615 | 44.29% | 0.4548% | 0.0055693 | 41.65% | 0.4548% | 0.0052371 | 12.13% | 0.4548% | 0.0015251 | 17.79% | 3.394% | 0.016693 | 3.935% | 3.394% | 0.0036929 | 0% | 3.394% | 0 | 0% | 4.089% | 0 | 0% | 4.089% | 0 | 0% | 4.089% | 0 |  |  |  | 0% | 11.8% | 0 | 0% | 11.8% | 0 | 0% | 11.8% | 0 | 55.56% | 0.376% | 0.005776 | 0% | 0.376% | 0 | 0% | 0.376% | 0 | 0% | 100% | 0 | 6.281% | 100% | 0.17368 | 0% | 100% | 0 | 0% | 100% | 0 |  |  | 0.0025048 |  |  | 0 |  |  | 0 | 100% | 65% |  | 100% | 65% |  | 100% | 65% |  | 100% | 65% |  | 100% | 90% |  | 100% | 90% |  | 100% | 90%
HALF MOON BAY 1101818874 | 0.00073011 | 5.6216 | 1.1205 | 0 | 1.1205 | 0.015163 | 0.018159 | 0.0039899 | 0% | 99% | 0 | 0% | 99% | 0 | 0% | 99% | 0 | 0% | 99% | 0 | 0% | 63.14% | 0 | 0% | 63.14% | 0 | 0% | 63.14% | 0 | 0% | 63.14% | 0 | 0 | 100% | 3.198% | 0.035833 | 0% | 3.198% | 0 | 0% | 3.198% | 0 | 0% | 0.3451% | 0 | 0% | 0.3451% | 0 | 0% | 0.3451% | 0 | 0% | 0.7383% | 0 | 2.659% | 0.7383% | 0.00021996 | 45.74% | 0.7383% | 0.0037835 | 2.686% | 0.7756% | 0.0002334 | 45.74% | 0.7756% | 0.0039748 | 51.58% | 0.7756% | 0.0044821 | 27.5% | 5.533% | 0.017048 | 0% | 5.533% | 0 | 0% | 5.533% | 0 | 0% | 2.416% | 0 | 0% | 2.416% | 0 | 0% | 2.416% | 0 |  |  |  | 0% | 11.8% | 0 | 0% | 11.8% | 0 | 0% | 11.8% | 0 | 0% | 0.3744% | 0 | 0% | 0.3744% | 0 | 0% | 0.3744% | 0 | 0% | 100% | 0 | 0% | 100% | 0 | 0% | 100% | 0 | 0% | 100% | 0 |  |  | 0 |  |  | 0 |  |  | 0 | 100% | 65% |  | 100% | 65% |  | 100% | 65% |  | 100% | 65% |  | 100% | 90% |  | 100% | 90% |  | 100% | 90%
RINCON 1103CB | 0.0011481 | 3.4382 | 1.0442 | 0.35171 | 1.3959 | 0.0099031 | 0.019854 | 0.0050555 | 0% | 99% | 0 | 0% | 99% | 0 | 0% | 99% | 0 | 0% | 99% | 0 | 0% | 62.78% | 0 | 0% | 62.78% | 0 | 0% | 62.78% | 0 | 0% | 62.78% | 0 | 0.35171 | 0% | 3.286% | 0 | 0% | 3.286% | 0 | 0% | 3.286% | 0 | 0% | 0.3676% | 0 | 0% | 0.3676% | 0 | 0% | 0.3676% | 0 | 0% | 0.8542% | 0 | 9.463% | 0.8542% | 0.00084398 | 3.668% | 0.8542% | 0.00032718 | 9.463% | 0.9042% | 0.0008934 | 3.702% | 0.9042% | 0.00034955 | 86.79% | 0.9042% | 0.0081941 | 40.42% | 6.448% | 0.027216 | 0% | 6.448% | 0 | 0% | 6.448% | 0 | 0% | 1.699% | 0 | 0% | 1.699% | 0 | 0% | 1.699% | 0 |  |  |  | 0% | 11.8% | 0 | 0% | 11.8% | 0 | 0% | 11.8% | 0 | 0% | 0.3696% | 0 | 0% | 0.3696% | 0 | 0% | 0.3696% | 0 | 0% | 100% | 0 | 0% | 100% | 0 | 0% | 100% | 0 | 0% | 100% | 0 |  |  | 0 |  |  | 0 |  |  | 0 | 100% | 65% |  | 100% | 65% |  | 100% | 65% |  | 100% | 65% |  | 100% | 90% |  | 100% | 90% |  | 100% | 90%
SAN RAFAEL 110839156 | 0.0025904 | 6.3993 | 2.6945 | 0 | 2.6945 | 0.057785 | 0.0256 | 0.0066294 | 0% | 99% | 0 | 0% | 99% | 0 | 0% | 99% | 0 | 0% | 99% | 0 | 0% | 63.95% | 0 | 0% | 63.95% | 0 | 0% | 63.95% | 0 | 0% | 63.95% | 0 | 0 | 0% | 1.577% | 0 | 0% | 1.577% | 0 | 0% | 1.577% | 0 | 0% | 0.1738% | 0 | 0% | 0.1738% | 0 | 0% | 0.1738% | 0 | 0% | 0.4279% | 0 | 60.82% | 0.4279% | 0.0070119 | 0% | 0.4279% | 0 | 60.82% | 0.4428% | 0.0072565 | 0% | 0.4428% | 0 | 3.269% | 0.4428% | 0.00039001 | 0% | 3.203% | 0 | 0% | 3.203% | 0 | 0% | 3.203% | 0 | 0% | 3.465% | 0 | 0% | 3.465% | 0 | 0% | 3.465% | 0 |  |  |  | 0% | 11.8% | 0 | 0% | 11.8% | 0 | 0% | 11.8% | 0 | 55.56% | 0.3825% | 0.0057258 | 0% | 0.3825% | 0 | 0% | 0.3825% | 0 | 0% | 100% | 0 | 0% | 100% | 0 | 0% | 100% | 0 | 0% | 100% | 0 |  |  | 0 |  |  | 0 |  |  | 0 | 100% | 65% |  | 100% | 65% |  | 100% | 65% |  | 100% | 65% |  | 100% | 90% |  | 100% | 90% |  | 100% | 90%
LAKEVILLE 110287432 | 0.00037682 | 9.3663 | 1.0208 | 1.0605 | 2.0812 | 0.0081668 | 0.02009 | 0.0058454 | 0% | 99% | 0 | 0% | 99% | 0 | 0% | 99% | 0 | 0% | 99% | 0 | 0% | 61.98% | 0 | 0% | 61.98% | 0 | 0% | 61.98% | 0 | 0% | 61.98% | 0 | 1.0605 | 100% | 3.595% | 0.036696 | 0% | 3.595% | 0 | 0% | 3.595% | 0 | 0% | 0.3782% | 0 | 0% | 0.3782% | 0 | 0% | 0.3782% | 0 | 0% | 0.891% | 0 | 22.87% | 0.891% | 0.0020803 | 43.36% | 0.891% | 0.0039433 | 22.87% | 0.8919% | 0.0020825 | 43.36% | 0.8919% | 0.0039476 | 30.96% | 0.8919% | 0.002819 | 0% | 6.571% | 0 | 0% | 6.571% | 0 | 0% | 6.571% | 0 | 0% | 1.42% | 0 | 0% | 1.42% | 0 | 0% | 1.42% | 0 |  |  |  | 0% | 11.8% | 0 | 23.96% | 11.8% | 0.028857 | 0% | 11.8% | 0 | 0% | 0.3591% | 0 | 0% | 0.3591% | 0 | 0% | 0.3591% | 0 | 0% | 100% | 0 | 0% | 100% | 0 | 0% | 100% | 0 | 0% | 100% | 0 |  |  | 0 |  |  | 0 |  |  | 0 | 100% | 65% |  | 100% | 65% |  | 100% | 65% |  | 100% | 65% |  | 100% | 90% |  | 100% | 90% |  | 100% | 90%
MENLO 1102W80 | 0.00076664 | 9.414 | 1.7078 | 0.088462 | 1.7962 | 0.030691 | 0.021959 | 0.0044822 | 0% | 99% | 0 | 0% | 99% | 0 | 0% | 99% | 0 | 0% | 99% | 0 | 0% | 62.38% | 0 | 0% | 62.38% | 0 | 0% | 62.38% | 0 | 0% | 62.38% | 0 | 0.088462 | 80% | 2.247% | 0.030695 | 0% | 2.247% | 0 | 0% | 2.247% | 0 | 0% | 0.2443% | 0 | 0% | 0.2443% | 0 | 0% | 0.2443% | 0 | 0% | 0.579% | 0 | 99.68% | 0.579% | 0.0098567 | 0% | 0.579% | 0 | 99.68% | 0.5968% | 0.01016 | 0% | 0.5968% | 0 | 0% | 0.5968% | 0 | 11.95% | 4.324% | 0.0088255 | 27.59% | 4.324% | 0.020372 | 4.778% | 4.324% | 0.0035284 | 0% | 3.236% | 0 | 0% | 3.236% | 0 | 0% | 3.236% | 0 |  |  |  | 0% | 11.8% | 0 | 19.16% | 11.8% | 0.03862 | 0% | 11.8% | 0 | 0% | 0.3763% | 0 | 0% | 0.3763% | 0 | 0% | 0.3763% | 0 | 0.3595% | 100% | 0.0061399 | 0% | 100% | 0 | 0% | 100% | 0 | 0% | 100% | 0 |  |  | 0 |  |  | 0 |  |  | 0 | 100% | 65% |  | 100% | 65% |  | 100% | 65% |  | 100% | 65% |  | 100% | 90% |  | 100% | 90% |  | 100% | 90%
RINCON 1102644432 | 0.00068429 | 0.85609 | 0.10456 | 0.084278 | 0.18884 | 0.0010446 | 0.0019009 | 0.00055455 | 0% | 99% | 0 | 0% | 99% | 0 | 0% | 99% | 0 | 0% | 99% | 0 | 0% | 63.21% | 0 | 0% | 63.21% | 0 | 0% | 63.21% | 0 | 0% | 63.21% | 0 | 0.084278 | 0% | 3.462% | 0 | 0% | 3.462% | 0 | 0% | 3.462% | 0 | 0% | 0.3696% | 0 | 0% | 0.3696% | 0 | 0% | 0.3696% | 0 | 0% | 0.8239% | 0 | 96.32% | 0.8239% | 0.00082983 | 0% | 0.8239% | 0 | 96.32% | 0.8567% | 0.00086282 | 0% | 0.8567% | 0 | 3.679% | 0.8567% | 3.2958e-05 | 0% | 6.156% | 0 | 0% | 6.156% | 0 | 0% | 6.156% | 0 | 0% | 1.799% | 0 | 0% | 1.799% | 0 | 0% | 1.799% | 0 |  |  |  | 0% | 11.8% | 0 | 0% | 11.8% | 0 | 0% | 11.8% | 0 | 0% | 0.3696% | 0 | 0% | 0.3696% | 0 | 0% | 0.3696% | 0 | 0% | 100% | 0 | 0% | 100% | 0 | 0% | 100% | 0 | 0% | 100% | 0 |  |  | 0 |  |  | 0 |  |  | 0 | 100% | 65% |  | 100% | 65% |  | 100% | 65% |  | 100% | 65% |  | 100% | 90% |  | 100% | 90% |  | 100% | 90%
PANORAMA 1101713592 | 0.00045744 | 11.1377 | 0.96159 | 4.8732 | 5.8348 | 0.0060717 | 0.019268 | 0.00692 | 0% | 99% | 0 | 0% | 99% | 0 | 0% | 99% | 0 | 0% | 99% | 0 | 0% | 60.17% | 0 | 0% | 60.17% | 0 | 0% | 60.17% | 0 | 0% | 60.17% | 0 | 4.8732 | 0% | 2.241% | 0 | 0% | 2.241% | 0 | 0% | 2.241% | 0 | 0% | 0.2219% | 0 | 0% | 0.2219% | 0 | 0% | 0.2219% | 0 | 0% | 0.9007% | 0 | 6.591% | 0.9007% | 0.00057089 | 4.676% | 0.9007% | 0.00040505 | 6.591% | 0.855% | 0.0005419 | 4.676% | 0.855% | 0.00038448 | 88.43% | 0.855% | 0.0072705 | 17.28% | 6.594% | 0.010959 | 0% | 6.594% | 0 | 0% | 6.594% | 0 | 0% | 0.9725% | 0 | 0% | 0.9725% | 0 | 0% | 0.9725% | 0 |  |  |  | 18.17% | 11.8% | 0.020619 | 0% | 11.8% | 0 | 0% | 11.8% | 0 | 0% | 0.3476% | 0 | 0% | 0.3476% | 0 | 0% | 0.3476% | 0 | 0% | 100% | 0 | 0% | 100% | 0 | 0% | 100% | 0 | 0% | 100% | 0 |  |  | 0.00085108 |  |  | 0 |  |  | 0 | 100% | 65% |  | 100% | 65% |  | 100% | 65% |  | 100% | 65% |  | 100% | 90% |  | 100% | 90% |  | 100% | 90%
GANSNER 1101336664 | 0.00081286 | 0.66212 | 0.23305 | 0 | 0.23305 | 0.0020337 | 0.0042003 | 0.0015884 | 0% | 99% | 0 | 0% | 99% | 0 | 0% | 99% | 0 | 0% | 99% | 0 | 0% | 62.36% | 0 | 0% | 62.36% | 0 | 0% | 62.36% | 0 | 0% | 62.36% | 0 | 0 | 0% | 2.598% | 0 | 0% | 2.598% | 0 | 0% | 2.598% | 0 | 0% | 0.3036% | 0 | 0% | 0.3036% | 0 | 0% | 0.3036% | 0 | 0% | 0.7846% | 0 | 82.74% | 0.7846% | 0.001513 | 9.551% | 0.7846% | 0.00017464 | 81.21% | 0.8138% | 0.0015401 | 9.551% | 0.8138% | 0.00018114 | 90.45% | 0.8138% | 0.0017154 | 0% | 5.89% | 0 | 0% | 5.89% | 0 | 0% | 5.89% | 0 | 0% | 1.443% | 0 | 0% | 1.443% | 0 | 0% | 1.443% | 0 |  |  |  | 0% | 11.8% | 0 | 26.23% | 11.8% | 0.0072128 | 0% | 11.8% | 0 | 55.56% | 0.3637% | 0.0004709 | 0% | 0.3637% | 0 | 0% | 0.3637% | 0 | 0% | 100% | 0 | 0% | 100% | 0 | 0% | 100% | 0 | 0% | 100% | 0 |  |  | 0 |  |  | 0 |  |  | 0 | 100% | 65% |  | 100% | 65% |  | 100% | 65% |  | 100% | 65% |  | 100% | 90% |  | 100% | 90% |  | 100% | 90%
SHINGLE SPRINGS 210912392 | 0.00085065 | 16.4989 | 2.403 | 0.31131 | 2.7143 | 0.032621 | 0.032014 | 0.016223 | 0% | 99% | 0 | 0% | 99% | 0 | 0% | 99% | 0 | 0% | 99% | 0 | 0% | 62.98% | 0 | 0% | 62.98% | 0 | 0% | 62.98% | 0 | 0% | 62.98% | 0 | 0.31131 | 0% | 1.853% | 0 | 0% | 1.853% | 0 | 0% | 1.853% | 0 | 100% | 0.2067% | 0.0049672 | 0% | 0.2067% | 0 | 0% | 0.2067% | 0 | 0% | 0.5898% | 0 | 0% | 0.5898% | 0 | 0.1171% | 0.5898% | 1.6593e-05 | 0% | 0.6014% | 0 | 0.1171% | 0.6014% | 1.692e-05 | 99.62% | 0.6014% | 0.014398 | 6.002% | 4.41% | 0.0063597 | 5.726% | 4.41% | 0.0060673 | 0% | 4.41% | 0 | 0% | 2.636% | 0 | 0% | 2.636% | 0 | 0% | 2.636% | 0 |  |  |  | 0% | 11.8% | 0 | 0% | 11.8% | 0 | 0% | 11.8% | 0 | 0% | 0.3724% | 0 | 0% | 0.3724% | 0 | 0% | 0.3724% | 0 | 0% | 100% | 0 | 0% | 100% | 0 | 0% | 100% | 0 | 0% | 100% | 0 |  |  | 0.000395 |  |  | 0 |  |  | 0 | 100% | 65% |  | 100% | 65% |  | 100% | 65% |  | 100% | 65% |  | 100% | 90% |  | 100% | 90% |  | 100% | 90%
SAUSALITO 110284278 | 0.0007633 | 1.6662 | 0.31004 | 0 | 0.31004 | 0.0030599 | 0.0061741 | 0.001206 | 0% | 99% | 0 | 0% | 99% | 0 | 0% | 99% | 0 | 0% | 99% | 0 | 0% | 62.25% | 0 | 0% | 62.25% | 0 | 0% | 62.25% | 0 | 0% | 62.25% | 0 | 0 | 0% | 3.623% | 0 | 0% | 3.623% | 0 | 0% | 3.623% | 0 | 0% | 0.3859% | 0 | 0% | 0.3859% | 0 | 0% | 0.3859% | 0 | 0% | 0.8995% | 0 | 96.34% | 0.8995% | 0.0026866 | 0% | 0.8995% | 0 | 96.34% | 0.9246% | 0.0027617 | 0.3447% | 0.9246% | 9.8824e-06 | 3.32% | 0.9246% | 9.5179e-05 | 0% | 6.705% | 0 | 0% | 6.705% | 0 | 0% | 6.705% | 0 | 0% | 1.578% | 0 | 0% | 1.578% | 0 | 0% | 1.578% | 0 |  |  |  | 0% | 11.8% | 0 | 21.11% | 11.8% | 0.0077241 | 0% | 11.8% | 0 | 0% | 0.3651% | 0 | 0% | 0.3651% | 0 | 0% | 0.3651% | 0 | 0% | 100% | 0 | 0% | 100% | 0 | 0% | 100% | 0 | 0% | 100% | 0 |  |  | 0 |  |  | 0 |  |  | 0 | 100% | 65% |  | 100% | 65% |  | 100% | 65% |  | 100% | 65% |  | 100% | 90% |  | 100% | 90% |  | 100% | 90%
GEYSERVILLE 1102537096 | 0.0006023 | 0.46929 | 0.073311 | 0 | 0.073311 | 0.0014437 | 0.00073611 | 0.00029215 | 0% | 99% | 0 | 0% | 99% | 0 | 0% | 99% | 0 | 0% | 99% | 0 | 0% | 63.47% | 0 | 0% | 63.47% | 0 | 0% | 63.47% | 0 | 0% | 63.47% | 0 | 0 | 0% | 1.821% | 0 | 0% | 1.821% | 0 | 0% | 1.821% | 0 | 0% | 0.1927% | 0 | 0% | 0.1927% | 0 | 0% | 0.1927% | 0 | 0% | 0.4535% | 0 | 35.98% | 0.4535% | 0.00011964 | 44.53% | 0.4535% | 0.00014805 | 35.98% | 0.4718% | 0.00012446 | 44.53% | 0.4718% | 0.00015401 | 0% | 0.4718% | 0 | 0% | 3.393% | 0 | 0% | 3.393% | 0 | 0% | 3.393% | 0 | 0% | 3.566% | 0 | 0% | 3.566% | 0 | 0% | 3.566% | 0 |  |  |  | 9.913% | 11.8% | 0.00085754 | 0% | 11.8% | 0 | 0% | 11.8% | 0 | 0% | 0.3833% | 0 | 0% | 0.3833% | 0 | 0% | 0.3833% | 0 | 0% | 100% | 0 | 0% | 100% | 0 | 0% | 100% | 0 | 0% | 100% | 0 |  |  | 0 |  |  | 0 |  |  | 0 | 100% | 65% |  | 100% | 65% |  | 100% | 65% |  | 100% | 65% |  | 100% | 90% |  | 100% | 90% |  | 100% | 90%
HATTON 110137088 | 0.00070573 | 8.5181 | 1.9862 | 0 | 1.9862 | 0.024912 | 0.033998 | 0.0081223 | 0% | 99% | 0 | 0% | 99% | 0 | 0% | 99% | 0 | 0% | 99% | 0 | 0% | 62.62% | 0 | 0% | 62.62% | 0 | 0% | 62.62% | 0 | 0% | 62.62% | 0 | 0 | 0% | 2.913% | 0 | 0% | 2.913% | 0 | 0% | 2.913% | 0 | 0% | 0.314% | 0 | 0% | 0.314% | 0 | 0% | 0.314% | 0 | 0% | 0.7724% | 0 | 7.43% | 0.7724% | 0.0011398 | 67.17% | 0.7724% | 0.010304 | 0% | 0.7945% | 0 | 67.17% | 0.7945% | 0.010599 | 32.26% | 0.7945% | 0.0050913 | 46.57% | 5.768% | 0.05335 | 8.04% | 5.768% | 0.0092103 | 25.29% | 5.768% | 0.028965 | 0% | 2.159% | 0 | 0% | 2.159% | 0 | 0% | 2.159% | 0 |  |  |  | 0% | 11.8% | 0 | 28.13% | 11.8% | 0.06592 | 0% | 11.8% | 0 | 55.56% | 0.3697% | 0.0040788 | 0% | 0.3697% | 0 | 0% | 0.3697% | 0 | 0% | 100% | 0 | 0% | 100% | 0 | 0% | 100% | 0 | 0% | 100% | 0 |  |  | 0 |  |  | 0 |  |  | 0.0014888 | 100% | 65% |  | 100% | 65% |  | 100% | 65% |  | 100% | 65% |  | 100% | 90% |  | 100% | 90% |  | 100% | 90%
JESSUP 110276068 | 0.00051896 | 18.1326 | 1.9033 | 5.2934 | 7.1966 | 0.027471 | 0.026414 | 0.010387 | 0% | 99% | 0 | 0% | 99% | 0 | 0% | 99% | 0 | 0% | 99% | 0 | 0% | 61.56% | 0 | 0% | 61.56% | 0 | 0% | 61.56% | 0 | 0% | 61.56% | 0 | 5.2934 | 0% | 1.725% | 0 | 0% | 1.725% | 0 | 0% | 1.725% | 0 | 0% | 0.1758% | 0 | 0% | 0.1758% | 0 | 0% | 0.1758% | 0 | 0% | 0.6191% | 0 | 22.45% | 0.6191% | 0.0026451 | 26.3% | 0.6191% | 0.0030992 | 22.45% | 0.5881% | 0.0025123 | 26.3% | 0.5881% | 0.0029436 | 45.73% | 0.5881% | 0.0051185 | 35.44% | 4.521% | 0.030496 | 0% | 4.521% | 0 | 0% | 4.521% | 0 | 0% | 2.375% | 0 | 0% | 2.375% | 0 | 0% | 2.375% | 0 |  |  |  | 25.03% | 11.8% | 0.056208 | 0% | 11.8% | 0 | 0% | 11.8% | 0 | 0% | 0.3634% | 0 | 0% | 0.3634% | 0 | 0% | 0.3634% | 0 | 0.2944% | 100% | 0.0056033 | 0% | 100% | 0 | 0% | 100% | 0 | 0% | 100% | 0 |  |  | 0 |  |  | 0 |  |  | 0 | 100% | 65% |  | 100% | 65% |  | 100% | 65% |  | 100% | 65% |  | 100% | 90% |  | 100% | 90% |  | 100% | 90%
JESSUP 11019752 | 0.00068418 | 4.0789 | 0.53588 | 2.2364 | 2.7723 | 0.0078751 | 0.0069752 | 0.0033236 | 0% | 99% | 0 | 0% | 99% | 0 | 0% | 99% | 0 | 0% | 99% | 0 | 0% | 62.32% | 0 | 0% | 62.32% | 0 | 0% | 62.32% | 0 | 0% | 62.32% | 0 | 2.2364 | 0% | 1.77% | 0 | 0% | 1.77% | 0 | 0% | 1.77% | 0 | 0% | 0.1941% | 0 | 0% | 0.1941% | 0 | 0% | 0.1941% | 0 | 0% | 0.5687% | 0 | 0% | 0.5687% | 0 | 0% | 0.5687% | 0 | 0% | 0.5626% | 0 | 0% | 0.5626% | 0 | 0% | 0.5626% | 0 | 0% | 4.204% | 0 | 0% | 4.204% | 0 | 0% | 4.204% | 0 | 0% | 2.299% | 0 | 0% | 2.299% | 0 | 0% | 2.299% | 0 |  |  |  | 0% | 11.8% | 0 | 0% | 11.8% | 0 | 0% | 11.8% | 0 | 0% | 0.3693% | 0 | 0% | 0.3693% | 0 | 0% | 0.3693% | 0 | 0% | 100% | 0 | 0% | 100% | 0 | 0% | 100% | 0 | 0% | 100% | 0 |  |  | 0 |  |  | 0 |  |  | 0 | 100% | 65% |  | 100% | 65% |  | 100% | 65% |  | 100% | 65% |  | 100% | 90% |  | 100% | 90% |  | 100% | 90%
GEYSERVILLE 1101482 | 0.0011879 | 0.20457 | 0.71032 | 0 | 0.71032 | 0.0095447 | 0.010763 | 0.0037917 | 0% | 99% | 0 | 0% | 99% | 0 | 0% | 99% | 0 | 0% | 99% | 0 | 0% | 63.73% | 0 | 0% | 63.73% | 0 | 0% | 63.73% | 0 | 0% | 63.73% | 0 | 0 | 0% | 2.595% | 0 | 0% | 2.595% | 0 | 0% | 2.595% | 0 | 0% | 0.2913% | 0 | 0% | 0.2913% | 0 | 0% | 0.2913% | 0 | 0% | 0.6621% | 0 | 84.22% | 0.6621% | 0.0039609 | 0% | 0.6621% | 0 | 84.22% | 0.6948% | 0.0041562 | 14.86% | 0.6948% | 0.00073337 | 0% | 0.6948% | 0 | 0% | 4.97% | 0 | 0% | 4.97% | 0 | 0% | 4.97% | 0 | 0% | 2.292% | 0 | 0% | 2.292% | 0 | 0% | 2.292% | 0 |  |  |  | 25.59% | 11.8% | 0.021451 | 0% | 11.8% | 0 | 0% | 11.8% | 0 | 0% | 0.3733% | 0 | 0% | 0.3733% | 0 | 0% | 0.3733% | 0 | 0% | 100% | 0 | 0% | 100% | 0 | 0% | 100% | 0 | 0% | 100% | 0 |  |  | 0 |  |  | 0 |  |  | 0 | 100% | 65% |  | 100% | 65% |  | 100% | 65% |  | 100% | 65% |  | 100% | 90% |  | 100% | 90% |  | 100% | 90%
LOS GATOS 110760118 | 0.0025146 | 14.6062 | 8.6875 | 0.66538 | 9.3529 | 0.19742 | 0.083738 | 0.014755 | 0% | 99% | 0 | 0% | 99% | 0 | 0% | 99% | 0 | 0% | 99% | 0 | 0% | 62.63% | 0 | 0% | 62.63% | 0 | 0% | 62.63% | 0 | 0% | 62.63% | 0 | 0.66538 | 28.57% | 1.847% | 0.045846 | 0% | 1.847% | 0 | 0% | 1.847% | 0 | 0% | 0.1989% | 0 | 0% | 0.1989% | 0 | 0% | 0.1989% | 0 | 0% | 0.4322% | 0 | 0% | 0.4322% | 0 | 73.95% | 0.4322% | 0.027768 | 0% | 0.4571% | 0 | 73.95% | 0.4571% | 0.029363 | 25.94% | 0.4571% | 0.010301 | 26.66% | 3.25% | 0.075263 | 20.15% | 3.25% | 0.056875 | 11.81% | 3.25% | 0.03333 | 0% | 4.535% | 0 | 0% | 4.535% | 0 | 0% | 4.535% | 0 |  |  |  | 0% | 11.8% | 0 | 22.56% | 11.8% | 0.23125 | 0% | 11.8% | 0 | 0% | 0.386% | 0 | 0% | 0.386% | 0 | 0% | 0.386% | 0 | 0% | 100% | 0 | 0% | 100% | 0 | 0% | 100% | 0 | 0% | 100% | 0 |  |  | 0 |  |  | 0.00014328 |  |  | 0.01915 | 100% | 65% |  | 100% | 65% |  | 100% | 65% |  | 100% | 65% |  | 100% | 90% |  | 100% | 90% |  | 100% | 90%
SANTA ROSA A 110432180 | 0.0014924 | 3.2227 | 0.77195 | 0.6122 | 1.3841 | 0.010678 | 0.01198 | 0.0036639 | 0% | 99% | 0 | 0% | 99% | 0 | 0% | 99% | 0 | 0% | 99% | 0 | 0% | 63.17% | 0 | 0% | 63.17% | 0 | 0% | 63.17% | 0 | 0% | 63.17% | 0 | 0.6122 | 25% | 2.587% | 0.0049931 | 0% | 2.587% | 0 | 0% | 2.587% | 0 | 0% | 0.2868% | 0 | 0% | 0.2868% | 0 | 0% | 0.2868% | 0 | 0% | 0.6839% | 0 | 43.83% | 0.6839% | 0.002314 | 0% | 0.6839% | 0 | 43.83% | 0.7132% | 0.0024133 | 0% | 0.7132% | 0 | 56.17% | 0.7132% | 0.0030925 | 29.89% | 5.132% | 0.011841 | 0% | 5.132% | 0 | 0% | 5.132% | 0 | 0% | 2.255% | 0 | 0% | 2.255% | 0 | 0% | 2.255% | 0 |  |  |  | 29.34% | 11.8% | 0.026729 | 0% | 11.8% | 0 | 0% | 11.8% | 0 | 55.56% | 0.3734% | 0.0016012 | 0% | 0.3734% | 0 | 0% | 0.3734% | 0 | 0% | 100% | 0 | 0% | 100% | 0 | 0% | 100% | 0 | 0% | 100% | 0 |  |  | 0 |  |  | 0 |  |  | 0 | 100% | 65% |  | 100% | 65% |  | 100% | 65% |  | 100% | 65% |  | 100% | 90% |  | 100% | 90% |  | 100% | 90%
CAMP EVERS 210510214 | 0.0051129 | 3.4329 | 1.8544 | 0 | 1.8544 | 0.048396 | 0.013108 | 0.0018227 | 0% | 99% | 0 | 0% | 99% | 0 | 0% | 99% | 0 | 0% | 99% | 0 | 0% | 62.49% | 0 | 0% | 62.49% | 0 | 0% | 62.49% | 0 | 0% | 62.49% | 0 | 0 | 100% | 1.333% | 0.02472 | 0% | 1.333% | 0 | 0% | 1.333% | 0 | 0% | 0.1435% | 0 | 0% | 0.1435% | 0 | 0% | 0.1435% | 0 | 0% | 0.3163% | 0 | 0% | 0.3163% | 0 | 58.29% | 0.3163% | 0.0034196 | 0% | 0.3304% | 0 | 58.29% | 0.3304% | 0.0035714 | 41.71% | 0.3304% | 0.0025553 | 66.06% | 2.367% | 0.028998 | 33.67% | 2.367% | 0.014778 | 0% | 2.367% | 0 | 0% | 5.299% | 0 | 0% | 5.299% | 0 | 0% | 5.299% | 0 |  |  |  | 0% | 11.8% | 0 | 0% | 11.8% | 0 | 0% | 11.8% | 0 | 0% | 0.3886% | 0 | 0% | 0.3886% | 0 | 0% | 0.3886% | 0 | 0% | 100% | 0 | 0% | 100% | 0 | 0% | 100% | 0 | 0% | 100% | 0 |  |  | 0 |  |  | 0.030665 |  |  | 0 | 100% | 65% |  | 100% | 65% |  | 100% | 65% |  | 100% | 65% |  | 100% | 90% |  | 100% | 90% |  | 100% | 90%
PANOCHE 1103107270 | 0.0002798 | 2.0119 | 0.743 | 0 | 0.743 | 0.0011405 | 0.015135 | 0.0091054 | 0% | 99% | 0 | 0% | 99% | 0 | 0% | 99% | 0 | 0% | 99% | 0 | 0% | 58.98% | 0 | 0% | 58.98% | 0 | 0% | 58.98% | 0 | 0% | 58.98% | 0 | 0 | 0% | 2.518% | 0 | 0% | 2.518% | 0 | 0% | 2.518% | 0 | 0% | 0.25% | 0 | 0% | 0.25% | 0 | 0% | 0.25% | 0 | 3.593% | 0.8944% | 0.00023878 | 0% | 0.8944% | 0 | 97.87% | 0.8944% | 0.0065039 | 2.112% | 0.8006% | 0.00012563 | 97.87% | 0.8006% | 0.0058215 | 0% | 0.8006% | 0 | 88.62% | 6.405% | 0.042176 | 0% | 6.405% | 0 | 0% | 6.405% | 0 | 0% | 0.2838% | 0 | 0% | 0.2838% | 0 | 0% | 0.2838% | 0 |  |  |  | 0% | 11.8% | 0 | 0% | 11.8% | 0 | 0% | 11.8% | 0 | 0% | 0.3366% | 0 | 0% | 0.3366% | 0 | 0% | 0.3366% | 0 | 0% | 100% | 0 | 0% | 100% | 0 | 0% | 100% | 0 | 0% | 100% | 0 |  |  | 0 |  |  | 0 |  |  | 0 | 100% | 65% |  | 100% | 65% |  | 100% | 65% |  | 100% | 65% |  | 100% | 90% |  | 100% | 90% |  | 100% | 90%
COPPERMINE 1104613086 | 0.00020834 | 4.6565 | 0.52634 | 0 | 0.52634 | 0.0035632 | 0.0094483 | 0.0050283 | 0% | 99% | 0 | 0% | 99% | 0 | 0% | 99% | 0 | 0% | 99% | 0 | 0% | 61.83% | 0 | 0% | 61.83% | 0 | 0% | 61.83% | 0 | 0% | 61.83% | 0 | 0 | 0% | 2.515% | 0 | 0% | 2.515% | 0 | 0% | 2.515% | 0 | 100% | 0.2662% | 0.0014012 | 0% | 0.2662% | 0 | 0% | 0.2662% | 0 | 0% | 0.7815% | 0 | 98.99% | 0.7815% | 0.004072 | 0% | 0.7815% | 0 | 98.99% | 0.7538% | 0.0039275 | 0% | 0.7538% | 0 | 0.8556% | 0.7538% | 3.3946e-05 | 26.1% | 5.72% | 0.0078561 | 0% | 5.72% | 0 | 0% | 5.72% | 0 | 0% | 1.122% | 0 | 0% | 1.122% | 0 | 0% | 1.122% | 0 |  |  |  | 0% | 11.8% | 0 | 2.665% | 11.8% | 0.0016549 | 0% | 11.8% | 0 | 0% | 0.355% | 0 | 0% | 0.355% | 0 | 0% | 0.355% | 0 | 0% | 100% | 0 | 0% | 100% | 0 | 0% | 100% | 0 | 0% | 100% | 0 |  |  | 0 |  |  | 0 |  |  | 0 | 100% | 65% |  | 100% | 65% |  | 100% | 65% |  | 100% | 65% |  | 100% | 90% |  | 100% | 90% |  | 100% | 90%
CAMP EVERS 210533542 | 0.003969 | 3.5677 | 1.6757 | 0 | 1.6757 | 0.041221 | 0.014434 | 0.0019605 | 0% | 99% | 0 | 0% | 99% | 0 | 0% | 99% | 0 | 0% | 99% | 0 | 0% | 62.47% | 0 | 0% | 62.47% | 0 | 0% | 62.47% | 0 | 0% | 62.47% | 0 | 0 | 0% | 1.526% | 0 | 0% | 1.526% | 0 | 0% | 1.526% | 0 | 0% | 0.1653% | 0 | 0% | 0.1653% | 0 | 0% | 0.1653% | 0 | 0% | 0.3809% | 0 | 0% | 0.3809% | 0 | 23.45% | 0.3809% | 0.0014969 | 0% | 0.3953% | 0 | 23.45% | 0.3953% | 0.0015534 | 74.55% | 0.3953% | 0.004938 | 84.64% | 2.849% | 0.040409 | 0% | 2.849% | 0 | 0.04613% | 2.849% | 2.2023e-05 | 0% | 4.808% | 0 | 0% | 4.808% | 0 | 0% | 4.808% | 0 |  |  |  | 0% | 11.8% | 0 | 0% | 11.8% | 0 | 0% | 11.8% | 0 | 0% | 0.3856% | 0 | 0% | 0.3856% | 0 | 0% | 0.3856% | 0 | 0% | 100% | 0 | 0% | 100% | 0 | 0% | 100% | 0 | 0% | 100% | 0 |  |  | 0 |  |  | 0 |  |  | 0 | 100% | 65% |  | 100% | 65% |  | 100% | 65% |  | 100% | 65% |  | 100% | 90% |  | 100% | 90% |  | 100% | 90%
MIRABEL 1102332 | 0.0023452 | 7.8544 | 2.793 | 0 | 2.793 | 0.073794 | 0.017927 | 0.0043312 | 0% | 99% | 0 | 0% | 99% | 0 | 0% | 99% | 0 | 0% | 99% | 0 | 0% | 62.86% | 0 | 0% | 62.86% | 0 | 0% | 62.86% | 0 | 0% | 62.86% | 0 | 0 | 40% | 1.068% | 0.011933 | 0% | 1.068% | 0 | 0% | 1.068% | 0 | 0% | 0.1164% | 0 | 0% | 0.1164% | 0 | 0% | 0.1164% | 0 | 0% | 0.2828% | 0 | 0% | 0.2828% | 0 | 0.2418% | 0.2828% | 1.91e-05 | 0% | 0.2916% | 0 | 0.2418% | 0.2916% | 1.9695e-05 | 99.76% | 0.2916% | 0.008126 | 55.13% | 2.113% | 0.032529 | 0% | 2.113% | 0 | 0% | 2.113% | 0 | 0% | 4.826% | 0 | 0% | 4.826% | 0 | 0% | 4.826% | 0 |  |  |  | 34.87% | 11.8% | 0.11491 | 0% | 11.8% | 0 | 0% | 11.8% | 0 | 0% | 0.3883% | 0 | 0% | 0.3883% | 0 | 0% | 0.3883% | 0 | 0% | 100% | 0 | 0% | 100% | 0 | 0% | 100% | 0 | 0% | 100% | 0 |  |  | 0 |  |  | 0 |  |  | 0 | 100% | 65% |  | 100% | 65% |  | 100% | 65% |  | 100% | 65% |  | 100% | 90% |  | 100% | 90% |  | 100% | 90%
FORESTHILL 110175340 | 0.0013048 | 5.108 | 1.2092 | 0.86249 | 2.0717 | 0.022883 | 0.014429 | 0.0044649 | 0% | 99% | 0 | 0% | 99% | 0 | 0% | 99% | 0 | 0% | 99% | 0 | 0% | 61.97% | 0 | 0% | 61.97% | 0 | 0% | 61.97% | 0 | 0% | 61.97% | 0 | 0.86249 | 0% | 1.667% | 0 | 0% | 1.667% | 0 | 0% | 1.667% | 0 | 0% | 0.186% | 0 | 0% | 0.186% | 0 | 0% | 0.186% | 0 | 0% | 0.5181% | 0 | 0% | 0.5181% | 0 | 27.11% | 0.5181% | 0.0016988 | 0% | 0.5358% | 0 | 41.59% | 0.5358% | 0.0026944 | 58.41% | 0.5358% | 0.0037847 | 22.12% | 3.898% | 0.010425 | 0% | 3.898% | 0 | 0% | 3.898% | 0 | 0% | 3.347% | 0 | 0% | 3.347% | 0 | 0% | 3.347% | 0 |  |  |  | 0% | 11.8% | 0 | 35% | 11.8% | 0.049941 | 0% | 11.8% | 0 | 0% | 0.3785% | 0 | 0% | 0.3785% | 0 | 0% | 0.3785% | 0 | 0% | 100% | 0 | 0% | 100% | 0 | 0% | 100% | 0 | 0% | 100% | 0 |  |  | 0 |  |  | 0 |  |  | 0 | 100% | 65% |  | 100% | 65% |  | 100% | 65% |  | 100% | 65% |  | 100% | 90% |  | 100% | 90% |  | 100% | 90%
APPLE HILL 210239544 | 0.0016145 | 26.5578 | 6.5717 | 1.4361 | 8.0078 | 0.11191 | 0.093898 | 0.021252 | 0% | 99% | 0 | 0% | 99% | 0 | 0% | 99% | 0 | 0% | 99% | 0 | 0% | 62.73% | 0 | 0% | 62.73% | 0 | 0% | 62.73% | 0 | 0% | 62.73% | 0 | 1.4361 | 100% | 2.589% | 0.17017 | 0% | 2.589% | 0 | 0% | 2.589% | 0 | 100% | 0.2809% | 0.018463 | 0% | 0.2809% | 0 | 0% | 0.2809% | 0 | 0% | 0.6238% | 0 | 0% | 0.6238% | 0 | 22.65% | 0.6238% | 0.0092864 | 0% | 0.6521% | 0 | 22.65% | 0.6521% | 0.0097072 | 76.02% | 0.6521% | 0.032576 | 71.58% | 4.671% | 0.21973 | 3.224% | 4.671% | 0.0098964 | 0.3564% | 4.671% | 0.0010943 | 0% | 2.903% | 0 | 0% | 2.903% | 0 | 0% | 2.903% | 0 |  |  |  | 32.84% | 11.8% | 0.25467 | 0% | 11.8% | 0 | 0% | 11.8% | 0 | 0% | 0.3766% | 0 | 0% | 0.3766% | 0 | 0% | 0.3766% | 0 | 0% | 100% | 0 | 0% | 100% | 0 | 0% | 100% | 0 | 0% | 100% | 0 |  |  | 3.6013e-05 |  |  | 0 |  |  | 0.00044323 | 100% | 65% |  | 100% | 65% |  | 100% | 65% |  | 100% | 65% |  | 100% | 90% |  | 100% | 90% |  | 100% | 90%
MORGAN HILL 2104152774 | 0.00030771 | 6.3649 | 0.95412 | 0 | 0.95412 | 0.010068 | 0.015718 | 0.0072038 | 0% | 99% | 0 | 0% | 99% | 0 | 0% | 99% | 0 | 0% | 99% | 0 | 0% | 64.09% | 0 | 0% | 64.09% | 0 | 0% | 64.09% | 0 | 0% | 64.09% | 0 | 0 | 60% | 2.681% | 0.015348 | 0% | 2.681% | 0 | 0% | 2.681% | 0 | 0% | 0.2892% | 0 | 0% | 0.2892% | 0 | 0% | 0.2892% | 0 | 0% | 0.7159% | 0 | 43.47% | 0.7159% | 0.0029693 | 36.81% | 0.7159% | 0.0025142 | 43.47% | 0.7344% | 0.0030461 | 56.37% | 0.7344% | 0.0039494 | 0% | 0.7344% | 0 | 0% | 5.337% | 0 | 0% | 5.337% | 0 | 0% | 5.337% | 0 | 0% | 1.329% | 0 | 0% | 1.329% | 0 | 0% | 1.329% | 0 |  |  |  | 0% | 11.8% | 0 | 30.7% | 11.8% | 0.034565 | 0% | 11.8% | 0 | 0% | 0.3693% | 0 | 0% | 0.3693% | 0 | 0% | 0.3693% | 0 | 0% | 100% | 0 | 0% | 100% | 0 | 0% | 100% | 0 | 0% | 100% | 0 |  |  | 0 |  |  | 0 |  |  | 0 | 100% | 65% |  | 100% | 65% |  | 100% | 65% |  | 100% | 65% |  | 100% | 90% |  | 100% | 90% |  | 100% | 90%
SNEATH LANE 11016525 | 0.0026834 | 0 | 0.01826 | 0 | 0.01826 | 0.00014237 | 0.00042339 | 6.6626e-05 | 0% | 99% | 0 | 0% | 99% | 0 | 0% | 99% | 0 | 0% | 99% | 0 | 0% | 63.5% | 0 | 0% | 63.5% | 0 | 0% | 63.5% | 0 | 0% | 63.5% | 0 | 0 | 0% | 4.075% | 0 | 0% | 4.075% | 0 | 0% | 4.075% | 0 | 0% | 0.4567% | 0 | 0% | 0.4567% | 0 | 0% | 0.4567% | 0 | 0% | 1% | 0 | 0% | 1% | 0 | 12.79% | 1% | 2.3359e-05 | 0% | 1.057% | 0 | 12.79% | 1.057% | 2.4672e-05 | 36.43% | 1.057% | 7.0277e-05 | 0% | 7.524% | 0 | 0% | 7.524% | 0 | 0% | 7.524% | 0 | 0% | 1.101% | 0 | 0% | 1.101% | 0 | 0% | 1.101% | 0 |  |  |  | 0% | 11.8% | 0 | 0% | 11.8% | 0 | 0% | 11.8% | 0 | 0% | 0.3634% | 0 | 0% | 0.3634% | 0 | 0% | 0.3634% | 0 | 0% | 100% | 0 | 0% | 100% | 0 | 0% | 100% | 0 | 0% | 100% | 0 |  |  | 0 |  |  | 0 |  |  | 0 |  |  |  |  | 65% |  |  | 65% |  | 100% | 65%
MIWUK 170153038 | 0.0011574 | 8.8282 | 1.4357 | 0.38869 | 1.8244 | 0.02218 | 0.022381 | 0.0052233 | 0% | 99% | 0 | 0% | 99% | 0 | 0% | 99% | 0 | 0% | 99% | 0 | 0% | 61.78% | 0 | 0% | 61.78% | 0 | 0% | 61.78% | 0 | 0% | 61.78% | 0 | 0.38869 | 40% | 2.264% | 0.013004 | 0% | 2.264% | 0 | 0% | 2.264% | 0 | 0% | 0.2509% | 0 | 0% | 0.2509% | 0 | 0% | 0.2509% | 0 | 0% | 0.6709% | 0 | 0% | 0.6709% | 0 | 56.11% | 0.6709% | 0.0054047 | 0% | 0.6767% | 0 | 56.11% | 0.6767% | 0.0054516 | 43.43% | 0.6767% | 0.00422 | 12.95% | 4.983% | 0.0092681 | 9.332% | 4.983% | 0.0066768 | 0.5308% | 4.983% | 0.00037978 | 0% | 2.445% | 0 | 0% | 2.445% | 0 | 0% | 2.445% | 0 |  |  |  | 35% | 11.8% | 0.059295 | 0% | 11.8% | 0 | 0% | 11.8% | 0 | 55.56% | 0.3675% | 0.0029311 | 0% | 0.3675% | 0 | 0% | 0.3675% | 0 | 0% | 100% | 0 | 0% | 100% | 0 | 0% | 100% | 0 | 0% | 100% | 0 |  |  | 0 |  |  | 0 |  |  | 0 | 100% | 65% |  | 100% | 65% |  | 100% | 65% |  | 100% | 65% |  | 100% | 90% |  | 100% | 90% |  | 100% | 90%
PUEBLO 2103253312 | 0.0009428 | 0.40227 | 0.091424 | 0.21884 | 0.31026 | 0.00059456 | 0.0017965 | 0.00077999 | 0% | 99% | 0 | 0% | 99% | 0 | 0% | 99% | 0 | 0% | 99% | 0 | 0% | 64.42% | 0 | 0% | 64.42% | 0 | 0% | 64.42% | 0 | 0% | 64.42% | 0 | 0.21884 | 0% | 3.75% | 0 | 0% | 3.75% | 0 | 0% | 3.75% | 0 | 0% | 0.4068% | 0 | 0% | 0.4068% | 0 | 0% | 0.4068% | 0 | 0% | 0.8515% | 0 | 0% | 0.8515% | 0 | 63.66% | 0.8515% | 0.00049559 | 0% | 0.89% | 0 | 63.66% | 0.89% | 0.00051798 | 36.34% | 0.89% | 0.00029567 | 100% | 6.364% | 0.0058181 | 0% | 6.364% | 0 | 0% | 6.364% | 0 | 0% | 0.8978% | 0 | 0% | 0.8978% | 0 | 0% | 0.8978% | 0 |  |  |  | 0% | 11.8% | 0 | 0% | 11.8% | 0 | 0% | 11.8% | 0 | 0% | 0.3676% | 0 | 0% | 0.3676% | 0 | 0% | 0.3676% | 0 | 0% | 100% | 0 | 0% | 100% | 0 | 0% | 100% | 0 | 0% | 100% | 0 |  |  | 0 |  |  | 0 |  |  | 0 | 100% | 65% |  | 100% | 65% |  | 100% | 65% |  | 100% | 65% |  | 100% | 90% |  | 100% | 90% |  | 100% | 90%
CAMBRIA 1101175422 | 0.00041681 | 18.959 | 1.6839 | 0 | 1.6839 | 0.0084444 | 0.041103 | 0.0089088 | 0% | 99% | 0 | 0% | 99% | 0 | 0% | 99% | 0 | 0% | 99% | 0 | 0% | 62.35% | 0 | 0% | 62.35% | 0 | 0% | 62.35% | 0 | 0% | 62.35% | 0 | 0 | 0% | 4.53% | 0 | 0% | 4.53% | 0 | 0% | 4.53% | 0 | 0% | 0.4849% | 0 | 0% | 0.4849% | 0 | 0% | 0.4849% | 0 | 0% | 1.071% | 0 | 0% | 1.071% | 0 | 42.75% | 1.071% | 0.0077116 | 0% | 1.119% | 0 | 42.75% | 1.119% | 0.0080569 | 57.25% | 1.119% | 0.010789 | 29.31% | 8.026% | 0.039607 | 0% | 8.026% | 0 | 1.235% | 8.026% | 0.0016685 | 0% | 0.8728% | 0 | 0% | 0.8728% | 0 | 0% | 0.8728% | 0 |  |  |  | 0% | 11.8% | 0 | 0% | 11.8% | 0 | 0% | 11.8% | 0 | 0% | 0.363% | 0 | 0% | 0.363% | 0 | 0% | 0.363% | 0 | 0% | 100% | 0 | 0% | 100% | 0 | 0% | 100% | 0 | 0% | 100% | 0 |  |  | 0 |  |  | 0 |  |  | 0 | 100% | 65% |  | 100% | 65% |  | 100% | 65% |  | 100% | 65% |  | 100% | 90% |  | 100% | 90% |  | 100% | 90%
FROGTOWN 170211212 | 0.00039045 | 23.3832 | 1.9075 | 0.092804 | 2.0003 | 0.013757 | 0.026859 | 0.025624 | 0% | 99% | 0 | 0% | 99% | 0 | 0% | 99% | 0 | 0% | 99% | 0 | 0% | 64.28% | 0 | 0% | 64.28% | 0 | 0% | 64.28% | 0 | 0% | 64.28% | 0 | 0.092804 | 0% | 2.043% | 0 | 0% | 2.043% | 0 | 0% | 2.043% | 0 | 0% | 0.229% | 0 | 0% | 0.229% | 0 | 0% | 0.229% | 0 | 0% | 0.5969% | 0 | 44.44% | 0.5969% | 0.0050599 | 48.93% | 0.5969% | 0.0055709 | 58.16% | 0.6004% | 0.00666 | 35.22% | 0.6004% | 0.0040331 | 0% | 0.6004% | 0 | 0% | 4.426% | 0 | 0% | 4.426% | 0 | 0% | 4.426% | 0 | 0% | 1.377% | 0 | 0% | 1.377% | 0 | 0% | 1.377% | 0 |  |  |  | 31.41% | 11.8% | 0.070702 | 0% | 11.8% | 0 | 0% | 11.8% | 0 | 0% | 0.3683% | 0 | 0% | 0.3683% | 0 | 0% | 0.3683% | 0 | 0% | 100% | 0 | 0% | 100% | 0 | 0% | 100% | 0 | 0% | 100% | 0 |  |  | 0.00027183 |  |  | 0 |  |  | 0 | 100% | 65% |  | 100% | 65% |  | 100% | 65% |  | 100% | 65% |  | 100% | 90% |  | 100% | 90% |  | 100% | 90%
SAN RAMON 2107MR284 | 0.00091029 | 17.498 | 2.3325 | 1.166 | 3.4985 | 0.023216 | 0.04268 | 0.015248 | 0% | 99% | 0 | 0% | 99% | 0 | 0% | 99% | 0 | 0% | 99% | 0 | 0% | 63.88% | 0 | 0% | 63.88% | 0 | 0% | 63.88% | 0 | 0% | 63.88% | 0 | 1.166 | 0% | 3.353% | 0 | 0% | 3.353% | 0 | 0% | 3.353% | 0 | 0% | 0.3641% | 0 | 0% | 0.3641% | 0 | 0% | 0.3641% | 0 | 0% | 0.7944% | 0 | 0.7918% | 0.7944% | 0.00014671 | 24.21% | 0.7944% | 0.0044855 | 0.7918% | 0.8316% | 0.00015359 | 24.21% | 0.8316% | 0.0046956 | 74.58% | 0.8316% | 0.014467 | 34.97% | 5.949% | 0.048524 | 12.6% | 5.949% | 0.017488 | 0% | 5.949% | 0 | 0% | 1.269% | 0 | 0% | 1.269% | 0 | 0% | 1.269% | 0 |  |  |  | 0% | 11.8% | 0 | 0% | 11.8% | 0 | 0% | 11.8% | 0 | 55.56% | 0.3707% | 0.0048043 | 0% | 0.3707% | 0 | 0% | 0.3707% | 0 | 0% | 100% | 0 | 0% | 100% | 0 | 0% | 100% | 0 | 0% | 100% | 0 |  |  | 0 |  |  | 0 |  |  | 0 | 100% | 65% |  | 100% | 65% |  | 100% | 65% |  | 100% | 65% |  | 100% | 90% |  | 100% | 90% |  | 100% | 90%
TAR FLAT 0401CB | 0.0017979 | 4.8702 | 0.91224 | 0.31726 | 1.2295 | 0.012549 | 0.015593 | 0.0036711 | 0% | 99% | 0 | 0% | 99% | 0 | 0% | 99% | 0 | 0% | 99% | 0 | 0% | 61.72% | 0 | 0% | 61.72% | 0 | 0% | 61.72% | 0 | 0% | 61.72% | 0 | 0.31726 | 0% | 2.307% | 0 | 0% | 2.307% | 0 | 0% | 2.307% | 0 | 0% | 0.2554% | 0 | 0% | 0.2554% | 0 | 0% | 0.2554% | 0 | 0% | 0.7407% | 0 | 0% | 0.7407% | 0 | 96.57% | 0.7407% | 0.0065255 | 0% | 0.7634% | 0 | 96.57% | 0.7634% | 0.0067253 | 0% | 0.7634% | 0 | 0% | 5.565% | 0 | 0% | 5.565% | 0 | 0% | 5.565% | 0 | 0% | 2.137% | 0 | 0% | 2.137% | 0 | 0% | 2.137% | 0 |  |  |  | 0% | 11.8% | 0 | 0% | 11.8% | 0 | 0% | 11.8% | 0 | 0% | 0.3695% | 0 | 0% | 0.3695% | 0 | 0% | 0.3695% | 0 | 2.646% | 100% | 0.024138 | 0% | 100% | 0 | 0% | 100% | 0 | 0% | 100% | 0 |  |  | 0 |  |  | 0 |  |  | 0 | 100% | 65% |  | 100% | 65% |  | 100% | 65% |  | 100% | 65% |  | 100% | 90% |  | 100% | 90% |  | 100% | 90%
OCEANO 1104Q12 | 0.00051752 | 10.0369 | 1.5344 | 0 | 1.5344 | 0.013346 | 0.031468 | 0.0087774 | 0% | 99% | 0 | 0% | 99% | 0 | 0% | 99% | 0 | 0% | 99% | 0 | 0% | 63.08% | 0 | 0% | 63.08% | 0 | 0% | 63.08% | 0 | 0% | 63.08% | 0 | 0 | 0% | 3.562% | 0 | 0% | 3.562% | 0 | 0% | 3.562% | 0 | 0% | 0.3845% | 0 | 0% | 0.3845% | 0 | 0% | 0.3845% | 0 | 0% | 0.8863% | 0 | 12.74% | 0.8863% | 0.001732 | 5.06% | 0.8863% | 0.00068812 | 12.74% | 0.92% | 0.0017979 | 5.06% | 0.92% | 0.00071431 | 81.49% | 0.92% | 0.011504 | 19.16% | 6.626% | 0.019482 | 0% | 6.626% | 0 | 0% | 6.626% | 0 | 0% | 1.376% | 0 | 0% | 1.376% | 0 | 0% | 1.376% | 0 |  |  |  | 17.44% | 11.8% | 0.031574 | 0% | 11.8% | 0 | 0% | 11.8% | 0 | 0% | 0.3658% | 0 | 0% | 0.3658% | 0 | 0% | 0.3658% | 0 | 0% | 100% | 0 | 0% | 100% | 0 | 0% | 100% | 0 | 0% | 100% | 0 |  |  | 0 |  |  | 0 |  |  | 0 | 100% | 65% |  | 100% | 65% |  | 100% | 65% |  | 100% | 65% |  | 100% | 90% |  | 100% | 90% |  | 100% | 90%
FITCH MOUNTAIN 111324918 | 0.0013119 | 28.3334 | 7.6012 | 0.021341 | 7.6226 | 0.20183 | 0.054625 | 0.0092615 | 0% | 99% | 0 | 0% | 99% | 0 | 0% | 99% | 0 | 0% | 99% | 0 | 0% | 62.23% | 0 | 0% | 62.23% | 0 | 0% | 62.23% | 0 | 0% | 62.23% | 0 | 0.021341 | 0% | 1.429% | 0 | 0% | 1.429% | 0 | 0% | 1.429% | 0 | 0% | 0.1524% | 0 | 0% | 0.1524% | 0 | 0% | 0.1524% | 0 | 0% | 0.3141% | 0 | 7.158% | 0.3141% | 0.0017089 | 13.39% | 0.3141% | 0.0031973 | 7.158% | 0.3283% | 0.0017862 | 13.39% | 0.3283% | 0.0033418 | 79.45% | 0.3283% | 0.019825 | 0% | 2.345% | 0 | 54.83% | 2.345% | 0.097729 | 0% | 2.345% | 0 | 0% | 5.258% | 0 | 0% | 5.258% | 0 | 0% | 5.258% | 0 |  |  |  | 0% | 11.8% | 0 | 0% | 11.8% | 0 | 0% | 11.8% | 0 | 0% | 0.3888% | 0 | 0% | 0.3888% | 0 | 0% | 0.3888% | 0 | 0% | 100% | 0 | 0% | 100% | 0 | 0% | 100% | 0 | 0% | 100% | 0 |  |  | 0 |  |  | 0 |  |  | 0 | 100% | 65% |  | 100% | 65% |  | 100% | 65% |  | 100% | 65% |  | 100% | 90% |  | 100% | 90% |  | 100% | 90%
OAKLAND K 1101CR178 | 0.0017085 | 0.51299 | 0.1041 | 0 | 0.1041 | 0.0015574 | 0.001519 | 0.00057373 | 0% | 99% | 0 | 0% | 99% | 0 | 0% | 99% | 0 | 0% | 99% | 0 | 0% | 64.05% | 0 | 0% | 64.05% | 0 | 0% | 64.05% | 0 | 0% | 64.05% | 0 | 0 | 0% | 2.597% | 0 | 0% | 2.597% | 0 | 0% | 2.597% | 0 | 0% | 0.2811% | 0 | 0% | 0.2811% | 0 | 0% | 0.2811% | 0 | 0% | 0.6279% | 0 | 0% | 0.6279% | 0 | 100% | 0.6279% | 0.00065361 | 0% | 0.6501% | 0 | 100% | 0.6501% | 0.00067675 | 0% | 0.6501% | 0 | 19.25% | 4.685% | 0.0009387 | 0% | 4.685% | 0 | 0% | 4.685% | 0 | 0% | 1.879% | 0 | 0% | 1.879% | 0 | 0% | 1.879% | 0 |  |  |  | 0% | 11.8% | 0 | 35% | 11.8% | 0.0042993 | 0% | 11.8% | 0 | 0% | 0.375% | 0 | 0% | 0.375% | 0 | 0% | 0.375% | 0 | 0% | 100% | 0 | 0% | 100% | 0 | 0% | 100% | 0 | 0% | 100% | 0 |  |  | 0 |  |  | 0 |  |  | 0 | 100% | 65% |  | 100% | 65% |  | 100% | 65% |  | 100% | 65% |  | 100% | 90% |  | 100% | 90% |  | 100% | 90%
LOS GATOS 1106LA42 | 0.0037657 | 4.6173 | 1.7232 | 0.40744 | 2.1307 | 0.039663 | 0.017563 | 0.0033916 | 0% | 99% | 0 | 0% | 99% | 0 | 0% | 99% | 0 | 0% | 99% | 0 | 0% | 63.35% | 0 | 0% | 63.35% | 0 | 0% | 63.35% | 0 | 0% | 63.35% | 0 | 0.40744 | 0% | 1.79% | 0 | 0% | 1.79% | 0 | 0% | 1.79% | 0 | 0% | 0.1947% | 0 | 0% | 0.1947% | 0 | 0% | 0.1947% | 0 | 0% | 0.4413% | 0 | 0% | 0.4413% | 0 | 80.15% | 0.4413% | 0.0060957 | 0% | 0.4626% | 0 | 80.15% | 0.4626% | 0.0063894 | 0% | 0.4626% | 0 | 0% | 3.311% | 0 | 0% | 3.311% | 0 | 0% | 3.311% | 0 | 0% | 3.847% | 0 | 0% | 3.847% | 0 | 0% | 3.847% | 0 |  |  |  | 0% | 11.8% | 0 | 0% | 11.8% | 0 | 0% | 11.8% | 0 | 0% | 0.3843% | 0 | 0% | 0.3843% | 0 | 0% | 0.3843% | 0 | 0% | 100% | 0 | 0% | 100% | 0 | 0% | 100% | 0 | 0% | 100% | 0 |  |  | 0 |  |  | 0 |  |  | 7.1102e-05 | 100% | 65% |  | 100% | 65% |  | 100% | 65% |  | 100% | 65% |  | 100% | 90% |  | 100% | 90% |  | 100% | 90%
OCEANO 1104Q10 | 0.00050986 | 25.9422 | 2.4868 | 0 | 2.4868 | 0.031844 | 0.04378 | 0.01209 | 0% | 99% | 0 | 0% | 99% | 0 | 0% | 99% | 0 | 0% | 99% | 0 | 0% | 62.11% | 0 | 0% | 62.11% | 0 | 0% | 62.11% | 0 | 0% | 62.11% | 0 | 0 | 0% | 2.541% | 0 | 0% | 2.541% | 0 | 0% | 2.541% | 0 | 0% | 0.2697% | 0 | 0% | 0.2697% | 0 | 0% | 0.2697% | 0 | 0% | 0.7582% | 0 | 0% | 0.7582% | 0 | 36.41% | 0.7582% | 0.0068655 | 0% | 0.769% | 0 | 36.41% | 0.769% | 0.0069635 | 62.63% | 0.769% | 0.011978 | 28.16% | 5.653% | 0.039587 | 0% | 5.653% | 0 | 5.015% | 5.653% | 0.0070501 | 0% | 2.218% | 0 | 0% | 2.218% | 0 | 0% | 2.218% | 0 |  |  |  | 35% | 11.8% | 0.10271 | 0% | 11.8% | 0 | 0% | 11.8% | 0 | 0% | 0.3678% | 0 | 0% | 0.3678% | 0 | 0% | 0.3678% | 0 | 0% | 100% | 0 | 0% | 100% | 0 | 0% | 100% | 0 | 0% | 100% | 0 |  |  | 0.00027086 |  |  | 0 |  |  | 0 | 100% | 65% |  | 100% | 65% |  | 100% | 65% |  | 100% | 65% |  | 100% | 90% |  | 100% | 90% |  | 100% | 90%
ZACA 1102CB | 0.00049821 | 15.2851 | 2.7119 | 0.048529 | 2.7604 | 0.016588 | 0.062658 | 0.016429 | 0% | 99% | 0 | 0% | 99% | 0 | 0% | 99% | 0 | 0% | 99% | 0 | 0% | 62.86% | 0 | 0% | 62.86% | 0 | 0% | 62.86% | 0 | 0% | 62.86% | 0 | 0.048529 | 0% | 4.091% | 0 | 0% | 4.091% | 0 | 0% | 4.091% | 0 | 0% | 0.4407% | 0 | 0% | 0.4407% | 0 | 0% | 0.4407% | 0 | 0% | 0.9945% | 0 | 0% | 0.9945% | 0 | 91.9% | 0.9945% | 0.024785 | 0% | 1.043% | 0 | 91.9% | 1.043% | 0.026002 | 7.393% | 1.043% | 0.0020918 | 0.03262% | 7.465% | 6.6035e-05 | 0% | 7.465% | 0 | 0% | 7.465% | 0 | 0% | 0.9657% | 0 | 0% | 0.9657% | 0 | 0% | 0.9657% | 0 |  |  |  | 0% | 11.8% | 0 | 0% | 11.8% | 0 | 0% | 11.8% | 0 | 0% | 0.3655% | 0 | 0% | 0.3655% | 0 | 0% | 0.3655% | 0 | 0% | 100% | 0 | 0% | 100% | 0 | 0% | 100% | 0 | 0% | 100% | 0 |  |  | 0 |  |  | 0 |  |  | 0 | 100% | 65% |  | 100% | 65% |  | 100% | 65% |  | 100% | 65% |  | 100% | 90% |  | 100% | 90% |  | 100% | 90%
DIAMOND SPRINGS 1106762780 | 0.00092187 | 0.23233 | 0.16782 | 0.051785 | 0.2196 | 0.0027273 | 0.0022226 | 0.00097901 | 0% | 99% | 0 | 0% | 99% | 0 | 0% | 99% | 0 | 0% | 99% | 0 | 0% | 63.16% | 0 | 0% | 63.16% | 0 | 0% | 63.16% | 0 | 0% | 63.16% | 0 | 0.051785 | 0% | 1.87% | 0 | 0% | 1.87% | 0 | 0% | 1.87% | 0 | 0% | 0.205% | 0 | 0% | 0.205% | 0 | 0% | 0.205% | 0 | 0% | 0.566% | 0 | 53.59% | 0.566% | 0.00050899 | 4.502% | 0.566% | 4.2766e-05 | 53.59% | 0.5834% | 0.00052461 | 4.502% | 0.5834% | 4.4079e-05 | 0% | 0.5834% | 0 | 0% | 4.242% | 0 | 0% | 4.242% | 0 | 0% | 4.242% | 0 | 0% | 2.865% | 0 | 0% | 2.865% | 0 | 0% | 2.865% | 0 |  |  |  | 0% | 11.8% | 0 | 13.29% | 11.8% | 0.002631 | 0% | 11.8% | 0 | 0% | 0.3765% | 0 | 0% | 0.3765% | 0 | 0% | 0.3765% | 0 | 0% | 100% | 0 | 0% | 100% | 0 | 0% | 100% | 0 | 0% | 100% | 0 |  |  | 0 |  |  | 0 |  |  | 0 | 100% | 65% |  | 100% | 65% |  | 100% | 65% |  | 100% | 65% |  | 100% | 90% |  | 100% | 90% |  | 100% | 90%
WOODSIDE 1104456052 | 0.0014562 | 0.18495 | 0.22254 | 0 | 0.22254 | 0.0039784 | 0.0030134 | 0.00087029 | 0% | 99% | 0 | 0% | 99% | 0 | 0% | 99% | 0 | 0% | 99% | 0 | 0% | 64.2% | 0 | 0% | 64.2% | 0 | 0% | 64.2% | 0 | 0% | 64.2% | 0 | 0 | 0% | 2.534% | 0 | 0% | 2.534% | 0 | 0% | 2.534% | 0 | 0% | 0.2751% | 0 | 0% | 0.2751% | 0 | 0% | 0.2751% | 0 | 0% | 0.5799% | 0 | 6.799% | 0.5799% | 8.7746e-05 | 0% | 0.5799% | 0 | 6.799% | 0.6116% | 9.2535e-05 | 0% | 0.6116% | 0 | 93.2% | 0.6116% | 0.0012684 | 44.96% | 4.35% | 0.004352 | 0% | 4.35% | 0 | 0% | 4.35% | 0 | 0% | 2.738% | 0 | 0% | 2.738% | 0 | 0% | 2.738% | 0 |  |  |  | 0% | 11.8% | 0 | 0% | 11.8% | 0 | 0% | 11.8% | 0 | 0% | 0.38% | 0 | 0% | 0.38% | 0 | 0% | 0.38% | 0 | 0% | 100% | 0 | 0% | 100% | 0 | 0% | 100% | 0 | 0% | 100% | 0 |  |  | 0 |  |  | 0 |  |  | 0 | 100% | 65% |  | 100% | 65% |  | 100% | 65% |  | 100% | 65% |  | 100% | 90% |  | 100% | 90% |  | 100% | 90%
HICKS 1116647210 | 0.00089196 | 3.3931 | 0.73672 | 0 | 0.73672 | 0.009982 | 0.010887 | 0.0052216 | 0% | 99% | 0 | 0% | 99% | 0 | 0% | 99% | 0 | 0% | 99% | 0 | 0% | 63.66% | 0 | 0% | 63.66% | 0 | 0% | 63.66% | 0 | 0% | 63.66% | 0 | 0 | 0% | 1.989% | 0 | 0% | 1.989% | 0 | 0% | 1.989% | 0 | 0% | 0.2138% | 0 | 0% | 0.2138% | 0 | 0% | 0.2138% | 0 | 0% | 0.6285% | 0 | 0% | 0.6285% | 0 | 71.38% | 0.6285% | 0.0033053 | 0% | 0.6233% | 0 | 77.14% | 0.6233% | 0.0035427 | 21.1% | 0.6233% | 0.00096883 | 0% | 4.65% | 0 | 33.25% | 4.65% | 0.011389 | 0% | 4.65% | 0 | 0% | 1.723% | 0 | 0% | 1.723% | 0 | 0% | 1.723% | 0 |  |  |  | 0% | 11.8% | 0 | 0% | 11.8% | 0 | 0% | 11.8% | 0 | 0% | 0.3686% | 0 | 0% | 0.3686% | 0 | 0% | 0.3686% | 0 | 0% | 100% | 0 | 0% | 100% | 0 | 0% | 100% | 0 | 0% | 100% | 0 |  |  | 0 |  |  | 0 |  |  | 0 | 100% | 65% |  | 100% | 65% |  | 100% | 65% |  | 100% | 65% |  | 100% | 90% |  | 100% | 90% |  | 100% | 90%
SANTA NELLA 1104611232 | 0.00050462 | 0 | 0.18445 | 0.0021008 | 0.18655 | 0.00031902 | 0.0035283 | 0.0026956 | 0% | 99% | 0 | 0% | 99% | 0 | 0% | 99% | 0 | 0% | 99% | 0 | 0% | 63.77% | 0 | 0% | 63.77% | 0 | 0% | 63.77% | 0 | 0% | 63.77% | 0 | 0.0021008 | 0% | 3.439% | 0 | 0% | 3.439% | 0 | 0% | 3.439% | 0 | 0% | 0.3715% | 0 | 0% | 0.3715% | 0 | 0% | 0.3715% | 0 | 0% | 0.8089% | 0 | 0% | 0.8089% | 0 | 98.54% | 0.8089% | 0.0014704 | 0% | 0.8313% | 0 | 98.54% | 0.8313% | 0.0015111 | 0% | 0.8313% | 0 | 0% | 6.014% | 0 | 0% | 6.014% | 0 | 0% | 6.014% | 0 | 0% | 0.3188% | 0 | 0% | 0.3188% | 0 | 0% | 0.3188% | 0 |  |  |  | 0% | 11.8% | 0 | 0% | 11.8% | 0 | -7.796e-16% | 11.8% | -1.6968e-19 | 0% | 0.3655% | 0 | 0% | 0.3655% | 0 | 0% | 0.3655% | 0 | 0% | 100% | 0 | 0% | 100% | 0 | 0% | 100% | 0 | 0% | 100% | 0 |  |  | 0 |  |  | 0 |  |  | 0 |  |  |  |  | 65% |  |  | 65% |  | 100% | 65%
SILVERADO 2102437194 | 0.001013 | 1.0582 | 0.26364 | 0.054306 | 0.31795 | 0.0053555 | 0.0030952 | 0.00095522 | 0% | 99% | 0 | 0% | 99% | 0 | 0% | 99% | 0 | 0% | 99% | 0 | 0% | 63.29% | 0 | 0% | 63.29% | 0 | 0% | 63.29% | 0 | 0% | 63.29% | 0 | 0.054306 | 75% | 2.111% | 0.0041736 | 0% | 2.111% | 0 | 0% | 2.111% | 0 | 0% | 0.2276% | 0 | 0% | 0.2276% | 0 | 0% | 0.2276% | 0 | 0% | 0.4958% | 0 | 0% | 0.4958% | 0 | 0% | 0.4958% | 0 | 0% | 0.5129% | 0 | 0% | 0.5129% | 0 | 99.93% | 0.5129% | 0.0013512 | 0% | 3.695% | 0 | 0% | 3.695% | 0 | 0% | 3.695% | 0 | 0% | 3.253% | 0 | 0% | 3.253% | 0 | 0% | 3.253% | 0 |  |  |  | 0% | 11.8% | 0 | 0% | 11.8% | 0 | 0% | 11.8% | 0 | 0% | 0.38% | 0 | 0% | 0.38% | 0 | 0% | 0.38% | 0 | 0% | 100% | 0 | 0% | 100% | 0 | 0% | 100% | 0 | 0% | 100% | 0 |  |  | 0 |  |  | 0 |  |  | 0 | 100% | 65% |  | 100% | 65% |  | 100% | 65% |  | 100% | 65% |  | 100% | 90% |  | 100% | 90% |  | 100% | 90%
POINT MORETTI 11015078 | 0.0021937 | 16.1015 | 5.8843 | 0.69684 | 6.5812 | 0.1418 | 0.061044 | 0.0072079 | 0% | 99% | 0 | 0% | 99% | 0 | 0% | 99% | 0 | 0% | 99% | 0 | 0% | 62.95% | 0 | 0% | 62.95% | 0 | 0% | 62.95% | 0 | 0% | 62.95% | 0 | 0.69684 | 71.43% | 1.992% | 0.083736 | 0% | 1.992% | 0 | 0% | 1.992% | 0 | 0% | 0.2119% | 0 | 0% | 0.2119% | 0 | 0% | 0.2119% | 0 | 0% | 0.4456% | 0 | 1.708% | 0.4456% | 0.00044786 | 85.56% | 0.4456% | 0.022434 | 1.708% | 0.4695% | 0.00047184 | 85.56% | 0.4695% | 0.023635 | 12.47% | 0.4695% | 0.0034457 | 53.88% | 3.341% | 0.10592 | 2.933% | 3.341% | 0.0057659 | 4.033% | 3.341% | 0.0079279 | 0% | 4.302% | 0 | 0% | 4.302% | 0 | 0% | 4.302% | 0 |  |  |  | 0% | 11.8% | 0 | 35% | 11.8% | 0.24302 | 0% | 11.8% | 0 | 55.56% | 0.3857% | 0.012609 | 0% | 0.3857% | 0 | 0% | 0.3857% | 0 | 0% | 100% | 0 | 0% | 100% | 0 | 0% | 100% | 0 | 0% | 100% | 0 |  |  | 0 |  |  | 0.0054996 |  |  | 0.0039461 | 100% | 65% |  | 100% | 65% |  | 100% | 65% |  | 100% | 65% |  | 100% | 90% |  | 100% | 90% |  | 100% | 90%
CLAY 110113442 | 0.00032629 | 25.7021 | 2.9856 | 0 | 2.9856 | 0.027097 | 0.052691 | 0.026913 | 0% | 99% | 0 | 0% | 99% | 0 | 0% | 99% | 0 | 0% | 99% | 0 | 0% | 63.1% | 0 | 0% | 63.1% | 0 | 0% | 63.1% | 0 | 0% | 63.1% | 0 | 0 | 100% | 2.564% | 0.076561 | 0% | 2.564% | 0 | 0% | 2.564% | 0 | 0% | 0.283% | 0 | 0% | 0.283% | 0 | 0% | 0.283% | 0 | 0% | 0.7371% | 0 | 9.128% | 0.7371% | 0.0020089 | 70.3% | 0.7371% | 0.015472 | 9.832% | 0.751% | 0.0022046 | 70.3% | 0.751% | 0.015764 | 17.78% | 0.751% | 0.0039873 | 14.33% | 5.495% | 0.023503 | 0% | 5.495% | 0 | 0% | 5.495% | 0 | 0% | 1.446% | 0 | 0% | 1.446% | 0 | 0% | 1.446% | 0 |  |  |  | 28.34% | 11.8% | 0.099844 | 0% | 11.8% | 0 | 0% | 11.8% | 0 | 0% | 0.3662% | 0 | 0% | 0.3662% | 0 | 0% | 0.3662% | 0 | 0% | 100% | 0 | 0.4877% | 100% | 0.01456 | 0% | 100% | 0 | 0% | 100% | 0 |  |  | 0.00078737 |  |  | 0 |  |  | 0 | 100% | 65% |  | 100% | 65% |  | 100% | 65% |  | 100% | 65% |  | 100% | 90% |  | 100% | 90% |  | 100% | 90%
DEL MONTE 21042760 | 0.00066604 | 2.8262 | 0.30485 | 0 | 0.30485 | 0.0025357 | 0.00664 | 0.0017416 | 0% | 99% | 0 | 0% | 99% | 0 | 0% | 99% | 0 | 0% | 99% | 0 | 0% | 61.56% | 0 | 0% | 61.56% | 0 | 0% | 61.56% | 0 | 0% | 61.56% | 0 | 0 | 0% | 3.266% | 0 | 0% | 3.266% | 0 | 0% | 3.266% | 0 | 0% | 0.3576% | 0 | 0% | 0.3576% | 0 | 0% | 0.3576% | 0 | 0% | 0.9096% | 0 | 0% | 0.9096% | 0 | 0% | 0.9096% | 0 | 0% | 0.9262% | 0 | 0% | 0.9262% | 0 | 0% | 0.9262% | 0 | 0% | 6.779% | 0 | 0% | 6.779% | 0 | 0% | 6.779% | 0 | 0% | 1.243% | 0 | 0% | 1.243% | 0 | 0% | 1.243% | 0 |  |  |  | 0% | 11.8% | 0 | 0% | 11.8% | 0 | 0% | 11.8% | 0 | 0% | 0.3596% | 0 | 0% | 0.3596% | 0 | 0% | 0.3596% | 0 | 0% | 100% | 0 | 0% | 100% | 0 | 0% | 100% | 0 | 0% | 100% | 0 |  |  | 0 |  |  | 0 |  |  | 0 | 100% | 65% |  | 100% | 65% |  | 100% | 65% |  | 100% | 65% |  | 100% | 90% |  | 100% | 90% |  | 100% | 90%
MIWUK 170247143 | 0.0011229 | 5.8335 | 1.0375 | 1.063 | 2.1005 | 0.01326 | 0.016942 | 0.006968 | 0% | 99% | 0 | 0% | 99% | 0 | 0% | 99% | 0 | 0% | 99% | 0 | 0% | 62.87% | 0 | 0% | 62.87% | 0 | 0% | 62.87% | 0 | 0% | 62.87% | 0 | 1.063 | 0% | 2.164% | 0 | 0% | 2.164% | 0 | 0% | 2.164% | 0 | 0% | 0.2402% | 0 | 0% | 0.2402% | 0 | 0% | 0.2402% | 0 | 0% | 0.6855% | 0 | 0% | 0.6855% | 0 | 63.96% | 0.6855% | 0.0045486 | 0% | 0.7022% | 0 | 63.96% | 0.7022% | 0.0046598 | 36.04% | 0.7022% | 0.0026258 | 26.56% | 5.13% | 0.014136 | 1.406% | 5.13% | 0.00074831 | 10.68% | 5.13% | 0.005682 | 0% | 1.837% | 0 | 0% | 1.837% | 0 | 0% | 1.837% | 0 |  |  |  | 0% | 11.8% | 0 | 0% | 11.8% | 0 | 0% | 11.8% | 0 | 0% | 0.3696% | 0 | 0% | 0.3696% | 0 | 0% | 0.3696% | 0 | 0% | 100% | 0 | 0% | 100% | 0 | 0% | 100% | 0 | 0% | 100% | 0 |  |  | 0 |  |  | 0 |  |  | 0.0007695 | 100% | 65% |  | 100% | 65% |  | 100% | 65% |  | 100% | 65% |  | 100% | 90% |  | 100% | 90% |  | 100% | 90%
DIAMOND SPRINGS 1104CB | 0.0014139 | 0.55655 | 0.74678 | 0.54523 | 1.292 | 0.0084037 | 0.012157 | 0.0062467 | 0% | 99% | 0 | 0% | 99% | 0 | 0% | 99% | 0 | 0% | 99% | 0 | 0% | 63.7% | 0 | 0% | 63.7% | 0 | 0% | 63.7% | 0 | 0% | 63.7% | 0 | 0.54523 | 0% | 2.347% | 0 | 0% | 2.347% | 0 | 0% | 2.347% | 0 | 0% | 0.261% | 0 | 0% | 0.261% | 0 | 0% | 0.261% | 0 | 0% | 0.6807% | 0 | 6.397% | 0.6807% | 0.00032515 | 2.309% | 0.6807% | 0.00011735 | 6.397% | 0.7152% | 0.00034166 | 2.309% | 0.7152% | 0.00012331 | 2.733% | 0.7152% | 0.000146 | 0% | 5.138% | 0 | 0% | 5.138% | 0 | 0% | 5.138% | 0 | 0% | 1.785% | 0 | 0% | 1.785% | 0 | 0% | 1.785% | 0 |  |  |  | 0% | 11.8% | 0 | 0% | 11.8% | 0 | 0% | 11.8% | 0 | 0% | 0.3745% | 0 | 0% | 0.3745% | 0 | 0% | 0.3745% | 0 | 0% | 100% | 0 | 0% | 100% | 0 | 0% | 100% | 0 | 0% | 100% | 0 |  |  | 0 |  |  | 0 |  |  | 0 | 100% | 65% |  | 100% | 65% |  | 100% | 65% |  | 100% | 65% |  | 100% | 90% |  | 100% | 90% |  | 100% | 90%
HIGGINS 1109CB | 0.00055833 | 23.9519 | 2.4842 | 0.39902 | 2.8833 | 0.036993 | 0.036771 | 0.015436 | 0% | 99% | 0 | 0% | 99% | 0 | 0% | 99% | 0 | 0% | 99% | 0 | 0% | 61.59% | 0 | 0% | 61.59% | 0 | 0% | 61.59% | 0 | 0% | 61.59% | 0 | 0.39902 | 0% | 1.833% | 0 | 0% | 1.833% | 0 | 0% | 1.833% | 0 | 0% | 0.2011% | 0 | 0% | 0.2011% | 0 | 0% | 0.2011% | 0 | 0% | 0.6119% | 0 | 19.71% | 0.6119% | 0.0029963 | 0.8261% | 0.6119% | 0.00012558 | 19.71% | 0.6074% | 0.0029744 | 0.8261% | 0.6074% | 0.00012466 | 79.46% | 0.6074% | 0.011991 | 0% | 4.535% | 0 | 0% | 4.535% | 0 | 0% | 4.535% | 0 | 0% | 2.858% | 0 | 0% | 2.858% | 0 | 0% | 2.858% | 0 |  |  |  | 0% | 11.8% | 0 | 0% | 11.8% | 0 | 0% | 11.8% | 0 | 0% | 0.3678% | 0 | 0% | 0.3678% | 0 | 0% | 0.3678% | 0 | 0% | 100% | 0 | 0% | 100% | 0 | 0% | 100% | 0 | 0% | 100% | 0 |  |  | 0 |  |  | 0 |  |  | 0 | 100% | 65% |  | 100% | 65% |  | 100% | 65% |  | 100% | 65% |  | 100% | 90% |  | 100% | 90% |  | 100% | 90%
SUNOL 1101605520 | 0.00038948 | 2.8032 | 1.2359 | 0.062237 | 1.2981 | 0.0081308 | 0.025352 | 0.010999 | 0% | 99% | 0 | 0% | 99% | 0 | 0% | 99% | 0 | 0% | 99% | 0 | 0% | 62.49% | 0 | 0% | 62.49% | 0 | 0% | 62.49% | 0 | 0% | 62.49% | 0 | 0.062237 | 0% | 3.342% | 0 | 0% | 3.342% | 0 | 0% | 3.342% | 0 | 0% | 0.355% | 0 | 0% | 0.355% | 0 | 0% | 0.355% | 0 | 0% | 0.8582% | 0 | 5.895% | 0.8582% | 0.00062523 | 1.707% | 0.8582% | 0.00018102 | 5.895% | 0.8634% | 0.00062895 | 1.707% | 0.8634% | 0.0001821 | 90.59% | 0.8634% | 0.0096656 | 74.2% | 6.349% | 0.058222 | 0% | 6.349% | 0 | 0% | 6.349% | 0 | 0% | 0.9819% | 0 | 0% | 0.9819% | 0 | 0% | 0.9819% | 0 |  |  |  | 0% | 11.8% | 0 | 0% | 11.8% | 0 | 0% | 11.8% | 0 | 0% | 0.3608% | 0 | 0% | 0.3608% | 0 | 0% | 0.3608% | 0 | 0% | 100% | 0 | 0% | 100% | 0 | 0% | 100% | 0 | 0% | 100% | 0 |  |  | 0 |  |  | 0 |  |  | 0 | 100% | 65% |  | 100% | 65% |  | 100% | 65% |  | 100% | 65% |  | 100% | 90% |  | 100% | 90% |  | 100% | 90%
MONTE RIO 1112387984 | 0.0023208 | 0.45827 | 0.18707 | 0.0068452 | 0.19391 | 0.0051765 | 0.0012727 | 0.00028378 | 0% | 99% | 0 | 0% | 99% | 0 | 0% | 99% | 0 | 0% | 99% | 0 | 0% | 62.44% | 0 | 0% | 62.44% | 0 | 0% | 62.44% | 0 | 0% | 62.44% | 0 | 0.0068452 | 0% | 1.135% | 0 | 0% | 1.135% | 0 | 0% | 1.135% | 0 | 0% | 0.1198% | 0 | 0% | 0.1198% | 0 | 0% | 0.1198% | 0 | 0% | 0.2887% | 0 | 0% | 0.2887% | 0 | 40.38% | 0.2887% | 0.00021808 | 0% | 0.298% | 0 | 40.38% | 0.298% | 0.00022514 | 59.62% | 0.298% | 0.00033235 | 0% | 2.155% | 0 | 0% | 2.155% | 0 | 0% | 2.155% | 0 | 0% | 5.138% | 0 | 0% | 5.138% | 0 | 0% | 5.138% | 0 |  |  |  | 35% | 11.8% | 0.0077259 | 0% | 11.8% | 0 | 0% | 11.8% | 0 | 0% | 0.3886% | 0 | 0% | 0.3886% | 0 | 0% | 0.3886% | 0 | 0% | 100% | 0 | 0% | 100% | 0 | 0% | 100% | 0 | 0% | 100% | 0 |  |  | 0 |  |  | 0 |  |  | 0 | 100% | 65% |  | 100% | 65% |  | 100% | 65% |  | 100% | 65% |  | 100% | 90% |  | 100% | 90% |  | 100% | 90%
PARADISE 1105828400 | 0.0023866 | 0.031136 | 0.036522 | 0 | 0.036522 | 0.00056436 | 0.00052443 | 0.00022638 | 0% | 99% | 0 | 0% | 99% | 0 | 0% | 99% | 0 | 0% | 99% | 0 | 0% | 62.78% | 0 | 0% | 62.78% | 0 | 0% | 62.78% | 0 | 0% | 62.78% | 0 | 0 | 0% | 1.875% | 0 | 0% | 1.875% | 0 | 0% | 1.875% | 0 | 0% | 0.235% | 0 | 0% | 0.235% | 0 | 0% | 0.235% | 0 | 0% | 0.5653% | 0 | 0% | 0.5653% | 0 | 0% | 0.5653% | 0 | 0% | 0.601% | 0 | 0% | 0.601% | 0 | 100% | 0.601% | 0.00021951 | 0% | 4.283% | 0 | 0% | 4.283% | 0 | 0% | 4.283% | 0 | 0% | 2.373% | 0 | 0% | 2.373% | 0 | 0% | 2.373% | 0 |  |  |  | 35% | 11.8% | 0.0015084 | 0% | 11.8% | 0 | 0% | 11.8% | 0 | 0% | 0.3733% | 0 | 0% | 0.3733% | 0 | 0% | 0.3733% | 0 | 0% | 100% | 0 | 0% | 100% | 0 | 0% | 100% | 0 | 0% | 100% | 0 |  |  | 0 |  |  | 0 |  |  | 0 | 100% | 65% |  | 100% | 65% |  | 100% | 65% |  | 100% | 65% |  | 100% | 90% |  | 100% | 90% |  | 100% | 90%
POINT MORETTI 110110722 | 0.0030639 | 0.72768 | 0.34491 | 0.041246 | 0.38616 | 0.0080341 | 0.0040487 | 0.00036829 | 0% | 99% | 0 | 0% | 99% | 0 | 0% | 99% | 0 | 0% | 99% | 0 | 0% | 62.9% | 0 | 0% | 62.9% | 0 | 0% | 62.9% | 0 | 0% | 62.9% | 0 | 0.041246 | 0% | 2.071% | 0 | 0% | 2.071% | 0 | 0% | 2.071% | 0 | 0% | 0.2278% | 0 | 0% | 0.2278% | 0 | 0% | 0.2278% | 0 | 0% | 0.4884% | 0 | 0% | 0.4884% | 0 | 0% | 0.4884% | 0 | 0% | 0.5145% | 0 | 0% | 0.5145% | 0 | 0% | 0.5145% | 0 | 0% | 3.664% | 0 | 0% | 3.664% | 0 | 0% | 3.664% | 0 | 0% | 4.11% | 0 | 0% | 4.11% | 0 | 0% | 4.11% | 0 |  |  |  | 0% | 11.8% | 0 | 0% | 11.8% | 0 | 0% | 11.8% | 0 | 55.56% | 0.3822% | 0.00073228 | 0% | 0.3822% | 0 | 0% | 0.3822% | 0 | 0% | 100% | 0 | 0% | 100% | 0 | 0% | 100% | 0 | 0% | 100% | 0 |  |  | 0 |  |  | 0 |  |  | 0 | 100% | 65% |  | 100% | 65% |  | 100% | 65% |  | 100% | 65% |  | 100% | 90% |  | 100% | 90% |  | 100% | 90%
POTTER VALLEY P H 110537476 | 0.00037714 | 2.0055 | 0.93244 | 0 | 0.93244 | 0.011008 | 0.016448 | 0.0062634 | 0% | 99% | 0 | 6.288% | 99% | 0.058045 | 0% | 99% | 0 | 0% | 99% | 0 | 0% | 63.1% | 0 | 0.1404% | 63.1% | 0.00082581 | 0% | 63.1% | 0 | 22.47% | 63.1% | 0.13221 | 0 | 0% | 2.841% | 0 | 0% | 2.841% | 0 | 0% | 2.841% | 0 | 0% | 0.3068% | 0 | 9.441% | 0.3068% | 0.0002701 | 0% | 0.3068% | 0 | 0% | 0.7335% | 0 | 0% | 0.7335% | 0 | 62.92% | 0.7335% | 0.0043035 | 62.92% | 0.7506% | 0.0044038 | 0% | 0.7506% | 0 | 9.718% | 0.7506% | 0.00068021 | 0% | 5.46% | 0 | 0% | 5.46% | 0 | 0% | 5.46% | 0 | 0% | 1.864% | 0 | 0% | 1.864% | 0 | 0% | 1.864% | 0 |  |  |  | 0% | 11.8% | 0 | 9.291% | 11.8% | 0.010223 | 0% | 11.8% | 0 | 0% | 0.3685% | 0 | 0% | 0.3685% | 0 | 0% | 0.3685% | 0 | 0% | 100% | 0 | 0% | 100% | 0 | 0% | 100% | 0 | 0% | 100% | 0 |  |  | 0 |  |  | 0 |  |  | 0 | 100% | 65% |  | 100% | 65% |  | 100% | 65% |  | 100% | 65% |  | 100% | 90% |  | 100% | 90% |  | 100% | 90%
TASSAJARA 2112725488 | 0.0016931 | 3.4335 | 1.0954 | 0.78112 | 1.8766 | 0.016873 | 0.016369 | 0.0064051 | 0% | 99% | 0 | 0% | 99% | 0 | 0% | 99% | 0 | 0% | 99% | 0 | 0% | 63.65% | 0 | 0% | 63.65% | 0 | 0% | 63.65% | 0 | 0% | 63.65% | 0 | 0.78112 | 60% | 2.122% | 0.013947 | 0% | 2.122% | 0 | 0% | 2.122% | 0 | 0% | 0.2411% | 0 | 0% | 0.2411% | 0 | 0% | 0.2411% | 0 | 0% | 0.6099% | 0 | 0% | 0.6099% | 0 | 25.75% | 0.6099% | 0.0017208 | 0% | 0.6279% | 0 | 25.82% | 0.6279% | 0.0017764 | 73.96% | 0.6279% | 0.0050876 | 40.83% | 4.563% | 0.020411 | 0% | 4.563% | 0 | 26.88% | 4.563% | 0.013435 | 0% | 1.646% | 0 | 0% | 1.646% | 0 | 0% | 1.646% | 0 |  |  |  | 0% | 11.8% | 0 | 0% | 11.8% | 0 | 0% | 11.8% | 0 | 0% | 0.372% | 0 | 0% | 0.372% | 0 | 0% | 0.372% | 0 | 0% | 100% | 0 | 0% | 100% | 0 | 0% | 100% | 0 | 0% | 100% | 0 |  |  | 0 |  |  | 0 |  |  | 0.0014302 | 100% | 65% |  | 100% | 65% |  | 100% | 65% |  | 100% | 65% |  | 100% | 90% |  | 100% | 90% |  | 100% | 90%
CAMP EVERS 2105426822 | 0.004412 | 1.1372 | 0.93455 | 0.0064075 | 0.94096 | 0.02451 | 0.0082385 | 0.0012675 | 0% | 99% | 0 | 0% | 99% | 0 | 0% | 99% | 0 | 0% | 99% | 0 | 0% | 62.77% | 0 | 0% | 62.77% | 0 | 0% | 62.77% | 0 | 0% | 62.77% | 0 | 0.0064075 | 0% | 1.785% | 0 | 0% | 1.785% | 0 | 0% | 1.785% | 0 | 0% | 0.1908% | 0 | 0% | 0.1908% | 0 | 0% | 0.1908% | 0 | 0% | 0.3711% | 0 | 0% | 0.3711% | 0 | 91.44% | 0.3711% | 0.0031709 | 0% | 0.3951% | 0 | 91.44% | 0.3951% | 0.0033759 | 8.563% | 0.3951% | 0.00031613 | 96.53% | 2.785% | 0.025126 | 0% | 2.785% | 0 | 0% | 2.785% | 0 | 0% | 4.943% | 0 | 0% | 4.943% | 0 | 0% | 4.943% | 0 |  |  |  | 0% | 11.8% | 0 | 0% | 11.8% | 0 | 0% | 11.8% | 0 | 0% | 0.3888% | 0 | 0% | 0.3888% | 0 | 0% | 0.3888% | 0 | 0% | 100% | 0 | 0% | 100% | 0 | 0% | 100% | 0 | 0% | 100% | 0 |  |  | 0 |  |  | 0 |  |  | 0 | 100% | 65% |  | 100% | 65% |  | 100% | 65% |  | 100% | 65% |  | 100% | 90% |  | 100% | 90% |  | 100% | 90%
LOW GAP 1101750090 | 0.001137 | 6.3985 | 1.7059 | 0.28319 | 1.9891 | 0.031686 | 0.024954 | 0.0054833 | 0% | 99% | 0 | 0% | 99% | 0 | 0% | 99% | 0 | 0% | 99% | 0 | 0% | 62.29% | 0 | 0% | 62.29% | 0 | 0% | 62.29% | 0 | 0% | 62.29% | 0 | 0.28319 | 0% | 2.726% | 0 | 0% | 2.726% | 0 | 0% | 2.726% | 0 | 0% | 0.293% | 0 | 0% | 0.293% | 0 | 0% | 0.293% | 0 | 0% | 0.6101% | 0 | 38.29% | 0.6101% | 0.0039851 | 61.71% | 0.6101% | 0.0064223 | 38.29% | 0.6412% | 0.0041887 | 61.71% | 0.6412% | 0.0067504 | 0% | 0.6412% | 0 | 0% | 4.568% | 0 | 0% | 4.568% | 0 | 0% | 4.568% | 0 | 0% | 3.63% | 0 | 0% | 3.63% | 0 | 0% | 3.63% | 0 |  |  |  | 0% | 11.8% | 0 | 0% | 11.8% | 0 | 0% | 11.8% | 0 | 0% | 0.3791% | 0 | 0% | 0.3791% | 0 | 0% | 0.3791% | 0 | 0% | 100% | 0 | 0% | 100% | 0 | 0% | 100% | 0 | 0% | 100% | 0 |  |  | 0 |  |  | 0 |  |  | 0 | 100% | 65% |  | 100% | 65% |  | 100% | 65% |  | 100% | 65% |  | 100% | 90% |  | 100% | 90% |  | 100% | 90%
PETALUMA C 1109820458 | 0.0004314 | 7.5125 | 0.61031 | 0 | 0.61031 | 0.0067228 | 0.011719 | 0.0039025 | 0% | 99% | 0 | 0% | 99% | 0 | 0% | 99% | 0 | 0% | 99% | 0 | 0% | 62.12% | 0 | 0% | 62.12% | 0 | 0% | 62.12% | 0 | 0% | 62.12% | 0 | 0 | 100% | 2.83% | 0.01727 | 0% | 2.83% | 0 | 0% | 2.83% | 0 | 0% | 0.3072% | 0 | 0% | 0.3072% | 0 | 0% | 0.3072% | 0 | 0% | 0.7767% | 0 | 7.88% | 0.7767% | 0.00037358 | 90.56% | 0.7767% | 0.0042933 | 7.88% | 0.7732% | 0.00037185 | 90.56% | 0.7732% | 0.0042735 | 0% | 0.7732% | 0 | 0% | 5.728% | 0 | 0% | 5.728% | 0 | 0% | 5.728% | 0 | 0% | 1.69% | 0 | 0% | 1.69% | 0 | 0% | 1.69% | 0 |  |  |  | 32.82% | 11.8% | 0.023636 | 0% | 11.8% | 0 | 0% | 11.8% | 0 | 55.56% | 0.3597% | 0.0012194 | 0% | 0.3597% | 0 | 0% | 0.3597% | 0 | 0% | 100% | 0 | 0% | 100% | 0 | 0% | 100% | 0 | 0% | 100% | 0 |  |  | 0 |  |  | 0 |  |  | 0 | 100% | 65% |  | 100% | 65% |  | 100% | 65% |  | 100% | 65% |  | 100% | 90% |  | 100% | 90% |  | 100% | 90%
POINT MORETTI 110136514 | 0.002303 | 7.1583 | 2.9644 | 0.19972 | 3.1641 | 0.076571 | 0.028632 | 0.003447 | 0% | 99% | 0 | 0% | 99% | 0 | 0% | 99% | 0 | 0% | 99% | 0 | 0% | 62.79% | 0 | 0% | 62.79% | 0 | 0% | 62.79% | 0 | 0% | 62.79% | 0 | 0.19972 | 66.67% | 1.929% | 0.038123 | 0% | 1.929% | 0 | 0% | 1.929% | 0 | 0% | 0.2029% | 0 | 0% | 0.2029% | 0 | 0% | 0.2029% | 0 | 0% | 0.4072% | 0 | 1.558% | 0.4072% | 0.00018806 | 77.25% | 0.4072% | 0.0093252 | 1.558% | 0.4301% | 0.00019861 | 77.25% | 0.4301% | 0.0098483 | 21.19% | 0.4301% | 0.0027015 | 33.18% | 3.05% | 0.029993 | 14.49% | 3.05% | 0.013103 | 0% | 3.05% | 0 | 0% | 4.723% | 0 | 0% | 4.723% | 0 | 0% | 4.723% | 0 |  |  |  | 0% | 11.8% | 0 | 35% | 11.8% | 0.12243 | 0% | 11.8% | 0 | 55.56% | 0.3877% | 0.0063858 | 0% | 0.3877% | 0 | 0% | 0.3877% | 0 | 0% | 100% | 0 | 0% | 100% | 0 | 0% | 100% | 0 | 0% | 100% | 0 |  |  | 0 |  |  | 0 |  |  | 0 | 100% | 65% |  | 100% | 65% |  | 100% | 65% |  | 100% | 65% |  | 100% | 90% |  | 100% | 90% |  | 100% | 90%
HALF MOON BAY 11018902 | 0.00087986 | 13.0082 | 3.0295 | 0 | 3.0295 | 0.049927 | 0.050057 | 0.011184 | 0% | 99% | 0 | 0% | 99% | 0 | 0% | 99% | 0 | 0% | 99% | 0 | 0% | 63.3% | 0 | 0% | 63.3% | 0 | 0% | 63.3% | 0 | 0% | 63.3% | 0 | 0 | 100% | 2.82% | 0.085435 | 0% | 2.82% | 0 | 0% | 2.82% | 0 | 0% | 0.3089% | 0 | 0% | 0.3089% | 0 | 0% | 0.3089% | 0 | 0% | 0.6773% | 0 | 58.81% | 0.6773% | 0.012068 | 0.4268% | 0.6773% | 8.7568e-05 | 58.83% | 0.7117% | 0.012684 | 0.4268% | 0.7117% | 9.2018e-05 | 39.02% | 0.7117% | 0.0084132 | 15.5% | 5.082% | 0.023858 | 10.88% | 5.082% | 0.016757 | 0% | 5.082% | 0 | 0% | 2.594% | 0 | 0% | 2.594% | 0 | 0% | 2.594% | 0 |  |  |  | 0% | 11.8% | 0 | 27.59% | 11.8% | 0.098648 | 0% | 11.8% | 0 | 0% | 0.3753% | 0 | 0% | 0.3753% | 0 | 0% | 0.3753% | 0 | 0% | 100% | 0 | 0% | 100% | 0 | 0% | 100% | 0 | 0% | 100% | 0 |  |  | 0 |  |  | 0 |  |  | 0 | 100% | 65% |  | 100% | 65% |  | 100% | 65% |  | 100% | 65% |  | 100% | 90% |  | 100% | 90% |  | 100% | 90%
DUNBAR 1103160 | 0.0015282 | 0.19181 | 0.8728 | 6.5773 | 7.4501 | 0.01109 | 0.014729 | 0.0063401 | 0% | 99% | 0 | 0% | 99% | 0 | 0% | 99% | 0 | 0% | 99% | 0 | 0% | 64.86% | 0 | 0% | 64.86% | 0 | 0% | 64.86% | 0 | 0% | 64.86% | 0 | 6.5773 | 0% | 2.965% | 0 | 0% | 2.965% | 0 | 0% | 2.965% | 0 | 0% | 0.3237% | 0 | 0% | 0.3237% | 0 | 0% | 0.3237% | 0 | 0% | 0.6932% | 0 | 47.02% | 0.6932% | 0.0028448 | 21.95% | 0.6932% | 0.001328 | 47.02% | 0.7465% | 0.0030635 | 21.95% | 0.7465% | 0.0014301 | 0% | 0.7465% | 0 | 0% | 5.249% | 0 | 0% | 5.249% | 0 | 0% | 5.249% | 0 | 0% | 1.733% | 0 | 0% | 1.733% | 0 | 0% | 1.733% | 0 |  |  |  | 0% | 11.8% | 0 | 0% | 11.8% | 0 | 0% | 11.8% | 0 | 55.56% | 0.3795% | 0.0018401 | 0% | 0.3795% | 0 | 0% | 0.3795% | 0 | 0% | 100% | 0 | 0% | 100% | 0 | 0% | 100% | 0 | 0% | 100% | 0 |  |  | 0 |  |  | 0 |  |  | 0 | 100% | 65% |  | 100% | 65% |  | 100% | 65% |  | 100% | 65% |  | 100% | 90% |  | 100% | 90% |  | 100% | 90%
LOS GATOS 110760092 | 0.0024045 | 11.4281 | 4.1458 | 0.43818 | 4.584 | 0.093643 | 0.049409 | 0.0097513 | 0% | 99% | 0 | 0% | 99% | 0 | 0% | 99% | 0 | 0% | 99% | 0 | 0% | 62.52% | 0 | 0% | 62.52% | 0 | 0% | 62.52% | 0 | 0% | 62.52% | 0 | 0.43818 | 50% | 1.973% | 0.040893 | 0% | 1.973% | 0 | 0% | 1.973% | 0 | 0% | 0.2155% | 0 | 0% | 0.2155% | 0 | 0% | 0.2155% | 0 | 0% | 0.488% | 0 | 2.119% | 0.488% | 0.00042877 | 73.25% | 0.488% | 0.014819 | 2.119% | 0.5106% | 0.00044859 | 73.25% | 0.5106% | 0.015504 | 23.77% | 0.5106% | 0.0050321 | 26.52% | 3.66% | 0.040234 | 6.147% | 3.66% | 0.0093275 | 41.3% | 3.66% | 0.062674 | 0% | 3.97% | 0 | 0% | 3.97% | 0 | 0% | 3.97% | 0 |  |  |  | 0% | 11.8% | 0 | 22.56% | 11.8% | 0.11036 | 0% | 11.8% | 0 | 0% | 0.3819% | 0 | 0% | 0.3819% | 0 | 0% | 0.3819% | 0 | 0% | 100% | 0 | 0% | 100% | 0 | 0% | 100% | 0 | 0% | 100% | 0 |  |  | 0 |  |  | 0.0017817 |  |  | 0.0084381 | 100% | 65% |  | 100% | 65% |  | 100% | 65% |  | 100% | 65% |  | 100% | 90% |  | 100% | 90% |  | 100% | 90%
COTTONWOOD 110168190 | 0.00034512 | 24.6293 | 1.6624 | 1.9077 | 3.5701 | 0.020273 | 0.029121 | 0.01193 | 0% | 99% | 0 | 0% | 99% | 0 | 0% | 99% | 0 | 0% | 99% | 0 | 0% | 60.47% | 0 | 0% | 60.47% | 0 | 0% | 60.47% | 0 | 0% | 60.47% | 0 | 1.9077 | 100% | 2.087% | 0.034698 | 0% | 2.087% | 0 | 0% | 2.087% | 0 | 0% | 0.2097% | 0 | 0% | 0.2097% | 0 | 0% | 0.2097% | 0 | 0% | 0.7126% | 0 | 13.05% | 0.7126% | 0.0015456 | 8.382% | 0.7126% | 0.00099293 | 13.05% | 0.6562% | 0.0014234 | 8.382% | 0.6562% | 0.00091442 | 78.35% | 0.6562% | 0.0085471 | 0% | 5.142% | 0 | 0% | 5.142% | 0 | 0% | 5.142% | 0 | 0% | 1.913% | 0 | 0% | 1.913% | 0 | 0% | 1.913% | 0 |  |  |  | 29.81% | 11.8% | 0.05848 | 0% | 11.8% | 0 | 0% | 11.8% | 0 | 0% | 0.3532% | 0 | 0% | 0.3532% | 0 | 0% | 0.3532% | 0 | 0% | 100% | 0 | 0% | 100% | 0 | 0% | 100% | 0 | 0% | 100% | 0 |  |  | 0 |  |  | 0 |  |  | 0 | 100% | 65% |  | 100% | 65% |  | 100% | 65% |  | 100% | 65% |  | 100% | 90% |  | 100% | 90% |  | 100% | 90%
WHITMORE 1101CB | 0.00087003 | 6.0899 | 0.99237 | 1.2446 | 2.237 | 0.020467 | 0.012164 | 0.0039792 | 0% | 99% | 0 | 0% | 99% | 0 | 0% | 99% | 0 | 0% | 99% | 0 | 0% | 61.48% | 0 | 0% | 61.48% | 0 | 0% | 61.48% | 0 | 0% | 61.48% | 0 | 1.2446 | 0% | 1.513% | 0 | 0% | 1.513% | 0 | 0% | 1.513% | 0 | 100% | 0.1706% | 0.0016932 | 0% | 0.1706% | 0 | 0% | 0.1706% | 0 | 0% | 0.4862% | 0 | 59.29% | 0.4862% | 0.0028604 | 40.71% | 0.4862% | 0.0019643 | 59.29% | 0.4823% | 0.0028375 | 40.71% | 0.4823% | 0.0019485 | 0% | 0.4823% | 0 | 0% | 3.594% | 0 | 0% | 3.594% | 0 | 22.96% | 3.594% | 0.0081896 | 0% | 3.887% | 0 | 0% | 3.887% | 0 | 0% | 3.887% | 0 |  |  |  | 0% | 11.8% | 0 | 0% | 11.8% | 0 | 0% | 11.8% | 0 | 0% | 0.3726% | 0 | 0% | 0.3726% | 0 | 0% | 0.3726% | 0 | 0% | 100% | 0 | 0% | 100% | 0 | 0% | 100% | 0 | 0% | 100% | 0 |  |  | 0.0001616 |  |  | 0 |  |  | 0 | 100% | 65% |  | 100% | 65% |  | 100% | 65% |  | 100% | 65% |  | 100% | 90% |  | 100% | 90% |  | 100% | 90%
MC ARTHUR 11011490 | 0.00043812 | 9.2103 | 1.1302 | 0.18577 | 1.316 | 0.012951 | 0.021883 | 0.0068752 | 0% | 99% | 0 | 0% | 99% | 0 | 0% | 99% | 0 | 0% | 99% | 0 | 0% | 60.67% | 0 | 0% | 60.67% | 0 | 0% | 60.67% | 0 | 0% | 60.67% | 0 | 0.18577 | 0% | 2.438% | 0 | 0% | 2.438% | 0 | 0% | 2.438% | 0 | 0% | 0.2617% | 0 | 0% | 0.2617% | 0 | 0% | 0.2617% | 0 | 0% | 0.7793% | 0 | 63.97% | 0.7793% | 0.0056342 | 20.75% | 0.7793% | 0.0018278 | 63.97% | 0.7555% | 0.0054618 | 20.75% | 0.7555% | 0.0017719 | 9.36% | 0.7555% | 0.00079923 | 7.799% | 5.719% | 0.0050409 | 0% | 5.719% | 0 | 0% | 5.719% | 0 | 0% | 1.699% | 0 | 0% | 1.699% | 0 | 0% | 1.699% | 0 |  |  |  | 9.092% | 11.8% | 0.012126 | 0% | 11.8% | 0 | 0% | 11.8% | 0 | 0% | 0.3556% | 0 | 0% | 0.3556% | 0 | 0% | 0.3556% | 0 | 0.2128% | 100% | 0.0024048 | 0% | 100% | 0 | 0% | 100% | 0 | 0% | 100% | 0 |  |  | 0 |  |  | 0 |  |  | 0 | 100% | 65% |  | 100% | 65% |  | 100% | 65% |  | 100% | 65% |  | 100% | 90% |  | 100% | 90% |  | 100% | 90%
GEYSERVILLE 1102756 | 0.00082967 | 0.6023 | 0.10423 | 0.29965 | 0.40388 | 0.0013343 | 0.0019368 | 0.00060112 | 0% | 99% | 0 | 0% | 99% | 0 | 0% | 99% | 0 | 0% | 99% | 0 | 0% | 61.54% | 0 | 0% | 61.54% | 0 | 0% | 61.54% | 0 | 0% | 61.54% | 0 | 0.29965 | 0% | 2.374% | 0 | 0% | 2.374% | 0 | 0% | 2.374% | 0 | 0% | 0.2765% | 0 | 0% | 0.2765% | 0 | 0% | 0.2765% | 0 | 0% | 0.74% | 0 | 100% | 0.74% | 0.00077132 | 0% | 0.74% | 0 | 100% | 0.7804% | 0.00081349 | 0% | 0.7804% | 0 | 0% | 0.7804% | 0 | 0% | 5.612% | 0 | 0% | 5.612% | 0 | 0% | 5.612% | 0 | 0% | 2.05% | 0 | 0% | 2.05% | 0 | 0% | 2.05% | 0 |  |  |  | 23.84% | 11.8% | 0.0029327 | 0% | 11.8% | 0 | 0% | 11.8% | 0 | 0% | 0.3711% | 0 | 0% | 0.3711% | 0 | 0% | 0.3711% | 0 | 0% | 100% | 0 | 0% | 100% | 0 | 0% | 100% | 0 | 0% | 100% | 0 |  |  | 0 |  |  | 0 |  |  | 0 | 100% | 65% |  | 100% | 65% |  | 100% | 65% |  | 100% | 65% |  | 100% | 90% |  | 100% | 90% |  | 100% | 90%
ROSSMOOR 1109847274 | 0.00064456 | 0.96277 | 1.0212 | 0.0375 | 1.0587 | 0.01798 | 0.014835 | 0.0052335 | 0% | 99% | 0 | 0% | 99% | 0 | 0% | 99% | 0 | 0% | 99% | 0 | 0% | 63.09% | 0 | 0% | 63.09% | 0 | 0% | 63.09% | 0 | 0% | 63.09% | 0 | 0.0375 | 100% | 2.306% | 0.02355 | 0% | 2.306% | 0 | 0% | 2.306% | 0 | 0% | 0.2485% | 0 | 0% | 0.2485% | 0 | 0% | 0.2485% | 0 | 0% | 0.584% | 0 | 1.621% | 0.584% | 9.6675e-05 | 4.92% | 0.584% | 0.00029338 | 1.621% | 0.5921% | 9.8019e-05 | 5.011% | 0.5921% | 0.00030295 | 91.76% | 0.5921% | 0.0055479 | 26.05% | 4.329% | 0.011514 | 0% | 4.329% | 0 | 0% | 4.329% | 0 | 0% | 2.119% | 0 | 0% | 2.119% | 0 | 0% | 2.119% | 0 |  |  |  | 0% | 11.8% | 0 | 0% | 11.8% | 0 | 0% | 11.8% | 0 | 0% | 0.3733% | 0 | 0% | 0.3733% | 0 | 0% | 0.3733% | 0 | 0% | 100% | 0 | 0% | 100% | 0 | 0% | 100% | 0 | 0% | 100% | 0 |  |  | 0 |  |  | 0 |  |  | 0 | 100% | 65% |  | 100% | 65% |  | 100% | 65% |  | 100% | 65% |  | 100% | 90% |  | 100% | 90% |  | 100% | 90%
VOLTA 11011640 | 0.00047058 | 12.8273 | 0.92987 | 2.9997 | 3.9296 | 0.019636 | 0.011988 | 0.0031526 | 0% | 99% | 0 | 0% | 99% | 0 | 0% | 99% | 0 | 0% | 99% | 0 | 0% | 61.13% | 0 | 0% | 61.13% | 0 | 0% | 61.13% | 0 | 0% | 61.13% | 0 | 2.9997 | 0% | 1.718% | 0 | 0% | 1.718% | 0 | 0% | 1.718% | 0 | 0% | 0.1762% | 0 | 0% | 0.1762% | 0 | 0% | 0.1762% | 0 | 0% | 0.5197% | 0 | 100% | 0.5197% | 0.0048328 | 0% | 0.5197% | 0 | 100% | 0.4898% | 0.0045544 | 0% | 0.4898% | 0 | 0% | 0.4898% | 0 | 0% | 3.77% | 0 | 0% | 3.77% | 0 | 0% | 3.77% | 0 | 0% | 3.295% | 0 | 0% | 3.295% | 0 | 0% | 3.295% | 0 |  |  |  | 34.6% | 11.8% | 0.037966 | 0% | 11.8% | 0 | 0% | 11.8% | 0 | 55.56% | 0.3687% | 0.0019045 | 0% | 0.3687% | 0 | 0% | 0.3687% | 0 | 0% | 100% | 0 | 0% | 100% | 0 | 0% | 100% | 0 | 0% | 100% | 0 |  |  | 0 |  |  | 0 |  |  | 0 | 100% | 65% |  | 100% | 65% |  | 100% | 65% |  | 100% | 65% |  | 100% | 90% |  | 100% | 90% |  | 100% | 90%
LLAGAS 2106338878 | 0.0001771 | 1.1813 | 0.31909 | 0 | 0.31909 | 0.0011589 | 0.0065535 | 0.0042261 | 0% | 99% | 0 | 0% | 99% | 0 | 0% | 99% | 0 | 0% | 99% | 0 | 0% | 64.8% | 0 | 0% | 64.8% | 0 | 0% | 64.8% | 0 | 0% | 64.8% | 0 | 0 | 0% | 3.212% | 0 | 0% | 3.212% | 0 | 0% | 3.212% | 0 | 0% | 0.3565% | 0 | 0% | 0.3565% | 0 | 0% | 0.3565% | 0 | 0% | 0.8136% | 0 | 82.74% | 0.8136% | 0.0021481 | 14.66% | 0.8136% | 0.00038055 | 83.25% | 0.8387% | 0.0022277 | 14.66% | 0.8387% | 0.00039226 | 0% | 0.8387% | 0 | 26.82% | 6.065% | 0.0051899 | 0% | 6.065% | 0 | 0% | 6.065% | 0 | 0% | 0.5023% | 0 | 0% | 0.5023% | 0 | 0% | 0.5023% | 0 |  |  |  | 0% | 11.8% | 0 | 0% | 11.8% | 0 | 0% | 11.8% | 0 | 0% | 0.3632% | 0 | 0% | 0.3632% | 0 | 0% | 0.3632% | 0 | 0% | 100% | 0 | 0% | 100% | 0 | 0% | 100% | 0 | 0% | 100% | 0 |  |  | 0 |  |  | 0 |  |  | 0 | 100% | 65% |  | 100% | 65% |  | 100% | 65% |  | 100% | 65% |  | 100% | 90% |  | 100% | 90% |  | 100% | 90%
TIVY VALLEY 11077380 | 0.00034699 | 12.6322 | 2.2622 | 0 | 2.2622 | 0.0116 | 0.047457 | 0.025652 | 0% | 99% | 0 | 0% | 99% | 0 | 0% | 99% | 0 | 0% | 99% | 0 | 0% | 61.39% | 0 | 0% | 61.39% | 0 | 0% | 61.39% | 0 | 0% | 61.39% | 0 | 0 | 0% | 2.38% | 0 | 0% | 2.38% | 0 | 0% | 2.38% | 0 | 0% | 0.2635% | 0 | 0% | 0.2635% | 0 | 0% | 0.2635% | 0 | 0% | 0.8265% | 0 | 87.86% | 0.8265% | 0.016427 | 9.274% | 0.8265% | 0.0017341 | 87.86% | 0.8067% | 0.016033 | 10.13% | 0.8067% | 0.0018494 | 2.005% | 0.8067% | 0.00036593 | 15.47% | 6.092% | 0.02132 | 0% | 6.092% | 0 | 0% | 6.092% | 0 | 0% | 0.7789% | 0 | 0% | 0.7789% | 0 | 0% | 0.7789% | 0 |  |  |  | 27.63% | 11.8% | 0.07376 | 0% | 11.8% | 0 | 0% | 11.8% | 0 | 0% | 0.3523% | 0 | 0% | 0.3523% | 0 | 0% | 0.3523% | 0 | 0% | 100% | 0 | 0% | 100% | 0 | 0% | 100% | 0 | 0% | 100% | 0 |  |  | 0 |  |  | 0 |  |  | 0 | 100% | 65% |  | 100% | 65% |  | 100% | 65% |  | 100% | 65% |  | 100% | 90% |  | 100% | 90% |  | 100% | 90%
BRIDGEVILLE 1102CB | 0.00046952 | 2.3897 | 1.0302 | 0.038918 | 1.0691 | 0.018364 | 0.016561 | 0.0037378 | 0% | 99% | 0 | 0% | 99% | 0 | 0% | 99% | 0 | 0% | 99% | 0 | 0% | 61.95% | 0 | 0% | 61.95% | 0 | 0% | 61.95% | 0 | 0% | 61.95% | 0 | 0.038918 | 0% | 2.683% | 0 | 0% | 2.683% | 0 | 0% | 2.683% | 0 | 0% | 0.2885% | 0 | 0% | 0.2885% | 0 | 0% | 0.2885% | 0 | 0% | 0.648% | 0 | 1.682% | 0.648% | 0.00011226 | 69.96% | 0.648% | 0.0046704 | 1.682% | 0.6709% | 0.00011623 | 69.96% | 0.6709% | 0.0048354 | 28.36% | 0.6709% | 0.0019603 | 11.1% | 4.837% | 0.0055297 | 0% | 4.837% | 0 | 0% | 4.837% | 0 | 0% | 3.311% | 0 | 0% | 3.311% | 0 | 0% | 3.311% | 0 |  |  |  | 0% | 11.8% | 0 | 0% | 11.8% | 0 | 0% | 11.8% | 0 | 0% | 0.3749% | 0 | 0% | 0.3749% | 0 | 0% | 0.3749% | 0 | 0% | 100% | 0 | 0% | 100% | 0 | 0% | 100% | 0 | 0% | 100% | 0 |  |  | 0 |  |  | 0 |  |  | 0 | 100% | 65% |  | 100% | 65% |  | 100% | 65% |  | 100% | 65% |  | 100% | 90% |  | 100% | 90% |  | 100% | 90%
CHOLAME 2102X06 | 0.00032343 | 0.11683 | 0.87003 | 0 | 0.87003 | 0.0020491 | 0.018405 | 0.012267 | 0% | 99% | 0 | 0% | 99% | 0 | 0% | 99% | 0 | 0% | 99% | 0 | 0% | 62.16% | 0 | 0% | 62.16% | 0 | 0% | 62.16% | 0 | 0% | 62.16% | 0 | 0 | 0% | 2.801% | 0 | 0% | 2.801% | 0 | 0% | 2.801% | 0 | 0% | 0.3226% | 0 | 0% | 0.3226% | 0 | 0% | 0.3226% | 0 | 0% | 0.8149% | 0 | 0% | 0.8149% | 0 | 42.35% | 0.8149% | 0.0030027 | 0% | 0.82% | 0 | 43.07% | 0.82% | 0.0030727 | 56.15% | 0.82% | 0.0040058 | 41.52% | 6.042% | 0.021827 | 0% | 6.042% | 0 | 12.64% | 6.042% | 0.0066463 | 0% | 0.3865% | 0 | 0% | 0.3865% | 0 | 0% | 0.3865% | 0 |  |  |  | 0% | 11.8% | 0 | 2.837% | 11.8% | 0.0029129 | 0% | 11.8% | 0 | 0% | 0.3552% | 0 | 0% | 0.3552% | 0 | 0% | 0.3552% | 0 | 0% | 100% | 0 | 0% | 100% | 0 | 0% | 100% | 0 | 0% | 100% | 0 |  |  | 0 |  |  | 0 |  |  | 0 | 100% | 65% |  | 100% | 65% |  | 100% | 65% |  | 100% | 65% |  | 100% | 90% |  | 100% | 90% |  | 100% | 90%
SHADY GLEN 1101CB | 0.0010588 | 2.8174 | 0.59627 | 0.57339 | 1.1697 | 0.011319 | 0.008402 | 0.0027626 | 0% | 99% | 0 | 0% | 99% | 0 | 0% | 99% | 0 | 0% | 99% | 0 | 0% | 61.44% | 0 | 0% | 61.44% | 0 | 0% | 61.44% | 0 | 0% | 61.44% | 0 | 0.57339 | 0% | 1.808% | 0 | 0% | 1.808% | 0 | 0% | 1.808% | 0 | 100% | 0.199% | 0.0011864 | 0% | 0.199% | 0 | 0% | 0.199% | 0 | 0% | 0.5629% | 0 | 0% | 0.5629% | 0 | 97.73% | 0.5629% | 0.0032803 | 0% | 0.5762% | 0 | 99.94% | 0.5762% | 0.0034335 | 0% | 0.5762% | 0 | 11.31% | 4.219% | 0.0028441 | 0% | 4.219% | 0 | 0% | 4.219% | 0 | 0% | 3.351% | 0 | 0% | 3.351% | 0 | 0% | 3.351% | 0 |  |  |  | 0% | 11.8% | 0 | 0% | 11.8% | 0 | 0% | 11.8% | 0 | 55.56% | 0.3759% | 0.0012452 | 0% | 0.3759% | 0 | 0% | 0.3759% | 0 | 0% | 100% | 0 | 0% | 100% | 0 | 0% | 100% | 0 | 0% | 100% | 0 |  |  | 0 |  |  | 0 |  |  | 0 | 100% | 65% |  | 100% | 65% |  | 100% | 65% |  | 100% | 65% |  | 100% | 90% |  | 100% | 90% |  | 100% | 90%
OAKHURST 1102538042 | 0.0022429 | 0 | 0.1588 | 0.11035 | 0.26915 | 0.0017371 | 0.0028335 | 0.0014196 | 0% | 99% | 0 | 0% | 99% | 0 | 0% | 99% | 0 | 0% | 99% | 0 | 0% | 63.82% | 0 | 0% | 63.82% | 0 | 0% | 63.82% | 0 | 0% | 63.82% | 0 | 0.11035 | 0% | 2.164% | 0 | 0% | 2.164% | 0 | 0% | 2.164% | 0 | 0% | 0.255% | 0 | 0% | 0.255% | 0 | 0% | 0.255% | 0 | 0% | 0.7031% | 0 | 0.6334% | 0.7031% | 7.0726e-06 | 0% | 0.7031% | 0 | 0.6334% | 0.7485% | 7.5289e-06 | 0% | 0.7485% | 0 | 99.37% | 0.7485% | 0.0011811 | 0% | 5.351% | 0 | 0% | 5.351% | 0 | 0% | 5.351% | 0 | 0% | 1.452% | 0 | 0% | 1.452% | 0 | 0% | 1.452% | 0 |  |  |  | 0% | 11.8% | 0 | 0% | 11.8% | 0 | 0% | 11.8% | 0 | 0% | 0.3738% | 0 | 0% | 0.3738% | 0 | 0% | 0.3738% | 0 | 0% | 100% | 0 | 0% | 100% | 0 | 0% | 100% | 0 | 0% | 100% | 0 |  |  | 0 |  |  | 0 |  |  | 0 |  |  |  |  | 65% |  |  | 65% |  | 100% | 65%
MERCED FALLS 11029460 | 0.00055428 | 11.117 | 1.1137 | 0 | 1.1137 | 0.0053706 | 0.024538 | 0.012186 | 0% | 99% | 0 | 0% | 99% | 0 | 0% | 99% | 0 | 0% | 99% | 0 | 0% | 61.61% | 0 | 0% | 61.61% | 0 | 0% | 61.61% | 0 | 0% | 61.61% | 0 | 0 | 0% | 2.415% | 0 | 0% | 2.415% | 0 | 0% | 2.415% | 0 | 100% | 0.2831% | 0.0031527 | 0% | 0.2831% | 0 | 0% | 0.2831% | 0 | 0% | 0.8542% | 0 | 28.02% | 0.8542% | 0.0026658 | 71.03% | 0.8542% | 0.0067568 | 28.02% | 0.8713% | 0.0027193 | 71.03% | 0.8713% | 0.0068923 | 0% | 0.8713% | 0 | 0% | 6.411% | 0 | 0% | 6.411% | 0 | 0% | 6.411% | 0 | 0% | 0.7398% | 0 | 0% | 0.7398% | 0 | 0% | 0.7398% | 0 |  |  |  | 0% | 11.8% | 0 | 0% | 11.8% | 0 | 0% | 11.8% | 0 | 0% | 0.3579% | 0 | 0% | 0.3579% | 0 | 0% | 0.3579% | 0 | 0% | 100% | 0 | 0% | 100% | 0 | 0% | 100% | 0 | 0% | 100% | 0 |  |  | 0 |  |  | 0 |  |  | 0 | 100% | 65% |  | 100% | 65% |  | 100% | 65% |  | 100% | 65% |  | 100% | 90% |  | 100% | 90% |  | 100% | 90%
POINT MORETTI 110110726 | 0.0026122 | 12.0891 | 4.8516 | 0.85532 | 5.707 | 0.12594 | 0.052367 | 0.0054957 | 0% | 99% | 0 | 0% | 99% | 0 | 0% | 99% | 0 | 0% | 99% | 0 | 0% | 62.97% | 0 | 0.2944% | 62.97% | 0.0089929 | 0% | 62.97% | 0 | 0% | 62.97% | 0 | 0.85532 | 12.5% | 1.967% | 0.011931 | 0% | 1.967% | 0 | 0% | 1.967% | 0 | 0% | 0.2091% | 0 | 0% | 0.2091% | 0 | 0% | 0.2091% | 0 | 0% | 0.4377% | 0 | 0% | 0.4377% | 0 | 91.13% | 0.4377% | 0.019353 | 0% | 0.462% | 0 | 91.13% | 0.462% | 0.020426 | 8.867% | 0.462% | 0.0019873 | 64.93% | 3.283% | 0.1034 | 7.317% | 3.283% | 0.011653 | 3.581% | 3.283% | 0.0057024 | 0% | 4.382% | 0 | 0% | 4.382% | 0 | 0% | 4.382% | 0 |  |  |  | 0% | 11.8% | 0 | 35% | 11.8% | 0.20037 | 0% | 11.8% | 0 | 55.56% | 0.3862% | 0.01041 | 0% | 0.3862% | 0 | 0% | 0.3862% | 0 | 0% | 100% | 0 | 0% | 100% | 0 | 0% | 100% | 0 | 0% | 100% | 0 |  |  | 0 |  |  | 0 |  |  | 0.010275 | 100% | 65% |  | 100% | 65% |  | 100% | 65% |  | 100% | 65% |  | 100% | 90% |  | 100% | 90% |  | 100% | 90%
LAKEVILLE 1102347280 | 0.00035211 | 7.4691 | 0.81102 | 1.1337 | 1.9448 | 0.0073081 | 0.018075 | 0.0053435 | 0% | 99% | 0 | 0% | 99% | 0 | 0% | 99% | 0 | 0% | 99% | 0 | 0% | 61.84% | 0 | 0% | 61.84% | 0 | 0% | 61.84% | 0 | 0% | 61.84% | 0 | 1.1337 | 100% | 3.455% | 0.028023 | 0% | 3.455% | 0 | 0% | 3.455% | 0 | 0% | 0.3643% | 0 | 0% | 0.3643% | 0 | 0% | 0.3643% | 0 | 0% | 0.8852% | 0 | 0% | 0.8852% | 0 | 97.79% | 0.8852% | 0.0070209 | 0% | 0.8801% | 0 | 97.79% | 0.8801% | 0.0069801 | 0% | 0.8801% | 0 | 0% | 6.517% | 0 | 0% | 6.517% | 0 | 0% | 6.517% | 0 | 0% | 1.353% | 0 | 0% | 1.353% | 0 | 0% | 1.353% | 0 |  |  |  | 0% | 11.8% | 0 | 22.11% | 11.8% | 0.021164 | 0% | 11.8% | 0 | 0% | 0.357% | 0 | 0% | 0.357% | 0 | 0% | 0.357% | 0 | 0% | 100% | 0 | 0% | 100% | 0 | 0% | 100% | 0 | 0% | 100% | 0 |  |  | 0 |  |  | 0 |  |  | 0 | 100% | 65% |  | 100% | 65% |  | 100% | 65% |  | 100% | 65% |  | 100% | 90% |  | 100% | 90% |  | 100% | 90%
HICKS 2101984788 | 0.00019785 | 1.0261 | 0.059597 | 0 | 0.059597 | 0.00027426 | 0.0013825 | 0.0006015 | 0% | 99% | 0 | 0% | 99% | 0 | 0% | 99% | 0 | 0% | 99% | 0 | 0% | 61.32% | 0 | 0% | 61.32% | 0 | 0% | 61.32% | 0 | 0% | 61.32% | 0 | 0 | 0% | 3.608% | 0 | 0% | 3.608% | 0 | 0% | 3.608% | 0 | 0% | 0.3672% | 0 | 0% | 0.3672% | 0 | 0% | 0.3672% | 0 | 0% | 0.9282% | 0 | 100% | 0.9282% | 0.00055316 | 0% | 0.9282% | 0 | 100% | 0.8921% | 0.00053165 | 0% | 0.8921% | 0 | 0% | 0.8921% | 0 | 0% | 6.753% | 0 | 0% | 6.753% | 0 | 0% | 6.753% | 0 | 0% | 0.587% | 0 | 0% | 0.587% | 0 | 0% | 0.587% | 0 |  |  |  | 0% | 11.8% | 0 | 0% | 11.8% | 0 | 0% | 11.8% | 0 | 55.56% | 0.35% | 0.00011587 | 0% | 0.35% | 0 | 0% | 0.35% | 0 | 0% | 100% | 0 | 0% | 100% | 0 | 0% | 100% | 0 | 0% | 100% | 0 |  |  | 0 |  |  | 0 |  |  | 0 | 100% | 65% |  | 100% | 65% |  | 100% | 65% |  | 100% | 65% |  | 100% | 90% |  | 100% | 90% |  | 100% | 90%
WILLITS 11032506 | 0.00081063 | 12.6279 | 1.9715 | 0 | 1.9715 | 0.051259 | 0.01769 | 0.0059251 | 0% | 99% | 0 | 0% | 99% | 0 | 0% | 99% | 0 | 0% | 99% | 0 | 0% | 61.78% | 0 | 0% | 61.78% | 0 | 0% | 61.78% | 0 | 0% | 61.78% | 0 | 0 | 50% | 1.385% | 0.013652 | 0% | 1.385% | 0 | 0% | 1.385% | 0 | 0% | 0.1506% | 0 | 0% | 0.1506% | 0 | 0% | 0.1506% | 0 | 0% | 0.3544% | 0 | 5.185% | 0.3544% | 0.00036227 | 78.67% | 0.3544% | 0.0054966 | 5.185% | 0.3606% | 0.00036863 | 78.67% | 0.3606% | 0.005593 | 15.47% | 0.3606% | 0.0010999 | 14.4% | 2.631% | 0.0074681 | 4.545% | 2.631% | 0.0023573 | 0% | 2.631% | 0 | 0% | 4.951% | 0 | 0% | 4.951% | 0 | 0% | 4.951% | 0 |  |  |  | 35% | 11.8% | 0.081424 | 0% | 11.8% | 0 | 0% | 11.8% | 0 | 0% | 0.3838% | 0 | 0% | 0.3838% | 0 | 0% | 0.3838% | 0 | 0% | 100% | 0 | 0% | 100% | 0 | 0% | 100% | 0 | 0% | 100% | 0 |  |  | 0 |  |  | 0 |  |  | 0 | 100% | 65% |  | 100% | 65% |  | 100% | 65% |  | 100% | 65% |  | 100% | 90% |  | 100% | 90% |  | 100% | 90%
CAMP EVERS 210511010 | 0.0061283 | 3.3396 | 1.8988 | 0 | 1.8988 | 0.055453 | 0.015378 | 0.0016011 | 0% | 99% | 0 | 0% | 99% | 0 | 0% | 99% | 0 | 0% | 99% | 0 | 0% | 62.38% | 0 | 0% | 62.38% | 0 | 0% | 62.38% | 0 | 0% | 62.38% | 0 | 0 | 0% | 1.4% | 0 | 0% | 1.4% | 0 | 0% | 1.4% | 0 | 0% | 0.1484% | 0 | 0% | 0.1484% | 0 | 0% | 0.1484% | 0 | 0% | 0.3258% | 0 | 0% | 0.3258% | 0 | 0% | 0.3258% | 0 | 0% | 0.3369% | 0 | 0% | 0.3369% | 0 | 55.8% | 0.3369% | 0.003569 | 0% | 2.427% | 0 | 0% | 2.427% | 0 | 0% | 2.427% | 0 | 0% | 5.2% | 0 | 0% | 5.2% | 0 | 0% | 5.2% | 0 |  |  |  | 0% | 11.8% | 0 | 0% | 11.8% | 0 | 0% | 11.8% | 0 | 0% | 0.3879% | 0 | 0% | 0.3879% | 0 | 0% | 0.3879% | 0 | 0% | 100% | 0 | 0% | 100% | 0 | 0% | 100% | 0 | 0% | 100% | 0 |  |  | 0 |  |  | 0 |  |  | 0 | 100% | 65% |  | 100% | 65% |  | 100% | 65% |  | 100% | 65% |  | 100% | 90% |  | 100% | 90% |  | 100% | 90%
ROSSMOOR 1108CB | 0.00095948 | 2.3696 | 0.82845 | 0.099999 | 0.92845 | 0.010985 | 0.0156 | 0.0051184 | 11.42% | 99% | 0.093672 | 0% | 99% | 0 | 0% | 99% | 0 | 0% | 99% | 0 | 10.03% | 62.95% | 0.052281 | 0% | 62.95% | 0 | 0% | 62.95% | 0 | 0% | 62.95% | 0 | 0.099999 | 0% | 2.6% | 0 | 0% | 2.6% | 0 | 0% | 2.6% | 0 | 0% | 0.2918% | 0 | 0% | 0.2918% | 0 | 0% | 0.2918% | 0 | 0% | 0.7249% | 0 | 2.811% | 0.7249% | 0.00016881 | 42.21% | 0.7249% | 0.0025352 | 2.811% | 0.737% | 0.00017161 | 42.21% | 0.737% | 0.0025774 | 34.66% | 0.737% | 0.002116 | 34.24% | 5.391% | 0.015292 | 0% | 5.391% | 0 | 2.147% | 5.391% | 0.000959 | 0% | 1.419% | 0 | 0% | 1.419% | 0 | 0% | 1.419% | 0 |  |  |  | 0% | 11.8% | 0 | 0% | 11.8% | 0 | 0% | 11.8% | 0 | 0% | 0.3648% | 0 | 0% | 0.3648% | 0 | 0% | 0.3648% | 0 | 2.389% | 100% | 0.019793 | 0% | 100% | 0 | 0% | 100% | 0 | 0% | 100% | 0 |  |  | 0 |  |  | 0 |  |  | 0 | 100% | 65% |  | 100% | 65% |  | 100% | 65% |  | 100% | 65% |  | 100% | 90% |  | 100% | 90% |  | 100% | 90%
PEORIA 17056697 | 0.00063132 | 4.4597 | 0.58607 | 0 | 0.58607 | 0.0059854 | 0.0081215 | 0.0083675 | 0% | 99% | 0 | 0% | 99% | 0 | 0% | 99% | 0 | 0% | 99% | 0 | 0% | 64.6% | 0 | 0% | 64.6% | 0 | 0% | 64.6% | 0 | 0% | 64.6% | 0 | 0 | 50% | 1.769% | 0.0051834 | 0% | 1.769% | 0 | 0% | 1.769% | 0 | 100% | 0.193% | 0.0011314 | 0% | 0.193% | 0 | 0% | 0.193% | 0 | 0% | 0.5367% | 0 | 56.19% | 0.5367% | 0.0017676 | 36.91% | 0.5367% | 0.0011612 | 56.19% | 0.5369% | 0.0017681 | 36.91% | 0.5369% | 0.0011615 | 6.895% | 0.5369% | 0.00021694 | 0% | 3.975% | 0 | 0% | 3.975% | 0 | 0% | 3.975% | 0 | 0% | 1.602% | 0 | 0% | 1.602% | 0 | 0% | 1.602% | 0 |  |  |  | 31.32% | 11.8% | 0.021663 | 0% | 11.8% | 0 | 0% | 11.8% | 0 | 0% | 0.3717% | 0 | 0% | 0.3717% | 0 | 0% | 0.3717% | 0 | 0% | 100% | 0 | 0% | 100% | 0 | 0% | 100% | 0 | 0% | 100% | 0 |  |  | 2.7394e-05 |  |  | 0 |  |  | 0 | 100% | 65% |  | 100% | 65% |  | 100% | 65% |  | 100% | 65% |  | 100% | 90% |  | 100% | 90% |  | 100% | 90%
WINDSOR 1103701650 | 0.00064649 | 0.75926 | 0.14449 | 0 | 0.14449 | 0.0026198 | 0.0018986 | 0.0010225 | 0% | 99% | 0 | 0% | 99% | 0 | 0% | 99% | 0 | 0% | 99% | 0 | 0% | 63.9% | 0 | 0% | 63.9% | 0 | 0% | 63.9% | 0 | 0% | 63.9% | 0 | 0 | 100% | 1.926% | 0.0027827 | 0% | 1.926% | 0 | 0% | 1.926% | 0 | 0% | 0.212% | 0 | 0% | 0.212% | 0 | 0% | 0.212% | 0 | 0% | 0.5102% | 0 | 0% | 0.5102% | 0 | 38.16% | 0.5102% | 0.00028132 | 0% | 0.5239% | 0 | 38.16% | 0.5239% | 0.00028891 | 61.84% | 0.5239% | 0.00046814 | 0% | 3.803% | 0 | 0% | 3.803% | 0 | 43.73% | 3.803% | 0.0024035 | 0% | 2.52% | 0 | 0% | 2.52% | 0 | 0% | 2.52% | 0 |  |  |  | 0% | 11.8% | 0 | 13.43% | 11.8% | 0.0022898 | 0% | 11.8% | 0 | 0% | 0.3772% | 0 | 0% | 0.3772% | 0 | 0% | 0.3772% | 0 | 0% | 100% | 0 | 0% | 100% | 0 | 0% | 100% | 0 | 0% | 100% | 0 |  |  | 0 |  |  | 0 |  |  | 0 | 100% | 65% |  | 100% | 65% |  | 100% | 65% |  | 100% | 65% |  | 100% | 90% |  | 100% | 90% |  | 100% | 90%
MARTELL 110368192 | 0.000618 | 2.6801 | 1.1651 | 0 | 1.1651 | 0.007308 | 0.024791 | 0.012599 | 0% | 99% | 0 | 0% | 99% | 0 | 0% | 99% | 0 | 0% | 99% | 0 | 0% | 63.31% | 0 | 0% | 63.31% | 0 | 0% | 63.31% | 0 | 0% | 63.31% | 0 | 0 | 50% | 2.896% | 0.016873 | 0% | 2.896% | 0 | 0% | 2.896% | 0 | 0% | 0.3193% | 0 | 0% | 0.3193% | 0 | 0% | 0.3193% | 0 | 0% | 0.8351% | 0 | 21.07% | 0.8351% | 0.0020498 | 0% | 0.8351% | 0 | 21.07% | 0.8642% | 0.0021212 | 0% | 0.8642% | 0 | 59.69% | 0.8642% | 0.0060104 | 5.695% | 6.268% | 0.0041587 | 0% | 6.268% | 0 | 0% | 6.268% | 0 | 0% | 0.8461% | 0 | 0% | 0.8461% | 0 | 0% | 0.8461% | 0 |  |  |  | 0% | 11.8% | 0 | 15.24% | 11.8% | 0.02095 | 0% | 11.8% | 0 | 0% | 0.3663% | 0 | 0% | 0.3663% | 0 | 0% | 0.3663% | 0 | 0% | 100% | 0 | 0% | 100% | 0 | 0% | 100% | 0 | 0% | 100% | 0 |  |  | 0 |  |  | 0 |  |  | 0 | 100% | 65% |  | 100% | 65% |  | 100% | 65% |  | 100% | 65% |  | 100% | 90% |  | 100% | 90% |  | 100% | 90%
KONOCTI 1102CB | 0.00072818 | 3.0632 | 1.1958 | 0.1892 | 1.385 | 0.009787 | 0.025243 | 0.010954 | 0% | 99% | 0 | 0% | 99% | 0 | 0% | 99% | 0 | 0% | 99% | 0 | 0% | 62.8% | 0 | 0% | 62.8% | 0 | 0% | 62.8% | 0 | 0% | 62.8% | 0 | 0.1892 | 100% | 2.912% | 0.034827 | 0% | 2.912% | 0 | 0% | 2.912% | 0 | 0% | 0.3275% | 0 | 0% | 0.3275% | 0 | 0% | 0.3275% | 0 | 0% | 0.8117% | 0 | 55.43% | 0.8117% | 0.0053807 | 0% | 0.8117% | 0 | 55.43% | 0.8357% | 0.0055398 | 0% | 0.8357% | 0 | 41.3% | 0.8357% | 0.0041277 | 1.857% | 6.069% | 0.0013479 | 0% | 6.069% | 0 | 20.02% | 6.069% | 0.014527 | 0% | 1.259% | 0 | 0% | 1.259% | 0 | 0% | 1.259% | 0 |  |  |  | 0% | 11.8% | 0 | 0% | 11.8% | 0 | 0% | 11.8% | 0 | 0% | 0.3633% | 0 | 0% | 0.3633% | 0 | 0% | 0.3633% | 0 | 0% | 100% | 0 | 0% | 100% | 0 | 0% | 100% | 0 | 0% | 100% | 0 |  |  | 0 |  |  | 0 |  |  | 0 | 100% | 65% |  | 100% | 65% |  | 100% | 65% |  | 100% | 65% |  | 100% | 90% |  | 100% | 90% |  | 100% | 90%
HIGGINS 11071070 | 0.00055762 | 7.9894 | 0.88001 | 0.24342 | 1.1234 | 0.020849 | 0.0091679 | 0.0038381 | 0% | 99% | 0 | 0% | 99% | 0 | 0% | 99% | 0 | 0% | 99% | 0 | 0% | 61.6% | 0 | 0% | 61.6% | 0 | 0% | 61.6% | 0 | 0% | 61.6% | 0 | 0.24342 | 0% | 1.355% | 0 | 0% | 1.355% | 0 | 0% | 1.355% | 0 | 0% | 0.1365% | 0 | 0% | 0.1365% | 0 | 0% | 0.1365% | 0 | 0% | 0.4133% | 0 | 41.03% | 0.4133% | 0.0014922 | 32.77% | 0.4133% | 0.0011916 | 41.03% | 0.3994% | 0.0014423 | 32.77% | 0.3994% | 0.0011518 | 22.69% | 0.3994% | 0.00079746 | 0% | 3.026% | 0 | 0% | 3.026% | 0 | 0% | 3.026% | 0 | 0% | 4.424% | 0 | 0% | 4.424% | 0 | 0% | 4.424% | 0 |  |  |  | 0% | 11.8% | 0 | 34.22% | 11.8% | 0.035533 | 0% | 11.8% | 0 | 0% | 0.3781% | 0 | 0% | 0.3781% | 0 | 0% | 0.3781% | 0 | 0% | 100% | 0 | 0% | 100% | 0 | 0% | 100% | 0 | 0% | 100% | 0 |  |  | 0 |  |  | 0 |  |  | 0 | 100% | 65% |  | 100% | 65% |  | 100% | 65% |  | 100% | 65% |  | 100% | 90% |  | 100% | 90% |  | 100% | 90%
NARROWS 21057203 | 0.00039589 | 18.5516 | 1.3832 | 0.77678 | 2.16 | 0.025291 | 0.019442 | 0.008514 | 0% | 99% | 0 | 0% | 99% | 0 | 0% | 99% | 0 | 0% | 99% | 0 | 0% | 61.65% | 0 | 0% | 61.65% | 0 | 0% | 61.65% | 0 | 0% | 61.65% | 0 | 0.77678 | 0% | 1.711% | 0 | 0% | 1.711% | 0 | 0% | 1.711% | 0 | 0% | 0.1741% | 0 | 0% | 0.1741% | 0 | 0% | 0.1741% | 0 | 0% | 0.551% | 0 | 99.32% | 0.551% | 0.0075697 | 0% | 0.551% | 0 | 99.32% | 0.5248% | 0.0072097 | 0% | 0.5248% | 0 | 0% | 0.5248% | 0 | 5.446% | 4.019% | 0.0030277 | 0% | 4.019% | 0 | 0% | 4.019% | 0 | 0% | 3.248% | 0 | 0% | 3.248% | 0 | 0% | 3.248% | 0 |  |  |  | 0% | 11.8% | 0 | 0% | 11.8% | 0 | 0% | 11.8% | 0 | 0% | 0.368% | 0 | 0% | 0.368% | 0 | 0% | 0.368% | 0 | 0% | 100% | 0 | 0% | 100% | 0 | 0% | 100% | 0 | 0% | 100% | 0 |  |  | 1.9699e-05 |  |  | 0 |  |  | 0 | 100% | 65% |  | 100% | 65% |  | 100% | 65% |  | 100% | 65% |  | 100% | 90% |  | 100% | 90% |  | 100% | 90%
PUTAH CREEK 11033783 | 0.0002947 | 0 | 0.9376 | 0 | 0.9376 | 0.0084856 | 0.018804 | 0.0088872 | 0% | 99% | 0 | 0% | 99% | 0 | 0% | 99% | 0 | 0% | 99% | 0 | 0% | 62.73% | 0 | 0% | 62.73% | 0 | 0% | 62.73% | 0 | 0% | 62.73% | 0 | 0 | 0% | 2.486% | 0 | 0% | 2.486% | 0 | 0% | 2.486% | 0 | 100% | 0.2721% | 0.0025513 | 0% | 0.2721% | 0 | 0% | 0.2721% | 0 | 29.9% | 0.7681% | 0.0021531 | 0% | 0.7681% | 0 | 29.9% | 0.7681% | 0.0021531 | 3.053% | 0.7597% | 0.00021745 | 42.36% | 0.7597% | 0.0030168 | 0% | 0.7597% | 0 | 0% | 5.668% | 0 | 0% | 5.668% | 0 | 0% | 5.668% | 0 | 0% | 1.106% | 0 | 0% | 1.106% | 0 | 0% | 1.106% | 0 |  |  |  | 7.553% | 11.8% | 0.0083564 | 0% | 11.8% | 0 | 0% | 11.8% | 0 | 0% | 0.3581% | 0 | 0% | 0.3581% | 0 | 0% | 0.3581% | 0 | 0% | 100% | 0 | 0% | 100% | 0 | 0% | 100% | 0 | 0% | 100% | 0 |  |  | 0 |  |  | 0 |  |  | 0 |  |  |  |  | 65% |  |  | 65% |  | 100% | 65%
OLETA 11011208 | 0.00031856 | 34.4495 | 2.0303 | 0 | 2.0303 | 0.01686 | 0.040675 | 0.02101 | 0% | 99% | 0 | 0% | 99% | 0 | 0% | 99% | 0 | 0% | 99% | 0 | 0% | 62.91% | 0 | 0% | 62.91% | 0 | 0% | 62.91% | 0 | 0% | 62.91% | 0 | 0 | 60% | 2.761% | 0.033637 | 0% | 2.761% | 0 | 0% | 2.761% | 0 | 0% | 0.2973% | 0 | 0% | 0.2973% | 0 | 0% | 0.2973% | 0 | 0% | 0.7768% | 0 | 6.694% | 0.7768% | 0.0010558 | 33.2% | 0.7768% | 0.005237 | 6.694% | 0.7855% | 0.0010675 | 33.2% | 0.7855% | 0.0052951 | 58.63% | 0.7855% | 0.0093495 | 36.42% | 5.77% | 0.04267 | 0% | 5.77% | 0 | 0% | 5.77% | 0 | 0% | 1.331% | 0 | 0% | 1.331% | 0 | 0% | 1.331% | 0 |  |  |  | 7.007% | 11.8% | 0.016788 | 0% | 11.8% | 0 | 0% | 11.8% | 0 | 0% | 0.3641% | 0 | 0% | 0.3641% | 0 | 0% | 0.3641% | 0 | 0% | 100% | 0 | 0% | 100% | 0 | 0% | 100% | 0 | 0% | 100% | 0 |  |  | 0.0020113 |  |  | 0 |  |  | 0 | 100% | 65% |  | 100% | 65% |  | 100% | 65% |  | 100% | 65% |  | 100% | 90% |  | 100% | 90% |  | 100% | 90%
POINT MORETTI 110139126 | 0.002954 | 2.7221 | 2.7182 | 0.19851 | 2.9167 | 0.069771 | 0.032072 | 0.0037058 | 0% | 99% | 0 | 0% | 99% | 0 | 0% | 99% | 0 | 0% | 99% | 0 | 0% | 63.34% | 0 | 0% | 63.34% | 0 | 0% | 63.34% | 0 | 0% | 63.34% | 0 | 0.19851 | 0% | 2.073% | 0 | 0% | 2.073% | 0 | 0% | 2.073% | 0 | 0% | 0.2213% | 0 | 0% | 0.2213% | 0 | 0% | 0.2213% | 0 | 0% | 0.4654% | 0 | 0% | 0.4654% | 0 | 0% | 0.4654% | 0 | 0% | 0.4924% | 0 | 0% | 0.4924% | 0 | 0% | 0.4924% | 0 | 0% | 3.495% | 0 | 0% | 3.495% | 0 | 0% | 3.495% | 0 | 0% | 4.093% | 0 | 0% | 4.093% | 0 | 0% | 4.093% | 0 |  |  |  | 0% | 11.8% | 0 | 0% | 11.8% | 0 | 0% | 11.8% | 0 | 55.56% | 0.3854% | 0.0058199 | 0% | 0.3854% | 0 | 0% | 0.3854% | 0 | 0% | 100% | 0 | 0% | 100% | 0 | 0% | 100% | 0 | 0% | 100% | 0 |  |  | 0 |  |  | 0 |  |  | 0 | 100% | 65% |  | 100% | 65% |  | 100% | 65% |  | 100% | 65% |  | 100% | 90% |  | 100% | 90% |  | 100% | 90%
GARBERVILLE 11028189 | 0.00075453 | 1.072 | 0.16912 | 0.0075105 | 0.17663 | 0.0043374 | 0.001737 | 0.0004961 | 0% | 99% | 0 | 0% | 99% | 0 | 0% | 99% | 0 | 0% | 99% | 0 | 0% | 62.16% | 0 | 0% | 62.16% | 0 | 0% | 62.16% | 0 | 0% | 62.16% | 0 | 0.0075105 | 0% | 1.496% | 0 | 0% | 1.496% | 0 | 0% | 1.496% | 0 | 0% | 0.1651% | 0 | 0% | 0.1651% | 0 | 0% | 0.1651% | 0 | 0% | 0.3969% | 0 | 0% | 0.3969% | 0 | 0% | 0.3969% | 0 | 0% | 0.4142% | 0 | 0% | 0.4142% | 0 | 0% | 0.4142% | 0 | 0% | 2.977% | 0 | 0% | 2.977% | 0 | 0% | 2.977% | 0 | 0% | 4.671% | 0 | 0% | 4.671% | 0 | 0% | 4.671% | 0 |  |  |  | 0% | 11.8% | 0 | 0% | 11.8% | 0 | 0% | 11.8% | 0 | 0% | 0.3841% | 0 | 0% | 0.3841% | 0 | 0% | 0.3841% | 0 | 0% | 100% | 0 | 0% | 100% | 0 | 0% | 100% | 0 | 0% | 100% | 0 |  |  | 0 |  |  | 0 |  |  | 0 | 100% | 65% |  | 100% | 65% |  | 100% | 65% |  | 100% | 65% |  | 100% | 90% |  | 100% | 90% |  | 100% | 90%
DEL MONTE 21049500 | 0.00077536 | 5.9988 | 1.0055 | 0 | 1.0055 | 0.0091955 | 0.023457 | 0.0064637 | 0% | 99% | 0 | 0% | 99% | 0 | 0% | 99% | 0 | 0% | 99% | 0 | 0% | 62.3% | 0 | 0% | 62.3% | 0 | 0% | 62.3% | 0 | 0% | 62.3% | 0 | 0 | 100% | 3.252% | 0.032701 | 0% | 3.252% | 0 | 0% | 3.252% | 0 | 0% | 0.3606% | 0 | 0% | 0.3606% | 0 | 0% | 0.3606% | 0 | 0% | 0.8968% | 0 | 53.21% | 0.8968% | 0.0047974 | 46.68% | 0.8968% | 0.0042087 | 53.21% | 0.9305% | 0.004978 | 46.68% | 0.9305% | 0.0043671 | 0% | 0.9305% | 0 | 2.954% | 6.727% | 0.001998 | 0% | 6.727% | 0 | 0% | 6.727% | 0 | 0% | 1.277% | 0 | 0% | 1.277% | 0 | 0% | 1.277% | 0 |  |  |  | 0% | 11.8% | 0 | 0% | 11.8% | 0 | 0% | 11.8% | 0 | 0% | 0.3637% | 0 | 0% | 0.3637% | 0 | 0% | 0.3637% | 0 | 0% | 100% | 0 | 0% | 100% | 0 | 0% | 100% | 0 | 0% | 100% | 0 |  |  | 0 |  |  | 0 |  |  | 0 | 100% | 65% |  | 100% | 65% |  | 100% | 65% |  | 100% | 65% |  | 100% | 90% |  | 100% | 90% |  | 100% | 90%
FORT ROSS 1121124 | 0.00039682 | 18.9299 | 1.7692 | 0.074527 | 1.8437 | 0.046558 | 0.017239 | 0.0051674 | 0% | 99% | 0 | 0% | 99% | 0 | 0% | 99% | 0 | 0% | 99% | 0 | 0% | 61.68% | 0 | 0% | 61.68% | 0 | 0% | 61.68% | 0 | 0% | 61.68% | 0 | 0.074527 | 100% | 1.432% | 0.025336 | 0% | 1.432% | 0 | 0% | 1.432% | 0 | 0% | 0.1512% | 0 | 0% | 0.1512% | 0 | 0% | 0.1512% | 0 | 0% | 0.3769% | 0 | 100% | 0.3769% | 0.0066677 | 0% | 0.3769% | 0 | 100% | 0.3743% | 0.0066226 | 0% | 0.3743% | 0 | 0% | 0.3743% | 0 | 0% | 2.775% | 0 | 0% | 2.775% | 0 | 0% | 2.775% | 0 | 0% | 4.657% | 0 | 0% | 4.657% | 0 | 0% | 4.657% | 0 |  |  |  | 34.8% | 11.8% | 0.072657 | 0% | 11.8% | 0 | 0% | 11.8% | 0 | 55.56% | 0.3812% | 0.0037468 | 0% | 0.3812% | 0 | 0% | 0.3812% | 0 | 0% | 100% | 0 | 0% | 100% | 0 | 0% | 100% | 0 | 0% | 100% | 0 |  |  | 0 |  |  | 0 |  |  | 0 | 100% | 65% |  | 100% | 65% |  | 100% | 65% |  | 100% | 65% |  | 100% | 90% |  | 100% | 90% |  | 100% | 90%
SISQUOC 1102M54 | 0.00033291 | 17.9377 | 2.0703 | 0 | 2.0703 | 0.014652 | 0.047651 | 0.018425 | 0% | 99% | 0 | 0% | 99% | 0 | 0% | 99% | 0 | 0% | 99% | 0 | 0% | 62.64% | 0 | 0% | 62.64% | 0 | 0% | 62.64% | 0 | 0% | 62.64% | 0 | 0 | 100% | 3.661% | 0.0758 | 0% | 3.661% | 0 | 0% | 3.661% | 0 | 0% | 0.3888% | 0 | 0% | 0.3888% | 0 | 0% | 0.3888% | 0 | 0% | 0.8966% | 0 | 0% | 0.8966% | 0 | 6.382% | 0.8966% | 0.0011846 | 0% | 0.9194% | 0 | 6.382% | 0.9194% | 0.0012147 | 91.5% | 0.9194% | 0.017416 | 11.46% | 6.673% | 0.015829 | 0% | 6.673% | 0 | 0% | 6.673% | 0 | 0% | 1.014% | 0 | 0% | 1.014% | 0 | 0% | 1.014% | 0 |  |  |  | 0% | 11.8% | 0 | 21.08% | 11.8% | 0.051498 | 0% | 11.8% | 0 | 0% | 0.3641% | 0 | 0% | 0.3641% | 0 | 0% | 0.3641% | 0 | 0% | 100% | 0 | 0% | 100% | 0 | 0% | 100% | 0 | 0% | 100% | 0 |  |  | 0.00037244 |  |  | 0 |  |  | 0 | 100% | 65% |  | 100% | 65% |  | 100% | 65% |  | 100% | 65% |  | 100% | 90% |  | 100% | 90% |  | 100% | 90%
COARSEGOLD 2103CB | 0.00058726 | 40.6125 | 4.8383 | 1.7119 | 6.5502 | 0.052112 | 0.083941 | 0.052934 | 0% | 99% | 0 | 0% | 99% | 0 | 0% | 99% | 0 | 0% | 99% | 0 | 0% | 64.13% | 0 | 0% | 64.13% | 0 | 0% | 64.13% | 0 | 0% | 64.13% | 0 | 1.7119 | 0% | 2.043% | 0 | 0% | 2.043% | 0 | 0% | 2.043% | 0 | 0% | 0.2416% | 0 | 0% | 0.2416% | 0 | 0% | 0.2416% | 0 | 0% | 0.6458% | 0 | 0% | 0.6458% | 0 | 35.87% | 0.6458% | 0.011208 | 0% | 0.6703% | 0 | 35.87% | 0.6703% | 0.011633 | 63.99% | 0.6703% | 0.020752 | 10.71% | 4.854% | 0.025152 | 0% | 4.854% | 0 | 0.6537% | 4.854% | 0.0015353 | 0% | 1.599% | 0 | 0% | 1.599% | 0 | 0% | 1.599% | 0 |  |  |  | 0% | 11.8% | 0 | 0% | 11.8% | 0 | 0% | 11.8% | 0 | 0% | 0.3687% | 0 | 0% | 0.3687% | 0 | 0% | 0.3687% | 0 | 0% | 100% | 0 | 0% | 100% | 0 | 0% | 100% | 0 | 0% | 100% | 0 |  |  | 0 |  |  | 0 |  |  | 0 | 100% | 65% |  | 100% | 65% |  | 100% | 65% |  | 100% | 65% |  | 100% | 90% |  | 100% | 90% |  | 100% | 90%
HATTON 11022010 | 0.00076801 | 4.9898 | 0.84339 | 0 | 0.84339 | 0.01416 | 0.017352 | 0.001449 | 0% | 99% | 0 | 0% | 99% | 0 | 0% | 99% | 0 | 0% | 99% | 0 | 0% | 62.57% | 0 | 0% | 62.57% | 0 | 0% | 62.57% | 0 | 0% | 62.57% | 0 | 0 | 0% | 3.651% | 0 | 0% | 3.651% | 0 | 0% | 3.651% | 0 | 0% | 0.3839% | 0 | 0% | 0.3839% | 0 | 0% | 0.3839% | 0 | 0% | 0.8136% | 0 | 100% | 0.8136% | 0.0068615 | 0% | 0.8136% | 0 | 100% | 0.8541% | 0.0072033 | 0% | 0.8541% | 0 | 0% | 0.8541% | 0 | 37.25% | 6.091% | 0.019138 | 0% | 6.091% | 0 | 0% | 6.091% | 0 | 0% | 2.847% | 0 | 0% | 2.847% | 0 | 0% | 2.847% | 0 |  |  |  | 0% | 11.8% | 0 | 32.84% | 11.8% | 0.032687 | 0% | 11.8% | 0 | 0% | 0.375% | 0 | 0% | 0.375% | 0 | 0% | 0.375% | 0 | 0% | 100% | 0 | 0% | 100% | 0 | 0% | 100% | 0 | 0% | 100% | 0 |  |  | 0 |  |  | 0 |  |  | 0 | 100% | 65% |  | 100% | 65% |  | 100% | 65% |  | 100% | 65% |  | 100% | 90% |  | 100% | 90% |  | 100% | 90%
WILLITS 1104504 | 0.00075086 | 23.3347 | 3.3133 | 0 | 3.3133 | 0.0878 | 0.032453 | 0.0098254 | 0% | 99% | 0 | 0% | 99% | 0 | 0% | 99% | 0 | 0% | 99% | 0 | 0% | 62.16% | 0 | 0% | 62.16% | 0 | 0% | 62.16% | 0 | 0% | 62.16% | 0 | 0 | 100% | 1.331% | 0.044093 | 0% | 1.331% | 0 | 0% | 1.331% | 0 | 0% | 0.1426% | 0 | 0% | 0.1426% | 0 | 0% | 0.1426% | 0 | 0% | 0.3745% | 0 | 11.19% | 0.3745% | 0.0013885 | 77.13% | 0.3745% | 0.0095714 | 11.19% | 0.3766% | 0.0013963 | 77.13% | 0.3766% | 0.0096252 | 11.68% | 0.3766% | 0.0014578 | 5.503% | 2.776% | 0.0050613 | 0% | 2.776% | 0 | 34.06% | 2.776% | 0.031327 | 0% | 4.478% | 0 | 0% | 4.478% | 0 | 0% | 4.478% | 0 |  |  |  | 31.56% | 11.8% | 0.12341 | 0% | 11.8% | 0 | 0% | 11.8% | 0 | 0% | 0.382% | 0 | 0% | 0.382% | 0 | 0% | 0.382% | 0 | 0% | 100% | 0 | 0% | 100% | 0 | 0% | 100% | 0 | 0% | 100% | 0 |  |  | 0 |  |  | 0 |  |  | 0 | 100% | 65% |  | 100% | 65% |  | 100% | 65% |  | 100% | 65% |  | 100% | 90% |  | 100% | 90% |  | 100% | 90%
VOLTA 11011568 | 0.00033385 | 23.8686 | 1.4722 | 0.96682 | 2.439 | 0.015556 | 0.031348 | 0.010943 | 1.517% | 99% | 0.022108 | 0% | 99% | 0 | 0% | 99% | 0 | 0% | 99% | 0 | 75.24% | 59.79% | 0.66234 | 0.1637% | 59.79% | 0.0014406 | 0% | 59.79% | 0 | 0% | 59.79% | 0 | 0.96682 | 0% | 2.326% | 0 | 0% | 2.326% | 0 | 0% | 2.326% | 0 | 0% | 0.2489% | 0 | 0% | 0.2489% | 0 | 0% | 0.2489% | 0 | 0% | 0.8072% | 0 | 0% | 0.8072% | 0 | 0% | 0.8072% | 0 | 0% | 0.7742% | 0 | 0% | 0.7742% | 0 | 100% | 0.7742% | 0.011398 | 100% | 5.921% | 0.087167 | 0% | 5.921% | 0 | 0% | 5.921% | 0 | 0% | 1.698% | 0 | 0% | 1.698% | 0 | 0% | 1.698% | 0 |  |  |  | 0% | 11.8% | 0 | 0% | 11.8% | 0 | 0% | 11.8% | 0 | 55.56% | 0.3528% | 0.0028858 | 0% | 0.3528% | 0 | 0% | 0.3528% | 0 | 0% | 100% | 0 | 7.087% | 100% | 0.10434 | 4.257% | 100% | 0.062665 | 0% | 100% | 0 |  |  | 0 |  |  | 0 |  |  | 0 | 100% | 65% |  | 100% | 65% |  | 100% | 65% |  | 100% | 65% |  | 100% | 90% |  | 100% | 90% |  | 100% | 90%
OCEANO 1104V36 | 0.00037914 | 10.3756 | 0.94009 | 0 | 0.94009 | 0.0097379 | 0.021118 | 0.006194 | 0% | 99% | 0 | 0% | 99% | 0 | 0% | 99% | 0 | 0% | 99% | 0 | 0% | 62.18% | 0 | 0% | 62.18% | 0 | 0% | 62.18% | 0 | 0% | 62.18% | 0 | 0 | 75% | 3.049% | 0.021495 | 0% | 3.049% | 0 | 0% | 3.049% | 0 | 0% | 0.3213% | 0 | 0% | 0.3213% | 0 | 0% | 0.3213% | 0 | 0% | 0.8642% | 0 | 0.04037% | 0.8642% | 3.2801e-06 | 38.41% | 0.8642% | 0.0031204 | 0.04037% | 0.8692% | 3.2991e-06 | 38.41% | 0.8692% | 0.0031385 | 61.55% | 0.8692% | 0.0050297 | 5.902% | 6.41% | 0.0035562 | 0% | 6.41% | 0 | 0% | 6.41% | 0 | 0% | 1.518% | 0 | 0% | 1.518% | 0 | 0% | 1.518% | 0 |  |  |  | 17.44% | 11.8% | 0.019345 | 0% | 11.8% | 0 | 0% | 11.8% | 0 | 0% | 0.3613% | 0 | 0% | 0.3613% | 0 | 0% | 0.3613% | 0 | 0% | 100% | 0 | 0% | 100% | 0 | 0% | 100% | 0 | 0% | 100% | 0 |  |  | 0.00094802 |  |  | 0 |  |  | 0 | 100% | 65% |  | 100% | 65% |  | 100% | 65% |  | 100% | 65% |  | 100% | 90% |  | 100% | 90% |  | 100% | 90%
WOODACRE 11021280 | 0.0012843 | 14.384 | 2.193 | 0.65488 | 2.8479 | 0.039757 | 0.037685 | 0.0094262 | 0% | 99% | 0 | 0% | 99% | 0 | 0% | 99% | 0 | 0% | 99% | 0 | 0% | 62.45% | 0 | 0% | 62.45% | 0 | 0% | 62.45% | 0 | 0% | 62.45% | 0 | 0.65488 | 70% | 2.258% | 0.034667 | 0% | 2.258% | 0 | 0% | 2.258% | 0 | 0% | 0.243% | 0 | 0% | 0.243% | 0 | 0% | 0.243% | 0 | 0% | 0.6532% | 0 | 90.97% | 0.6532% | 0.013032 | 3.635% | 0.6532% | 0.0005207 | 90.97% | 0.6505% | 0.012977 | 3.635% | 0.6505% | 0.00051851 | 2.709% | 0.6505% | 0.00038641 | 9.912% | 4.829% | 0.010497 | 5.642% | 4.829% | 0.005975 | 7.856% | 4.829% | 0.0083199 | 0% | 2.428% | 0 | 0% | 2.428% | 0 | 0% | 2.428% | 0 |  |  |  | 0% | 11.8% | 0 | 33.24% | 11.8% | 0.086011 | 0% | 11.8% | 0 | 0% | 0.3682% | 0 | 0% | 0.3682% | 0 | 0% | 0.3682% | 0 | 0% | 100% | 0 | 0% | 100% | 0 | 0% | 100% | 0 | 0% | 100% | 0 |  |  | 0 |  |  | 0 |  |  | 0 | 100% | 65% |  | 100% | 65% |  | 100% | 65% |  | 100% | 65% |  | 100% | 90% |  | 100% | 90% |  | 100% | 90%
RESERVATION ROAD 11023030 | 0.00035462 | 7.4928 | 2.7943 | 0.26444 | 3.0588 | 0.0097682 | 0.068829 | 0.032436 | 0% | 99% | 0 | 0% | 99% | 0 | 0% | 99% | 0 | 0% | 99% | 0 | 0% | 62.8% | 0 | 0% | 62.8% | 0 | 0% | 62.8% | 0 | 0% | 62.8% | 0 | 0.26444 | 100% | 3.851% | 0.10762 | 0% | 3.851% | 0 | 0% | 3.851% | 0 | 0% | 0.4141% | 0 | 0% | 0.4141% | 0 | 0% | 0.4141% | 0 | 0% | 0.9398% | 0 | 0% | 0.9398% | 0 | 2.713% | 0.9398% | 0.00071249 | 1.495% | 0.9744% | 0.00040703 | 2.713% | 0.9744% | 0.00073872 | 85.41% | 0.9744% | 0.023255 | 52.99% | 7.022% | 0.10396 | 0% | 7.022% | 0 | 0% | 7.022% | 0 | 0% | 0.5107% | 0 | 0% | 0.5107% | 0 | 0% | 0.5107% | 0 |  |  |  | 0% | 11.8% | 0 | 13.16% | 11.8% | 0.043379 | 0% | 11.8% | 0 | 0% | 0.3645% | 0 | 0% | 0.3645% | 0 | 0% | 0.3645% | 0 | 0% | 100% | 0 | 0% | 100% | 0 | 0% | 100% | 0 | 0% | 100% | 0 |  |  | 0 |  |  | 0 |  |  | 0 | 100% | 65% |  | 100% | 65% |  | 100% | 65% |  | 100% | 65% |  | 100% | 90% |  | 100% | 90% |  | 100% | 90%
FORT ROSS 11214614 | 0.0004758 | 13.4749 | 1.5008 | 0.18218 | 1.683 | 0.034825 | 0.019393 | 0.0054241 | 0% | 99% | 0 | 0% | 99% | 0 | 0% | 99% | 0 | 0% | 99% | 0 | 0% | 62.02% | 0 | 0% | 62.02% | 0 | 0% | 62.02% | 0 | 0% | 62.02% | 0 | 0.18218 | 66.67% | 1.867% | 0.018682 | 0% | 1.867% | 0 | 0% | 1.867% | 0 | 0% | 0.204% | 0 | 0% | 0.204% | 0 | 0% | 0.204% | 0 | 0% | 0.4864% | 0 | 53.64% | 0.4864% | 0.0039157 | 5.348% | 0.4864% | 0.00039045 | 53.64% | 0.4985% | 0.0040131 | 5.348% | 0.4985% | 0.00040017 | 40.58% | 0.4985% | 0.0030359 | 0% | 3.623% | 0 | 0% | 3.623% | 0 | 0% | 3.623% | 0 | 0% | 3.954% | 0 | 0% | 3.954% | 0 | 0% | 3.954% | 0 |  |  |  | 34.8% | 11.8% | 0.061637 | 0% | 11.8% | 0 | 0% | 11.8% | 0 | 55.56% | 0.3785% | 0.0031557 | 0% | 0.3785% | 0 | 0% | 0.3785% | 0 | 0% | 100% | 0 | 0% | 100% | 0 | 0% | 100% | 0 | 0% | 100% | 0 |  |  | 0 |  |  | 0 |  |  | 0 | 100% | 65% |  | 100% | 65% |  | 100% | 65% |  | 100% | 65% |  | 100% | 90% |  | 100% | 90% |  | 100% | 90%
PEABODY 2113945670 | 0.00057388 | 0.17627 | 0.031008 | 0.002556 | 0.033564 | 0.00021179 | 0.00070606 | 0.00032077 | 0% | 99% | 0 | 0% | 99% | 0 | 0% | 99% | 0 | 0% | 99% | 0 | 0% | 64.31% | 0 | 0% | 64.31% | 0 | 0% | 64.31% | 0 | 0% | 64.31% | 0 | 0.002556 | 0% | 3.779% | 0 | 0% | 3.779% | 0 | 0% | 3.779% | 0 | 0% | 0.3988% | 0 | 0% | 0.3988% | 0 | 0% | 0.3988% | 0 | 0% | 0.8679% | 0 | 0% | 0.8679% | 0 | 100% | 0.8679% | 0.00026913 | 0% | 0.9016% | 0 | 100% | 0.9016% | 0.00027959 | 0% | 0.9016% | 0 | 0% | 6.476% | 0 | 0% | 6.476% | 0 | 0% | 6.476% | 0 | 0% | 0.7083% | 0 | 0% | 0.7083% | 0 | 0% | 0.7083% | 0 |  |  |  | 0% | 11.8% | 0 | 0% | 11.8% | 0 | 0% | 11.8% | 0 | 0% | 0.3681% | 0 | 0% | 0.3681% | 0 | 0% | 0.3681% | 0 | 0% | 100% | 0 | 0% | 100% | 0 | 0% | 100% | 0 | 0% | 100% | 0 |  |  | 0 |  |  | 0 |  |  | 0 | 100% | 65% |  | 100% | 65% |  | 100% | 65% |  | 100% | 65% |  | 100% | 90% |  | 100% | 90% |  | 100% | 90%
DUNBAR 1103839384 | 0.00090511 | 2.2259 | 2.6983 | 2.8656 | 5.5639 | 0.043133 | 0.046525 | 0.018324 | 0% | 99% | 0 | 0% | 99% | 0 | 0% | 99% | 0 | 0% | 99% | 0 | 0% | 63.49% | 0 | 0% | 63.49% | 0 | 0% | 63.49% | 0 | 0% | 63.49% | 0 | 2.8656 | 0% | 2.409% | 0 | 0% | 2.409% | 0 | 0% | 2.409% | 0 | 0% | 0.2667% | 0 | 0% | 0.2667% | 0 | 0% | 0.2667% | 0 | 0% | 0.6448% | 0 | 35.19% | 0.6448% | 0.0061225 | 12.89% | 0.6448% | 0.0022429 | 35.19% | 0.6701% | 0.006362 | 13.86% | 0.6701% | 0.002506 | 29.5% | 0.6701% | 0.005333 | 60.28% | 4.834% | 0.078626 | 0% | 4.834% | 0 | 0% | 4.834% | 0 | 0% | 2.193% | 0 | 0% | 2.193% | 0 | 0% | 2.193% | 0 |  |  |  | 0% | 11.8% | 0 | 0% | 11.8% | 0 | 0% | 11.8% | 0 | 55.56% | 0.3739% | 0.0056048 | 0% | 0.3739% | 0 | 0% | 0.3739% | 0 | 0% | 100% | 0 | 0% | 100% | 0 | 0% | 100% | 0 | 0% | 100% | 0 |  |  | 0 |  |  | 0 |  |  | 0 | 100% | 65% |  | 100% | 65% |  | 100% | 65% |  | 100% | 65% |  | 100% | 90% |  | 100% | 90% |  | 100% | 90%
CAMP EVERS 210510294 | 0.0049416 | 11.8058 | 6.2586 | 0 | 6.2586 | 0.19898 | 0.046618 | 0.0051611 | 0% | 99% | 0 | 0% | 99% | 0 | 0% | 99% | 0 | 0% | 99% | 0 | 0% | 62.17% | 0 | 0% | 62.17% | 0 | 0% | 62.17% | 0 | 0% | 62.17% | 0 | 0 | 50% | 1.208% | 0.037793 | 0% | 1.208% | 0 | 0% | 1.208% | 0 | 0% | 0.1281% | 0 | 0% | 0.1281% | 0 | 0% | 0.1281% | 0 | 0% | 0.2861% | 0 | 0% | 0.2861% | 0 | 36.52% | 0.2861% | 0.0065389 | 0% | 0.2955% | 0 | 36.52% | 0.2955% | 0.0067548 | 62.61% | 0.2955% | 0.01158 | 33.36% | 2.132% | 0.04451 | 5.182% | 2.132% | 0.0069154 | 55.96% | 2.132% | 0.074672 | 0% | 5.565% | 0 | 0% | 5.565% | 0 | 0% | 5.565% | 0 |  |  |  | 0% | 11.8% | 0 | 0% | 11.8% | 0 | 0% | 11.8% | 0 | 0% | 0.3894% | 0 | 0% | 0.3894% | 0 | 0% | 0.3894% | 0 | 1.003% | 100% | 0.062753 | 0% | 100% | 0 | 0% | 100% | 0 | 0% | 100% | 0 |  |  | 0 |  |  | 0.017815 |  |  | 0.036105 | 100% | 65% |  | 100% | 65% |  | 100% | 65% |  | 100% | 65% |  | 100% | 90% |  | 100% | 90% |  | 100% | 90%
PLACERVILLE 111019582 | 0.00072882 | 7.909 | 1.1534 | 0.24573 | 1.3992 | 0.016533 | 0.018527 | 0.011178 | 0% | 99% | 0 | 0% | 99% | 0 | 0% | 99% | 0 | 0% | 99% | 0 | 0% | 63.76% | 0 | 0% | 63.76% | 0 | 0% | 63.76% | 0 | 0% | 63.76% | 0 | 0.24573 | 100% | 2.024% | 0.023346 | 0% | 2.024% | 0 | 0% | 2.024% | 0 | 0% | 0.2274% | 0 | 0% | 0.2274% | 0 | 0% | 0.2274% | 0 | 0% | 0.5947% | 0 | 63.06% | 0.5947% | 0.0043258 | 0% | 0.5947% | 0 | 1.845% | 0.6149% | 0.00013087 | 0% | 0.6149% | 0 | 98.15% | 0.6149% | 0.006962 | 7.285% | 4.459% | 0.0037468 | 0% | 4.459% | 0 | 2.423% | 4.459% | 0.0012461 | 0% | 2.235% | 0 | 0% | 2.235% | 0 | 0% | 2.235% | 0 |  |  |  | 35% | 11.8% | 0.047637 | 0% | 11.8% | 0 | 0% | 11.8% | 0 | 0% | 0.3736% | 0 | 0% | 0.3736% | 0 | 0% | 0.3736% | 0 | 0% | 100% | 0 | 0% | 100% | 0 | 0% | 100% | 0 | 0% | 100% | 0 |  |  | 0.00066543 |  |  | 0 |  |  | 0 | 100% | 65% |  | 100% | 65% |  | 100% | 65% |  | 100% | 65% |  | 100% | 90% |  | 100% | 90% |  | 100% | 90%
SAN RAFAEL 11081262 | 0.001667 | 6.0716 | 1.3888 | 0 | 1.3888 | 0.031747 | 0.018993 | 0.0049315 | 0% | 99% | 0 | 0% | 99% | 0 | 0% | 99% | 0 | 0% | 99% | 0 | 0% | 63.66% | 0 | 0% | 63.66% | 0 | 0% | 63.66% | 0 | 0% | 63.66% | 0 | 0 | 0% | 1.984% | 0 | 0% | 1.984% | 0 | 0% | 1.984% | 0 | 0% | 0.2126% | 0 | 0% | 0.2126% | 0 | 0% | 0.2126% | 0 | 0% | 0.5186% | 0 | 0% | 0.5186% | 0 | 0% | 0.5186% | 0 | 0% | 0.5302% | 0 | 0% | 0.5302% | 0 | 99.45% | 0.5302% | 0.0073232 | 65.56% | 3.861% | 0.035154 | 0.9372% | 3.861% | 0.00050257 | 12.53% | 3.861% | 0.0067185 | 0% | 3.031% | 0 | 0% | 3.031% | 0 | 0% | 3.031% | 0 |  |  |  | 0% | 11.8% | 0 | 30.71% | 11.8% | 0.05032 | 0% | 11.8% | 0 | 55.56% | 0.3787% | 0.0029214 | 0% | 0.3787% | 0 | 0% | 0.3787% | 0 | 0% | 100% | 0 | 0% | 100% | 0 | 0% | 100% | 0 | 0% | 100% | 0 |  |  | 0 |  |  | 0 |  |  | 0.0015298 | 100% | 65% |  | 100% | 65% |  | 100% | 65% |  | 100% | 65% |  | 100% | 90% |  | 100% | 90% |  | 100% | 90%
LAKEWOOD 2107396264 | 0.0011189 | 6.2465 | 1.4059 | 0.2739 | 1.6798 | 0.025763 | 0.022747 | 0.0078775 | 0% | 99% | 0 | 0% | 99% | 0 | 0% | 99% | 0 | 0% | 99% | 0 | 0% | 63.23% | 0 | 0% | 63.23% | 0 | 0% | 63.23% | 0 | 0% | 63.23% | 0 | 0.2739 | 62.5% | 2.199% | 0.019323 | 0% | 2.199% | 0 | 0% | 2.199% | 0 | 0% | 0.2348% | 0 | 0% | 0.2348% | 0 | 0% | 0.2348% | 0 | 0% | 0.6079% | 0 | 98.52% | 0.6079% | 0.0084202 | 0% | 0.6079% | 0 | 98.66% | 0.6072% | 0.0084233 | 0% | 0.6072% | 0 | 0% | 0.6072% | 0 | 12.3% | 4.493% | 0.0077714 | 0% | 4.493% | 0 | 17.49% | 4.493% | 0.011046 | 0% | 2.049% | 0 | 0% | 2.049% | 0 | 0% | 2.049% | 0 |  |  |  | 0% | 11.8% | 0 | 0% | 11.8% | 0 | 0% | 11.8% | 0 | 0% | 0.3707% | 0 | 0% | 0.3707% | 0 | 0% | 0.3707% | 0 | 0% | 100% | 0 | 0% | 100% | 0 | 0% | 100% | 0 | 0% | 100% | 0 |  |  | 0 |  |  | 0 |  |  | 0.0053182 | 100% | 65% |  | 100% | 65% |  | 100% | 65% |  | 100% | 65% |  | 100% | 90% |  | 100% | 90% |  | 100% | 90%
WILLOW CREEK 11013050 | 0.00064837 | 2.7128 | 0.33855 | 0.014338 | 0.35289 | 0.0071536 | 0.0053658 | 0.0010664 | 0% | 99% | 0 | 0% | 99% | 0 | 0% | 99% | 0 | 0% | 99% | 0 | 0% | 61.8% | 0 | 0% | 61.8% | 0 | 0% | 61.8% | 0 | 0% | 61.8% | 0 | 0.014338 | 0% | 2.765% | 0 | 0% | 2.765% | 0 | 0% | 2.765% | 0 | 0% | 0.291% | 0 | 0% | 0.291% | 0 | 0% | 0.291% | 0 | 0% | 0.6068% | 0 | 0% | 0.6068% | 0 | 100% | 0.6068% | 0.0020544 | 0% | 0.6345% | 0 | 100% | 0.6345% | 0.0021483 | 0% | 0.6345% | 0 | 0% | 4.533% | 0 | 0% | 4.533% | 0 | 0% | 4.533% | 0 | 0% | 3.524% | 0 | 0% | 3.524% | 0 | 0% | 3.524% | 0 |  |  |  | 26.25% | 11.8% | 0.010486 | 0% | 11.8% | 0 | 0% | 11.8% | 0 | 0% | 0.3795% | 0 | 0% | 0.3795% | 0 | 0% | 0.3795% | 0 | 0% | 100% | 0 | 0% | 100% | 0 | 0% | 100% | 0 | 0% | 100% | 0 |  |  | 0 |  |  | 0 |  |  | 0 | 100% | 65% |  | 100% | 65% |  | 100% | 65% |  | 100% | 65% |  | 100% | 90% |  | 100% | 90% |  | 100% | 90%
PEORIA 170184318 | 0.00078396 | 12.5565 | 1.5156 | 0.42929 | 1.9449 | 0.016266 | 0.028986 | 0.015616 | 0% | 99% | 0 | 0% | 99% | 0 | 0% | 99% | 0 | 0% | 99% | 0 | 0% | 62.96% | 0 | 0% | 62.96% | 0 | 0% | 62.96% | 0 | 0% | 62.96% | 0 | 0.42929 | 0% | 2.076% | 0 | 0% | 2.076% | 0 | 0% | 2.076% | 0 | 0% | 0.2389% | 0 | 0% | 0.2389% | 0 | 0% | 0.2389% | 0 | 0% | 0.7072% | 0 | 60.44% | 0.7072% | 0.0064776 | 24.15% | 0.7072% | 0.0025879 | 60.44% | 0.7294% | 0.0066811 | 24.15% | 0.7294% | 0.0026693 | 15.08% | 0.7294% | 0.0016671 | 2.345% | 5.314% | 0.0018881 | 0% | 5.314% | 0 | 1.486% | 5.314% | 0.0011968 | 0% | 1.426% | 0 | 0% | 1.426% | 0 | 0% | 1.426% | 0 |  |  |  | 17.18% | 11.8% | 0.030721 | 0% | 11.8% | 0 | 0% | 11.8% | 0 | 55.56% | 0.3678% | 0.0030972 | 0% | 0.3678% | 0 | 0% | 0.3678% | 0 | 0% | 100% | 0 | 0% | 100% | 0 | 0% | 100% | 0 | 0% | 100% | 0 |  |  | 0.00015852 |  |  | 0 |  |  | 0 | 100% | 65% |  | 100% | 65% |  | 100% | 65% |  | 100% | 65% |  | 100% | 90% |  | 100% | 90% |  | 100% | 90%
SAN RAFAEL 1108322 | 0.0023118 | 13.3894 | 2.4504 | 0 | 2.4504 | 0.06016 | 0.030171 | 0.0081994 | 0% | 99% | 0 | 0% | 99% | 0 | 0% | 99% | 0 | 0% | 99% | 0 | 0% | 63.45% | 0 | 0% | 63.45% | 0 | 0% | 63.45% | 0 | 0% | 63.45% | 0 | 0 | 11.11% | 1.692% | 0.0046058 | 0% | 1.692% | 0 | 0% | 1.692% | 0 | 0% | 0.1799% | 0 | 0% | 0.1799% | 0 | 0% | 0.1799% | 0 | 0% | 0.4656% | 0 | 1.628% | 0.4656% | 0.0001857 | 0.06762% | 0.4656% | 7.7137e-06 | 1.628% | 0.4675% | 0.00018646 | 0.06762% | 0.4675% | 7.7454e-06 | 97.96% | 0.4675% | 0.011221 | 51.95% | 3.448% | 0.043887 | 20.87% | 3.448% | 0.017628 | 13.1% | 3.448% | 0.011067 | 0% | 3.273% | 0 | 0% | 3.273% | 0 | 0% | 3.273% | 0 |  |  |  | 0% | 11.8% | 0 | 34.6% | 11.8% | 0.10006 | 0% | 11.8% | 0 | 55.56% | 0.3789% | 0.0051576 | 0% | 0.3789% | 0 | 0% | 0.3789% | 0 | 0% | 100% | 0 | 0% | 100% | 0 | 0% | 100% | 0 | 0% | 100% | 0 |  |  | 0 |  |  | 0.011662 |  |  | 0.0080807 | 100% | 65% |  | 100% | 65% |  | 100% | 65% |  | 100% | 65% |  | 100% | 90% |  | 100% | 90% |  | 100% | 90%
BIG BASIN 11028403 | 0.0018627 | 5.5744 | 2.1651 | 0.2497 | 2.4148 | 0.06586 | 0.018347 | 0.0029986 | 0% | 99% | 0 | 0% | 99% | 0 | 0% | 99% | 0 | 0% | 99% | 0 | 0% | 62.38% | 0 | 0% | 62.38% | 0 | 0% | 62.38% | 0 | 0% | 62.38% | 0 | 0.2497 | 0% | 1.352% | 0 | 0% | 1.352% | 0 | 0% | 1.352% | 0 | 0% | 0.1435% | 0 | 0% | 0.1435% | 0 | 0% | 0.1435% | 0 | 0% | 0.3232% | 0 | 0% | 0.3232% | 0 | 65.16% | 0.3232% | 0.00456 | 0% | 0.3336% | 0 | 65.16% | 0.3336% | 0.004706 | 34.25% | 0.3336% | 0.0024739 | 56.47% | 2.409% | 0.029455 | 1.579% | 2.409% | 0.00082339 | 1.83% | 2.409% | 0.00095444 | 0% | 5.144% | 0 | 0% | 5.144% | 0 | 0% | 5.144% | 0 |  |  |  | 0% | 11.8% | 0 | 24.25% | 11.8% | 0.061964 | 0% | 11.8% | 0 | 0% | 0.3879% | 0 | 0% | 0.3879% | 0 | 0% | 0.3879% | 0 | 0% | 100% | 0 | 0% | 100% | 0 | 0% | 100% | 0 | 0% | 100% | 0 |  |  | 4.6016e-05 |  |  | 0.0032616 |  |  | 0.0025802 | 100% | 65% |  | 100% | 65% |  | 100% | 65% |  | 100% | 65% |  | 100% | 90% |  | 100% | 90% |  | 100% | 90%
SUMMIT 1101CB | 0.0024071 | 0.13735 | 0.02457 | 0 | 0.02457 | 2.9289e-05 | 0.00091133 | 5.2912e-05 | 0% | 99% | 0 | 0% | 99% | 0 | 0% | 99% | 0 | 0% | 99% | 0 | 0% | 59.92% | 0 | 0% | 59.92% | 0 | 0% | 59.92% | 0 | 0% | 59.92% | 0 | 0 | 0% | 2.295% | 0 | 0% | 2.295% | 0 | 0% | 2.295% | 0 | 0% | 0.4054% | 0 | 0% | 0.4054% | 0 | 0% | 0.4054% | 0 | 0% | 1.169% | 0 | 100% | 1.169% | 0.00028714 | 0% | 1.169% | 0 | 100% | 1.199% | 0.00029459 | 0% | 1.199% | 0 | 0% | 1.199% | 0 | 0% | 8.775% | 0 | 0% | 8.775% | 0 | 0% | 8.775% | 0 | 0% | 0.1678% | 0 | 0% | 0.1678% | 0 | 0% | 0.1678% | 0 |  |  |  | 0% | 11.8% | 0 | 0% | 11.8% | 0 | 0% | 11.8% | 0 | 0% | 0.3063% | 0 | 0% | 0.3063% | 0 | 0% | 0.3063% | 0 | 0% | 100% | 0 | 0% | 100% | 0 | 0% | 100% | 0 | 0% | 100% | 0 |  |  | 0 |  |  | 0 |  |  | 0 | 100% | 65% |  | 100% | 65% |  | 100% | 65% |  | 100% | 65% |  | 100% | 90% |  | 100% | 90% |  | 100% | 90%
BERKELEY F 1103813976 | 0.0014139 | 0.21751 | 0.04089 | 0 | 0.04089 | 0.0008549 | 0.00061031 | 0.00018822 | 0% | 99% | 0 | 0% | 99% | 0 | 0% | 99% | 0 | 0% | 99% | 0 | 0% | 64.26% | 0 | 0% | 64.26% | 0 | 0% | 64.26% | 0 | 0% | 64.26% | 0 | 0 | 0% | 2.383% | 0 | 0% | 2.383% | 0 | 0% | 2.383% | 0 | 0% | 0.2555% | 0 | 0% | 0.2555% | 0 | 0% | 0.2555% | 0 | 0% | 0.5581% | 0 | 0% | 0.5581% | 0 | 40.75% | 0.5581% | 9.3003e-05 | 0% | 0.5764% | 0 | 67.79% | 0.5764% | 0.00015976 | 32.21% | 0.5764% | 7.5908e-05 | 63.94% | 4.156% | 0.0010865 | 0% | 4.156% | 0 | 0% | 4.156% | 0 | 0% | 2.264% | 0 | 0% | 2.264% | 0 | 0% | 2.264% | 0 |  |  |  | 0% | 11.8% | 0 | 0% | 11.8% | 0 | 31.83% | 11.8% | 0.0015357 | 0% | 0.3778% | 0 | 0% | 0.3778% | 0 | 0% | 0.3778% | 0 | 0% | 100% | 0 | 0% | 100% | 0 | 0% | 100% | 0 | 0% | 100% | 0 |  |  | 0 |  |  | 0 |  |  | 0 | 100% | 65% |  | 100% | 65% |  | 100% | 65% |  | 100% | 65% |  | 100% | 90% |  | 100% | 90% |  | 100% | 90%
DIABLO CANYON 1101CB | 0.00062139 | 0.039914 | 0.012673 | 0 | 0.012673 | 0.0001976 | 0.00031486 | 0 | 0% | 99% | 0 | 0% | 99% | 0 | 0% | 99% | 0 | 0% | 99% | 0 | 0% | 63.08% | 0 | 0% | 63.08% | 0 | 0% | 63.08% | 0 | 0% | 63.08% | 0 | 0 | 0% | 1.627% | 0 | 0% | 1.627% | 0 | 0% | 1.627% | 0 | 0% | 0.2514% | 0 | 0% | 0.2514% | 0 | 0% | 0.2514% | 0 | 0% | 0.9235% | 0 | 0% | 0.9235% | 0 | 0% | 0.9235% | 0 | 0% | 1.027% | 0 | 0% | 1.027% | 0 | 0% | 1.027% | 0 | 0% | 7.205% | 0 | 0% | 7.205% | 0 | 0% | 7.205% | 0 | 0% | 1.768% | 0 | 0% | 1.768% | 0 | 0% | 1.768% | 0 |  |  |  | 0% | 11.8% | 0 | 0% | 11.8% | 0 | 0% | 11.8% | 0 | 0% | 0.3731% | 0 | 0% | 0.3731% | 0 | 0% | 0.3731% | 0 | 0% | 100% | 0 | 0% | 100% | 0 | 0% | 100% | 0 | 0% | 100% | 0 |  |  | 0 |  |  | 0 |  |  | 0 | 100% | 65% |  | 100% | 65% |  | 100% | 65% |  | 100% | 65% |  | 100% | 90% |  | 100% | 90% |  | 100% | 90%
MENLO 11038512 | 0.0014596 | 17.6263 | 4.723 | 1.1918 | 5.9147 | 0.13538 | 0.04776 | 0.0085539 | 0% | 99% | 0 | 0% | 99% | 0 | 0% | 99% | 0 | 0% | 99% | 0 | 0% | 62.34% | 0 | 0% | 62.34% | 0 | 0% | 62.34% | 0 | 0% | 62.34% | 0 | 1.1918 | 45.45% | 1.621% | 0.034799 | 0% | 1.621% | 0 | 0% | 1.621% | 0 | 0% | 0.1726% | 0 | 0% | 0.1726% | 0 | 0% | 0.1726% | 0 | 0% | 0.382% | 0 | 67.79% | 0.382% | 0.012232 | 31.97% | 0.382% | 0.0057682 | 67.79% | 0.3988% | 0.012768 | 31.97% | 0.3988% | 0.006021 | 0% | 0.3988% | 0 | 64.37% | 2.86% | 0.086944 | 1.325% | 2.86% | 0.0017902 | 3.41% | 2.86% | 0.0046059 | 0% | 4.922% | 0 | 0% | 4.922% | 0 | 0% | 4.922% | 0 |  |  |  | 0% | 11.8% | 0 | 0.0568% | 11.8% | 0.00031658 | 0% | 11.8% | 0 | 0% | 0.3867% | 0 | 0% | 0.3867% | 0 | 0% | 0.3867% | 0 | 0% | 100% | 0 | 0% | 100% | 0 | 0% | 100% | 0 | 0% | 100% | 0 |  |  | 0 |  |  | 0 |  |  | 0 | 100% | 65% |  | 100% | 65% |  | 100% | 65% |  | 100% | 65% |  | 100% | 90% |  | 100% | 90% |  | 100% | 90%
WYANDOTTE 110366146 | 0.001047 | 0.18121 | 0.05292 | 0.020798 | 0.073718 | 0.00056948 | 0.0011533 | 0.00043149 | 0% | 99% | 0 | 0% | 99% | 0 | 0% | 99% | 0 | 0% | 99% | 0 | 0% | 63.1% | 0 | 0% | 63.1% | 0 | 0% | 63.1% | 0 | 0% | 63.1% | 0 | 0.020798 | 0% | 3.14% | 0 | 0% | 3.14% | 0 | 0% | 3.14% | 0 | 0% | 0.3471% | 0 | 0% | 0.3471% | 0 | 0% | 0.3471% | 0 | 0% | 0.7952% | 0 | 0% | 0.7952% | 0 | 100% | 0.7952% | 0.0004208 | 0% | 0.8239% | 0 | 100% | 0.8239% | 0.00043602 | 0% | 0.8239% | 0 | 0% | 5.942% | 0 | 0% | 5.942% | 0 | 0% | 5.942% | 0 | 0% | 1.481% | 0 | 0% | 1.481% | 0 | 0% | 1.481% | 0 |  |  |  | 0% | 11.8% | 0 | 0% | 11.8% | 0 | 0% | 11.8% | 0 | 0% | 0.3663% | 0 | 0% | 0.3663% | 0 | 0% | 0.3663% | 0 | 0% | 100% | 0 | 0% | 100% | 0 | 0% | 100% | 0 | 0% | 100% | 0 |  |  | 0 |  |  | 0 |  |  | 0 | 100% | 65% |  | 100% | 65% |  | 100% | 65% |  | 100% | 65% |  | 100% | 90% |  | 100% | 90% |  | 100% | 90%
HOOPA 11013174 | 0.00086279 | 18.7076 | 3.6257 | 0.22804 | 3.8537 | 0.08992 | 0.038114 | 0.019895 | 0% | 99% | 0 | 0% | 99% | 0 | 0% | 99% | 0 | 0% | 99% | 0 | 0% | 61.29% | 0 | 0% | 61.29% | 0 | 0% | 61.29% | 0 | 0% | 61.29% | 0 | 0.22804 | 70% | 1.526% | 0.038725 | 0% | 1.526% | 0 | 0% | 1.526% | 0 | 100% | 0.1675% | 0.0060745 | 0% | 0.1675% | 0 | 0% | 0.1675% | 0 | 0% | 0.3881% | 0 | 92.73% | 0.3881% | 0.01305 | 7.266% | 0.3881% | 0.0010225 | 92.73% | 0.4046% | 0.013605 | 7.266% | 0.4046% | 0.001066 | 0% | 0.4046% | 0 | 0.9043% | 2.909% | 0.00095369 | 0% | 2.909% | 0 | 0% | 2.909% | 0 | 0% | 4.564% | 0 | 0% | 4.564% | 0 | 0% | 4.564% | 0 |  |  |  | 35% | 11.8% | 0.14974 | 0% | 11.8% | 0 | 0% | 11.8% | 0 | 0% | 0.3843% | 0 | 0% | 0.3843% | 0 | 0% | 0.3843% | 0 | 0% | 100% | 0 | 0% | 100% | 0 | 0% | 100% | 0 | 0% | 100% | 0 |  |  | 1.3697e-05 |  |  | 0 |  |  | 0 | 100% | 65% |  | 100% | 65% |  | 100% | 65% |  | 100% | 65% |  | 100% | 90% |  | 100% | 90% |  | 100% | 90%
SAN RAFAEL 11081210 | 0.0020496 | 5.0354 | 2.3338 | 0 | 2.3338 | 0.062037 | 0.026218 | 0.0071024 | 0% | 99% | 0 | 0% | 99% | 0 | 0% | 99% | 0 | 0% | 99% | 0 | 0% | 64.04% | 0 | 0% | 64.04% | 0 | 0% | 64.04% | 0 | 0% | 64.04% | 0 | 0 | 0% | 1.606% | 0 | 0% | 1.606% | 0 | 0% | 1.606% | 0 | 0% | 0.1741% | 0 | 0% | 0.1741% | 0 | 0% | 0.1741% | 0 | 0% | 0.4162% | 0 | 0% | 0.4162% | 0 | 0% | 0.4162% | 0 | 0% | 0.4285% | 0 | 0% | 0.4285% | 0 | 78.74% | 0.4285% | 0.0078755 | 0% | 3.105% | 0 | 0% | 3.105% | 0 | 0% | 3.105% | 0 | 0% | 3.488% | 0 | 0% | 3.488% | 0 | 0% | 3.488% | 0 |  |  |  | 0% | 11.8% | 0 | 0% | 11.8% | 0 | 0% | 11.8% | 0 | 55.56% | 0.383% | 0.0049664 | 0% | 0.383% | 0 | 0% | 0.383% | 0 | 0% | 100% | 0 | 0% | 100% | 0 | 0% | 100% | 0 | 0% | 100% | 0 |  |  | 0 |  |  | 0 |  |  | 0 | 100% | 65% |  | 100% | 65% |  | 100% | 65% |  | 100% | 65% |  | 100% | 90% |  | 100% | 90% |  | 100% | 90%
MIWUK 1701CB | 0.0013549 | 5.0893 | 1.1642 | 0.19762 | 1.3618 | 0.014412 | 0.025591 | 0.0076118 | 0% | 99% | 0 | 0% | 99% | 0 | 0% | 99% | 0 | 0% | 99% | 0 | 0% | 62.16% | 0 | 0% | 62.16% | 0 | 0% | 62.16% | 0 | 0% | 62.16% | 0 | 0.19762 | 0% | 2.521% | 0 | 0% | 2.521% | 0 | 0% | 2.521% | 0 | 0% | 0.3008% | 0 | 0% | 0.3008% | 0 | 0% | 0.3008% | 0 | 0% | 0.7761% | 0 | 0% | 0.7761% | 0 | 43.78% | 0.7761% | 0.0039559 | 0% | 0.8055% | 0 | 43.78% | 0.8055% | 0.0041057 | 55.01% | 0.8055% | 0.0051581 | 14.61% | 5.828% | 0.0099131 | 25.64% | 5.828% | 0.0174 | 0% | 5.828% | 0 | 0% | 1.578% | 0 | 0% | 1.578% | 0 | 0% | 1.578% | 0 |  |  |  | 0% | 11.8% | 0 | 0% | 11.8% | 0 | 0% | 11.8% | 0 | 55.56% | 0.3621% | 0.0023423 | 0% | 0.3621% | 0 | 0% | 0.3621% | 0 | 0% | 100% | 0 | 0% | 100% | 0 | 0% | 100% | 0 | 0% | 100% | 0 |  |  | 0 |  |  | 0 |  |  | 0 | 100% | 65% |  | 100% | 65% |  | 100% | 65% |  | 100% | 65% |  | 100% | 90% |  | 100% | 90% |  | 100% | 90%
HOOPA 11013290 | 0.00055978 | 14.7773 | 1.5827 | 0.1666 | 1.7493 | 0.039532 | 0.017994 | 0.0073022 | 0% | 99% | 0 | 0% | 99% | 0 | 0% | 99% | 0 | 0% | 99% | 0 | 0% | 61.13% | 0 | 0% | 61.13% | 0 | 0% | 61.13% | 0 | 0% | 61.13% | 0 | 0.1666 | 89.47% | 1.598% | 0.022635 | 0% | 1.598% | 0 | 0% | 1.598% | 0 | 0% | 0.1677% | 0 | 0% | 0.1677% | 0 | 0% | 0.1677% | 0 | 0% | 0.4231% | 0 | 100% | 0.4231% | 0.0066962 | 0% | 0.4231% | 0 | 100% | 0.4258% | 0.0067392 | 0% | 0.4258% | 0 | 0% | 0.4258% | 0 | 25.14% | 3.133% | 0.012464 | 3.125% | 3.133% | 0.0015494 | 6.123% | 3.133% | 0.0030362 | 0% | 4.393% | 0 | 0% | 4.393% | 0 | 0% | 4.393% | 0 |  |  |  | 35% | 11.8% | 0.065368 | 0% | 11.8% | 0 | 0% | 11.8% | 0 | 0% | 0.3809% | 0 | 0% | 0.3809% | 0 | 0% | 0.3809% | 0 | 0% | 100% | 0 | 0% | 100% | 0 | 0% | 100% | 0 | 0% | 100% | 0 |  |  | 0 |  |  | 0 |  |  | 0 | 100% | 65% |  | 100% | 65% |  | 100% | 65% |  | 100% | 65% |  | 100% | 90% |  | 100% | 90% |  | 100% | 90%
WISE 11022234 | 0.00042575 | 16.7511 | 1.1644 | 0.54229 | 1.7067 | 0.018789 | 0.021685 | 0.0072305 | 0% | 99% | 0 | 0% | 99% | 0 | 0% | 99% | 0 | 0% | 99% | 0 | 0% | 61.1% | 0 | 0% | 61.1% | 0 | 0% | 61.1% | 0 | 0% | 61.1% | 0 | 0.54229 | 0% | 2.065% | 0 | 0% | 2.065% | 0 | 0% | 2.065% | 0 | 0% | 0.2163% | 0 | 0% | 0.2163% | 0 | 0% | 0.2163% | 0 | 0% | 0.6799% | 0 | 99.45% | 0.6799% | 0.0078727 | 0% | 0.6799% | 0 | 99.45% | 0.6537% | 0.0075694 | 0% | 0.6537% | 0 | 0% | 0.6537% | 0 | 0% | 4.977% | 0 | 0% | 4.977% | 0 | 0% | 4.977% | 0 | 0% | 2.653% | 0 | 0% | 2.653% | 0 | 0% | 2.653% | 0 |  |  |  | 0% | 11.8% | 0 | 35% | 11.8% | 0.048088 | 0% | 11.8% | 0 | 0% | 0.3608% | 0 | 0% | 0.3608% | 0 | 0% | 0.3608% | 0 | 0% | 100% | 0 | 0% | 100% | 0 | 0% | 100% | 0 | 0% | 100% | 0 |  |  | 5.4019e-05 |  |  | 0 |  |  | 0 | 100% | 65% |  | 100% | 65% |  | 100% | 65% |  | 100% | 65% |  | 100% | 90% |  | 100% | 90% |  | 100% | 90%
PEORIA 170459596 | 0.00027547 | 20.0369 | 2.5736 | 0 | 2.5736 | 0.015082 | 0.048595 | 0.042263 | 0% | 99% | 0 | 0% | 99% | 0 | 0% | 99% | 0 | 0% | 99% | 0 | 0% | 63.7% | 0 | 0% | 63.7% | 0 | 0% | 63.7% | 0 | 0% | 63.7% | 0 | 0 | 60% | 1.97% | 0.030425 | 0% | 1.97% | 0 | 0% | 1.97% | 0 | 100% | 0.2196% | 0.0056509 | 0% | 0.2196% | 0 | 0% | 0.2196% | 0 | 0% | 0.6763% | 0 | 43.11% | 0.6763% | 0.0075038 | 46.99% | 0.6763% | 0.008178 | 43.11% | 0.667% | 0.0074005 | 48.07% | 0.667% | 0.0082524 | 2.779% | 0.667% | 0.00047702 | 0% | 4.999% | 0 | 0% | 4.999% | 0 | 0% | 4.999% | 0 | 0% | 0.8482% | 0 | 0% | 0.8482% | 0 | 0% | 0.8482% | 0 |  |  |  | 21.3% | 11.8% | 0.064671 | 0% | 11.8% | 0 | 0% | 11.8% | 0 | 0% | 0.3615% | 0 | 0% | 0.3615% | 0 | 0% | 0.3615% | 0 | 0% | 100% | 0 | 0% | 100% | 0 | 0% | 100% | 0 | 0% | 100% | 0 |  |  | 1.3359e-05 |  |  | 0 |  |  | 0 | 100% | 65% |  | 100% | 65% |  | 100% | 65% |  | 100% | 65% |  | 100% | 90% |  | 100% | 90% |  | 100% | 90%
CLAYTON 2215184604 | 0.0006705 | 2.0728 | 2.135 | 1.6418 | 3.7768 | 0.020623 | 0.046469 | 0.020826 | 0% | 99% | 0 | 0% | 99% | 0 | 11.22% | 99% | 0.23716 | 0% | 99% | 0 | 0% | 63.9% | 0 | 0% | 63.9% | 0 | 0.8863% | 63.9% | 0.012092 | 0% | 63.9% | 0 | 1.6418 | 0% | 2.706% | 0 | 0% | 2.706% | 0 | 0% | 2.706% | 0 | 0% | 0.3042% | 0 | 0% | 0.3042% | 0 | 0% | 0.3042% | 0 | 0% | 0.7879% | 0 | 13.59% | 0.7879% | 0.0022856 | 2.035% | 0.7879% | 0.00034233 | 13.59% | 0.8065% | 0.0023394 | 2.035% | 0.8065% | 0.00035038 | 76.16% | 0.8065% | 0.013113 | 10.98% | 5.885% | 0.013799 | 0% | 5.885% | 0 | 0% | 5.885% | 0 | 0% | 0.8239% | 0 | 0% | 0.8239% | 0 | 0% | 0.8239% | 0 |  |  |  | 0% | 11.8% | 0 | 0% | 11.8% | 0 | 0% | 11.8% | 0 | 55.56% | 0.3642% | 0.0043195 | 0% | 0.3642% | 0 | 0% | 0.3642% | 0 | 0% | 100% | 0 | 0% | 100% | 0 | 0% | 100% | 0 | 0% | 100% | 0 |  |  | 0 |  |  | 0 |  |  | 0 | 100% | 65% |  | 100% | 65% |  | 100% | 65% |  | 100% | 65% |  | 100% | 90% |  | 100% | 90% |  | 100% | 90%
BIG BASIN 110169550 | 0.0023502 | 8.907 | 5.2783 | 0.38655 | 5.6648 | 0.15433 | 0.054008 | 0.0092957 | 0% | 99% | 0 | 0% | 99% | 0 | 0% | 99% | 0 | 0% | 99% | 0 | 0% | 62.79% | 0 | 0% | 62.79% | 0 | 0% | 62.79% | 0 | 0% | 62.79% | 0 | 0.38655 | 50% | 1.59% | 0.041955 | 0% | 1.59% | 0 | 0% | 1.59% | 0 | 0% | 0.1715% | 0 | 0% | 0.1715% | 0 | 0% | 0.1715% | 0 | 0% | 0.378% | 0 | 0% | 0.378% | 0 | 93.7% | 0.378% | 0.018696 | 0% | 0.3963% | 0 | 93.7% | 0.3963% | 0.019602 | 5.567% | 0.3963% | 0.0011645 | 80.44% | 2.833% | 0.12031 | 1.593% | 2.833% | 0.0023819 | 7.366% | 2.833% | 0.011016 | 0% | 4.667% | 0 | 0% | 4.667% | 0 | 0% | 4.667% | 0 |  |  |  | 0% | 11.8% | 0 | 26.15% | 11.8% | 0.16287 | 0% | 11.8% | 0 | 0% | 0.3867% | 0 | 0% | 0.3867% | 0 | 0% | 0.3867% | 0 | 0% | 100% | 0 | 0% | 100% | 0 | 0% | 100% | 0 | 0% | 100% | 0 |  |  | 0 |  |  | 0.016411 |  |  | 0.0001893 | 100% | 65% |  | 100% | 65% |  | 100% | 65% |  | 100% | 65% |  | 100% | 90% |  | 100% | 90% |  | 100% | 90%
PURISIMA 1101Y44 | 0.00021799 | 10.3524 | 0.50555 | 0 | 0.50555 | 0.0031476 | 0.013525 | 0.0042008 | 0% | 99% | 0 | 0% | 99% | 0 | 0% | 99% | 0 | 0% | 99% | 0 | 0% | 61.31% | 0 | 0% | 61.31% | 0 | 0% | 61.31% | 0 | 0% | 61.31% | 0 | 0 | 0% | 3.643% | 0 | 0% | 3.643% | 0 | 0% | 3.643% | 0 | 0% | 0.3967% | 0 | 0% | 0.3967% | 0 | 0% | 0.3967% | 0 | 0% | 0.9846% | 0 | 0% | 0.9846% | 0 | 7.427% | 0.9846% | 0.00036969 | 0% | 1.031% | 0 | 7.427% | 1.031% | 0.00038696 | 91.98% | 1.031% | 0.0047923 | 18.27% | 7.42% | 0.006853 | 0% | 7.42% | 0 | 0% | 7.42% | 0 | 0% | 0.8695% | 0 | 0% | 0.8695% | 0 | 0% | 0.8695% | 0 |  |  |  | 0% | 11.8% | 0 | 9.431% | 11.8% | 0.0056258 | 0% | 11.8% | 0 | 0% | 0.3655% | 0 | 0% | 0.3655% | 0 | 0% | 0.3655% | 0 | 0% | 100% | 0 | 0% | 100% | 0 | 0% | 100% | 0 | 0% | 100% | 0 |  |  | 0 |  |  | 0 |  |  | 0 | 100% | 65% |  | 100% | 65% |  | 100% | 65% |  | 100% | 65% |  | 100% | 90% |  | 100% | 90% |  | 100% | 90%
BIG MEADOWS 21012474 | 0.00048813 | 9.5406 | 0.78815 | 0.2521 | 1.0402 | 0.012423 | 0.015631 | 0.0045847 | 0% | 99% | 0 | 0% | 99% | 0 | 0% | 99% | 0 | 0% | 99% | 0 | 0% | 61.4% | 0 | 0% | 61.4% | 0 | 0% | 61.4% | 0 | 0% | 61.4% | 0 | 0.2521 | 100% | 2.124% | 0.016741 | 0% | 2.124% | 0 | 0% | 2.124% | 0 | 100% | 0.2393% | 0.0018862 | 0% | 0.2393% | 0 | 0% | 0.2393% | 0 | 0% | 0.7025% | 0 | 2.433% | 0.7025% | 0.00013469 | 4.223% | 0.7025% | 0.00023381 | 2.433% | 0.6953% | 0.0001333 | 4.223% | 0.6953% | 0.00023139 | 82.76% | 0.6953% | 0.0045348 | 11.59% | 5.192% | 0.0047444 | 0% | 5.192% | 0 | 40.41% | 5.192% | 0.016538 | 0% | 2.209% | 0 | 0% | 2.209% | 0 | 0% | 2.209% | 0 |  |  |  | 0% | 11.8% | 0 | 34.67% | 11.8% | 0.032246 | 0% | 11.8% | 0 | 55.56% | 0.3606% | 0.0015791 | 0% | 0.3606% | 0 | 0% | 0.3606% | 0 | 0% | 100% | 0 | 0% | 100% | 0 | 0% | 100% | 0 | 0% | 100% | 0 |  |  | 0 |  |  | 0 |  |  | 7.3872e-06 | 100% | 65% |  | 100% | 65% |  | 100% | 65% |  | 100% | 65% |  | 100% | 90% |  | 100% | 90% |  | 100% | 90%
LOS GATOS 1106LA46 | 0.0037111 | 2.7308 | 0.85015 | 0.30835 | 1.1585 | 0.025351 | 0.0083973 | 0.0014942 | 0% | 99% | 0 | 0% | 99% | 0 | 0% | 99% | 0 | 0% | 99% | 0 | 0% | 62.93% | 0 | 0% | 62.93% | 0 | 0% | 62.93% | 0 | 0% | 62.93% | 0 | 0.30835 | 0% | 1.454% | 0 | 0% | 1.454% | 0 | 0% | 1.454% | 0 | 0% | 0.1545% | 0 | 0% | 0.1545% | 0 | 0% | 0.1545% | 0 | 0% | 0.3647% | 0 | 0% | 0.3647% | 0 | 79.18% | 0.3647% | 0.0024547 | 0% | 0.3747% | 0 | 79.18% | 0.3747% | 0.0025219 | 0% | 0.3747% | 0 | 0% | 2.717% | 0 | 0% | 2.717% | 0 | 0% | 2.717% | 0 | 0% | 4.45% | 0 | 0% | 4.45% | 0 | 0% | 4.45% | 0 |  |  |  | 0% | 11.8% | 0 | 0% | 11.8% | 0 | 0% | 11.8% | 0 | 0% | 0.3857% | 0 | 0% | 0.3857% | 0 | 0% | 0.3857% | 0 | 0% | 100% | 0 | 0% | 100% | 0 | 0% | 100% | 0 | 0% | 100% | 0 |  |  | 0 |  |  | 0 |  |  | 7.1102e-05 | 100% | 65% |  | 100% | 65% |  | 100% | 65% |  | 100% | 65% |  | 100% | 90% |  | 100% | 90% |  | 100% | 90%
HALSEY 110176178 | 0.0007146 | 23.9216 | 3.0586 | 1.3095 | 4.3681 | 0.078713 | 0.035335 | 0.01277 | 0% | 99% | 0 | 0% | 99% | 0 | 0% | 99% | 0 | 0% | 99% | 0 | 0% | 61.51% | 0 | 0% | 61.51% | 0 | 0% | 61.51% | 0 | 0% | 61.51% | 0 | 1.3095 | 0% | 1.331% | 0 | 0% | 1.331% | 0 | 0% | 1.331% | 0 | 0% | 0.1373% | 0 | 0% | 0.1373% | 0 | 0% | 0.1373% | 0 | 0% | 0.4232% | 0 | 99.08% | 0.4232% | 0.012826 | 0.7089% | 0.4232% | 9.1761e-05 | 99.08% | 0.414% | 0.012548 | 0.7089% | 0.414% | 8.9769e-05 | 0% | 0.414% | 0 | 6.086% | 3.116% | 0.0058009 | 7.469% | 3.116% | 0.0071192 | 4.43% | 3.116% | 0.0042224 | 0% | 4.416% | 0 | 0% | 4.416% | 0 | 0% | 4.416% | 0 |  |  |  | 0% | 11.8% | 0 | 35% | 11.8% | 0.12632 | 0% | 11.8% | 0 | 0% | 0.3782% | 0 | 0% | 0.3782% | 0 | 0% | 0.3782% | 0 | 0% | 100% | 0 | 0% | 100% | 0 | 0% | 100% | 0 | 0% | 100% | 0 |  |  | 6.6023e-05 |  |  | 0 |  |  | 0 | 100% | 65% |  | 100% | 65% |  | 100% | 65% |  | 100% | 65% |  | 100% | 90% |  | 100% | 90% |  | 100% | 90%
SAN ARDO 1101610148 | 0.00010548 | 1.1186 | 0.48881 | 0 | 0.48881 | 0.0014733 | 0.013261 | 0.0055419 | 0% | 99% | 0 | 0% | 99% | 0 | 0% | 99% | 0 | 0% | 99% | 0 | 0% | 60.18% | 0 | 0% | 60.18% | 0 | 0% | 60.18% | 0 | 0% | 60.18% | 0 | 0 | 0% | 3.325% | 0 | 0% | 3.325% | 0 | 0% | 3.325% | 0 | 0% | 0.349% | 0 | 0% | 0.349% | 0 | 0% | 0.349% | 0 | 0% | 0.9776% | 0 | 0% | 0.9776% | 0 | 92.77% | 0.9776% | 0.0044331 | 0% | 0.9353% | 0 | 92.77% | 0.9353% | 0.0042413 | 2.355% | 0.9353% | 0.00010769 | 0% | 7.125% | 0 | 0% | 7.125% | 0 | 0% | 7.125% | 0 | 0% | 0.4906% | 0 | 0% | 0.4906% | 0 | 0% | 0.4906% | 0 |  |  |  | 0% | 11.8% | 0 | 4.093% | 11.8% | 0.0023609 | 0% | 11.8% | 0 | 0% | 0.343% | 0 | 0% | 0.343% | 0 | 0% | 0.343% | 0 | 0% | 100% | 0 | 0% | 100% | 0 | 0% | 100% | 0 | 0% | 100% | 0 |  |  | 0 |  |  | 0 |  |  | 0 | 100% | 65% |  | 100% | 65% |  | 100% | 65% |  | 100% | 65% |  | 100% | 90% |  | 100% | 90% |  | 100% | 90%
STAFFORD 11021202 | 0.00044867 | 7.7024 | 0.67034 | 0 | 0.67034 | 0.0084346 | 0.015264 | 0.0041123 | 0% | 99% | 0 | 0% | 99% | 0 | 0% | 99% | 0 | 0% | 99% | 0 | 0% | 62.5% | 0 | 0% | 62.5% | 0 | 0% | 62.5% | 0 | 0% | 62.5% | 0 | 0 | 0% | 3.338% | 0 | 0% | 3.338% | 0 | 0% | 3.338% | 0 | 0% | 0.3617% | 0 | 0% | 0.3617% | 0 | 0% | 0.3617% | 0 | 0% | 0.8215% | 0 | 61.65% | 0.8215% | 0.0033952 | 37.56% | 0.8215% | 0.0020685 | 61.65% | 0.8409% | 0.0034753 | 37.56% | 0.8409% | 0.0021173 | 0% | 0.8409% | 0 | 0% | 6.106% | 0 | 15.25% | 6.106% | 0.006241 | 0% | 6.106% | 0 | 0% | 1.79% | 0 | 0% | 1.79% | 0 | 0% | 1.79% | 0 |  |  |  | 0% | 11.8% | 0 | 35% | 11.8% | 0.027685 | 0% | 11.8% | 0 | 0% | 0.3644% | 0 | 0% | 0.3644% | 0 | 0% | 0.3644% | 0 | 0% | 100% | 0 | 0% | 100% | 0 | 0% | 100% | 0 | 0% | 100% | 0 |  |  | 0 |  |  | 0 |  |  | 0 | 100% | 65% |  | 100% | 65% |  | 100% | 65% |  | 100% | 65% |  | 100% | 90% |  | 100% | 90% |  | 100% | 90%
STILLWATER 1102CB | 0.00070992 | 27.049 | 3.2355 | 4.8163 | 8.0519 | 0.04944 | 0.065612 | 0.019388 | 0% | 99% | 0 | 0% | 99% | 0 | 0% | 99% | 0 | 0% | 99% | 0 | 0% | 61.14% | 0 | 0% | 61.14% | 0 | 0% | 61.14% | 0 | 0% | 61.14% | 0 | 4.8163 | 40% | 2.548% | 0.032981 | 0% | 2.548% | 0 | 0% | 2.548% | 0 | 100% | 0.2728% | 0.0088256 | 0% | 0.2728% | 0 | 0% | 0.2728% | 0 | 0% | 0.7353% | 0 | 12.97% | 0.7353% | 0.0030859 | 38.86% | 0.7353% | 0.0092442 | 12.97% | 0.7402% | 0.0031064 | 38.86% | 0.7402% | 0.0093056 | 47.62% | 0.7402% | 0.011405 | 12.09% | 5.461% | 0.021367 | 3.341% | 5.461% | 0.0059036 | 0% | 5.461% | 0 | 0% | 2.258% | 0 | 0% | 2.258% | 0 | 0% | 2.258% | 0 |  |  |  | 0% | 11.8% | 0 | 0% | 11.8% | 0 | 0% | 11.8% | 0 | 0% | 0.3661% | 0 | 0% | 0.3661% | 0 | 0% | 0.3661% | 0 | 0% | 100% | 0 | 0% | 100% | 0 | 0% | 100% | 0 | 0% | 100% | 0 |  |  | 0.00027702 |  |  | 0 |  |  | 0 | 100% | 65% |  | 100% | 65% |  | 100% | 65% |  | 100% | 65% |  | 100% | 90% |  | 100% | 90% |  | 100% | 90%
STAFFORD 1102CB | 0.0010197 | 0.45329 | 0.10565 | 0 | 0.10565 | 0.0008832 | 0.0026849 | 0.00084337 | 0% | 99% | 0 | 0% | 99% | 0 | 0% | 99% | 0 | 0% | 99% | 0 | 0% | 63.32% | 0 | 0% | 63.32% | 0 | 0% | 63.32% | 0 | 0% | 63.32% | 0 | 0 | 0% | 3.605% | 0 | 0% | 3.605% | 0 | 0% | 3.605% | 0 | 0% | 0.4068% | 0 | 0% | 0.4068% | 0 | 0% | 0.4068% | 0 | 0% | 0.8981% | 0 | 0% | 0.8981% | 0 | 20.95% | 0.8981% | 0.0001988 | 0% | 0.942% | 0 | 20.95% | 0.942% | 0.00020853 | 79.05% | 0.942% | 0.00078671 | 0% | 6.74% | 0 | 92.45% | 6.74% | 0.006583 | 0% | 6.74% | 0 | 0% | 1.091% | 0 | 0% | 1.091% | 0 | 0% | 1.091% | 0 |  |  |  | 0% | 11.8% | 0 | 0% | 11.8% | 0 | 0% | 11.8% | 0 | 0% | 0.3636% | 0 | 0% | 0.3636% | 0 | 0% | 0.3636% | 0 | 0% | 100% | 0 | 0% | 100% | 0 | 0% | 100% | 0 | 0% | 100% | 0 |  |  | 0 |  |  | 0 |  |  | 0 | 100% | 65% |  | 100% | 65% |  | 100% | 65% |  | 100% | 65% |  | 100% | 90% |  | 100% | 90% |  | 100% | 90%
SILVERADO 2102772792 | 0.00103 | 2.1599 | 0.58127 | 0.30115 | 0.88242 | 0.011065 | 0.0094332 | 0.0037908 | 0% | 99% | 0 | 0% | 99% | 0 | 0% | 99% | 0 | 0% | 99% | 0 | 0% | 63.69% | 0 | 0% | 63.69% | 0 | 0% | 63.69% | 0 | 0% | 63.69% | 0 | 0.30115 | 100% | 2.407% | 0.013991 | 0% | 2.407% | 0 | 0% | 2.407% | 0 | 0% | 0.2646% | 0 | 0% | 0.2646% | 0 | 0% | 0.2646% | 0 | 0% | 0.5791% | 0 | 11.79% | 0.5791% | 0.0003967 | 0% | 0.5791% | 0 | 11.79% | 0.5999% | 0.00041095 | 0% | 0.5999% | 0 | 88.21% | 0.5999% | 0.003076 | 52.07% | 4.32% | 0.013075 | 0% | 4.32% | 0 | 0% | 4.32% | 0 | 0% | 2.418% | 0 | 0% | 2.418% | 0 | 0% | 2.418% | 0 |  |  |  | 0% | 11.8% | 0 | 0% | 11.8% | 0 | 0% | 11.8% | 0 | 0% | 0.3755% | 0 | 0% | 0.3755% | 0 | 0% | 0.3755% | 0 | 0% | 100% | 0 | 0% | 100% | 0 | 0% | 100% | 0 | 0% | 100% | 0 |  |  | 3.8629e-05 |  |  | 0 |  |  | 0 | 100% | 65% |  | 100% | 65% |  | 100% | 65% |  | 100% | 65% |  | 100% | 90% |  | 100% | 90% |  | 100% | 90%
RIO DELL 11024230 | 0.00069762 | 22.6738 | 3.4086 | 0.020483 | 3.4291 | 0.098945 | 0.034793 | 0.0092849 | 0% | 99% | 0 | 0% | 99% | 0 | 0% | 99% | 0 | 0% | 99% | 0 | 0% | 61.6% | 0 | 0% | 61.6% | 0 | 0% | 61.6% | 0 | 0% | 61.6% | 0 | 0.020483 | 100% | 1.479% | 0.050425 | 0% | 1.479% | 0 | 0% | 1.479% | 0 | 0% | 0.1611% | 0 | 0% | 0.1611% | 0 | 0% | 0.1611% | 0 | 0% | 0.3654% | 0 | 94.67% | 0.3654% | 0.01179 | 5.335% | 0.3654% | 0.00066446 | 94.67% | 0.3746% | 0.012086 | 5.335% | 0.3746% | 0.00068112 | 0% | 0.3746% | 0 | 7.844% | 2.718% | 0.0072685 | 0% | 2.718% | 0 | 0% | 2.718% | 0 | 0% | 4.985% | 0 | 0% | 4.985% | 0 | 0% | 4.985% | 0 |  |  |  | 34.94% | 11.8% | 0.14054 | 0% | 11.8% | 0 | 0% | 11.8% | 0 | 0% | 0.3841% | 0 | 0% | 0.3841% | 0 | 0% | 0.3841% | 0 | 0% | 100% | 0 | 0% | 100% | 0 | 0% | 100% | 0 | 0% | 100% | 0 |  |  | 0 |  |  | 0 |  |  | 0 | 100% | 65% |  | 100% | 65% |  | 100% | 65% |  | 100% | 65% |  | 100% | 90% |  | 100% | 90% |  | 100% | 90%
BELL 110750172 | 0.00029091 | 18.8405 | 1.3816 | 0.34895 | 1.7305 | 0.021081 | 0.026379 | 0.010514 | 0% | 99% | 0 | 0% | 99% | 0 | 0% | 99% | 0 | 0% | 99% | 0 | 0% | 61.74% | 0 | 0% | 61.74% | 0 | 0% | 61.74% | 0 | 0% | 61.74% | 0 | 0.34895 | 0% | 2.198% | 0 | 0% | 2.198% | 0 | 0% | 2.198% | 0 | 0% | 0.2309% | 0 | 0% | 0.2309% | 0 | 0% | 0.2309% | 0 | 0% | 0.6839% | 0 | 29.19% | 0.6839% | 0.0027574 | 14.78% | 0.6839% | 0.0013965 | 29.19% | 0.669% | 0.0026975 | 14.78% | 0.669% | 0.0013662 | 55.89% | 0.669% | 0.0051654 | 0% | 5.031% | 0 | 0% | 5.031% | 0 | 5.638% | 5.031% | 0.003919 | 0% | 2.378% | 0 | 0% | 2.378% | 0 | 0% | 2.378% | 0 |  |  |  | 0% | 11.8% | 0 | 0% | 11.8% | 0 | 0% | 11.8% | 0 | 0% | 0.3638% | 0 | 0% | 0.3638% | 0 | 0% | 0.3638% | 0 | 0% | 100% | 0 | 0% | 100% | 0 | 0% | 100% | 0 | 0% | 100% | 0 |  |  | 0 |  |  | 0 |  |  | 0 | 100% | 65% |  | 100% | 65% |  | 100% | 65% |  | 100% | 65% |  | 100% | 90% |  | 100% | 90% |  | 100% | 90%
GREENBRAE 1103718674 | 0.0012414 | 1.3917 | 0.29956 | 0 | 0.29956 | 0.0068322 | 0.0042718 | 0.0014665 | 0% | 99% | 0 | 0% | 99% | 0 | 0% | 99% | 0 | 0% | 99% | 0 | 0% | 63.85% | 0 | 0% | 63.85% | 0 | 0% | 63.85% | 0 | 0% | 63.85% | 0 | 0 | 0% | 1.886% | 0 | 0% | 1.886% | 0 | 0% | 1.886% | 0 | 0% | 0.1976% | 0 | 0% | 0.1976% | 0 | 0% | 0.1976% | 0 | 0% | 0.5204% | 0 | 0% | 0.5204% | 0 | 98.85% | 0.5204% | 0.001541 | 0% | 0.5257% | 0 | 98.85% | 0.5257% | 0.0015565 | 1.155% | 0.5257% | 1.8183e-05 | 58.09% | 3.863% | 0.0067225 | 0.01162% | 3.863% | 1.3443e-06 | 0% | 3.863% | 0 | 0% | 2.808% | 0 | 0% | 2.808% | 0 | 0% | 2.808% | 0 |  |  |  | 0% | 11.8% | 0 | 0% | 11.8% | 0 | 0% | 11.8% | 0 | 0% | 0.3779% | 0 | 0% | 0.3779% | 0 | 0% | 0.3779% | 0 | 0% | 100% | 0 | 0% | 100% | 0 | 0% | 100% | 0 | 0% | 100% | 0 |  |  | 0 |  |  | 0 |  |  | 0 | 100% | 65% |  | 100% | 65% |  | 100% | 65% |  | 100% | 65% |  | 100% | 90% |  | 100% | 90% |  | 100% | 90%
PETALUMA C 1109259100 | 0.00056616 | 1.8495 | 0.20067 | 0 | 0.20067 | 0.0033157 | 0.0037848 | 0.0013206 | 0% | 99% | 0 | 0% | 99% | 0 | 0% | 99% | 0 | 0% | 99% | 0 | 0% | 62.38% | 0 | 0% | 62.38% | 0 | 0% | 62.38% | 0 | 0% | 62.38% | 0 | 0 | 100% | 2.562% | 0.0051417 | 0% | 2.562% | 0 | 0% | 2.562% | 0 | 0% | 0.2741% | 0 | 0% | 0.2741% | 0 | 0% | 0.2741% | 0 | 0% | 0.6715% | 0 | 0% | 0.6715% | 0 | 41.56% | 0.6715% | 0.00055996 | 0% | 0.6652% | 0 | 41.56% | 0.6652% | 0.00055478 | 58.44% | 0.6652% | 0.00078017 | 0% | 4.938% | 0 | 0% | 4.938% | 0 | 0% | 4.938% | 0 | 0% | 2.065% | 0 | 0% | 2.065% | 0 | 0% | 2.065% | 0 |  |  |  | 20.91% | 11.8% | 0.0049511 | 0% | 11.8% | 0 | 0% | 11.8% | 0 | 55.56% | 0.3656% | 0.00040761 | 0% | 0.3656% | 0 | 0% | 0.3656% | 0 | 0% | 100% | 0 | 0% | 100% | 0 | 0% | 100% | 0 | 0% | 100% | 0 |  |  | 0 |  |  | 0 |  |  | 0 | 100% | 65% |  | 100% | 65% |  | 100% | 65% |  | 100% | 65% |  | 100% | 90% |  | 100% | 90% |  | 100% | 90%
BRIDGEVILLE 1101365380 | 0.00061204 | 5.2393 | 0.62656 | 0.026628 | 0.65319 | 0.015131 | 0.0097617 | 0.0014115 | 0% | 99% | 0 | 0% | 99% | 0 | 0% | 99% | 0 | 0% | 99% | 0 | 0% | 61.61% | 0 | 0% | 61.61% | 0 | 0% | 61.61% | 0 | 0% | 61.61% | 0 | 0.026628 | 0% | 2.513% | 0 | 0% | 2.513% | 0 | 0% | 2.513% | 0 | 0% | 0.2657% | 0 | 0% | 0.2657% | 0 | 0% | 0.2657% | 0 | 0% | 0.5687% | 0 | 8.934% | 0.5687% | 0.00031835 | 91.07% | 0.5687% | 0.0032448 | 8.934% | 0.5926% | 0.00033171 | 91.07% | 0.5926% | 0.003381 | 0% | 0.5926% | 0 | 0% | 4.247% | 0 | 0% | 4.247% | 0 | 0% | 4.247% | 0 | 0% | 4.262% | 0 | 0% | 4.262% | 0 | 0% | 4.262% | 0 |  |  |  | 0% | 11.8% | 0 | 0% | 11.8% | 0 | 0% | 11.8% | 0 | 0% | 0.3803% | 0 | 0% | 0.3803% | 0 | 0% | 0.3803% | 0 | 0% | 100% | 0 | 0% | 100% | 0 | 0% | 100% | 0 | 0% | 100% | 0 |  |  | 0 |  |  | 0 |  |  | 0 | 100% | 65% |  | 100% | 65% |  | 100% | 65% |  | 100% | 65% |  | 100% | 90% |  | 100% | 90% |  | 100% | 90%
ROSSMOOR 110639424 | 0.0011186 | 1.0418 | 0.52767 | 0.093014 | 0.62068 | 0.010109 | 0.0084527 | 0.0036238 | 0% | 99% | 0 | 0% | 99% | 0 | 0% | 99% | 0 | 0% | 99% | 0 | 0% | 63.76% | 0 | 0% | 63.76% | 0 | 0% | 63.76% | 0 | 0% | 63.76% | 0 | 0.093014 | 0% | 2.032% | 0 | 0% | 2.032% | 0 | 0% | 2.032% | 0 | 0% | 0.2206% | 0 | 0% | 0.2206% | 0 | 0% | 0.2206% | 0 | 0% | 0.572% | 0 | 0% | 0.572% | 0 | 47.07% | 0.572% | 0.0014207 | 0% | 0.579% | 0 | 47.07% | 0.579% | 0.0014382 | 0% | 0.579% | 0 | 0% | 4.25% | 0 | 0% | 4.25% | 0 | 0% | 4.25% | 0 | 0% | 1.746% | 0 | 0% | 1.746% | 0 | 0% | 1.746% | 0 |  |  |  | 0% | 11.8% | 0 | 0% | 11.8% | 0 | 0% | 11.8% | 0 | 0% | 0.3735% | 0 | 0% | 0.3735% | 0 | 0% | 0.3735% | 0 | 0% | 100% | 0 | 0% | 100% | 0 | 0% | 100% | 0 | 0% | 100% | 0 |  |  | 0 |  |  | 0 |  |  | 0 | 100% | 65% |  | 100% | 65% |  | 100% | 65% |  | 100% | 65% |  | 100% | 90% |  | 100% | 90% |  | 100% | 90%
OAKLAND K 1101CR346 | 0.0017065 | 0.46543 | 0.050279 | 0 | 0.050279 | 0.00099964 | 0.000884 | 0.0002329 | 0% | 99% | 0 | 0% | 99% | 0 | 0% | 99% | 0 | 0% | 99% | 0 | 0% | 63.33% | 0 | 0% | 63.33% | 0 | 0% | 63.33% | 0 | 0% | 63.33% | 0 | 0 | 0% | 2.401% | 0 | 0% | 2.401% | 0 | 0% | 2.401% | 0 | 0% | 0.262% | 0 | 0% | 0.262% | 0 | 0% | 0.262% | 0 | 0% | 0.6264% | 0 | 0% | 0.6264% | 0 | 92.82% | 0.6264% | 0.00029235 | 0% | 0.6388% | 0 | 92.82% | 0.6388% | 0.00029811 | 7.181% | 0.6388% | 2.3064e-05 | 0% | 4.658% | 0 | 0% | 4.658% | 0 | 0% | 4.658% | 0 | 0% | 2.123% | 0 | 0% | 2.123% | 0 | 0% | 2.123% | 0 |  |  |  | 0% | 11.8% | 0 | 0% | 11.8% | 0 | 0% | 11.8% | 0 | 0% | 0.3723% | 0 | 0% | 0.3723% | 0 | 0% | 0.3723% | 0 | 0% | 100% | 0 | 0% | 100% | 0 | 0% | 100% | 0 | 0% | 100% | 0 |  |  | 0 |  |  | 0 |  |  | 0 | 100% | 65% |  | 100% | 65% |  | 100% | 65% |  | 100% | 65% |  | 100% | 90% |  | 100% | 90% |  | 100% | 90%
POSO MOUNTAIN 21014456 | 0.00019412 | 23.4913 | 0.72075 | 0.074264 | 0.79501 | 0.0026867 | 0.017596 | 0.01013 | 0% | 99% | 0 | 0% | 99% | 0 | 0% | 99% | 0 | 0% | 99% | 0 | 0% | 59.34% | 0 | 0% | 59.34% | 0 | 0% | 59.34% | 0 | 0% | 59.34% | 0 | 0.074264 | 0% | 2.661% | 0 | 0% | 2.661% | 0 | 0% | 2.661% | 0 | 100% | 0.2522% | 0.0018174 | 0% | 0.2522% | 0 | 0% | 0.2522% | 0 | 0% | 0.8755% | 0 | 0% | 0.8755% | 0 | 73.73% | 0.8755% | 0.0046524 | 0% | 0.7669% | 0 | 73.73% | 0.7669% | 0.0040753 | 26.27% | 0.7669% | 0.0014523 | 12.98% | 6.208% | 0.0058094 | 0% | 6.208% | 0 | 0% | 6.208% | 0 | 0% | 0.5023% | 0 | 0% | 0.5023% | 0 | 0% | 0.5023% | 0 |  |  |  | 31.89% | 11.8% | 0.027118 | 0% | 11.8% | 0 | 0% | 11.8% | 0 | 0% | 0.3356% | 0 | 0% | 0.3356% | 0 | 0% | 0.3356% | 0 | 0% | 100% | 0 | 0% | 100% | 0 | 0% | 100% | 0 | 0% | 100% | 0 |  |  | 8.8031e-05 |  |  | 0 |  |  | 0 | 100% | 65% |  | 100% | 65% |  | 100% | 65% |  | 100% | 65% |  | 100% | 90% |  | 100% | 90% |  | 100% | 90%
SUMMIT 110148632 | 0.0013176 | 3.8837 | 0.66653 | 0.56502 | 1.2316 | 0.010175 | 0.016198 | 0.0017721 | 0% | 99% | 0 | 0% | 99% | 0 | 0% | 99% | 0 | 0% | 99% | 0 | 0% | 61.8% | 0 | 0% | 61.8% | 0 | 0% | 61.8% | 0 | 0% | 61.8% | 0 | 0.56502 | 50% | 3.222% | 0.010738 | 0% | 3.222% | 0 | 0% | 3.222% | 0 | 0% | 0.3591% | 0 | 0% | 0.3591% | 0 | 0% | 0.3591% | 0 | 0% | 0.8613% | 0 | 47.96% | 0.8613% | 0.0027535 | 28.48% | 0.8613% | 0.0016353 | 47.96% | 0.8944% | 0.0028593 | 28.48% | 0.8944% | 0.0016981 | 21.61% | 0.8944% | 0.0012884 | 22.24% | 6.453% | 0.0095648 | 0% | 6.453% | 0 | 0% | 6.453% | 0 | 0% | 1.692% | 0 | 0% | 1.692% | 0 | 0% | 1.692% | 0 |  |  |  | 0% | 11.8% | 0 | 0% | 11.8% | 0 | 0% | 11.8% | 0 | 0% | 0.3648% | 0 | 0% | 0.3648% | 0 | 0% | 0.3648% | 0 | 0% | 100% | 0 | 0% | 100% | 0 | 0% | 100% | 0 | 0% | 100% | 0 |  |  | 0 |  |  | 0 |  |  | 0 | 100% | 65% |  | 100% | 65% |  | 100% | 65% |  | 100% | 65% |  | 100% | 90% |  | 100% | 90% |  | 100% | 90%
WISE 1102307494 | 0.00021373 | 31.4985 | 1.8435 | 0.54692 | 2.3904 | 0.028654 | 0.035481 | 0.013988 | 0% | 99% | 0 | 0% | 99% | 0 | 0% | 99% | 0 | 0% | 99% | 0 | 0% | 61.76% | 0 | 0% | 61.76% | 0 | 0% | 61.76% | 0 | 0% | 61.76% | 0 | 0.54692 | 71.43% | 2.298% | 0.030255 | 0% | 2.298% | 0 | 0% | 2.298% | 0 | 100% | 0.2431% | 0.0044809 | 0% | 0.2431% | 0 | 0% | 0.2431% | 0 | 0% | 0.679% | 0 | 89.36% | 0.679% | 0.011186 | 9.209% | 0.679% | 0.0011527 | 89.36% | 0.6623% | 0.010909 | 9.209% | 0.6623% | 0.0011243 | 0.09195% | 0.6623% | 1.1226e-05 | 29.28% | 4.982% | 0.02689 | 0% | 4.982% | 0 | 0% | 4.982% | 0 | 0% | 2.401% | 0 | 0% | 2.401% | 0 | 0% | 2.401% | 0 |  |  |  | 0% | 11.8% | 0 | 32.54% | 11.8% | 0.070794 | 0% | 11.8% | 0 | 0% | 0.3629% | 0 | 0% | 0.3629% | 0 | 0% | 0.3629% | 0 | 0% | 100% | 0 | 0% | 100% | 0 | 0% | 100% | 0 | 0% | 100% | 0 |  |  | 0 |  |  | 0 |  |  | 0 | 100% | 65% |  | 100% | 65% |  | 100% | 65% |  | 100% | 65% |  | 100% | 90% |  | 100% | 90% |  | 100% | 90%
SAUSALITO 1101331806 | 0.00079034 | 0.44078 | 0.074334 | 0 | 0.074334 | 0.00092715 | 0.0017992 | 0.00043316 | 0% | 99% | 0 | 0% | 99% | 0 | 0% | 99% | 0 | 0% | 99% | 0 | 0% | 63.08% | 0 | 0% | 63.08% | 0 | 0% | 63.08% | 0 | 0% | 63.08% | 0 | 0 | 0% | 3.66% | 0 | 0% | 3.66% | 0 | 0% | 3.66% | 0 | 0% | 0.4012% | 0 | 0% | 0.4012% | 0 | 0% | 0.4012% | 0 | 0% | 0.8544% | 0 | 5.338% | 0.8544% | 3.3901e-05 | 72.52% | 0.8544% | 0.00046059 | 5.338% | 0.8998% | 3.5702e-05 | 94.66% | 0.8998% | 0.00063314 | 0% | 0.8998% | 0 | 100% | 6.413% | 0.0047669 | 0% | 6.413% | 0 | 0% | 6.413% | 0 | 0% | 1.598% | 0 | 0% | 1.598% | 0 | 0% | 1.598% | 0 |  |  |  | 0% | 11.8% | 0 | 0% | 11.8% | 0 | 0% | 11.8% | 0 | 0% | 0.3692% | 0 | 0% | 0.3692% | 0 | 0% | 0.3692% | 0 | 0% | 100% | 0 | 0% | 100% | 0 | 0% | 100% | 0 | 0% | 100% | 0 |  |  | 0 |  |  | 0 |  |  | 0 | 100% | 65% |  | 100% | 65% |  | 100% | 65% |  | 100% | 65% |  | 100% | 90% |  | 100% | 90% |  | 100% | 90%
CAMP EVERS 2106478670 | 0.0026495 | 1.3435 | 1.4297 | 0.028011 | 1.4577 | 0.044368 | 0.014777 | 0.0018686 | 0% | 99% | 0 | 0% | 99% | 0 | 0% | 99% | 0 | 0% | 99% | 0 | 0% | 62.93% | 0 | 0% | 62.93% | 0 | 0% | 62.93% | 0 | 0% | 62.93% | 0 | 0.028011 | 0% | 1.683% | 0 | 0% | 1.683% | 0 | 0% | 1.683% | 0 | 0% | 0.183% | 0 | 0% | 0.183% | 0 | 0% | 0.183% | 0 | 0% | 0.3702% | 0 | 0% | 0.3702% | 0 | 84.94% | 0.3702% | 0.0044962 | 0% | 0.3981% | 0 | 84.94% | 0.3981% | 0.0048349 | 15.06% | 0.3981% | 0.00085712 | 0% | 2.796% | 0 | 96.2% | 2.796% | 0.038452 | 3.476% | 2.796% | 0.0013893 | 0% | 4.915% | 0 | 0% | 4.915% | 0 | 0% | 4.915% | 0 |  |  |  | 0% | 11.8% | 0 | 0% | 11.8% | 0 | 0% | 11.8% | 0 | 0% | 0.3894% | 0 | 0% | 0.3894% | 0 | 0% | 0.3894% | 0 | 0% | 100% | 0 | 0% | 100% | 0 | 0% | 100% | 0 | 0% | 100% | 0 |  |  | 0 |  |  | 0 |  |  | 0 | 100% | 65% |  | 100% | 65% |  | 100% | 65% |  | 100% | 65% |  | 100% | 90% |  | 100% | 90% |  | 100% | 90%
VOLTA 110297816 | 0.00050867 | 5.7284 | 0.50225 | 3.0237 | 3.5259 | 0.011564 | 0.0078206 | 0.0021686 | 0% | 99% | 0 | 0% | 99% | 0 | 0% | 99% | 0 | 0% | 99% | 0 | 0% | 61.89% | 0 | 0% | 61.89% | 0 | 0% | 61.89% | 0 | 0% | 61.89% | 0 | 3.0237 | 0% | 1.924% | 0 | 0% | 1.924% | 0 | 0% | 1.924% | 0 | 0% | 0.2008% | 0 | 0% | 0.2008% | 0 | 0% | 0.2008% | 0 | 0% | 0.5496% | 0 | 0% | 0.5496% | 0 | 2.847% | 0.5496% | 7.858e-05 | 0% | 0.5434% | 0 | 2.847% | 0.5434% | 7.7705e-05 | 97.15% | 0.5434% | 0.0026517 | 0% | 4.051% | 0 | 0% | 4.051% | 0 | 0% | 4.051% | 0 | 0% | 2.888% | 0 | 0% | 2.888% | 0 | 0% | 2.888% | 0 |  |  |  | 34.99% | 11.8% | 0.020739 | 0% | 11.8% | 0 | 0% | 11.8% | 0 | 0% | 0.3728% | 0 | 0% | 0.3728% | 0 | 0% | 0.3728% | 0 | 0% | 100% | 0 | 0% | 100% | 0 | 0% | 100% | 0 | 0% | 100% | 0 |  |  | 0 |  |  | 0 |  |  | 0 | 100% | 65% |  | 100% | 65% |  | 100% | 65% |  | 100% | 65% |  | 100% | 90% |  | 100% | 90% |  | 100% | 90%
GARBERVILLE 11022124 | 0.00080524 | 3.3466 | 0.49094 | 0.0027311 | 0.49367 | 0.013309 | 0.005948 | 0.0018168 | 0% | 99% | 0 | 0% | 99% | 0 | 0% | 99% | 0 | 0% | 99% | 0 | 0% | 61.81% | 0 | 0% | 61.81% | 0 | 0% | 61.81% | 0 | 0% | 61.81% | 0 | 0.0027311 | 0% | 1.546% | 0 | 0% | 1.546% | 0 | 0% | 1.546% | 0 | 0% | 0.1772% | 0 | 0% | 0.1772% | 0 | 0% | 0.1772% | 0 | 0% | 0.4163% | 0 | 60.86% | 0.4163% | 0.0012439 | 39.14% | 0.4163% | 0.00079984 | 60.86% | 0.4362% | 0.0013034 | 39.14% | 0.4362% | 0.00083812 | 0% | 0.4362% | 0 | 0% | 3.132% | 0 | 0% | 3.132% | 0 | 0% | 3.132% | 0 | 0% | 4.429% | 0 | 0% | 4.429% | 0 | 0% | 4.429% | 0 |  |  |  | 33.62% | 11.8% | 0.019476 | 0% | 11.8% | 0 | 0% | 11.8% | 0 | 0% | 0.3825% | 0 | 0% | 0.3825% | 0 | 0% | 0.3825% | 0 | 0% | 100% | 0 | 0% | 100% | 0 | 0% | 100% | 0 | 0% | 100% | 0 |  |  | 0 |  |  | 0 |  |  | 0 | 100% | 65% |  | 100% | 65% |  | 100% | 65% |  | 100% | 65% |  | 100% | 90% |  | 100% | 90% |  | 100% | 90%
MIWUK 1702CB | 0.0010383 | 6.4405 | 1.0878 | 0.27797 | 1.3658 | 0.014519 | 0.024059 | 0.0082142 | 0% | 99% | 0 | 0% | 99% | 0 | 0% | 99% | 0 | 0% | 99% | 0 | 0% | 62.56% | 0 | 0% | 62.56% | 0 | 0% | 62.56% | 0 | 0% | 62.56% | 0 | 0.27797 | 0% | 2.67% | 0 | 0% | 2.67% | 0 | 0% | 2.67% | 0 | 0% | 0.3079% | 0 | 0% | 0.3079% | 0 | 0% | 0.3079% | 0 | 0% | 0.7519% | 0 | 0% | 0.7519% | 0 | 56.19% | 0.7519% | 0.0045957 | 0% | 0.7829% | 0 | 56.19% | 0.7829% | 0.0047852 | 43.81% | 0.7829% | 0.0037311 | 18.85% | 5.644% | 0.011575 | 0% | 5.644% | 0 | 0% | 5.644% | 0 | 0% | 1.604% | 0 | 0% | 1.604% | 0 | 0% | 1.604% | 0 |  |  |  | 0% | 11.8% | 0 | 0% | 11.8% | 0 | 0% | 11.8% | 0 | 0% | 0.366% | 0 | 0% | 0.366% | 0 | 0% | 0.366% | 0 | 0% | 100% | 0 | 0% | 100% | 0 | 0% | 100% | 0 | 0% | 100% | 0 |  |  | 0 |  |  | 0 |  |  | 0 | 100% | 65% |  | 100% | 65% |  | 100% | 65% |  | 100% | 65% |  | 100% | 90% |  | 100% | 90% |  | 100% | 90%
DEL MONTE 21042624 | 0.00052261 | 20.6806 | 2.0551 | 0 | 2.0551 | 0.017345 | 0.050117 | 0.021003 | 0% | 99% | 0 | 0% | 99% | 0 | 0% | 99% | 0 | 0% | 99% | 0 | 0% | 62.99% | 0 | 0% | 62.99% | 0 | 0% | 62.99% | 0 | 0% | 62.99% | 0 | 0 | 100% | 3.229% | 0.066366 | 0% | 3.229% | 0 | 0% | 3.229% | 0 | 0% | 0.3526% | 0 | 0% | 0.3526% | 0 | 0% | 0.3526% | 0 | 0% | 0.8497% | 0 | 19.31% | 0.8497% | 0.0033727 | 64.15% | 0.8497% | 0.011202 | 19.31% | 0.8729% | 0.0034646 | 64.15% | 0.8729% | 0.011507 | 16.46% | 0.8729% | 0.0029528 | 29.57% | 6.341% | 0.038539 | 1.497% | 6.341% | 0.0019508 | 6.696% | 6.341% | 0.0087261 | 0% | 1.065% | 0 | 0% | 1.065% | 0 | 0% | 1.065% | 0 |  |  |  | 0% | 11.8% | 0 | 0% | 11.8% | 0 | 0% | 11.8% | 0 | 0% | 0.3639% | 0 | 0% | 0.3639% | 0 | 0% | 0.3639% | 0 | 0% | 100% | 0 | 0% | 100% | 0 | 0% | 100% | 0 | 0% | 100% | 0 |  |  | 0 |  |  | 0 |  |  | 0 | 100% | 65% |  | 100% | 65% |  | 100% | 65% |  | 100% | 65% |  | 100% | 90% |  | 100% | 90% |  | 100% | 90%
SHINGLE SPRINGS 21092053 | 0.0005595 | 6.3551 | 0.57527 | 0 | 0.57527 | 0.0094125 | 0.010906 | 0.004456 | 0% | 99% | 0 | 0% | 99% | 0 | 0% | 99% | 0 | 0% | 99% | 0 | 0% | 63.24% | 0 | 0% | 63.24% | 0 | 0% | 63.24% | 0 | 0% | 63.24% | 0 | 0 | 0% | 2.353% | 0 | 0% | 2.353% | 0 | 0% | 2.353% | 0 | 0% | 0.2497% | 0 | 0% | 0.2497% | 0 | 0% | 0.2497% | 0 | 0% | 0.6712% | 0 | 0% | 0.6712% | 0 | 0% | 0.6712% | 0 | 0% | 0.6885% | 0 | 0% | 0.6885% | 0 | 60.79% | 0.6885% | 0.0024078 | 0% | 5.015% | 0 | 0% | 5.015% | 0 | 0% | 5.015% | 0 | 0% | 2.551% | 0 | 0% | 2.551% | 0 | 0% | 2.551% | 0 |  |  |  | 0% | 11.8% | 0 | 0% | 11.8% | 0 | 0% | 11.8% | 0 | 0% | 0.3729% | 0 | 0% | 0.3729% | 0 | 0% | 0.3729% | 0 | 0% | 100% | 0 | 0% | 100% | 0 | 0% | 100% | 0 | 0% | 100% | 0 |  |  | 0 |  |  | 0 |  |  | 0 | 100% | 65% |  | 100% | 65% |  | 100% | 65% |  | 100% | 65% |  | 100% | 90% |  | 100% | 90% |  | 100% | 90%
CALPELLA 1102477890 | 0.00049031 | 0.9644 | 0.30986 | 0 | 0.30986 | 0.0041479 | 0.006554 | 0.0026599 | 0% | 99% | 0 | 0% | 99% | 0 | 0% | 99% | 0 | 0% | 99% | 0 | 0% | 63.02% | 0 | 0% | 63.02% | 0 | 0% | 63.02% | 0 | 0% | 63.02% | 0 | 0 | 0% | 2.719% | 0 | 0% | 2.719% | 0 | 0% | 2.719% | 0 | 0% | 0.2925% | 0 | 0% | 0.2925% | 0 | 0% | 0.2925% | 0 | 0% | 0.7397% | 0 | 0% | 0.7397% | 0 | 0% | 0.7397% | 0 | 0% | 0.7517% | 0 | 0% | 0.7517% | 0 | 0% | 0.7517% | 0 | 0% | 5.499% | 0 | 0% | 5.499% | 0 | 0% | 5.499% | 0 | 0% | 1.78% | 0 | 0% | 1.78% | 0 | 0% | 1.78% | 0 |  |  |  | 0% | 11.8% | 0 | 0% | 11.8% | 0 | 0% | 11.8% | 0 | 0% | 0.3675% | 0 | 0% | 0.3675% | 0 | 0% | 0.3675% | 0 | 0% | 100% | 0 | 0% | 100% | 0 | 0% | 100% | 0 | 0% | 100% | 0 |  |  | 0 |  |  | 0 |  |  | 0 | 100% | 65% |  | 100% | 65% |  | 100% | 65% |  | 100% | 65% |  | 100% | 90% |  | 100% | 90% |  | 100% | 90%
GARCIA 0401666 | 0.00052699 | 2.4461 | 0.28301 | 0 | 0.28301 | 0.0087447 | 0.0028427 | 0.00071514 | 0% | 99% | 0 | 0% | 99% | 0 | 0% | 99% | 0 | 0% | 99% | 0 | 0% | 61.63% | 0 | 0% | 61.63% | 0 | 0% | 61.63% | 0 | 0% | 61.63% | 0 | 0 | 100% | 1.482% | 0.0041953 | 0% | 1.482% | 0 | 0% | 1.482% | 0 | 0% | 0.1561% | 0 | 0% | 0.1561% | 0 | 0% | 0.1561% | 0 | 0% | 0.3527% | 0 | 0% | 0.3527% | 0 | 100% | 0.3527% | 0.00099814 | 0% | 0.36% | 0 | 100% | 0.36% | 0.0010189 | 0% | 0.36% | 0 | 0% | 2.617% | 0 | 0% | 2.617% | 0 | 0% | 2.617% | 0 | 0% | 5.164% | 0 | 0% | 5.164% | 0 | 0% | 5.164% | 0 |  |  |  | 0% | 11.8% | 0 | 35% | 11.8% | 0.011688 | 0% | 11.8% | 0 | 0% | 0.3854% | 0 | 0% | 0.3854% | 0 | 0% | 0.3854% | 0 | 0% | 100% | 0 | 0% | 100% | 0 | 0% | 100% | 0 | 0% | 100% | 0 |  |  | 0 |  |  | 0 |  |  | 0 | 100% | 65% |  | 100% | 65% |  | 100% | 65% |  | 100% | 65% |  | 100% | 90% |  | 100% | 90% |  | 100% | 90%
CAMP EVERS 210612518 | 0.002162 | 17.0031 | 6.2225 | 0.32046 | 6.5429 | 0.19791 | 0.062553 | 0.010643 | 0% | 99% | 0 | 0% | 99% | 0 | 0% | 99% | 0 | 0% | 99% | 0 | 0% | 63.01% | 0 | 0% | 63.01% | 0 | 0% | 63.01% | 0 | 0% | 63.01% | 0 | 0.32046 | 30% | 1.494% | 0.027883 | 0% | 1.494% | 0 | 0% | 1.494% | 0 | 0% | 0.1615% | 0 | 0% | 0.1615% | 0 | 0% | 0.1615% | 0 | 0% | 0.3517% | 0 | 0% | 0.3517% | 0 | 48.19% | 0.3517% | 0.010547 | 0% | 0.3707% | 0 | 48.19% | 0.3707% | 0.011114 | 50.81% | 0.3707% | 0.011719 | 51.23% | 2.642% | 0.0842 | 11.68% | 2.642% | 0.019197 | 3.099% | 2.642% | 0.005094 | 0% | 4.728% | 0 | 0% | 4.728% | 0 | 0% | 4.728% | 0 |  |  |  | 0% | 11.8% | 0 | 0% | 11.8% | 0 | 0% | 11.8% | 0 | 0% | 0.3881% | 0 | 0% | 0.3881% | 0 | 0% | 0.3881% | 0 | 0% | 100% | 0 | 0% | 100% | 0 | 0% | 100% | 0 | 0% | 100% | 0 |  |  | 0.0015722 |  |  | 0 |  |  | 0.0046876 | 100% | 65% |  | 100% | 65% |  | 100% | 65% |  | 100% | 65% |  | 100% | 90% |  | 100% | 90% |  | 100% | 90%
CASTRO VALLEY 11088971 | 0.00046291 | 8.369 | 0.7511 | 0.19009 | 0.94119 | 0.017339 | 0.01201 | 0.0034232 | 0% | 99% | 0 | 0% | 99% | 0 | 0% | 99% | 0 | 0% | 99% | 0 | 0% | 62.78% | 0 | 0% | 62.78% | 0 | 0% | 62.78% | 0 | 0% | 62.78% | 0 | 0.19009 | 100% | 2.299% | 0.017271 | 0% | 2.299% | 0 | 0% | 2.299% | 0 | 0% | 0.2367% | 0 | 0% | 0.2367% | 0 | 0% | 0.2367% | 0 | 0% | 0.5604% | 0 | 0.4772% | 0.5604% | 2.0085e-05 | 0% | 0.5604% | 0 | 0.4772% | 0.5609% | 2.0102e-05 | 0% | 0.5609% | 0 | 99.52% | 0.5609% | 0.0041926 | 9.752% | 4.131% | 0.0030256 | 0% | 4.131% | 0 | 0% | 4.131% | 0 | 0% | 2.733% | 0 | 0% | 2.733% | 0 | 0% | 2.733% | 0 |  |  |  | 0% | 11.8% | 0 | 33.02% | 11.8% | 0.029264 | 0% | 11.8% | 0 | 0% | 0.3752% | 0 | 0% | 0.3752% | 0 | 0% | 0.3752% | 0 | 0% | 100% | 0 | 0% | 100% | 0 | 0% | 100% | 0 | 0% | 100% | 0 |  |  | 0 |  |  | 0 |  |  | 0 | 100% | 65% |  | 100% | 65% |  | 100% | 65% |  | 100% | 65% |  | 100% | 90% |  | 100% | 90% |  | 100% | 90%
BRUNSWICK 11062796 | 0.0010106 | 22.5856 | 3.5395 | 2.4658 | 6.0053 | 0.087655 | 0.052261 | 0.014771 | 0% | 99% | 0 | 0% | 99% | 0 | 0% | 99% | 0 | 0% | 99% | 0 | 0% | 61.62% | 0 | 0% | 61.62% | 0 | 0% | 61.62% | 0 | 0% | 61.62% | 0 | 2.4658 | 60% | 1.771% | 0.037615 | 0% | 1.771% | 0 | 0% | 1.771% | 0 | 0% | 0.1867% | 0 | 0% | 0.1867% | 0 | 0% | 0.1867% | 0 | 0% | 0.5126% | 0 | 7.981% | 0.5126% | 0.001448 | 18.67% | 0.5126% | 0.0033877 | 0% | 0.5147% | 0 | 19.14% | 0.5147% | 0.0034867 | 80.68% | 0.5147% | 0.014699 | 27.64% | 3.802% | 0.037203 | 2.205% | 3.802% | 0.0029675 | 3.594% | 3.802% | 0.0048377 | 0% | 3.739% | 0 | 0% | 3.739% | 0 | 0% | 3.739% | 0 |  |  |  | 35% | 11.8% | 0.14618 | 0% | 11.8% | 0 | 0% | 11.8% | 0 | 0% | 0.3765% | 0 | 0% | 0.3765% | 0 | 0% | 0.3765% | 0 | 0% | 100% | 0 | 0% | 100% | 0 | 0% | 100% | 0 | 0% | 100% | 0 |  |  | 0 |  |  | 0 |  |  | 0 | 100% | 65% |  | 100% | 65% |  | 100% | 65% |  | 100% | 65% |  | 100% | 90% |  | 100% | 90% |  | 100% | 90%
UKIAH 1114822 | 0.0005542 | 0 | 1.0077 | 0 | 1.0077 | 0.013657 | 0.021433 | 0.0089796 | 0% | 99% | 0 | 0% | 99% | 0 | 0% | 99% | 0 | 0% | 99% | 0 | 0% | 63.27% | 0 | 0% | 63.27% | 0 | 0% | 63.27% | 0 | 0% | 63.27% | 0 | 0 | 0% | 2.625% | 0 | 0% | 2.625% | 0 | 0% | 2.625% | 0 | 0% | 0.2899% | 0 | 0% | 0.2899% | 0 | 0% | 0.2899% | 0 | 0% | 0.7251% | 0 | 0.6341% | 0.7251% | 4.6333e-05 | 95.53% | 0.7251% | 0.0069799 | 96.16% | 0.74% | 0.0071711 | 0% | 0.74% | 0 | 0% | 0.74% | 0 | 0% | 5.401% | 0 | 0% | 5.401% | 0 | 0% | 5.401% | 0 | 0% | 1.673% | 0 | 0% | 1.673% | 0 | 0% | 1.673% | 0 |  |  |  | 25.15% | 11.8% | 0.02991 | 0% | 11.8% | 0 | 0% | 11.8% | 0 | 0% | 0.367% | 0 | 0% | 0.367% | 0 | 0% | 0.367% | 0 | 0% | 100% | 0 | 0% | 100% | 0 | 0% | 100% | 0 | 0% | 100% | 0 |  |  | 0 |  |  | 0 |  |  | 0 |  |  |  |  | 65% |  |  | 65% |  | 100% | 65%
STONE CORRAL 1108255186 | 0.00026129 | 2.1564 | 0.87915 | 0 | 0.87915 | 0.0046455 | 0.022423 | 0.011417 | 0% | 99% | 0 | 0% | 99% | 0 | 0% | 99% | 0 | 0% | 99% | 0 | 0% | 61.75% | 0 | 0% | 61.75% | 0 | 0% | 61.75% | 0 | 0% | 61.75% | 0 | 0 | 0% | 2.86% | 0 | 0% | 2.86% | 0 | 0% | 2.86% | 0 | 0% | 0.32% | 0 | 0% | 0.32% | 0 | 0% | 0.32% | 0 | 0% | 0.8568% | 0 | 0% | 0.8568% | 0 | 47.62% | 0.8568% | 0.0035866 | 0% | 0.8485% | 0 | 47.63% | 0.8485% | 0.003553 | 47.02% | 0.8485% | 0.0035076 | 19.32% | 6.323% | 0.010741 | 0% | 6.323% | 0 | 0% | 6.323% | 0 | 0% | 0.706% | 0 | 0% | 0.706% | 0 | 0% | 0.706% | 0 |  |  |  | 0% | 11.8% | 0 | 0% | 11.8% | 0 | 0% | 11.8% | 0 | 0% | 0.3527% | 0 | 0% | 0.3527% | 0 | 0% | 0.3527% | 0 | 0% | 100% | 0 | 0% | 100% | 0 | 0% | 100% | 0 | 0% | 100% | 0 |  |  | 0 |  |  | 0 |  |  | 0 | 100% | 65% |  | 100% | 65% |  | 100% | 65% |  | 100% | 65% |  | 100% | 90% |  | 100% | 90% |  | 100% | 90%
CLARKSVILLE 210551478 | 0.0020452 | 0.052525 | 0.030408 | 0.50774 | 0.53814 | 0.00020643 | 0.00072898 | 0.00039711 | 0% | 99% | 0 | 0% | 99% | 0 | 0% | 99% | 0 | 0% | 99% | 0 | 0% | 63.41% | 0 | 0% | 63.41% | 0 | 0% | 63.41% | 0 | 0% | 63.41% | 0 | 0.50774 | 0% | 2.681% | 0 | 0% | 2.681% | 0 | 0% | 2.681% | 0 | 0% | 0.3146% | 0 | 0% | 0.3146% | 0 | 0% | 0.3146% | 0 | 0% | 0.8093% | 0 | 100% | 0.8093% | 0.00024609 | 0% | 0.8093% | 0 | 100% | 0.8633% | 0.00026251 | 0% | 0.8633% | 0 | 0% | 0.8633% | 0 | 0% | 6.157% | 0 | 0% | 6.157% | 0 | 0% | 6.157% | 0 | 0% | 0.8305% | 0 | 0% | 0.8305% | 0 | 0% | 0.8305% | 0 |  |  |  | 0% | 11.8% | 0 | 0% | 11.8% | 0 | 0% | 11.8% | 0 | 0% | 0.3699% | 0 | 0% | 0.3699% | 0 | 0% | 0.3699% | 0 | 0% | 100% | 0 | 0% | 100% | 0 | 0% | 100% | 0 | 0% | 100% | 0 |  |  | 0 |  |  | 0 |  |  | 0 | 100% | 65% |  | 100% | 65% |  | 100% | 65% |  | 100% | 65% |  | 100% | 90% |  | 100% | 90% |  | 100% | 90%
WILLITS 11044650 | 0.00040962 | 4.4991 | 0.57855 | 0 | 0.57855 | 0.008631 | 0.012137 | 0.0045862 | 0% | 99% | 0 | 0% | 99% | 0 | 0% | 99% | 0 | 0% | 99% | 0 | 0% | 62.08% | 0 | 0% | 62.08% | 0 | 0% | 62.08% | 0 | 0% | 62.08% | 0 | 0 | 50% | 2.355% | 0.0068136 | 0% | 2.355% | 0 | 0% | 2.355% | 0 | 0% | 0.2519% | 0 | 0% | 0.2519% | 0 | 0% | 0.2519% | 0 | 0% | 0.7244% | 0 | 31.18% | 0.7244% | 0.0013069 | 67.34% | 0.7244% | 0.0028225 | 32.63% | 0.7267% | 0.0013718 | 67.34% | 0.7267% | 0.0028312 | 0% | 0.7267% | 0 | 0% | 5.381% | 0 | 0% | 5.381% | 0 | 0% | 5.381% | 0 | 0% | 1.972% | 0 | 0% | 1.972% | 0 | 0% | 1.972% | 0 |  |  |  | 31.56% | 11.8% | 0.021549 | 0% | 11.8% | 0 | 0% | 11.8% | 0 | 0% | 0.3665% | 0 | 0% | 0.3665% | 0 | 0% | 0.3665% | 0 | 0.6232% | 100% | 0.0036058 | 0% | 100% | 0 | 0% | 100% | 0 | 0% | 100% | 0 |  |  | 0.0001302 |  |  | 0 |  |  | 0 | 100% | 65% |  | 100% | 65% |  | 100% | 65% |  | 100% | 65% |  | 100% | 90% |  | 100% | 90% |  | 100% | 90%
LUCERNE 1106526 | 0.0004553 | 10.996 | 1.2021 | 1.7524 | 2.9544 | 0.012409 | 0.028805 | 0.011494 | 0% | 99% | 0 | 0% | 99% | 0 | 0% | 99% | 0 | 0% | 99% | 0 | 0% | 61.42% | 0 | 0% | 61.42% | 0 | 0% | 61.42% | 0 | 0% | 61.42% | 0 | 1.7524 | 0% | 2.39% | 0 | 0% | 2.39% | 0 | 0% | 2.39% | 0 | 0% | 0.269% | 0 | 0% | 0.269% | 0 | 0% | 0.269% | 0 | 0% | 0.8069% | 0 | 99.06% | 0.8069% | 0.0096091 | 0.5545% | 0.8069% | 5.3788e-05 | 99.06% | 0.8028% | 0.0095601 | 0.5545% | 0.8028% | 5.3514e-05 | 0% | 0.8028% | 0 | 5.629% | 5.988% | 0.0040519 | 0% | 5.988% | 0 | 0% | 5.988% | 0 | 0% | 1.37% | 0 | 0% | 1.37% | 0 | 0% | 1.37% | 0 |  |  |  | 30.45% | 11.8% | 0.043196 | 0% | 11.8% | 0 | 0% | 11.8% | 0 | 0% | 0.3572% | 0 | 0% | 0.3572% | 0 | 0% | 0.3572% | 0 | 0% | 100% | 0 | 0% | 100% | 0 | 0% | 100% | 0 | 0% | 100% | 0 |  |  | 0 |  |  | 0 |  |  | 0 | 100% | 65% |  | 100% | 65% |  | 100% | 65% |  | 100% | 65% |  | 100% | 90% |  | 100% | 90% |  | 100% | 90%
IONE 1101L3141 | 0.00025838 | 13.7205 | 0.8058 | 0 | 0.8058 | 0.0092463 | 0.016131 | 0.009955 | 0% | 99% | 0 | 0% | 99% | 0 | 0% | 99% | 0 | 0% | 99% | 0 | 0% | 63.63% | 0 | 0% | 63.63% | 0 | 0% | 63.63% | 0 | 0% | 63.63% | 0 | 0 | 33.33% | 2.516% | 0.0067583 | 0% | 2.516% | 0 | 0% | 2.516% | 0 | 0% | 0.2791% | 0 | 0% | 0.2791% | 0 | 0% | 0.2791% | 0 | 0% | 0.6747% | 0 | 5.393% | 0.6747% | 0.00029318 | 42.23% | 0.6747% | 0.0022959 | 5.393% | 0.6884% | 0.00029916 | 42.23% | 0.6884% | 0.0023427 | 51.86% | 0.6884% | 0.0028769 | 24.75% | 5.018% | 0.010006 | 0% | 5.018% | 0 | 0% | 5.018% | 0 | 0% | 1.605% | 0 | 0% | 1.605% | 0 | 0% | 1.605% | 0 |  |  |  | 0% | 11.8% | 0 | 0% | 11.8% | 0 | 0% | 11.8% | 0 | 0% | 0.3677% | 0 | 0% | 0.3677% | 0 | 0% | 0.3677% | 0 | 0% | 100% | 0 | 0% | 100% | 0 | 0% | 100% | 0 | 0% | 100% | 0 |  |  | 0.0022338 |  |  | 0 |  |  | 0 | 100% | 65% |  | 100% | 65% |  | 100% | 65% |  | 100% | 65% |  | 100% | 90% |  | 100% | 90% |  | 100% | 90%
VACAVILLE 111113652 | 0.00074783 | 4.7781 | 0.59497 | 1.1089 | 1.7039 | 0.0095311 | 0.011677 | 0.0049159 | 0% | 99% | 0 | 58.14% | 99% | 0.34246 | 0% | 99% | 0 | 0% | 99% | 0 | 0% | 63.33% | 0 | 0% | 63.33% | 0 | 0% | 63.33% | 0 | 0% | 63.33% | 0 | 1.1089 | 0% | 2.237% | 0 | 0% | 2.237% | 0 | 0% | 2.237% | 0 | 100% | 0.2467% | 0.0014677 | 0% | 0.2467% | 0 | 0% | 0.2467% | 0 | 0% | 0.6639% | 0 | 0% | 0.6639% | 0 | 1.67% | 0.6639% | 6.5977e-05 | 0% | 0.6721% | 0 | 1.67% | 0.6721% | 6.6798e-05 | 97.63% | 0.6721% | 0.0039043 | 34.47% | 4.941% | 0.010134 | 0% | 4.941% | 0 | 0% | 4.941% | 0 | 0% | 1.533% | 0 | 0% | 1.533% | 0 | 0% | 1.533% | 0 |  |  |  | 0% | 11.8% | 0 | 0% | 11.8% | 0 | 0% | 11.8% | 0 | 0% | 0.3682% | 0 | 0% | 0.3682% | 0 | 0% | 0.3682% | 0 | 0% | 100% | 0 | 0% | 100% | 0 | 0% | 100% | 0 | 0% | 100% | 0 |  |  | 0 |  |  | 0 |  |  | 0 | 100% | 65% |  | 100% | 65% |  | 100% | 65% |  | 100% | 65% |  | 100% | 90% |  | 100% | 90% |  | 100% | 90%
SHADY GLEN 1101941844 | 0.0011193 | 0 | 0.19689 | 5.9346 | 6.1315 | 0.0032324 | 0.0036206 | 0.00181 | 0% | 99% | 0 | 0% | 99% | 0 | 0% | 99% | 0 | 0% | 99% | 0 | 0% | 63.56% | 0 | 0% | 63.56% | 0 | 0% | 63.56% | 0 | 0% | 63.56% | 0 | 5.9346 | 50% | 2.331% | 0.0022948 | 0% | 2.331% | 0 | 0% | 2.331% | 0 | 0% | 0.259% | 0 | 0% | 0.259% | 0 | 0% | 0.259% | 0 | 0% | 0.6282% | 0 | 67.84% | 0.6282% | 0.00083909 | 18.53% | 0.6282% | 0.00022924 | 82.88% | 0.664% | 0.0010835 | 17.09% | 0.664% | 0.0002234 | 67.84% | 0.664% | 0.00088683 | 84.47% | 4.74% | 0.0078836 | 7.753% | 4.74% | 0.00072365 | 0% | 4.74% | 0 | 0% | 2.08% | 0 | 0% | 2.08% | 0 | 0% | 2.08% | 0 |  |  |  | 0% | 11.8% | 0 | 28.85% | 11.8% | 0.0067023 | 0% | 11.8% | 0 | 55.56% | 0.3772% | 0.00041258 | 0% | 0.3772% | 0 | 0% | 0.3772% | 0 | 0% | 100% | 0 | 0% | 100% | 0 | 0% | 100% | 0 | 0% | 100% | 0 |  |  | 0.048471 |  |  | 0 |  |  | 0 |  |  |  |  | 65% |  |  | 65% |  | 100% | 65%
FORESTHILL 1102CB | 0.00081547 | 1.6925 | 0.25806 | 0.033823 | 0.29188 | 0.0045329 | 0.0049393 | 0.00189 | 0% | 99% | 0 | 0% | 99% | 0 | 0% | 99% | 0 | 0% | 99% | 0 | 0% | 62.14% | 0 | 0% | 62.14% | 0 | 0% | 62.14% | 0 | 0% | 62.14% | 0 | 0.033823 | 100% | 2.513% | 0.006486 | 0% | 2.513% | 0 | 0% | 2.513% | 0 | 0% | 0.2792% | 0 | 0% | 0.2792% | 0 | 0% | 0.2792% | 0 | 0% | 0.6459% | 0 | 0% | 0.6459% | 0 | 0% | 0.6459% | 0 | 0% | 0.6681% | 0 | 0% | 0.6681% | 0 | 100% | 0.6681% | 0.001724 | 88.98% | 4.828% | 0.011087 | 0% | 4.828% | 0 | 0% | 4.828% | 0 | 0% | 2.406% | 0 | 0% | 2.406% | 0 | 0% | 2.406% | 0 |  |  |  | 0% | 11.8% | 0 | 0% | 11.8% | 0 | 0% | 11.8% | 0 | 0% | 0.3722% | 0 | 0% | 0.3722% | 0 | 0% | 0.3722% | 0 | 0% | 100% | 0 | 0% | 100% | 0 | 0% | 100% | 0 | 0% | 100% | 0 |  |  | 0 |  |  | 0 |  |  | 0 | 100% | 65% |  | 100% | 65% |  | 100% | 65% |  | 100% | 65% |  | 100% | 90% |  | 100% | 90% |  | 100% | 90%
HALSEY 11011704 | 0.00071024 | 16.3266 | 1.7749 | 0.96596 | 2.7409 | 0.046279 | 0.023485 | 0.008442 | 0% | 99% | 0 | 0% | 99% | 0 | 0% | 99% | 0 | 0% | 99% | 0 | 0% | 61.31% | 0 | 0% | 61.31% | 0 | 0% | 61.31% | 0 | 0% | 61.31% | 0 | 0.96596 | 33.33% | 1.318% | 0.0077955 | 0% | 1.318% | 0 | 0% | 1.318% | 0 | 0% | 0.1378% | 0 | 0% | 0.1378% | 0 | 0% | 0.1378% | 0 | 0% | 0.4543% | 0 | 90.93% | 0.4543% | 0.0073318 | 9.07% | 0.4543% | 0.00073136 | 90.93% | 0.4419% | 0.0071313 | 9.07% | 0.4419% | 0.00071136 | 0% | 0.4419% | 0 | 3.607% | 3.346% | 0.002142 | 0% | 3.346% | 0 | 3.859% | 3.346% | 0.0022914 | 0% | 4.134% | 0 | 0% | 4.134% | 0 | 0% | 4.134% | 0 |  |  |  | 0% | 11.8% | 0 | 34.99% | 11.8% | 0.073289 | 0% | 11.8% | 0 | 0% | 0.3757% | 0 | 0% | 0.3757% | 0 | 0% | 0.3757% | 0 | 0% | 100% | 0 | 1.695% | 100% | 0.03008 | 0% | 100% | 0 | 0% | 100% | 0 |  |  | 4.6632e-06 |  |  | 0 |  |  | 0 | 100% | 65% |  | 100% | 65% |  | 100% | 65% |  | 100% | 65% |  | 100% | 90% |  | 100% | 90% |  | 100% | 90%
MADISON 210189332 | 8.8848e-05 | 0 | 2.0019 | 0 | 2.0019 | 0.010211 | 0.045797 | 0.032218 | 0% | 99% | 0 | 0% | 99% | 0 | 0% | 99% | 0 | 0% | 99% | 0 | 0% | 63.5% | 0 | 0% | 63.5% | 0 | 0% | 63.5% | 0 | 0% | 63.5% | 0 | 0 | 0% | 2.161% | 0 | 0% | 2.161% | 0 | 0% | 2.161% | 0 | 0% | 0.254% | 0 | 0% | 0.254% | 0 | 0% | 0.254% | 0 | 0% | 0.7485% | 0 | 68.7% | 0.7485% | 0.010295 | 0% | 0.7485% | 0 | 68.7% | 0.7404% | 0.010184 | 7.943% | 0.7404% | 0.0011774 | 91.97% | 0.7404% | 0.013632 | 0% | 5.538% | 0 | 0% | 5.538% | 0 | 0% | 5.538% | 0 | 0% | 0.6391% | 0 | 0% | 0.6391% | 0 | 0% | 0.6391% | 0 |  |  |  | 1.986% | 11.8% | 0.0046921 | 0% | 11.8% | 0 | 0% | 11.8% | 0 | 55.56% | 0.3544% | 0.0039416 | 0% | 0.3544% | 0 | 0% | 0.3544% | 0 | 0% | 100% | 0 | 0% | 100% | 0 | 0% | 100% | 0 | 0% | 100% | 0 |  |  | 0 |  |  | 0 |  |  | 0 |  |  |  |  | 65% |  |  | 65% |  | 100% | 65%
CLAYTON 2212CB | 0.00080781 | 0.0065327 | 2.5912 | 0.014181 | 2.6054 | 0.021612 | 0.068586 | 0.024071 | 0% | 99% | 0 | 0% | 99% | 0 | 0% | 99% | 0 | 0% | 99% | 0 | 0% | 63.82% | 0 | 0% | 63.82% | 0 | 0% | 63.82% | 0 | 0% | 63.82% | 0 | 0.014181 | 0% | 3.052% | 0 | 0% | 3.052% | 0 | 0% | 3.052% | 0 | 0% | 0.3548% | 0 | 0% | 0.3548% | 0 | 0% | 0.3548% | 0 | 88.1% | 0.8828% | 0.020152 | 52.91% | 0.8828% | 0.012103 | 96.53% | 0.8828% | 0.02208 | 52.91% | 0.9191% | 0.012602 | 96.53% | 0.9191% | 0.02299 | 55.14% | 0.9191% | 0.013133 | 100% | 6.631% | 0.17182 | 0% | 6.631% | 0 | 0% | 6.631% | 0 | 0% | 0.5758% | 0 | 0% | 0.5758% | 0 | 0% | 0.5758% | 0 |  |  |  | 0% | 11.8% | 0 | 0% | 11.8% | 0 | 0% | 11.8% | 0 | 55.56% | 0.3608% | 0.0051937 | 0% | 0.3608% | 0 | 0% | 0.3608% | 0 | 0% | 100% | 0 | 0% | 100% | 0 | 0% | 100% | 0 | 0% | 100% | 0 |  |  | 0 |  |  | 0 |  |  | 0 | 100% | 65% |  | 100% | 65% |  | 100% | 65% |  | 100% | 65% |  | 100% | 90% |  | 100% | 90% |  | 100% | 90%
SPRING GAP 17029280 | 0.00095956 | 8.1719 | 1.4264 | 0.45859 | 1.885 | 0.023987 | 0.032451 | 0.0065382 | 0% | 99% | 0 | 0% | 99% | 0 | 0% | 99% | 0 | 0% | 99% | 0 | 0% | 62.02% | 0 | 0% | 62.02% | 0 | 0% | 62.02% | 0 | 0% | 62.02% | 0 | 0.45859 | 0% | 2.523% | 0 | 0% | 2.523% | 0 | 0% | 2.523% | 0 | 0% | 0.2881% | 0 | 0% | 0.2881% | 0 | 0% | 0.2881% | 0 | 0% | 0.7653% | 0 | 0% | 0.7653% | 0 | 34.05% | 0.7653% | 0.0037171 | 0% | 0.7881% | 0 | 34.05% | 0.7881% | 0.0038278 | 65.95% | 0.7881% | 0.0074141 | 24.39% | 5.732% | 0.019941 | 0% | 5.732% | 0 | 20.8% | 5.732% | 0.017003 | 0% | 1.813% | 0 | 0% | 1.813% | 0 | 0% | 1.813% | 0 |  |  |  | 0% | 11.8% | 0 | 0% | 11.8% | 0 | 0% | 11.8% | 0 | 0% | 0.3654% | 0 | 0% | 0.3654% | 0 | 0% | 0.3654% | 0 | 0% | 100% | 0 | 0% | 100% | 0 | 0% | 100% | 0 | 0% | 100% | 0 |  |  | 0 |  |  | 0 |  |  | 0.0010491 | 100% | 65% |  | 100% | 65% |  | 100% | 65% |  | 100% | 65% |  | 100% | 90% |  | 100% | 90% |  | 100% | 90%
BUELLTON 1101Y06 | 0.00030832 | 29.0312 | 3.0707 | 0 | 3.0707 | 0.021078 | 0.088513 | 0.026069 | 0% | 99% | 0 | 0% | 99% | 0 | 0% | 99% | 0 | 0% | 99% | 0 | 0% | 62.34% | 0 | 0% | 62.34% | 0 | 0% | 62.34% | 0 | 0% | 62.34% | 0 | 0 | 100% | 4.048% | 0.12432 | 0% | 4.048% | 0 | 0% | 4.048% | 0 | 0% | 0.4309% | 0 | 0% | 0.4309% | 0 | 0% | 0.4309% | 0 | 0% | 0.9975% | 0 | 0.1037% | 0.9975% | 3.1764e-05 | 23.35% | 0.9975% | 0.0071525 | 0.1037% | 1.04% | 3.3131e-05 | 23.35% | 1.04% | 0.0074604 | 76.54% | 1.04% | 0.024453 | 15.44% | 7.478% | 0.03545 | 10.64% | 7.478% | 0.024442 | 0% | 7.478% | 0 | 0% | 0.8698% | 0 | 0% | 0.8698% | 0 | 0% | 0.8698% | 0 |  |  |  | 26.48% | 11.8% | 0.095934 | 0% | 11.8% | 0 | 0% | 11.8% | 0 | 0% | 0.3655% | 0 | 0% | 0.3655% | 0 | 0% | 0.3655% | 0 | 0% | 100% | 0 | 0% | 100% | 0 | 0% | 100% | 0 | 0% | 100% | 0 |  |  | 4.8786e-05 |  |  | 0 |  |  | 0 | 100% | 65% |  | 100% | 65% |  | 100% | 65% |  | 100% | 65% |  | 100% | 90% |  | 100% | 90% |  | 100% | 90%
SAN CARLOS 1103586832 | 0.0011085 | 6.3089 | 0.76974 | 0 | 0.76974 | 0.011589 | 0.016376 | 0.0060585 | 0% | 99% | 0 | 0% | 99% | 0 | 0% | 99% | 0 | 0% | 99% | 0 | 0% | 63.35% | 0 | 0% | 63.35% | 0 | 0% | 63.35% | 0 | 0% | 63.35% | 0 | 0 | 12.5% | 2.525% | 0.0024294 | 0% | 2.525% | 0 | 0% | 2.525% | 0 | 0% | 0.2704% | 0 | 0% | 0.2704% | 0 | 0% | 0.2704% | 0 | 0% | 0.7289% | 0 | 96.38% | 0.7289% | 0.0054072 | 3.594% | 0.7289% | 0.00020162 | 96.38% | 0.7343% | 0.0054473 | 3.594% | 0.7343% | 0.00020311 | 0% | 0.7343% | 0 | 73.06% | 5.411% | 0.030432 | 3.992% | 5.411% | 0.0016628 | 0% | 5.411% | 0 | 0% | 1.72% | 0 | 0% | 1.72% | 0 | 0% | 1.72% | 0 |  |  |  | 0% | 11.8% | 0 | 15.05% | 11.8% | 0.013669 | 0% | 11.8% | 0 | 0% | 0.3671% | 0 | 0% | 0.3671% | 0 | 0% | 0.3671% | 0 | 0% | 100% | 0 | 0% | 100% | 0 | 0% | 100% | 0 | 0% | 100% | 0 |  |  | 0 |  |  | 0 |  |  | 0 | 100% | 65% |  | 100% | 65% |  | 100% | 65% |  | 100% | 65% |  | 100% | 90% |  | 100% | 90% |  | 100% | 90%
SISQUOC 1103M98 | 0.00043973 | 5.6135 | 0.82458 | 0.026575 | 0.85115 | 0.0051395 | 0.024072 | 0.0072982 | 0% | 99% | 0 | 0% | 99% | 0 | 0% | 99% | 0 | 0% | 99% | 0 | 0% | 63.21% | 0 | 0% | 63.21% | 0 | 0% | 63.21% | 0 | 0% | 63.21% | 0 | 0.026575 | 100% | 4.328% | 0.035689 | 0% | 4.328% | 0 | 0% | 4.328% | 0 | 0% | 0.4652% | 0 | 0% | 0.4652% | 0 | 0% | 0.4652% | 0 | 0% | 0.9981% | 0 | 0% | 0.9981% | 0 | 62.96% | 0.9981% | 0.0051821 | 0% | 1.041% | 0 | 62.96% | 1.041% | 0.005406 | 31.54% | 1.041% | 0.0027082 | 1.881% | 7.46% | 0.0011573 | 0% | 7.46% | 0 | 56.33% | 7.46% | 0.034651 | 0% | 0.7632% | 0 | 0% | 0.7632% | 0 | 0% | 0.7632% | 0 |  |  |  | 0% | 11.8% | 0 | 25.7% | 11.8% | 0.025005 | 0% | 11.8% | 0 | 0% | 0.3636% | 0 | 0% | 0.3636% | 0 | 0% | 0.3636% | 0 | 0% | 100% | 0 | 0% | 100% | 0 | 0% | 100% | 0 | 0% | 100% | 0 |  |  | 0.00068486 |  |  | 0 |  |  | 0 | 100% | 65% |  | 100% | 65% |  | 100% | 65% |  | 100% | 65% |  | 100% | 90% |  | 100% | 90% |  | 100% | 90%
DUNBAR 1102448 | 0.00074549 | 2.6995 | 1.7133 | 1.3888 | 3.1021 | 0.03266 | 0.032476 | 0.010752 | 0% | 99% | 0 | 0% | 99% | 0 | 0% | 99% | 0 | 0% | 99% | 0 | 0% | 63.28% | 0 | 0% | 63.28% | 0 | 0% | 63.28% | 0 | 0% | 63.28% | 0 | 1.3888 | 0% | 2.444% | 0 | 0% | 2.444% | 0 | 0% | 2.444% | 0 | 0% | 0.2673% | 0 | 0% | 0.2673% | 0 | 0% | 0.2673% | 0 | 0% | 0.6439% | 0 | 23.8% | 0.6439% | 0.0026255 | 49.95% | 0.6439% | 0.0055103 | 23.8% | 0.6657% | 0.0027145 | 49.95% | 0.6657% | 0.0056971 | 0% | 0.6657% | 0 | 68.63% | 4.817% | 0.056635 | 17.04% | 4.817% | 0.014066 | 0% | 4.817% | 0 | 0% | 2.271% | 0 | 0% | 2.271% | 0 | 0% | 2.271% | 0 |  |  |  | 16.42% | 11.8% | 0.033188 | 0% | 11.8% | 0 | 0% | 11.8% | 0 | 0% | 0.374% | 0 | 0% | 0.374% | 0 | 0% | 0.374% | 0 | 0% | 100% | 0 | 0% | 100% | 0 | 0% | 100% | 0 | 0% | 100% | 0 |  |  | 0 |  |  | 0 |  |  | 0 | 100% | 65% |  | 100% | 65% |  | 100% | 65% |  | 100% | 65% |  | 100% | 90% |  | 100% | 90% |  | 100% | 90%
WILLOW CREEK 11015002 | 0.00079518 | 15.2885 | 2.0344 | 0.54212 | 2.5765 | 0.052897 | 0.026694 | 0.010592 | 0% | 99% | 0 | 0% | 99% | 0 | 0% | 99% | 0 | 0% | 99% | 0 | 0% | 60.8% | 0 | 0% | 60.8% | 0 | 0% | 60.8% | 0 | 0% | 60.8% | 0 | 0.54212 | 20% | 1.677% | 0.0068219 | 0% | 1.677% | 0 | 0% | 1.677% | 0 | 100% | 0.1765% | 0.0035902 | 0% | 0.1765% | 0 | 0% | 0.1765% | 0 | 0% | 0.4513% | 0 | 69.39% | 0.4513% | 0.0063717 | 7.763% | 0.4513% | 0.00071275 | 69.39% | 0.4563% | 0.0064421 | 7.763% | 0.4563% | 0.00072063 | 21.41% | 0.4563% | 0.0019876 | 11.33% | 3.35% | 0.0077191 | 0% | 3.35% | 0 | 0% | 3.35% | 0 | 0% | 4.68% | 0 | 0% | 4.68% | 0 | 0% | 4.68% | 0 |  |  |  | 0% | 11.8% | 0 | 0% | 11.8% | 0 | 0% | 11.8% | 0 | 0% | 0.3802% | 0 | 0% | 0.3802% | 0 | 0% | 0.3802% | 0 | 0% | 100% | 0 | 0% | 100% | 0 | 0% | 100% | 0 | 0% | 100% | 0 |  |  | 0 |  |  | 0 |  |  | 0 | 100% | 65% |  | 100% | 65% |  | 100% | 65% |  | 100% | 65% |  | 100% | 90% |  | 100% | 90% |  | 100% | 90%
WOODACRE 11011456 | 0.0011494 | 4.3413 | 1.0013 | 0.058298 | 1.0596 | 0.02988 | 0.012178 | 0.0024127 | 0% | 99% | 0 | 0% | 99% | 0 | 0% | 99% | 0 | 0% | 99% | 0 | 0% | 62.58% | 0 | 0% | 62.58% | 0 | 0% | 62.58% | 0 | 0% | 62.58% | 0 | 0.058298 | 0% | 1.567% | 0 | 0% | 1.567% | 0 | 0% | 1.567% | 0 | 0% | 0.1749% | 0 | 0% | 0.1749% | 0 | 0% | 0.1749% | 0 | 0% | 0.4075% | 0 | 0% | 0.4075% | 0 | 3.612% | 0.4075% | 0.00014738 | 0% | 0.4244% | 0 | 3.612% | 0.4244% | 0.00015351 | 96.39% | 0.4244% | 0.0040962 | 40.82% | 3.052% | 0.012475 | 0% | 3.052% | 0 | 0% | 3.052% | 0 | 0% | 4.241% | 0 | 0% | 4.241% | 0 | 0% | 4.241% | 0 |  |  |  | 0% | 11.8% | 0 | 24.62% | 11.8% | 0.029085 | 0% | 11.8% | 0 | 55.56% | 0.3829% | 0.0021298 | 0% | 0.3829% | 0 | 0% | 0.3829% | 0 | 0% | 100% | 0 | 0% | 100% | 0 | 0% | 100% | 0 | 0% | 100% | 0 |  |  | 0 |  |  | 0 |  |  | 0 | 100% | 65% |  | 100% | 65% |  | 100% | 65% |  | 100% | 65% |  | 100% | 90% |  | 100% | 90% |  | 100% | 90%
GARBERVILLE 110135706 | 0.0010217 | 11.3417 | 1.9192 | 0.22668 | 2.1459 | 0.059375 | 0.019327 | 0.0065697 | 0% | 99% | 0 | 0% | 99% | 0 | 0% | 99% | 0 | 0% | 99% | 0 | 0% | 62.1% | 0 | 0% | 62.1% | 0 | 0% | 62.1% | 0 | 0% | 62.1% | 0 | 0.22668 | 100% | 1.112% | 0.02134 | 0% | 1.112% | 0 | 0% | 1.112% | 0 | 0% | 0.1227% | 0 | 0% | 0.1227% | 0 | 0% | 0.1227% | 0 | 0% | 0.3389% | 0 | 100% | 0.3389% | 0.0065035 | 0% | 0.3389% | 0 | 100% | 0.3431% | 0.0065846 | 0% | 0.3431% | 0 | 0% | 0.3431% | 0 | 10.96% | 2.525% | 0.0053079 | 0% | 2.525% | 0 | 13.45% | 2.525% | 0.0065191 | 0% | 4.646% | 0 | 0% | 4.646% | 0 | 0% | 4.646% | 0 |  |  |  | 0% | 11.8% | 0 | 0% | 11.8% | 0 | 34.89% | 11.8% | 0.079015 | 0% | 0.3839% | 0 | 0% | 0.3839% | 0 | 0% | 0.3839% | 0 | 0% | 100% | 0 | 0% | 100% | 0 | 0% | 100% | 0 | 0% | 100% | 0 |  |  | 0 |  |  | 0 |  |  | 0 | 100% | 65% |  | 100% | 65% |  | 100% | 65% |  | 100% | 65% |  | 100% | 90% |  | 100% | 90% |  | 100% | 90%
VOLTA 110254932 | 0.00041943 | 4.5826 | 0.35389 | 2.921 | 3.2749 | 0.0082985 | 0.0055706 | 0.0018747 | 0% | 99% | 0 | 0% | 99% | 0 | 0% | 99% | 0 | 0% | 99% | 0 | 0% | 62.15% | 0 | 0% | 62.15% | 0 | 0% | 62.15% | 0 | 0% | 62.15% | 0 | 2.921 | 25% | 1.871% | 0.0016549 | 0% | 1.871% | 0 | 0% | 1.871% | 0 | 0% | 0.1941% | 0 | 0% | 0.1941% | 0 | 0% | 0.1941% | 0 | 0% | 0.5361% | 0 | 0% | 0.5361% | 0 | 28.13% | 0.5361% | 0.00053362 | 0% | 0.5286% | 0 | 28.13% | 0.5286% | 0.00052616 | 71.87% | 0.5286% | 0.0013446 | 0% | 3.947% | 0 | 48.49% | 3.947% | 0.0067742 | 33.56% | 3.947% | 0.0046883 | 0% | 2.79% | 0 | 0% | 2.79% | 0 | 0% | 2.79% | 0 |  |  |  | 34.99% | 11.8% | 0.014613 | 0% | 11.8% | 0 | 0% | 11.8% | 0 | 0% | 0.3732% | 0 | 0% | 0.3732% | 0 | 0% | 0.3732% | 0 | 0% | 100% | 0 | 0% | 100% | 0 | 0% | 100% | 0 | 0% | 100% | 0 |  |  | 0 |  |  | 0 |  |  | 0 | 100% | 65% |  | 100% | 65% |  | 100% | 65% |  | 100% | 65% |  | 100% | 90% |  | 100% | 90% |  | 100% | 90%
FITCH MOUNTAIN 1113352 | 0.00082885 | 13.6763 | 2.1033 | 0 | 2.1033 | 0.056173 | 0.028964 | 0.0084646 | 0% | 99% | 0 | 0% | 99% | 0 | 0% | 99% | 0 | 0% | 99% | 0 | 0% | 63.06% | 0 | 0% | 63.06% | 0 | 0% | 63.06% | 0 | 0% | 63.06% | 0 | 0 | 25% | 1.8% | 0.0094659 | 0% | 1.8% | 0 | 0% | 1.8% | 0 | 0% | 0.1969% | 0 | 0% | 0.1969% | 0 | 0% | 0.1969% | 0 | 0% | 0.4638% | 0 | 99.5% | 0.4638% | 0.009706 | 0% | 0.4638% | 0 | 99.5% | 0.4759% | 0.0099589 | 0% | 0.4759% | 0 | 0% | 0.4759% | 0 | 0.9916% | 3.454% | 0.00072036 | 0% | 3.454% | 0 | 0% | 3.454% | 0 | 0% | 3.643% | 0 | 0% | 3.643% | 0 | 0% | 3.643% | 0 |  |  |  | 34.14% | 11.8% | 0.084726 | 0% | 11.8% | 0 | 0% | 11.8% | 0 | 0% | 0.3798% | 0 | 0% | 0.3798% | 0 | 0% | 0.3798% | 0 | 0% | 100% | 0 | 0% | 100% | 0 | 0% | 100% | 0 | 0% | 100% | 0 |  |  | 0 |  |  | 0 |  |  | 0 | 100% | 65% |  | 100% | 65% |  | 100% | 65% |  | 100% | 65% |  | 100% | 90% |  | 100% | 90% |  | 100% | 90%
TAR FLAT 04023144 | 0.00081777 | 6.0159 | 0.81999 | 0.35269 | 1.1727 | 0.017114 | 0.015578 | 0.0039076 | 0% | 99% | 0 | 0% | 99% | 0 | 0% | 99% | 0 | 0% | 99% | 0 | 0% | 61.92% | 0 | 0% | 61.92% | 0 | 0% | 61.92% | 0 | 0% | 61.92% | 0 | 0.35269 | 50% | 2.225% | 0.0091214 | 0% | 2.225% | 0 | 0% | 2.225% | 0 | 0% | 0.2441% | 0 | 0% | 0.2441% | 0 | 0% | 0.2441% | 0 | 0% | 0.6391% | 0 | 42.63% | 0.6391% | 0.0022341 | 14.5% | 0.6391% | 0.00075992 | 42.63% | 0.6535% | 0.0022845 | 14.5% | 0.6535% | 0.00077706 | 30.94% | 0.6535% | 0.0016581 | 13.66% | 4.769% | 0.0053415 | 0% | 4.769% | 0 | 0% | 4.769% | 0 | 0% | 2.79% | 0 | 0% | 2.79% | 0 | 0% | 2.79% | 0 |  |  |  | 0% | 11.8% | 0 | 0% | 11.8% | 0 | 0% | 11.8% | 0 | 0% | 0.3718% | 0 | 0% | 0.3718% | 0 | 0% | 0.3718% | 0 | 0% | 100% | 0 | 0% | 100% | 0 | 0% | 100% | 0 | 0% | 100% | 0 |  |  | 0 |  |  | 0 |  |  | 0 | 100% | 65% |  | 100% | 65% |  | 100% | 65% |  | 100% | 65% |  | 100% | 90% |  | 100% | 90% |  | 100% | 90%
EMERALD LAKE 0402CB | 0.0010373 | 2.74 | 0.28644 | 0 | 0.28644 | 0.0048463 | 0.0068757 | 0.0010844 | 0% | 99% | 0 | 0% | 99% | 0 | 0% | 99% | 0 | 0% | 99% | 0 | 0% | 62.1% | 0 | 0% | 62.1% | 0 | 0% | 62.1% | 0 | 0% | 62.1% | 0 | 0 | 0% | 2.391% | 0 | 0% | 2.391% | 0 | 0% | 2.391% | 0 | 0% | 0.2823% | 0 | 0% | 0.2823% | 0 | 0% | 0.2823% | 0 | 0% | 0.7745% | 0 | 100% | 0.7745% | 0.0022186 | 0% | 0.7745% | 0 | 100% | 0.7793% | 0.0022321 | 0% | 0.7793% | 0 | 0% | 0.7793% | 0 | 0.7109% | 5.753% | 0.00011713 | 0% | 5.753% | 0 | 0% | 5.753% | 0 | 0% | 2.014% | 0 | 0% | 2.014% | 0 | 0% | 2.014% | 0 |  |  |  | 0% | 11.8% | 0 | 0% | 11.8% | 0 | 0% | 11.8% | 0 | 0% | 0.357% | 0 | 0% | 0.357% | 0 | 0% | 0.357% | 0 | 0% | 100% | 0 | 0% | 100% | 0 | 0% | 100% | 0 | 0% | 100% | 0 |  |  | 0 |  |  | 0 |  |  | 0 | 100% | 65% |  | 100% | 65% |  | 100% | 65% |  | 100% | 65% |  | 100% | 90% |  | 100% | 90% |  | 100% | 90%
VACAVILLE 1104CB | 0.00050559 | 0.52883 | 0.98524 | 0.50549 | 1.4907 | 0.0094546 | 0.022706 | 0.011967 | 0% | 99% | 0 | 0% | 99% | 0 | 0% | 99% | 0 | 0% | 99% | 0 | 0% | 64.21% | 0 | 0% | 64.21% | 0 | 0% | 64.21% | 0 | 0% | 64.21% | 0 | 0.50549 | 0% | 2.666% | 0 | 0% | 2.666% | 0 | 0% | 2.666% | 0 | 0% | 0.2952% | 0 | 0% | 0.2952% | 0 | 0% | 0.2952% | 0 | 0% | 0.7747% | 0 | 83.67% | 0.7747% | 0.0063861 | 5.585% | 0.7747% | 0.00042628 | 89.26% | 0.796% | 0.007 | 4.638% | 0.796% | 0.00036376 | 0% | 0.796% | 0 | 100% | 5.799% | 0.057134 | 0% | 5.799% | 0 | 0% | 5.799% | 0 | 0% | 0.8004% | 0 | 0% | 0.8004% | 0 | 0% | 0.8004% | 0 |  |  |  | 0% | 11.8% | 0 | 0% | 11.8% | 0 | 0% | 11.8% | 0 | 0% | 0.3673% | 0 | 0% | 0.3673% | 0 | 0% | 0.3673% | 0 | 0% | 100% | 0 | 0% | 100% | 0 | 0% | 100% | 0 | 0% | 100% | 0 |  |  | 0 |  |  | 0 |  |  | 0 | 100% | 65% |  | 100% | 65% |  | 100% | 65% |  | 100% | 65% |  | 100% | 90% |  | 100% | 90% |  | 100% | 90%
SAUSALITO 11021500 | 0.00045995 | 0.95277 | 0.10153 | 0 | 0.10153 | 0.0010999 | 0.0028014 | 0.00065012 | 0% | 99% | 0 | 0% | 99% | 0 | 0% | 99% | 0 | 0% | 99% | 0 | 0% | 62.63% | 0 | 0% | 62.63% | 0 | 0% | 62.63% | 0 | 0% | 62.63% | 0 | 0 | 0% | 3.923% | 0 | 0% | 3.923% | 0 | 0% | 3.923% | 0 | 0% | 0.4277% | 0 | 0% | 0.4277% | 0 | 0% | 0.4277% | 0 | 0% | 0.923% | 0 | 3.179% | 0.923% | 2.979e-05 | 83.96% | 0.923% | 0.00078688 | 3.179% | 0.9611% | 3.1018e-05 | 96.82% | 0.9611% | 0.00094479 | 0% | 0.9611% | 0 | 53.68% | 6.899% | 0.0037599 | 0% | 6.899% | 0 | 0% | 6.899% | 0 | 0% | 1.348% | 0 | 0% | 1.348% | 0 | 0% | 1.348% | 0 |  |  |  | 0% | 11.8% | 0 | 31.77% | 11.8% | 0.0038058 | 0% | 11.8% | 0 | 0% | 0.3643% | 0 | 0% | 0.3643% | 0 | 0% | 0.3643% | 0 | 0% | 100% | 0 | 0% | 100% | 0 | 0% | 100% | 0 | 0% | 100% | 0 |  |  | 0 |  |  | 0 |  |  | 0 | 100% | 65% |  | 100% | 65% |  | 100% | 65% |  | 100% | 65% |  | 100% | 90% |  | 100% | 90% |  | 100% | 90%
CAMP EVERS 210610718 | 0.0025058 | 9.1424 | 3.7166 | 0.58967 | 4.3063 | 0.10712 | 0.051624 | 0.0079649 | 0% | 99% | 0 | 0% | 99% | 0 | 0% | 99% | 0 | 0% | 99% | 0 | 0% | 63.72% | 0 | 0% | 63.72% | 0 | 0% | 63.72% | 0 | 0% | 63.72% | 0 | 0.58967 | 0% | 2.138% | 0 | 0% | 2.138% | 0 | 0% | 2.138% | 0 | 0% | 0.2304% | 0 | 0% | 0.2304% | 0 | 0% | 0.2304% | 0 | 0% | 0.4721% | 0 | 0% | 0.4721% | 0 | 0% | 0.4721% | 0 | 0% | 0.5019% | 0 | 0% | 0.5019% | 0 | 0% | 0.5019% | 0 | 0% | 3.549% | 0 | 0% | 3.549% | 0 | 0% | 3.549% | 0 | 0% | 3.859% | 0 | 0% | 3.859% | 0 | 0% | 3.859% | 0 |  |  |  | 0% | 11.8% | 0 | 0% | 11.8% | 0 | 0% | 11.8% | 0 | 0% | 0.3853% | 0 | 0% | 0.3853% | 0 | 0% | 0.3853% | 0 | 0% | 100% | 0 | 0% | 100% | 0 | 0% | 100% | 0 | 0% | 100% | 0 |  |  | 0 |  |  | 0 |  |  | 0 | 100% | 65% |  | 100% | 65% |  | 100% | 65% |  | 100% | 65% |  | 100% | 90% |  | 100% | 90% |  | 100% | 90%
PUEBLO 1104968601 | 0.0012526 | 0.0076054 | 0.012785 | 1.9099 | 1.9227 | 0.0001892 | 0.00029966 | 8.5912e-05 | 0% | 99% | 0 | 0% | 99% | 0 | 0% | 99% | 0 | 0% | 99% | 0 | 0% | 61.92% | 0 | 0% | 61.92% | 0 | 0% | 61.92% | 0 | 0% | 61.92% | 0 | 1.9099 | 0% | 2.761% | 0 | 0% | 2.761% | 0 | 0% | 2.761% | 0 | 0% | 0.3115% | 0 | 0% | 0.3115% | 0 | 0% | 0.3115% | 0 | 0% | 0.7685% | 0 | 100% | 0.7685% | 9.8261e-05 | 0% | 0.7685% | 0 | 100% | 0.7871% | 0.00010063 | 0% | 0.7871% | 0 | 0% | 0.7871% | 0 | 0% | 5.738% | 0 | 0% | 5.738% | 0 | 0% | 5.738% | 0 | 0% | 1.836% | 0 | 0% | 1.836% | 0 | 0% | 1.836% | 0 |  |  |  | 0% | 11.8% | 0 | 0% | 11.8% | 0 | 0% | 11.8% | 0 | 0% | 0.3644% | 0 | 0% | 0.3644% | 0 | 0% | 0.3644% | 0 | 0% | 100% | 0 | 0% | 100% | 0 | 0% | 100% | 0 | 0% | 100% | 0 |  |  | 0 |  |  | 0 |  |  | 0 | 100% | 65% |  | 100% | 65% |  | 100% | 65% |  | 100% | 65% |  | 100% | 90% |  | 100% | 90% |  | 100% | 90%
MARTELL 1101803328 | 0.00072618 | 0.13611 | 0.014825 | 0 | 0.014825 | 0.00011642 | 0.00036825 | 0.00018179 | 0% | 99% | 0 | 0% | 99% | 0 | 0% | 99% | 0 | 0% | 99% | 0 | 0% | 63.73% | 0 | 0% | 63.73% | 0 | 0% | 63.73% | 0 | 0% | 63.73% | 0 | 0 | 0% | 3.332% | 0 | 0% | 3.332% | 0 | 0% | 3.332% | 0 | 0% | 0.3641% | 0 | 0% | 0.3641% | 0 | 0% | 0.3641% | 0 | 0% | 0.8264% | 0 | 0% | 0.8264% | 0 | 0% | 0.8264% | 0 | 0% | 0.8603% | 0 | 0% | 0.8603% | 0 | 86.09% | 0.8603% | 0.00010979 | 0% | 6.185% | 0 | 0% | 6.185% | 0 | 0% | 6.185% | 0 | 0% | 1.026% | 0 | 0% | 1.026% | 0 | 0% | 1.026% | 0 |  |  |  | 0% | 11.8% | 0 | 0% | 11.8% | 0 | 0% | 11.8% | 0 | 0% | 0.3673% | 0 | 0% | 0.3673% | 0 | 0% | 0.3673% | 0 | 0% | 100% | 0 | 0% | 100% | 0 | 0% | 100% | 0 | 0% | 100% | 0 |  |  | 0 |  |  | 0 |  |  | 0 | 100% | 65% |  | 100% | 65% |  | 100% | 65% |  | 100% | 65% |  | 100% | 90% |  | 100% | 90% |  | 100% | 90%
MONTE RIO 1113539938 | 0.00052444 | 2.8626 | 1.1512 | 0 | 1.1512 | 0.038584 | 0.010944 | 0.0026404 | 0% | 99% | 0 | 0% | 99% | 0 | 0% | 99% | 0 | 0% | 99% | 0 | 0% | 62.28% | 0 | 0% | 62.28% | 0 | 0% | 62.28% | 0 | 0% | 62.28% | 0 | 0 | 100% | 1.278% | 0.01471 | 0% | 1.278% | 0 | 0% | 1.278% | 0 | 0% | 0.1355% | 0 | 0% | 0.1355% | 0 | 0% | 0.1355% | 0 | 0% | 0.3181% | 0 | 0% | 0.3181% | 0 | 94.15% | 0.3181% | 0.0034482 | 0% | 0.3241% | 0 | 94.15% | 0.3241% | 0.0035132 | 5.256% | 0.3241% | 0.00019613 | 7.935% | 2.361% | 0.0021568 | 0% | 2.361% | 0 | 0% | 2.361% | 0 | 0% | 4.975% | 0 | 0% | 4.975% | 0 | 0% | 4.975% | 0 |  |  |  | 35% | 11.8% | 0.047544 | 0% | 11.8% | 0 | 0% | 11.8% | 0 | 0% | 0.3862% | 0 | 0% | 0.3862% | 0 | 0% | 0.3862% | 0 | 0% | 100% | 0 | 0% | 100% | 0 | 0% | 100% | 0 | 0% | 100% | 0 |  |  | 0 |  |  | 0 |  |  | 0 | 100% | 65% |  | 100% | 65% |  | 100% | 65% |  | 100% | 65% |  | 100% | 90% |  | 100% | 90% |  | 100% | 90%
UKIAH 1114528 | 0.00025927 | 3.0388 | 1.391 | 0 | 1.391 | 0.019004 | 0.032665 | 0.011516 | 0% | 99% | 0 | 0% | 99% | 0 | 0% | 99% | 0 | 0% | 99% | 0 | 0% | 62.54% | 0 | 0% | 62.54% | 0 | 0% | 62.54% | 0 | 0% | 62.54% | 0 | 0 | 0% | 2.665% | 0 | 0% | 2.665% | 0 | 0% | 2.665% | 0 | 0% | 0.3031% | 0 | 0% | 0.3031% | 0 | 0% | 0.3031% | 0 | 0% | 0.7616% | 0 | 0% | 0.7616% | 0 | 82.17% | 0.7616% | 0.0087058 | 0% | 0.7863% | 0 | 82.49% | 0.7863% | 0.0090227 | 0% | 0.7863% | 0 | 0% | 5.705% | 0 | 0% | 5.705% | 0 | 0% | 5.705% | 0 | 0% | 1.757% | 0 | 0% | 1.757% | 0 | 0% | 1.757% | 0 |  |  |  | 0% | 11.8% | 0 | 6.525% | 11.8% | 0.01071 | 0% | 11.8% | 0 | 0% | 0.3656% | 0 | 0% | 0.3656% | 0 | 0% | 0.3656% | 0 | 0% | 100% | 0 | 0% | 100% | 0 | 0% | 100% | 0 | 0% | 100% | 0 |  |  | 0 |  |  | 0 |  |  | 0 | 100% | 65% |  | 100% | 65% |  | 100% | 65% |  | 100% | 65% |  | 100% | 90% |  | 100% | 90% |  | 100% | 90%
COTTONWOOD 11031348 | 0.00038337 | 31.2087 | 2.5671 | 3.7935 | 6.3606 | 0.041342 | 0.052402 | 0.023277 | 0% | 99% | 0 | 0% | 99% | 0 | 0% | 99% | 0 | 0% | 99% | 0 | 0% | 61.02% | 0 | 0% | 61.02% | 0 | 0% | 61.02% | 0 | 0% | 61.02% | 0 | 3.7935 | 0% | 1.829% | 0 | 0% | 1.829% | 0 | 0% | 1.829% | 0 | 0% | 0.1913% | 0 | 0% | 0.1913% | 0 | 0% | 0.1913% | 0 | 0% | 0.6658% | 0 | 74.57% | 0.6658% | 0.012745 | 24.74% | 0.6658% | 0.0042285 | 74.57% | 0.6236% | 0.011938 | 24.74% | 0.6236% | 0.0039607 | 0.165% | 0.6236% | 2.6411e-05 | 0% | 4.839% | 0 | 0% | 4.839% | 0 | 0% | 4.839% | 0 | 0% | 1.941% | 0 | 0% | 1.941% | 0 | 0% | 1.941% | 0 |  |  |  | 0% | 11.8% | 0 | 0% | 11.8% | 0 | 0% | 11.8% | 0 | 0% | 0.3571% | 0 | 0% | 0.3571% | 0 | 0% | 0.3571% | 0 | 0% | 100% | 0 | 0% | 100% | 0 | 0% | 100% | 0 | 0% | 100% | 0 |  |  | 0.00015744 |  |  | 0 |  |  | 0 | 100% | 65% |  | 100% | 65% |  | 100% | 65% |  | 100% | 65% |  | 100% | 90% |  | 100% | 90% |  | 100% | 90%
EL DORADO PH 2101668674 | 0.0015647 | 10.9011 | 2.05 | 3.476 | 5.526 | 0.049824 | 0.033328 | 0.010332 | 0% | 99% | 0 | 0% | 99% | 0 | 0% | 99% | 0 | 0% | 99% | 0 | 0% | 62.58% | 0 | 0% | 62.58% | 0 | 0% | 62.58% | 0 | 0% | 62.58% | 0 | 3.476 | 0% | 1.839% | 0 | 0% | 1.839% | 0 | 0% | 1.839% | 0 | 0% | 0.2033% | 0 | 0% | 0.2033% | 0 | 0% | 0.2033% | 0 | 0% | 0.5352% | 0 | 0% | 0.5352% | 0 | 8.58% | 0.5352% | 0.00094142 | 0% | 0.553% | 0 | 8.58% | 0.553% | 0.00097268 | 91.11% | 0.553% | 0.010329 | 46.75% | 4.013% | 0.038459 | 0.02015% | 4.013% | 1.6578e-05 | 0% | 4.013% | 0 | 0% | 3.023% | 0 | 0% | 3.023% | 0 | 0% | 3.023% | 0 |  |  |  | 0% | 11.8% | 0 | 0% | 11.8% | 0 | 0% | 11.8% | 0 | 55.56% | 0.3775% | 0.0042995 | 0% | 0.3775% | 0 | 0% | 0.3775% | 0 | 0% | 100% | 0 | 0% | 100% | 0 | 0% | 100% | 0 | 0% | 100% | 0 |  |  | 0.00046973 |  |  | 0 |  |  | 0 | 100% | 65% |  | 100% | 65% |  | 100% | 65% |  | 100% | 65% |  | 100% | 90% |  | 100% | 90% |  | 100% | 90%
STELLING 1110LL72 | 0.0010922 | 0 | 0.67592 | 0 | 0.67592 | 0.0096959 | 0.015709 | 0.0054568 | 0% | 99% | 0 | 0% | 99% | 0 | 0% | 99% | 0 | 0% | 99% | 0 | 0% | 64.14% | 0 | 0% | 64.14% | 0 | 0% | 64.14% | 0 | 0% | 64.14% | 0 | 0 | 0% | 2.547% | 0 | 0% | 2.547% | 0 | 0% | 2.547% | 0 | 0% | 0.2786% | 0 | 0% | 0.2786% | 0 | 0% | 0.2786% | 0 | 0% | 0.7737% | 0 | 0% | 0.7737% | 0 | 1.986% | 0.7737% | 0.00010386 | 0.5694% | 0.7911% | 3.0445e-05 | 1.986% | 0.7911% | 0.00010619 | 0% | 0.7911% | 0 | 0% | 5.783% | 0 | 0% | 5.783% | 0 | 0% | 5.783% | 0 | 0% | 1.402% | 0 | 0% | 1.402% | 0 | 0% | 1.402% | 0 |  |  |  | 0% | 11.8% | 0 | 1.984% | 11.8% | 0.0015824 | 0% | 11.8% | 0 | 0% | 0.3677% | 0 | 0% | 0.3677% | 0 | 0% | 0.3677% | 0 | 0% | 100% | 0 | 0% | 100% | 0 | 0% | 100% | 0 | 0% | 100% | 0 |  |  | 0 |  |  | 0 |  |  | 0 |  |  |  |  | 65% |  |  | 65% |  | 100% | 65%
CALPELLA 1101CB | 0.00048555 | 11.7677 | 2.661 | 0 | 2.661 | 0.040578 | 0.057966 | 0.022964 | 0% | 99% | 0 | 0% | 99% | 0 | 0% | 99% | 0 | 0% | 99% | 0 | 0% | 62.27% | 0 | 0% | 62.27% | 0 | 0% | 62.27% | 0 | 0% | 62.27% | 0 | 0 | 0% | 2.31% | 0 | 0% | 2.31% | 0 | 0% | 2.31% | 0 | 100% | 0.2559% | 0.0068094 | 0% | 0.2559% | 0 | 0% | 0.2559% | 0 | 0% | 0.7116% | 0 | 4.411% | 0.7116% | 0.00083524 | 88.66% | 0.7116% | 0.016789 | 15.73% | 0.7221% | 0.0030231 | 77.34% | 0.7221% | 0.01486 | 4.84% | 0.7221% | 0.0009299 | 0% | 5.31% | 0 | 0% | 5.31% | 0 | 10.16% | 5.31% | 0.014356 | 0% | 1.971% | 0 | 0% | 1.971% | 0 | 0% | 1.971% | 0 |  |  |  | 0% | 11.8% | 0 | 0% | 11.8% | 0 | 0% | 11.8% | 0 | 0% | 0.3669% | 0 | 0% | 0.3669% | 0 | 0% | 0.3669% | 0 | 0% | 100% | 0 | 0% | 100% | 0 | 0% | 100% | 0 | 0% | 100% | 0 |  |  | 0 |  |  | 0 |  |  | 0 | 100% | 65% |  | 100% | 65% |  | 100% | 65% |  | 100% | 65% |  | 100% | 90% |  | 100% | 90% |  | 100% | 90%
HIGHLANDS 1104CB | 0.00090896 | 7.4912 | 1.2955 | 1.3257 | 2.6212 | 0.018563 | 0.028638 | 0.012 | 0% | 99% | 0 | 9.821% | 99% | 0.12596 | 0% | 99% | 0 | 0% | 99% | 0 | 0% | 62.5% | 0 | 0% | 62.5% | 0 | 0% | 62.5% | 0 | 0% | 62.5% | 0 | 1.3257 | 0% | 2.25% | 0 | 0% | 2.25% | 0 | 0% | 2.25% | 0 | 0% | 0.2425% | 0 | 0% | 0.2425% | 0 | 0% | 0.2425% | 0 | 0% | 0.7264% | 0 | 84.16% | 0.7264% | 0.00792 | 8.023% | 0.7264% | 0.00075493 | 84.16% | 0.716% | 0.0078073 | 8.023% | 0.716% | 0.00074419 | 5.185% | 0.716% | 0.00048093 | 46.95% | 5.365% | 0.032632 | 0% | 5.365% | 0 | 2.201% | 5.365% | 0.0015298 | 0% | 1.634% | 0 | 0% | 1.634% | 0 | 0% | 1.634% | 0 |  |  |  | 0% | 11.8% | 0 | 0% | 11.8% | 0 | 0% | 11.8% | 0 | 0% | 0.3624% | 0 | 0% | 0.3624% | 0 | 0% | 0.3624% | 0 | 0% | 100% | 0 | 0% | 100% | 0 | 0% | 100% | 0 | 0% | 100% | 0 |  |  | 9.4433e-05 |  |  | 0 |  |  | 0 | 100% | 65% |  | 100% | 65% |  | 100% | 65% |  | 100% | 65% |  | 100% | 90% |  | 100% | 90% |  | 100% | 90%
HALF MOON BAY 1103695411 | 0.001118 | 11.5794 | 1.7009 | 0 | 1.7009 | 0.049952 | 0.023823 | 0.0042253 | 0% | 99% | 0 | 0% | 99% | 0 | 0% | 99% | 0 | 0% | 99% | 0 | 0% | 62.6% | 0 | 0% | 62.6% | 0 | 0% | 62.6% | 0 | 0% | 62.6% | 0 | 0 | 0% | 1.682% | 0 | 0% | 1.682% | 0 | 0% | 1.682% | 0 | 0% | 0.1809% | 0 | 0% | 0.1809% | 0 | 0% | 0.1809% | 0 | 0% | 0.4632% | 0 | 100% | 0.4632% | 0.0078777 | 0% | 0.4632% | 0 | 100% | 0.4693% | 0.0079817 | 0% | 0.4693% | 0 | 0% | 0.4693% | 0 | 0% | 3.441% | 0 | 0% | 3.441% | 0 | 0% | 3.441% | 0 | 0% | 3.667% | 0 | 0% | 3.667% | 0 | 0% | 3.667% | 0 |  |  |  | 0% | 11.8% | 0 | 0% | 11.8% | 0 | 0% | 11.8% | 0 | 55.56% | 0.3795% | 0.0035859 | 0% | 0.3795% | 0 | 0% | 0.3795% | 0 | 0% | 100% | 0 | 0% | 100% | 0 | 0% | 100% | 0 | 0% | 100% | 0 |  |  | 0 |  |  | 0 |  |  | 0 | 100% | 65% |  | 100% | 65% |  | 100% | 65% |  | 100% | 65% |  | 100% | 90% |  | 100% | 90% |  | 100% | 90%
AUBERRY 110237466 | 0.00018823 | 32.3382 | 1.0961 | 0.73088 | 1.827 | 0.011292 | 0.027725 | 0.011308 | 0% | 99% | 0 | 0% | 99% | 0 | 0% | 99% | 0 | 0% | 99% | 0 | 0% | 61.57% | 0 | 0% | 61.57% | 0 | 0% | 61.57% | 0 | 0% | 61.57% | 0 | 0.73088 | 100% | 2.663% | 0.029186 | 0% | 2.663% | 0 | 0% | 2.663% | 0 | 0% | 0.2688% | 0 | 0% | 0.2688% | 0 | 0% | 0.2688% | 0 | 0% | 0.8378% | 0 | 68.07% | 0.8378% | 0.006251 | 31.01% | 0.8378% | 0.002848 | 68.07% | 0.8138% | 0.0060719 | 31.01% | 0.8138% | 0.0027664 | 0% | 0.8138% | 0 | 0% | 6.151% | 0 | 0% | 6.151% | 0 | 0% | 6.151% | 0 | 0% | 1.376% | 0 | 0% | 1.376% | 0 | 0% | 1.376% | 0 |  |  |  | 35% | 11.8% | 0.045269 | 0% | 11.8% | 0 | 0% | 11.8% | 0 | 0% | 0.3565% | 0 | 0% | 0.3565% | 0 | 0% | 0.3565% | 0 | 0% | 100% | 0 | 0% | 100% | 0 | 0% | 100% | 0 | 0% | 100% | 0 |  |  | 0 |  |  | 0 |  |  | 0 | 100% | 65% |  | 100% | 65% |  | 100% | 65% |  | 100% | 65% |  | 100% | 90% |  | 100% | 90% |  | 100% | 90%
EMERALD LAKE 0401CB | 0.00095169 | 12.0359 | 2.3819 | 0 | 2.3819 | 0.044035 | 0.054456 | 0.010878 | 0% | 99% | 0 | 0% | 99% | 0 | 0% | 99% | 0 | 0% | 99% | 0 | 0% | 63.12% | 0 | 0% | 63.12% | 0 | 0% | 63.12% | 0 | 0% | 63.12% | 0 | 0 | 0% | 2.945% | 0 | 0% | 2.945% | 0 | 0% | 2.945% | 0 | 0% | 0.3224% | 0 | 0% | 0.3224% | 0 | 0% | 0.3224% | 0 | 0% | 0.7463% | 0 | 60.45% | 0.7463% | 0.010746 | 2.216% | 0.7463% | 0.00039395 | 60.45% | 0.7721% | 0.011117 | 2.216% | 0.7721% | 0.00040755 | 35.72% | 0.7721% | 0.006569 | 24.79% | 5.574% | 0.032907 | 4.449% | 5.574% | 0.0059065 | 1.114% | 5.574% | 0.0014786 | 0% | 2.002% | 0 | 0% | 2.002% | 0 | 0% | 2.002% | 0 |  |  |  | 0% | 11.8% | 0 | 0% | 11.8% | 0 | 0% | 11.8% | 0 | 0% | 0.3695% | 0 | 0% | 0.3695% | 0 | 0% | 0.3695% | 0 | 0% | 100% | 0 | 0% | 100% | 0 | 0% | 100% | 0 | 0% | 100% | 0 |  |  | 0 |  |  | 0 |  |  | 0 | 100% | 65% |  | 100% | 65% |  | 100% | 65% |  | 100% | 65% |  | 100% | 90% |  | 100% | 90% |  | 100% | 90%
PALMER 1101M82 | 0.00039743 | 10.7654 | 1.2931 | 0 | 1.2931 | 0.011457 | 0.036293 | 0.011652 | 0% | 99% | 0 | 0% | 99% | 0 | 0% | 99% | 0 | 0% | 99% | 0 | 0% | 62.3% | 0 | 0% | 62.3% | 0 | 0% | 62.3% | 0 | 0% | 62.3% | 0 | 0 | 0% | 3.514% | 0 | 0% | 3.514% | 0 | 0% | 3.514% | 0 | 0% | 0.3746% | 0 | 0% | 0.3746% | 0 | 0% | 0.3746% | 0 | 0% | 0.9313% | 0 | 0% | 0.9313% | 0 | 0% | 0.9313% | 0 | 0% | 0.9553% | 0 | 0% | 0.9553% | 0 | 96.71% | 0.9553% | 0.011947 | 3.745% | 6.95% | 0.0033653 | 24.1% | 6.95% | 0.021654 | 0% | 6.95% | 0 | 0% | 0.9542% | 0 | 0% | 0.9542% | 0 | 0% | 0.9542% | 0 |  |  |  | 30.77% | 11.8% | 0.046956 | 0% | 11.8% | 0 | 0% | 11.8% | 0 | 0% | 0.3634% | 0 | 0% | 0.3634% | 0 | 0% | 0.3634% | 0 | 0% | 100% | 0 | 0% | 100% | 0 | 0% | 100% | 0 | 0% | 100% | 0 |  |  | 0 |  |  | 0 |  |  | 0 | 100% | 65% |  | 100% | 65% |  | 100% | 65% |  | 100% | 65% |  | 100% | 90% |  | 100% | 90% |  | 100% | 90%
BANGOR 11011958 | 0.00031053 | 34.397 | 1.9041 | 5.2932 | 7.1973 | 0.031553 | 0.041347 | 0.014635 | 0% | 99% | 0 | 0% | 99% | 0 | 0% | 99% | 0 | 0% | 99% | 0 | 0% | 61.49% | 0 | 0% | 61.49% | 0 | 0% | 61.49% | 0 | 0% | 61.49% | 0 | 5.2932 | 0% | 2.257% | 0 | 0% | 2.257% | 0 | 0% | 2.257% | 0 | 100% | 0.2415% | 0.0045985 | 0% | 0.2415% | 0 | 0% | 0.2415% | 0 | 0% | 0.7024% | 0 | 98.25% | 0.7024% | 0.013141 | 1.169% | 0.7024% | 0.00015632 | 98.25% | 0.6885% | 0.012879 | 1.169% | 0.6885% | 0.00015321 | 0.08618% | 0.6885% | 1.1297e-05 | 12.69% | 5.171% | 0.012497 | 0% | 5.171% | 0 | 0% | 5.171% | 0 | 0% | 2.274% | 0 | 0% | 2.274% | 0 | 0% | 2.274% | 0 |  |  |  | 34.76% | 11.8% | 0.078089 | 0% | 11.8% | 0 | 0% | 11.8% | 0 | 55.56% | 0.3617% | 0.0038256 | 0% | 0.3617% | 0 | 0% | 0.3617% | 0 | 0.2805% | 100% | 0.0053407 | 0% | 100% | 0 | 0% | 100% | 0 | 0% | 100% | 0 |  |  | 0.00020392 |  |  | 0 |  |  | 0 | 100% | 65% |  | 100% | 65% |  | 100% | 65% |  | 100% | 65% |  | 100% | 90% |  | 100% | 90% |  | 100% | 90%
MORAGA 1101822414 | 0.0010768 | 4.0791 | 0.55302 | 0.1511 | 0.70412 | 0.010936 | 0.010618 | 0.003871 | 0% | 99% | 0 | 0% | 99% | 0 | 0% | 99% | 0 | 0% | 99% | 0 | 0% | 63.91% | 0 | 0% | 63.91% | 0 | 0% | 63.91% | 0 | 0% | 63.91% | 0 | 0.1511 | 20% | 2.496% | 0.0027603 | 0% | 2.496% | 0 | 0% | 2.496% | 0 | 0% | 0.2714% | 0 | 0% | 0.2714% | 0 | 0% | 0.2714% | 0 | 0% | 0.6298% | 0 | 5.897% | 0.6298% | 0.00020537 | 93.07% | 0.6298% | 0.0032415 | 5.897% | 0.6548% | 0.00021353 | 93.07% | 0.6548% | 0.0033703 | 0.4737% | 0.6548% | 1.7153e-05 | 27.55% | 4.714% | 0.007181 | 45.29% | 4.714% | 0.011805 | 0% | 4.714% | 0 | 0% | 1.852% | 0 | 0% | 1.852% | 0 | 0% | 1.852% | 0 |  |  |  | 0% | 11.8% | 0 | 0% | 11.8% | 0 | 0% | 11.8% | 0 | 55.56% | 0.3755% | 0.0011536 | 0% | 0.3755% | 0 | 0% | 0.3755% | 0 | 0% | 100% | 0 | 0% | 100% | 0 | 0% | 100% | 0 | 0% | 100% | 0 |  |  | 0 |  |  | 0 |  |  | 0 | 100% | 65% |  | 100% | 65% |  | 100% | 65% |  | 100% | 65% |  | 100% | 90% |  | 100% | 90% |  | 100% | 90%
COARSEGOLD 21035020 | 0.00040903 | 16.6286 | 1.3401 | 0.51253 | 1.8526 | 0.014456 | 0.028556 | 0.018882 | 0% | 99% | 0 | 0% | 99% | 0 | 0% | 99% | 0 | 0% | 99% | 0 | 0% | 63.64% | 0 | 0% | 63.64% | 0 | 0% | 63.64% | 0 | 0% | 63.64% | 0 | 0.51253 | 0% | 2.01% | 0 | 0% | 2.01% | 0 | 0% | 2.01% | 0 | 0% | 0.2376% | 0 | 0% | 0.2376% | 0 | 0% | 0.2376% | 0 | 0% | 0.6702% | 0 | 5.309% | 0.6702% | 0.00047682 | 78.27% | 0.6702% | 0.0070293 | 5.309% | 0.6857% | 0.00048784 | 78.27% | 0.6857% | 0.0071918 | 15.95% | 0.6857% | 0.0014653 | 0% | 5.02% | 0 | 0% | 5.02% | 0 | 0% | 5.02% | 0 | 0% | 1.37% | 0 | 0% | 1.37% | 0 | 0% | 1.37% | 0 |  |  |  | 35% | 11.8% | 0.055345 | 0% | 11.8% | 0 | 0% | 11.8% | 0 | 0% | 0.3653% | 0 | 0% | 0.3653% | 0 | 0% | 0.3653% | 0 | 0% | 100% | 0 | 0% | 100% | 0 | 0% | 100% | 0 | 0% | 100% | 0 |  |  | 0 |  |  | 0 |  |  | 0 | 100% | 65% |  | 100% | 65% |  | 100% | 65% |  | 100% | 65% |  | 100% | 90% |  | 100% | 90% |  | 100% | 90%
WILLOW PASS 2107273996 | 0.00038758 | 0 | 0.28523 | 0 | 0.28523 | 0.0011869 | 0.0089622 | 0.0030283 | 0% | 99% | 0 | 0% | 99% | 0 | 0% | 99% | 0 | 0% | 99% | 0 | 0% | 64.53% | 0 | 0% | 64.53% | 0 | 0% | 64.53% | 0 | 0% | 64.53% | 0 | 0 | 0% | 4.38% | 0 | 0% | 4.38% | 0 | 0% | 4.38% | 0 | 0% | 0.4813% | 0 | 0% | 0.4813% | 0 | 0% | 0.4813% | 0 | 0% | 1.027% | 0 | 0% | 1.027% | 0 | 43.23% | 1.027% | 0.0012658 | 0% | 1.089% | 0 | 43.23% | 1.089% | 0.0013425 | 55.94% | 1.089% | 0.001737 | 0% | 7.725% | 0 | 0% | 7.725% | 0 | 0% | 7.725% | 0 | 0% | 0.36% | 0 | 0% | 0.36% | 0 | 0% | 0.36% | 0 |  |  |  | 0% | 11.8% | 0 | 0% | 11.8% | 0 | 0% | 11.8% | 0 | 0% | 0.3653% | 0 | 0% | 0.3653% | 0 | 0% | 0.3653% | 0 | 0% | 100% | 0 | 0% | 100% | 0 | 0% | 100% | 0 | 0% | 100% | 0 |  |  | 0 |  |  | 0 |  |  | 0 |  |  |  |  | 65% |  |  | 65% |  | 100% | 65%
HALF MOON BAY 1103H80 | 0.0007673 | 21.7575 | 3.0341 | 0.033998 | 3.0681 | 0.080091 | 0.04976 | 0.010739 | 0% | 99% | 0 | 0% | 99% | 0 | 0% | 99% | 0 | 0% | 99% | 0 | 0% | 62.33% | 0 | 0% | 62.33% | 0 | 0% | 62.33% | 0 | 0% | 62.33% | 0 | 0.033998 | 66.67% | 2.059% | 0.041639 | 0% | 2.059% | 0 | 0% | 2.059% | 0 | 0% | 0.222% | 0 | 0% | 0.222% | 0 | 0% | 0.222% | 0 | 0% | 0.5353% | 0 | 100% | 0.5353% | 0.01624 | 0% | 0.5353% | 0 | 100% | 0.5485% | 0.016643 | 0% | 0.5485% | 0 | 0% | 0.5485% | 0 | 9.481% | 3.989% | 0.011476 | 6.456% | 3.989% | 0.0078135 | 0% | 3.989% | 0 | 0% | 3.566% | 0 | 0% | 3.566% | 0 | 0% | 3.566% | 0 |  |  |  | 0% | 11.8% | 0 | 2.728% | 11.8% | 0.0097672 | 0% | 11.8% | 0 | 55.56% | 0.3777% | 0.0063673 | 0% | 0.3777% | 0 | 0% | 0.3777% | 0 | 0% | 100% | 0 | 0% | 100% | 0 | 0% | 100% | 0 | 0% | 100% | 0 |  |  | 0 |  |  | 0 |  |  | 0 | 100% | 65% |  | 100% | 65% |  | 100% | 65% |  | 100% | 65% |  | 100% | 90% |  | 100% | 90% |  | 100% | 90%
CLOVERDALE 1101409224 | 0.00087262 | 0.086865 | 0.046574 | 0.034629 | 0.081203 | 0.0010713 | 0.00079206 | 0.00029639 | 0% | 99% | 0 | 0% | 99% | 0 | 0% | 99% | 0 | 0% | 99% | 0 | 0% | 64.53% | 0 | 0% | 64.53% | 0 | 0% | 64.53% | 0 | 0% | 64.53% | 0 | 0.034629 | 0% | 2.082% | 0 | 0% | 2.082% | 0 | 0% | 2.082% | 0 | 0% | 0.2262% | 0 | 0% | 0.2262% | 0 | 0% | 0.2262% | 0 | 0% | 0.5614% | 0 | 1.071% | 0.5614% | 2.7992e-06 | 38.75% | 0.5614% | 0.0001013 | 1.071% | 0.5965% | 2.9742e-06 | 98.93% | 0.5965% | 0.00027482 | 0% | 0.5965% | 0 | 0% | 4.244% | 0 | 0% | 4.244% | 0 | 0% | 4.244% | 0 | 0% | 2.758% | 0 | 0% | 2.758% | 0 | 0% | 2.758% | 0 |  |  |  | 25.26% | 11.8% | 0.0013881 | 0% | 11.8% | 0 | 0% | 11.8% | 0 | 0% | 0.3822% | 0 | 0% | 0.3822% | 0 | 0% | 0.3822% | 0 | 0% | 100% | 0 | 0% | 100% | 0 | 0% | 100% | 0 | 0% | 100% | 0 |  |  | 0 |  |  | 0 |  |  | 0 | 100% | 65% |  | 100% | 65% |  | 100% | 65% |  | 100% | 65% |  | 100% | 90% |  | 100% | 90% |  | 100% | 90%
MADISON 1105495270 | 8.703e-05 | 0.35006 | 0.37953 | 0.15058 | 0.53011 | 0.0029752 | 0.0098963 | 0.0047567 | 0% | 99% | 0 | 0% | 99% | 0 | 0% | 99% | 0 | 0% | 99% | 0 | 0% | 61.18% | 0 | 0% | 61.18% | 0 | 0% | 61.18% | 0 | 0% | 61.18% | 0 | 0.15058 | 0% | 2.754% | 0 | 0% | 2.754% | 0 | 0% | 2.754% | 0 | 0% | 0.2912% | 0 | 0% | 0.2912% | 0 | 0% | 0.2912% | 0 | 0% | 0.8311% | 0 | 0% | 0.8311% | 0 | 0% | 0.8311% | 0 | 0% | 0.7871% | 0 | 4.143% | 0.7871% | 0.00012376 | 1.106% | 0.7871% | 3.3041e-05 | 0% | 6.036% | 0 | 0% | 6.036% | 0 | 0% | 6.036% | 0 | 0% | 0.8666% | 0 | 0% | 0.8666% | 0 | 0% | 0.8666% | 0 |  |  |  | 0% | 11.8% | 0 | 0% | 11.8% | 0 | 0% | 11.8% | 0 | 0% | 0.348% | 0 | 0% | 0.348% | 0 | 0% | 0.348% | 0 | 0% | 100% | 0 | 0% | 100% | 0 | 0% | 100% | 0 | 0% | 100% | 0 |  |  | 0 |  |  | 0 |  |  | 0 | 100% | 65% |  | 100% | 65% |  | 100% | 65% |  | 100% | 65% |  | 100% | 90% |  | 100% | 90% |  | 100% | 90%
WILLITS 110434008 | 0.00097419 | 21.0414 | 3.6768 | 0 | 3.6768 | 0.11695 | 0.042634 | 0.011452 | 0% | 99% | 0 | 0% | 99% | 0 | 0% | 99% | 0 | 0% | 99% | 0 | 0% | 62.42% | 0 | 0% | 62.42% | 0 | 0% | 62.42% | 0 | 0% | 62.42% | 0 | 0 | 100% | 1.399% | 0.051426 | 0% | 1.399% | 0 | 0% | 1.399% | 0 | 0% | 0.1503% | 0 | 0% | 0.1503% | 0 | 0% | 0.1503% | 0 | 0% | 0.3755% | 0 | 0% | 0.3755% | 0 | 46.74% | 0.3755% | 0.0064532 | 0% | 0.3831% | 0 | 46.74% | 0.3831% | 0.0065837 | 53.05% | 0.3831% | 0.0074713 | 26% | 2.794% | 0.026718 | 6.437% | 2.794% | 0.0066137 | 0% | 2.794% | 0 | 0% | 4.487% | 0 | 0% | 4.487% | 0 | 0% | 4.487% | 0 |  |  |  | 31.56% | 11.8% | 0.13695 | 0% | 11.8% | 0 | 0% | 11.8% | 0 | 0% | 0.3835% | 0 | 0% | 0.3835% | 0 | 0% | 0.3835% | 0 | 0% | 100% | 0 | 0% | 100% | 0 | 0% | 100% | 0 | 0% | 100% | 0 |  |  | 0 |  |  | 0 |  |  | 0 | 100% | 65% |  | 100% | 65% |  | 100% | 65% |  | 100% | 65% |  | 100% | 90% |  | 100% | 90% |  | 100% | 90%
SUMMIT 110186658 | 0.0012597 | 0.66616 | 0.12903 | 0.083193 | 0.21222 | 0.0015696 | 0.0040235 | 0.00043221 | 0% | 99% | 0 | 0% | 99% | 0 | 0% | 99% | 0 | 0% | 99% | 0 | 0% | 61.56% | 0 | 0% | 61.56% | 0 | 0% | 61.56% | 0 | 0% | 61.56% | 0 | 0.083193 | 0% | 3.722% | 0 | 0% | 3.722% | 0 | 0% | 3.722% | 0 | 0% | 0.4268% | 0 | 0% | 0.4268% | 0 | 0% | 0.4268% | 0 | 0% | 0.9751% | 0 | 15.56% | 0.9751% | 0.00019578 | 66.62% | 0.9751% | 0.00083821 | 15.56% | 1.013% | 0.00020331 | 66.62% | 1.013% | 0.00087043 | 0% | 1.013% | 0 | 0% | 7.295% | 0 | 0% | 7.295% | 0 | 0% | 7.295% | 0 | 0% | 1.328% | 0 | 0% | 1.328% | 0 | 0% | 1.328% | 0 |  |  |  | 0% | 11.8% | 0 | 0% | 11.8% | 0 | 0% | 11.8% | 0 | 0% | 0.3558% | 0 | 0% | 0.3558% | 0 | 0% | 0.3558% | 0 | 0% | 100% | 0 | 0% | 100% | 0 | 0% | 100% | 0 | 0% | 100% | 0 |  |  | 0 |  |  | 0 |  |  | 0 | 100% | 65% |  | 100% | 65% |  | 100% | 65% |  | 100% | 65% |  | 100% | 90% |  | 100% | 90% |  | 100% | 90%
CALISTOGA 1101267806 | 0.0089192 | 0 | 0.030347 | 0 | 0.030347 | 1.7778e-05 | 0.0013501 | 4.9204e-05 | 0% | 99% | 0 | 0% | 99% | 0 | 0% | 99% | 0 | 0% | 99% | 0 | 0% | 60.4% | 0 | 0% | 60.4% | 0 | 0% | 60.4% | 0 | 0% | 60.4% | 0 | 0 | 0% | 1.595% | 0 | 0% | 1.595% | 0 | 0% | 1.595% | 0 | 0% | 0.3794% | 0 | 0% | 0.3794% | 0 | 0% | 0.3794% | 0 | 0% | 1.157% | 0 | 0% | 1.157% | 0 | 0% | 1.157% | 0 | 0% | 1.196% | 0 | 0% | 1.196% | 0 | 0% | 1.196% | 0 | 0% | 8.73% | 0 | 0% | 8.73% | 0 | 0% | 8.73% | 0 | 0% | 0.0905% | 0 | 0% | 0.0905% | 0 | 0% | 0.0905% | 0 |  |  |  | 0% | 11.8% | 0 | 0% | 11.8% | 0 | 0% | 11.8% | 0 | 0% | 0.2948% | 0 | 0% | 0.2948% | 0 | 0% | 0.2948% | 0 | 0% | 100% | 0 | 0% | 100% | 0 | 0% | 100% | 0 | 0% | 100% | 0 |  |  | 0 |  |  | 0 |  |  | 0 |  |  |  |  | 65% |  |  | 65% |  | 100% | 65%
FORT ROSS 1121CB | 0.00056234 | 0.016114 | 0.00287 | 0 | 0.00287 | 4.3698e-05 | 7.5927e-05 | 1.4394e-05 | 0% | 99% | 0 | 0% | 99% | 0 | 0% | 99% | 0 | 0% | 99% | 0 | 0% | 60.15% | 0 | 0% | 60.15% | 0 | 0% | 60.15% | 0 | 0% | 60.15% | 0 | 0 | 0% | 2.402% | 0 | 0% | 2.402% | 0 | 0% | 2.402% | 0 | 0% | 0.2909% | 0 | 0% | 0.2909% | 0 | 0% | 0.2909% | 0 | 0% | 0.7994% | 0 | 100% | 0.7994% | 2.2943e-05 | 0% | 0.7994% | 0 | 100% | 0.7838% | 2.2495e-05 | 0% | 0.7838% | 0 | 0% | 0.7838% | 0 | 0% | 5.885% | 0 | 0% | 5.885% | 0 | 0% | 5.885% | 0 | 0% | 2.175% | 0 | 0% | 2.175% | 0 | 0% | 2.175% | 0 |  |  |  | 0% | 11.8% | 0 | 0% | 11.8% | 0 | 0% | 11.8% | 0 | 55.56% | 0.3475% | 5.5408e-06 | 0% | 0.3475% | 0 | 0% | 0.3475% | 0 | 0% | 100% | 0 | 0% | 100% | 0 | 0% | 100% | 0 | 0% | 100% | 0 |  |  | 0 |  |  | 0 |  |  | 0 | 100% | 65% |  | 100% | 65% |  | 100% | 65% |  | 100% | 65% |  | 100% | 90% |  | 100% | 90% |  | 100% | 90%
WOODSIDE 11011922 | 0.0016323 | 5.7382 | 1.5672 | 0.16435 | 1.7316 | 0.042561 | 0.026027 | 0.0048316 | 0% | 99% | 0 | 0% | 99% | 0 | 0% | 99% | 0 | 0% | 99% | 0 | 0% | 63.54% | 0 | 0% | 63.54% | 0 | 0% | 63.54% | 0 | 0% | 63.54% | 0 | 0.16435 | 100% | 2.161% | 0.033866 | 0% | 2.161% | 0 | 0% | 2.161% | 0 | 0% | 0.2374% | 0 | 0% | 0.2374% | 0 | 0% | 0.2374% | 0 | 0% | 0.5329% | 0 | 0% | 0.5329% | 0 | 35.07% | 0.5329% | 0.0029292 | 0% | 0.5588% | 0 | 35.07% | 0.5588% | 0.0030719 | 62.91% | 0.5588% | 0.00551 | 68.04% | 3.998% | 0.042631 | 0% | 3.998% | 0 | 4.276% | 3.998% | 0.0026792 | 0% | 3.191% | 0 | 0% | 3.191% | 0 | 0% | 3.191% | 0 |  |  |  | 0% | 11.8% | 0 | 34.78% | 11.8% | 0.064327 | 0% | 11.8% | 0 | 0% | 0.3801% | 0 | 0% | 0.3801% | 0 | 0% | 0.3801% | 0 | 0% | 100% | 0 | 0% | 100% | 0 | 0% | 100% | 0 | 0% | 100% | 0 |  |  | 0 |  |  | 0 |  |  | 9.2956e-05 | 100% | 65% |  | 100% | 65% |  | 100% | 65% |  | 100% | 65% |  | 100% | 90% |  | 100% | 90% |  | 100% | 90%
MARTELL 110299214 | 0.0008986 | 1.7592 | 0.36118 | 0.5845 | 0.94568 | 0.0052361 | 0.0070633 | 0.0046573 | 0% | 99% | 0 | 0% | 99% | 0 | 0% | 99% | 0 | 0% | 99% | 0 | 0% | 63.25% | 0 | 0% | 63.25% | 0 | 0% | 63.25% | 0 | 0% | 63.25% | 0 | 0.5845 | 0% | 2.134% | 0 | 0% | 2.134% | 0 | 0% | 2.134% | 0 | 0% | 0.2442% | 0 | 0% | 0.2442% | 0 | 0% | 0.2442% | 0 | 0% | 0.6173% | 0 | 3.145% | 0.6173% | 7.0128e-05 | 52.33% | 0.6173% | 0.0011667 | 3.145% | 0.6439% | 7.3144e-05 | 52.33% | 0.6439% | 0.0012169 | 43.73% | 0.6439% | 0.001017 | 0% | 4.648% | 0 | 0% | 4.648% | 0 | 0% | 4.648% | 0 | 0% | 1.797% | 0 | 0% | 1.797% | 0 | 0% | 1.797% | 0 |  |  |  | 0% | 11.8% | 0 | 31.63% | 11.8% | 0.01348 | 0% | 11.8% | 0 | 0% | 0.3738% | 0 | 0% | 0.3738% | 0 | 0% | 0.3738% | 0 | 0% | 100% | 0 | 0% | 100% | 0 | 0% | 100% | 0 | 0% | 100% | 0 |  |  | 0 |  |  | 0 |  |  | 0 | 100% | 65% |  | 100% | 65% |  | 100% | 65% |  | 100% | 65% |  | 100% | 90% |  | 100% | 90% |  | 100% | 90%
SAN LUIS OBISPO 1107834556 | 0.00030693 | 2.589 | 0.16696 | 0 | 0.16696 | 0.0016048 | 0.0051667 | 0.001106 | 0% | 99% | 0 | 0% | 99% | 0 | 0% | 99% | 0 | 0% | 99% | 0 | 0% | 62.78% | 0 | 0% | 62.78% | 0 | 0% | 62.78% | 0 | 0% | 62.78% | 0 | 0 | 0% | 4.504% | 0 | 0% | 4.504% | 0 | 0% | 4.504% | 0 | 0% | 0.4763% | 0 | 0% | 0.4763% | 0 | 0% | 0.4763% | 0 | 0% | 0.9996% | 0 | 0% | 0.9996% | 0 | 92.14% | 0.9996% | 0.0015377 | 0% | 1.039% | 0 | 92.14% | 1.039% | 0.0015986 | 7.862% | 1.039% | 0.00013641 | 0% | 7.453% | 0 | 0% | 7.453% | 0 | 0% | 7.453% | 0 | 0% | 1.136% | 0 | 0% | 1.136% | 0 | 0% | 1.136% | 0 |  |  |  | 31.09% | 11.8% | 0.0061247 | 0% | 11.8% | 0 | 0% | 11.8% | 0 | 0% | 0.3644% | 0 | 0% | 0.3644% | 0 | 0% | 0.3644% | 0 | 0% | 100% | 0 | 0% | 100% | 0 | 0% | 100% | 0 | 0% | 100% | 0 |  |  | 7.2025e-05 |  |  | 0 |  |  | 0 | 100% | 65% |  | 100% | 65% |  | 100% | 65% |  | 100% | 65% |  | 100% | 90% |  | 100% | 90% |  | 100% | 90%
EEL RIVER 1102409694 | 0.00039266 | 3.3337 | 0.24296 | 0.017752 | 0.26071 | 0.0032162 | 0.0073103 | 0.00094063 | 0% | 99% | 0 | 0% | 99% | 0 | 0% | 99% | 0 | 0% | 99% | 0 | 0% | 61.88% | 0 | 0% | 61.88% | 0 | 0% | 61.88% | 0 | 0% | 61.88% | 0 | 0.017752 | 0% | 4.238% | 0 | 0% | 4.238% | 0 | 0% | 4.238% | 0 | 0% | 0.4547% | 0 | 0% | 0.4547% | 0 | 0% | 0.4547% | 0 | 0% | 0.9735% | 0 | 100% | 0.9735% | 0.0023651 | 0% | 0.9735% | 0 | 100% | 1.023% | 0.0024857 | 0% | 1.023% | 0 | 0% | 1.023% | 0 | 0% | 7.299% | 0 | 0% | 7.299% | 0 | 0% | 7.299% | 0 | 0% | 2.042% | 0 | 0% | 2.042% | 0 | 0% | 2.042% | 0 |  |  |  | 17.59% | 11.8% | 0.0050421 | 0% | 11.8% | 0 | 0% | 11.8% | 0 | 0% | 0.3679% | 0 | 0% | 0.3679% | 0 | 0% | 0.3679% | 0 | 0% | 100% | 0 | 0% | 100% | 0 | 0% | 100% | 0 | 0% | 100% | 0 |  |  | 0 |  |  | 0 |  |  | 0 | 100% | 65% |  | 100% | 65% |  | 100% | 65% |  | 100% | 65% |  | 100% | 90% |  | 100% | 90% |  | 100% | 90%
WILLOW CREEK 1102CB | 0.00077507 | 8.041 | 1.1097 | 0.10788 | 1.2176 | 0.027007 | 0.019443 | 0.0059267 | 0% | 99% | 0 | 0% | 99% | 0 | 0% | 99% | 0 | 0% | 99% | 0 | 0% | 61.32% | 0 | 0% | 61.32% | 0 | 0% | 61.32% | 0 | 0% | 61.32% | 0 | 0.10788 | 75% | 2.293% | 0.019087 | 0% | 2.293% | 0 | 0% | 2.293% | 0 | 100% | 0.2507% | 0.0027818 | 0% | 0.2507% | 0 | 0% | 0.2507% | 0 | 0% | 0.5597% | 0 | 19.29% | 0.5597% | 0.0011983 | 43.55% | 0.5597% | 0.0027051 | 19.29% | 0.5865% | 0.0012557 | 43.55% | 0.5865% | 0.0028347 | 37.15% | 0.5865% | 0.002418 | 2.771% | 4.197% | 0.0012906 | 0% | 4.197% | 0 | 2.173% | 4.197% | 0.0010121 | 0% | 4.005% | 0 | 0% | 4.005% | 0 | 0% | 4.005% | 0 |  |  |  | 0% | 11.8% | 0 | 0% | 11.8% | 0 | 0% | 11.8% | 0 | 0% | 0.3789% | 0 | 0% | 0.3789% | 0 | 0% | 0.3789% | 0 | 0% | 100% | 0 | 0% | 100% | 0 | 0% | 100% | 0 | 0% | 100% | 0 |  |  | 0 |  |  | 0 |  |  | 0 | 100% | 65% |  | 100% | 65% |  | 100% | 65% |  | 100% | 65% |  | 100% | 90% |  | 100% | 90% |  | 100% | 90%
CAMP EVERS 21055232 | 0.0032043 | 6.3745 | 2.42 | 0 | 2.42 | 0.078724 | 0.030286 | 0.0054697 | 0% | 99% | 0 | 0% | 99% | 0 | 0% | 99% | 0 | 0% | 99% | 0 | 0% | 63.33% | 0 | 0% | 63.33% | 0 | 0% | 63.33% | 0 | 0% | 63.33% | 0 | 0 | 100% | 1.689% | 0.040874 | 0% | 1.689% | 0 | 0% | 1.689% | 0 | 0% | 0.1848% | 0 | 0% | 0.1848% | 0 | 0% | 0.1848% | 0 | 0% | 0.4005% | 0 | 0% | 0.4005% | 0 | 60.13% | 0.4005% | 0.0058275 | 0% | 0.4216% | 0 | 60.13% | 0.4216% | 0.0061354 | 38.82% | 0.4216% | 0.0039615 | 49.73% | 3.005% | 0.036169 | 8.374% | 3.005% | 0.0060902 | 16.52% | 3.005% | 0.012013 | 0% | 4.291% | 0 | 0% | 4.291% | 0 | 0% | 4.291% | 0 |  |  |  | 0% | 11.8% | 0 | 0% | 11.8% | 0 | 0% | 11.8% | 0 | 0% | 0.3857% | 0 | 0% | 0.3857% | 0 | 0% | 0.3857% | 0 | 0% | 100% | 0 | 0% | 100% | 0 | 0% | 100% | 0 | 0% | 100% | 0 |  |  | 0 |  |  | 0 |  |  | 0.02432 | 100% | 65% |  | 100% | 65% |  | 100% | 65% |  | 100% | 65% |  | 100% | 90% |  | 100% | 90% |  | 100% | 90%
COARSEGOLD 210410335 | 0.00056512 | 6.1171 | 0.63155 | 0.19391 | 0.82545 | 0.0087903 | 0.013264 | 0.0078489 | 0% | 99% | 0 | 0% | 99% | 0 | 0% | 99% | 0 | 0% | 99% | 0 | 0% | 64.21% | 0 | 0% | 64.21% | 0 | 0% | 64.21% | 0 | 0% | 64.21% | 0 | 0.19391 | 0% | 2.31% | 0 | 0% | 2.31% | 0 | 0% | 2.31% | 0 | 0% | 0.266% | 0 | 0% | 0.266% | 0 | 0% | 0.266% | 0 | 0% | 0.6469% | 0 | 0% | 0.6469% | 0 | 0% | 0.6469% | 0 | 0% | 0.6682% | 0 | 0% | 0.6682% | 0 | 0% | 0.6682% | 0 | 0% | 4.837% | 0 | 0% | 4.837% | 0 | 0% | 4.837% | 0 | 0% | 1.71% | 0 | 0% | 1.71% | 0 | 0% | 1.71% | 0 |  |  |  | 0% | 11.8% | 0 | 0% | 11.8% | 0 | 0% | 11.8% | 0 | 0% | 0.3687% | 0 | 0% | 0.3687% | 0 | 0% | 0.3687% | 0 | 0% | 100% | 0 | 0% | 100% | 0 | 0% | 100% | 0 | 0% | 100% | 0 |  |  | 0 |  |  | 0 |  |  | 0 | 100% | 65% |  | 100% | 65% |  | 100% | 65% |  | 100% | 65% |  | 100% | 90% |  | 100% | 90% |  | 100% | 90%
TASSAJARA 2109CB | 0.00079537 | 2.9132 | 0.33621 | 0.007563 | 0.34377 | 0.0018354 | 0.0098994 | 0.0041909 | 0% | 99% | 0 | 0% | 99% | 0 | 0% | 99% | 0 | 0% | 99% | 0 | 0% | 62.45% | 0 | 0% | 62.45% | 0 | 0% | 62.45% | 0 | 0% | 62.45% | 0 | 0.007563 | 0% | 2.765% | 0 | 0% | 2.765% | 0 | 0% | 2.765% | 0 | 0% | 0.3354% | 0 | 0% | 0.3354% | 0 | 0% | 0.3354% | 0 | 0% | 0.8936% | 0 | 48.32% | 0.8936% | 0.0014518 | 6.021% | 0.8936% | 0.00018089 | 48.32% | 0.9248% | 0.0015026 | 6.059% | 0.9248% | 0.00018841 | 45.62% | 0.9248% | 0.0014184 | 68.05% | 6.717% | 0.015367 | 0% | 6.717% | 0 | 0% | 6.717% | 0 | 0% | 0.4775% | 0 | 0% | 0.4775% | 0 | 0% | 0.4775% | 0 |  |  |  | 0% | 11.8% | 0 | 0% | 11.8% | 0 | 0% | 11.8% | 0 | 0% | 0.3553% | 0 | 0% | 0.3553% | 0 | 0% | 0.3553% | 0 | 0% | 100% | 0 | 0% | 100% | 0 | 0% | 100% | 0 | 0% | 100% | 0 |  |  | 0 |  |  | 0 |  |  | 0 | 100% | 65% |  | 100% | 65% |  | 100% | 65% |  | 100% | 65% |  | 100% | 90% |  | 100% | 90% |  | 100% | 90%
OLETA 1101239062 | 0.00026683 | 11.7829 | 0.82602 | 0 | 0.82602 | 0.0082823 | 0.019752 | 0.011184 | 0% | 99% | 0 | 0% | 99% | 0 | 0% | 99% | 0 | 0% | 99% | 0 | 0% | 63.32% | 0 | 0% | 63.32% | 0 | 0% | 63.32% | 0 | 0% | 63.32% | 0 | 0 | 66.67% | 2.775% | 0.015284 | 0% | 2.775% | 0 | 0% | 2.775% | 0 | 0% | 0.3056% | 0 | 0% | 0.3056% | 0 | 0% | 0.3056% | 0 | 0% | 0.7523% | 0 | 0% | 0.7523% | 0 | 8.123% | 0.7523% | 0.00050477 | 0% | 0.7745% | 0 | 8.123% | 0.7745% | 0.00051965 | 91.53% | 0.7745% | 0.0058555 | 14.66% | 5.622% | 0.006808 | 0% | 5.622% | 0 | 0% | 5.622% | 0 | 0% | 1.325% | 0 | 0% | 1.325% | 0 | 0% | 1.325% | 0 |  |  |  | 26.72% | 11.8% | 0.026044 | 0% | 11.8% | 0 | 0% | 11.8% | 0 | 0% | 0.3674% | 0 | 0% | 0.3674% | 0 | 0% | 0.3674% | 0 | 0% | 100% | 0 | 0% | 100% | 0 | 0% | 100% | 0 | 0% | 100% | 0 |  |  | 3.7552e-05 |  |  | 0 |  |  | 0 | 100% | 65% |  | 100% | 65% |  | 100% | 65% |  | 100% | 65% |  | 100% | 90% |  | 100% | 90% |  | 100% | 90%
TEMPLETON 2113175566 | 0.00051748 | 6.8162 | 0.76203 | 0 | 0.76203 | 0.005116 | 0.020412 | 0.01071 | 0% | 99% | 0 | 0% | 99% | 0 | 0% | 99% | 0 | 0% | 99% | 0 | 0% | 63.51% | 0 | 0% | 63.51% | 0 | 0% | 63.51% | 0 | 0% | 63.51% | 0 | 0 | 100% | 2.565% | 0.019549 | 0% | 2.565% | 0 | 0% | 2.565% | 0 | 0% | 0.3095% | 0 | 0% | 0.3095% | 0 | 0% | 0.3095% | 0 | 42.09% | 0.8052% | 0.0025825 | 35.32% | 0.8052% | 0.0021672 | 64.66% | 0.8052% | 0.003967 | 35.34% | 0.8273% | 0.0022283 | 64.66% | 0.8273% | 0.0040761 | 0% | 0.8273% | 0 | 31.1% | 6.024% | 0.014275 | 0% | 6.024% | 0 | 0% | 6.024% | 0 | 0% | 0.8459% | 0 | 0% | 0.8459% | 0 | 0% | 0.8459% | 0 |  |  |  | 0% | 11.8% | 0 | 0% | 11.8% | 0 | 0% | 11.8% | 0 | 0% | 0.3568% | 0 | 0% | 0.3568% | 0 | 0% | 0.3568% | 0 | 0% | 100% | 0 | 0% | 100% | 0 | 0% | 100% | 0 | 0% | 100% | 0 |  |  | 0 |  |  | 0 |  |  | 0 | 100% | 65% |  | 100% | 65% |  | 100% | 65% |  | 100% | 65% |  | 100% | 90% |  | 100% | 90% |  | 100% | 90%
GARBERVILLE 11026084 | 0.00091352 | 7.9882 | 1.5224 | 0.11675 | 1.6391 | 0.057136 | 0.011361 | 0.004024 | 0% | 99% | 0 | 0% | 99% | 0 | 0% | 99% | 0 | 0% | 99% | 0 | 0% | 61.58% | 0 | 0% | 61.58% | 0 | 0% | 61.58% | 0 | 0% | 61.58% | 0 | 0.11675 | 100% | 0.9541% | 0.014525 | 0% | 0.9541% | 0 | 0% | 0.9541% | 0 | 0% | 0.1027% | 0 | 0% | 0.1027% | 0 | 0% | 0.1027% | 0 | 0% | 0.2381% | 0 | 100% | 0.2381% | 0.0036242 | 0% | 0.2381% | 0 | 100% | 0.2451% | 0.0037316 | 0% | 0.2451% | 0 | 0% | 0.2451% | 0 | 69.4% | 1.774% | 0.018743 | 0% | 1.774% | 0 | 0% | 1.774% | 0 | 0% | 6.005% | 0 | 0% | 6.005% | 0 | 0% | 6.005% | 0 |  |  |  | 33.62% | 11.8% | 0.060396 | 0% | 11.8% | 0 | 0% | 11.8% | 0 | 0% | 0.39% | 0 | 0% | 0.39% | 0 | 0% | 0.39% | 0 | 1.227% | 100% | 0.018683 | 0% | 100% | 0 | 0% | 100% | 0 | 0% | 100% | 0 |  |  | 0 |  |  | 0 |  |  | 0 | 100% | 65% |  | 100% | 65% |  | 100% | 65% |  | 100% | 65% |  | 100% | 90% |  | 100% | 90% |  | 100% | 90%
CLOVERDALE 1102670 | 0.0010367 | 0.084825 | 0.42856 | 0.079796 | 0.50836 | 0.0058651 | 0.010294 | 0.0042864 | 0% | 99% | 0 | 0% | 99% | 0 | 0% | 99% | 0 | 0% | 99% | 0 | 0% | 63.6% | 0 | 0% | 63.6% | 0 | 0% | 63.6% | 0 | 0% | 63.6% | 0 | 0.079796 | 0% | 2.917% | 0 | 0% | 2.917% | 0 | 0% | 2.917% | 0 | 0% | 0.3252% | 0 | 0% | 0.3252% | 0 | 0% | 0.3252% | 0 | 0% | 0.7507% | 0 | 0.3187% | 0.7507% | 1.0253e-05 | 32.15% | 0.7507% | 0.0010344 | 16.24% | 0.7858% | 0.00054699 | 74.08% | 0.7858% | 0.0024949 | 0.104% | 0.7858% | 3.5018e-06 | 0% | 5.636% | 0 | 0% | 5.636% | 0 | 0% | 5.636% | 0 | 0% | 1.514% | 0 | 0% | 1.514% | 0 | 0% | 1.514% | 0 |  |  |  | 14.96% | 11.8% | 0.0075671 | 0% | 11.8% | 0 | 0% | 11.8% | 0 | 0% | 0.3704% | 0 | 0% | 0.3704% | 0 | 0% | 0.3704% | 0 | 0% | 100% | 0 | 0% | 100% | 0 | 0% | 100% | 0 | 0% | 100% | 0 |  |  | 0 |  |  | 0 |  |  | 0 | 100% | 65% |  | 100% | 65% |  | 100% | 65% |  | 100% | 65% |  | 100% | 90% |  | 100% | 90% |  | 100% | 90%
WOODSIDE 11018974 | 0.0021738 | 13.2209 | 5.7241 | 0.71418 | 6.4382 | 0.19689 | 0.070811 | 0.0058327 | 0% | 99% | 0 | 0% | 99% | 0 | 5.571% | 99% | 0.31571 | 0% | 99% | 0 | 0% | 63.24% | 0 | 0% | 63.24% | 0 | 0% | 63.24% | 0 | 0% | 63.24% | 0 | 0.71418 | 57.14% | 1.821% | 0.059567 | 0% | 1.821% | 0 | 0% | 1.821% | 0 | 0% | 0.1941% | 0 | 18.91% | 0.1941% | 0.0021004 | 0% | 0.1941% | 0 | 0% | 0.3975% | 0 | 0% | 0.3975% | 0 | 18.07% | 0.3975% | 0.0041117 | 0% | 0.4208% | 0 | 18.07% | 0.4208% | 0.0043533 | 81.54% | 0.4208% | 0.01964 | 66.09% | 2.982% | 0.11282 | 0% | 2.982% | 0 | 12.45% | 2.982% | 0.021249 | 0% | 4.322% | 0 | 0% | 4.322% | 0 | 0% | 4.322% | 0 |  |  |  | 0% | 11.8% | 0 | 34.78% | 11.8% | 0.23494 | 0% | 11.8% | 0 | 0% | 0.3876% | 0 | 0% | 0.3876% | 0 | 0% | 0.3876% | 0 | 0% | 100% | 0 | 0% | 100% | 0 | 0% | 100% | 0 | 0% | 100% | 0 |  |  | 0 |  |  | 0 |  |  | 0.0007056 | 100% | 65% |  | 100% | 65% |  | 100% | 65% |  | 100% | 65% |  | 100% | 90% |  | 100% | 90% |  | 100% | 90%
PARADISE 1104920400 | 0.00084939 | 4.7809 | 0.77069 | 1.3857 | 2.1564 | 0.017781 | 0.014105 | 0.0049555 | 0% | 99% | 0 | 70.56% | 99% | 0.53837 | 0% | 99% | 0 | 0% | 99% | 0 | 0% | 62.31% | 0 | 0% | 62.31% | 0 | 0% | 62.31% | 0 | 0% | 62.31% | 0 | 1.3857 | 0% | 1.875% | 0 | 0% | 1.875% | 0 | 0% | 1.875% | 0 | 100% | 0.219% | 0.0016879 | 0% | 0.219% | 0 | 0% | 0.219% | 0 | 0% | 0.5613% | 0 | 8.662% | 0.5613% | 0.00037469 | 0% | 0.5613% | 0 | 8.662% | 0.5817% | 0.00038835 | 0% | 0.5817% | 0 | 89.91% | 0.5817% | 0.0040307 | 0% | 4.213% | 0 | 0% | 4.213% | 0 | 0% | 4.213% | 0 | 0% | 3.002% | 0 | 0% | 3.002% | 0 | 0% | 3.002% | 0 |  |  |  | 21.68% | 11.8% | 0.019714 | 0% | 11.8% | 0 | 0% | 11.8% | 0 | 0% | 0.3741% | 0 | 0% | 0.3741% | 0 | 0% | 0.3741% | 0 | 0% | 100% | 0 | 0% | 100% | 0 | 0% | 100% | 0 | 0% | 100% | 0 |  |  | 0 |  |  | 0 |  |  | 0 | 100% | 65% |  | 100% | 65% |  | 100% | 65% |  | 100% | 65% |  | 100% | 90% |  | 100% | 90% |  | 100% | 90%
PEORIA 1705999 | 0.00051295 | 2.8453 | 0.24089 | 0 | 0.24089 | 0.0042249 | 0.0039157 | 0.0033919 | 0% | 99% | 0 | 0% | 99% | 0 | 0% | 99% | 0 | 0% | 99% | 0 | 0% | 63.66% | 0 | 0% | 63.66% | 0 | 0% | 63.66% | 0 | 0% | 63.66% | 0 | 0 | 0% | 1.617% | 0 | 0% | 1.617% | 0 | 0% | 1.617% | 0 | 0% | 0.174% | 0 | 0% | 0.174% | 0 | 0% | 0.174% | 0 | 0% | 0.5107% | 0 | 34.8% | 0.5107% | 0.00042804 | 46.53% | 0.5107% | 0.00057241 | 34.8% | 0.5065% | 0.00042455 | 46.53% | 0.5065% | 0.00056775 | 16.6% | 0.5065% | 0.00020257 | 0% | 3.776% | 0 | 0% | 3.776% | 0 | 0% | 3.776% | 0 | 0% | 2.28% | 0 | 0% | 2.28% | 0 | 0% | 2.28% | 0 |  |  |  | 31.32% | 11.8% | 0.008904 | 0% | 11.8% | 0 | 0% | 11.8% | 0 | 0% | 0.3735% | 0 | 0% | 0.3735% | 0 | 0% | 0.3735% | 0 | 0% | 100% | 0 | 0% | 100% | 0 | 0% | 100% | 0 | 0% | 100% | 0 |  |  | 0 |  |  | 0 |  |  | 0 | 100% | 65% |  | 100% | 65% |  | 100% | 65% |  | 100% | 65% |  | 100% | 90% |  | 100% | 90% |  | 100% | 90%
LAURELES 1112562376 | 0.00036028 | 9.3357 | 0.71948 | 0.48564 | 1.2051 | 0.010684 | 0.018683 | 0.0051191 | 0% | 99% | 0 | 0% | 99% | 0 | 0% | 99% | 0 | 0% | 99% | 0 | 0% | 62.21% | 0 | 0% | 62.21% | 0 | 0% | 62.21% | 0 | 0% | 62.21% | 0 | 0.48564 | 0% | 2.982% | 0 | 0% | 2.982% | 0 | 0% | 2.982% | 0 | 0% | 0.3121% | 0 | 0% | 0.3121% | 0 | 0% | 0.3121% | 0 | 0% | 0.8265% | 0 | 20.61% | 0.8265% | 0.0012255 | 71.56% | 0.8265% | 0.0042551 | 20.61% | 0.8276% | 0.0012272 | 71.56% | 0.8276% | 0.0042609 | 6.539% | 0.8276% | 0.00038938 | 26.41% | 6.118% | 0.011626 | 0% | 6.118% | 0 | 3.795% | 6.118% | 0.0016706 | 0% | 1.616% | 0 | 0% | 1.616% | 0 | 0% | 1.616% | 0 |  |  |  | 0% | 11.8% | 0 | 35% | 11.8% | 0.029715 | 0% | 11.8% | 0 | 0% | 0.3633% | 0 | 0% | 0.3633% | 0 | 0% | 0.3633% | 0 | 0% | 100% | 0 | 0% | 100% | 0 | 0% | 100% | 0 | 0% | 100% | 0 |  |  | 0 |  |  | 0 |  |  | 0 | 100% | 65% |  | 100% | 65% |  | 100% | 65% |  | 100% | 65% |  | 100% | 90% |  | 100% | 90% |  | 100% | 90%
ROSSMOOR 1106CB | 0.0012426 | 2.3677 | 1.0404 | 0.10221 | 1.1426 | 0.018919 | 0.023091 | 0.0081857 | 11.53% | 99% | 0.11873 | 0% | 99% | 0 | 0% | 99% | 0 | 0% | 99% | 0 | 0% | 63.82% | 0 | 0% | 63.82% | 0 | 0% | 63.82% | 0 | 0% | 63.82% | 0 | 0.10221 | 0% | 2.559% | 0 | 0% | 2.559% | 0 | 0% | 2.559% | 0 | 0% | 0.2864% | 0 | 0% | 0.2864% | 0 | 0% | 0.2864% | 0 | 0% | 0.6822% | 0 | 0% | 0.6822% | 0 | 0.7357% | 0.6822% | 5.2213e-05 | 0% | 0.7033% | 0 | 0.7357% | 0.7033% | 5.3831e-05 | 54.16% | 0.7033% | 0.003963 | 62.16% | 5.094% | 0.032946 | 0% | 5.094% | 0 | 0% | 5.094% | 0 | 0% | 1.264% | 0 | 0% | 1.264% | 0 | 0% | 1.264% | 0 |  |  |  | 0% | 11.8% | 0 | 0% | 11.8% | 0 | 0% | 11.8% | 0 | 0% | 0.3697% | 0 | 0% | 0.3697% | 0 | 0% | 0.3697% | 0 | 0% | 100% | 0 | 0% | 100% | 0 | 0% | 100% | 0 | 0% | 100% | 0 |  |  | 0 |  |  | 0 |  |  | 0 | 100% | 65% |  | 100% | 65% |  | 100% | 65% |  | 100% | 65% |  | 100% | 90% |  | 100% | 90% |  | 100% | 90%
AUBERRY 1101CB | 0.00047477 | 19.581 | 1.6535 | 0.61509 | 2.2686 | 0.017001 | 0.045358 | 0.0175 | 0% | 99% | 0 | 0.4086% | 99% | 0.0066881 | 0% | 99% | 0 | 0% | 99% | 0 | 38.26% | 61.53% | 0.38927 | 36.35% | 61.53% | 0.36981 | 0% | 61.53% | 0 | 19.34% | 61.53% | 0.19681 | 0.61509 | 0% | 2.342% | 0 | 0% | 2.342% | 0 | 0% | 2.342% | 0 | 0% | 0.2735% | 0 | 1.175% | 0.2735% | 5.3144e-05 | 0% | 0.2735% | 0 | 0% | 0.8313% | 0 | 92.05% | 0.8313% | 0.012652 | 7.692% | 0.8313% | 0.0010573 | 98.39% | 0.8426% | 0.013709 | 1.347% | 0.8426% | 0.00018764 | 0% | 0.8426% | 0 | 0% | 6.218% | 0 | 0% | 6.218% | 0 | 0% | 6.218% | 0 | 0% | 1.247% | 0 | 0% | 1.247% | 0 | 0% | 1.247% | 0 |  |  |  | 0% | 11.8% | 0 | 0% | 11.8% | 0 | 0% | 11.8% | 0 | 55.56% | 0.3576% | 0.003285 | 0% | 0.3576% | 0 | 0% | 0.3576% | 0 | 0% | 100% | 0 | 0.3142% | 100% | 0.0051948 | 0% | 100% | 0 | 0% | 100% | 0 |  |  | 0 |  |  | 0 |  |  | 0 | 100% | 65% |  | 100% | 65% |  | 100% | 65% |  | 100% | 65% |  | 100% | 90% |  | 100% | 90% |  | 100% | 90%
BANGOR 110131502 | 0.00029638 | 12.054 | 0.66321 | 0.95406 | 1.6173 | 0.010079 | 0.015723 | 0.0062471 | 0% | 99% | 0 | 0% | 99% | 0 | 0% | 99% | 0 | 0% | 99% | 0 | 0% | 61.76% | 0 | 0% | 61.76% | 0 | 0% | 61.76% | 0 | 0% | 61.76% | 0 | 0.95406 | 0% | 2.212% | 0 | 0% | 2.212% | 0 | 0% | 2.212% | 0 | 0% | 0.2517% | 0 | 0% | 0.2517% | 0 | 0% | 0.2517% | 0 | 0% | 0.7186% | 0 | 99.19% | 0.7186% | 0.0047273 | 0% | 0.7186% | 0 | 99.19% | 0.7226% | 0.0047532 | 0% | 0.7226% | 0 | 0% | 0.7226% | 0 | 0% | 5.346% | 0 | 0% | 5.346% | 0 | 0% | 5.346% | 0 | 0% | 2.019% | 0 | 0% | 2.019% | 0 | 0% | 2.019% | 0 |  |  |  | 34.76% | 11.8% | 0.027199 | 0% | 11.8% | 0 | 0% | 11.8% | 0 | 55.56% | 0.3623% | 0.0013348 | 0% | 0.3623% | 0 | 0% | 0.3623% | 0 | 0% | 100% | 0 | 1.29% | 100% | 0.0085572 | 0% | 100% | 0 | 0% | 100% | 0 |  |  | 0 |  |  | 0 |  |  | 0 | 100% | 65% |  | 100% | 65% |  | 100% | 65% |  | 100% | 65% |  | 100% | 90% |  | 100% | 90% |  | 100% | 90%
MONTE RIO 111159046 | 0.0002115 | 3.4879 | 0.23304 | 0.0080532 | 0.24109 | 0.00547 | 0.0045698 | 0.0012235 | 0% | 99% | 0 | 0% | 99% | 0 | 0% | 99% | 0 | 0% | 99% | 0 | 0% | 61.79% | 0 | 0% | 61.79% | 0 | 0% | 61.79% | 0 | 0% | 61.79% | 0 | 0.0080532 | 0% | 2.24% | 0 | 0% | 2.24% | 0 | 0% | 2.24% | 0 | 0% | 0.243% | 0 | 0% | 0.243% | 0 | 0% | 0.243% | 0 | 0% | 0.6033% | 0 | 79.69% | 0.6033% | 0.0011205 | 8.969% | 0.6033% | 0.0001261 | 79.69% | 0.5979% | 0.0011103 | 8.969% | 0.5979% | 0.00012495 | 11.34% | 0.5979% | 0.00015797 | 0% | 4.441% | 0 | 0% | 4.441% | 0 | 0% | 4.441% | 0 | 0% | 2.989% | 0 | 0% | 2.989% | 0 | 0% | 2.989% | 0 |  |  |  | 30.98% | 11.8% | 0.0085198 | 0% | 11.8% | 0 | 0% | 11.8% | 0 | 0% | 0.3685% | 0 | 0% | 0.3685% | 0 | 0% | 0.3685% | 0 | 0% | 100% | 0 | 0% | 100% | 0 | 0% | 100% | 0 | 0% | 100% | 0 |  |  | 0 |  |  | 0 |  |  | 0 | 100% | 65% |  | 100% | 65% |  | 100% | 65% |  | 100% | 65% |  | 100% | 90% |  | 100% | 90% |  | 100% | 90%
HALF MOON BAY 11038920 | 0.0014044 | 0.16574 | 0.028671 | 0.87029 | 0.89896 | 0.00078588 | 0.00047938 | 0.00012746 | 0% | 99% | 0 | 0% | 99% | 0 | 0% | 99% | 0 | 0% | 99% | 0 | 0% | 63.11% | 0 | 0% | 63.11% | 0 | 0% | 63.11% | 0 | 0% | 63.11% | 0 | 0.87029 | 62.5% | 1.867% | 0.00033457 | 0% | 1.867% | 0 | 0% | 1.867% | 0 | 0% | 0.2164% | 0 | 0% | 0.2164% | 0 | 0% | 0.2164% | 0 | 0% | 0.5105% | 0 | 100% | 0.5105% | 0.00014637 | 0% | 0.5105% | 0 | 100% | 0.5419% | 0.00015537 | 0% | 0.5419% | 0 | 0% | 0.5419% | 0 | 22.22% | 3.859% | 0.00024586 | 0% | 3.859% | 0 | 0% | 3.859% | 0 | 0% | 3.183% | 0 | 0% | 3.183% | 0 | 0% | 3.183% | 0 |  |  |  | 0% | 11.8% | 0 | 2.728% | 11.8% | 9.2295e-05 | 0% | 11.8% | 0 | 55.56% | 0.3803% | 6.0578e-05 | 0% | 0.3803% | 0 | 0% | 0.3803% | 0 | 0% | 100% | 0 | 0% | 100% | 0 | 0% | 100% | 0 | 0% | 100% | 0 |  |  | 0 |  |  | 0 |  |  | 0 | 100% | 65% |  | 100% | 65% |  | 100% | 65% |  | 100% | 65% |  | 100% | 90% |  | 100% | 90% |  | 100% | 90%
BRIDGEVILLE 1101CB | 0.00055038 | 3.5376 | 0.34781 | 0.0095588 | 0.35737 | 0.0097997 | 0.0059872 | 0.001114 | 0% | 99% | 0 | 0% | 99% | 0 | 0% | 99% | 0 | 0% | 99% | 0 | 0% | 61.63% | 0 | 0% | 61.63% | 0 | 0% | 61.63% | 0 | 0% | 61.63% | 0 | 0.0095588 | 0% | 2.318% | 0 | 0% | 2.318% | 0 | 0% | 2.318% | 0 | 0% | 0.2482% | 0 | 0% | 0.2482% | 0 | 0% | 0.2482% | 0 | 0% | 0.5391% | 0 | 11.45% | 0.5391% | 0.00021477 | 32.67% | 0.5391% | 0.00061262 | 11.45% | 0.5631% | 0.00022434 | 32.67% | 0.5631% | 0.00063991 | 55.87% | 0.5631% | 0.0010942 | 0% | 4.034% | 0 | 0% | 4.034% | 0 | 0% | 4.034% | 0 | 0% | 4.33% | 0 | 0% | 4.33% | 0 | 0% | 4.33% | 0 |  |  |  | 0% | 11.8% | 0 | 0% | 11.8% | 0 | 0% | 11.8% | 0 | 0% | 0.3808% | 0 | 0% | 0.3808% | 0 | 0% | 0.3808% | 0 | 0% | 100% | 0 | 0% | 100% | 0 | 0% | 100% | 0 | 0% | 100% | 0 |  |  | 0 |  |  | 0 |  |  | 0 | 100% | 65% |  | 100% | 65% |  | 100% | 65% |  | 100% | 65% |  | 100% | 90% |  | 100% | 90% |  | 100% | 90%
GARBERVILLE 11021510 | 0.00070856 | 14.3783 | 1.9256 | 0.10515 | 2.0307 | 0.060938 | 0.024034 | 0.0087303 | 0% | 99% | 0 | 0% | 99% | 0 | 0% | 99% | 0 | 0% | 99% | 0 | 0% | 61.45% | 0 | 0% | 61.45% | 0 | 0% | 61.45% | 0 | 0% | 61.45% | 0 | 0.10515 | 100% | 1.276% | 0.024568 | 0% | 1.276% | 0 | 0% | 1.276% | 0 | 0% | 0.1456% | 0 | 0% | 0.1456% | 0 | 0% | 0.1456% | 0 | 0% | 0.3791% | 0 | 91.67% | 0.3791% | 0.0066912 | 8.075% | 0.3791% | 0.00058944 | 91.67% | 0.39% | 0.0068841 | 8.075% | 0.39% | 0.00060642 | 0% | 0.39% | 0 | 0% | 2.838% | 0 | 0% | 2.838% | 0 | 13.37% | 2.838% | 0.0073036 | 0% | 4.918% | 0 | 0% | 4.918% | 0 | 0% | 4.918% | 0 |  |  |  | 33.62% | 11.8% | 0.07639 | 0% | 11.8% | 0 | 0% | 11.8% | 0 | 0% | 0.3824% | 0 | 0% | 0.3824% | 0 | 0% | 0.3824% | 0 | 0.2942% | 100% | 0.0056649 | 0% | 100% | 0 | 0% | 100% | 0 | 0% | 100% | 0 |  |  | 0 |  |  | 0 |  |  | 0 | 100% | 65% |  | 100% | 65% |  | 100% | 65% |  | 100% | 65% |  | 100% | 90% |  | 100% | 90% |  | 100% | 90%
MOLINO 1102104 | 0.00073176 | 20.9101 | 3.1511 | 0.21099 | 3.3621 | 0.1089 | 0.03683 | 0.0078524 | 0% | 99% | 0 | 0% | 99% | 0 | 0% | 99% | 0 | 0% | 99% | 0 | 0% | 62.56% | 0 | 0% | 62.56% | 0 | 0% | 62.56% | 0 | 0% | 62.56% | 0 | 0.21099 | 100% | 1.354% | 0.042663 | 0% | 1.354% | 0 | 0% | 1.354% | 0 | 0% | 0.1435% | 0 | 0% | 0.1435% | 0 | 0% | 0.1435% | 0 | 0% | 0.3637% | 0 | 0% | 0.3637% | 0 | 6.291% | 0.3637% | 0.00072097 | 0% | 0.3669% | 0 | 6.291% | 0.3669% | 0.00072742 | 93.32% | 0.3669% | 0.01079 | 20.29% | 2.696% | 0.017238 | 10.82% | 2.696% | 0.0091921 | 1.618% | 2.696% | 0.0013745 | 0% | 4.319% | 0 | 0% | 4.319% | 0 | 0% | 4.319% | 0 |  |  |  | 31.55% | 11.8% | 0.11731 | 0% | 11.8% | 0 | 0% | 11.8% | 0 | 0% | 0.3836% | 0 | 0% | 0.3836% | 0 | 0% | 0.3836% | 0 | 0% | 100% | 0 | 0% | 100% | 0 | 0% | 100% | 0 | 0% | 100% | 0 |  |  | 0 |  |  | 0 |  |  | 0 | 100% | 65% |  | 100% | 65% |  | 100% | 65% |  | 100% | 65% |  | 100% | 90% |  | 100% | 90% |  | 100% | 90%
WILLOW CREEK 110237374 | 0.00084388 | 2.2473 | 0.34605 | 0.0013655 | 0.34742 | 0.01023 | 0.0049552 | 0.0016843 | 0% | 99% | 0 | 0% | 99% | 0 | 0% | 99% | 0 | 0% | 99% | 0 | 0% | 61.26% | 0 | 0% | 61.26% | 0 | 0% | 61.26% | 0 | 0% | 61.26% | 0 | 0.0013655 | 0% | 2.002% | 0 | 0% | 2.002% | 0 | 0% | 2.002% | 0 | 0% | 0.2175% | 0 | 0% | 0.2175% | 0 | 0% | 0.2175% | 0 | 0% | 0.446% | 0 | 0% | 0.446% | 0 | 36.81% | 0.446% | 0.0005681 | 0% | 0.4745% | 0 | 36.81% | 0.4745% | 0.00060441 | 63.19% | 0.4745% | 0.0010377 | 0% | 3.356% | 0 | 0% | 3.356% | 0 | 0% | 3.356% | 0 | 0% | 4.732% | 0 | 0% | 4.732% | 0 | 0% | 4.732% | 0 |  |  |  | 0% | 11.8% | 0 | 35% | 11.8% | 0.014292 | 0% | 11.8% | 0 | 0% | 0.3852% | 0 | 0% | 0.3852% | 0 | 0% | 0.3852% | 0 | 0% | 100% | 0 | 0% | 100% | 0 | 0% | 100% | 0 | 0% | 100% | 0 |  |  | 0 |  |  | 0 |  |  | 0 | 100% | 65% |  | 100% | 65% |  | 100% | 65% |  | 100% | 65% |  | 100% | 90% |  | 100% | 90% |  | 100% | 90%
HALF MOON BAY 1103461558 | 0.00032903 | 4.5737 | 0.31061 | 0 | 0.31061 | 0.0049154 | 0.0086752 | 0.0015514 | 0% | 99% | 0 | 0% | 99% | 0 | 0% | 99% | 0 | 0% | 99% | 0 | 0% | 62.03% | 0 | 0% | 62.03% | 0 | 0% | 62.03% | 0 | 0% | 62.03% | 0 | 0 | 66.67% | 3.297% | 0.0068279 | 0% | 3.297% | 0 | 0% | 3.297% | 0 | 0% | 0.3559% | 0 | 0% | 0.3559% | 0 | 0% | 0.3559% | 0 | 0% | 0.8657% | 0 | 100% | 0.8657% | 0.0026888 | 0% | 0.8657% | 0 | 100% | 0.8822% | 0.0027401 | 0% | 0.8822% | 0 | 0% | 0.8822% | 0 | 0% | 6.438% | 0 | 0% | 6.438% | 0 | 0% | 6.438% | 0 | 0% | 1.899% | 0 | 0% | 1.899% | 0 | 0% | 1.899% | 0 |  |  |  | 0% | 11.8% | 0 | 2.728% | 11.8% | 0.0009999 | 0% | 11.8% | 0 | 55.56% | 0.3632% | 0.00062666 | 0% | 0.3632% | 0 | 0% | 0.3632% | 0 | 0% | 100% | 0 | 0% | 100% | 0 | 0% | 100% | 0 | 0% | 100% | 0 |  |  | 0 |  |  | 0 |  |  | 0 | 100% | 65% |  | 100% | 65% |  | 100% | 65% |  | 100% | 65% |  | 100% | 90% |  | 100% | 90% |  | 100% | 90%
VALLEY VIEW 1106865650 | 0.00067422 | 4.1976 | 0.784 | 0 | 0.784 | 0.010676 | 0.020043 | 0.00758 | 0% | 99% | 0 | 0% | 99% | 0 | 0% | 99% | 0 | 0% | 99% | 0 | 0% | 63.54% | 0 | 0% | 63.54% | 0 | 0% | 63.54% | 0 | 0% | 63.54% | 0 | 0 | 0% | 2.953% | 0 | 0% | 2.953% | 0 | 0% | 2.953% | 0 | 0% | 0.336% | 0 | 0% | 0.336% | 0 | 0% | 0.336% | 0 | 0% | 0.7735% | 0 | 80.3% | 0.7735% | 0.0048693 | 19.68% | 0.7735% | 0.0011933 | 80.3% | 0.8129% | 0.0051176 | 19.68% | 0.8129% | 0.0012542 | 0% | 0.8129% | 0 | 0.9081% | 5.819% | 0.00041424 | 0% | 5.819% | 0 | 0% | 5.819% | 0 | 0% | 1.079% | 0 | 0% | 1.079% | 0 | 0% | 1.079% | 0 |  |  |  | 0% | 11.8% | 0 | 0% | 11.8% | 0 | 0% | 11.8% | 0 | 0% | 0.3687% | 0 | 0% | 0.3687% | 0 | 0% | 0.3687% | 0 | 0% | 100% | 0 | 0% | 100% | 0 | 0% | 100% | 0 | 0% | 100% | 0 |  |  | 0 |  |  | 0 |  |  | 0 | 100% | 65% |  | 100% | 65% |  | 100% | 65% |  | 100% | 65% |  | 100% | 90% |  | 100% | 90% |  | 100% | 90%
OAKLAND K 1102CB | 0.0012721 | 0.95083 | 0.23141 | 0.20772 | 0.43913 | 0.0029768 | 0.0062748 | 0.0021083 | 0% | 99% | 0 | 0% | 99% | 0 | 0% | 99% | 0 | 0% | 99% | 0 | 0% | 64.18% | 0 | 0% | 64.18% | 0 | 0% | 64.18% | 0 | 0% | 64.18% | 0 | 0.20772 | 0% | 3.398% | 0 | 0% | 3.398% | 0 | 0% | 3.398% | 0 | 0% | 0.3885% | 0 | 0% | 0.3885% | 0 | 0% | 0.3885% | 0 | 0% | 0.8114% | 0 | 0% | 0.8114% | 0 | 57.26% | 0.8114% | 0.0010752 | 0% | 0.8667% | 0 | 57.26% | 0.8667% | 0.0011485 | 42.74% | 0.8667% | 0.00085727 | 0% | 6.121% | 0 | 100% | 6.121% | 0.014165 | 0% | 6.121% | 0 | 0% | 1.038% | 0 | 0% | 1.038% | 0 | 0% | 1.038% | 0 |  |  |  | 0% | 11.8% | 0 | 0% | 11.8% | 0 | 0% | 11.8% | 0 | 0% | 0.3694% | 0 | 0% | 0.3694% | 0 | 0% | 0.3694% | 0 | 0% | 100% | 0 | 0% | 100% | 0 | 0% | 100% | 0 | 0% | 100% | 0 |  |  | 0 |  |  | 0 |  |  | 0 | 100% | 65% |  | 100% | 65% |  | 100% | 65% |  | 100% | 65% |  | 100% | 90% |  | 100% | 90% |  | 100% | 90%
SHADY GLEN 1101100230 | 0.0013473 | 0 | 0.19699 | 1.0707 | 1.2677 | 0.0026208 | 0.0053597 | 0.0016951 | 0% | 99% | 0 | 0% | 99% | 0 | 0% | 99% | 0 | 0% | 99% | 0 | 0% | 62.3% | 0 | 0% | 62.3% | 0 | 0% | 62.3% | 0 | 0% | 62.3% | 0 | 1.0707 | 0% | 2.698% | 0 | 0% | 2.698% | 0 | 0% | 2.698% | 0 | 0% | 0.2971% | 0 | 0% | 0.2971% | 0 | 0% | 0.2971% | 0 | 0% | 0.837% | 0 | 0% | 0.837% | 0 | 21.42% | 0.837% | 0.00035324 | 0% | 0.861% | 0 | 21.42% | 0.861% | 0.00036334 | 0% | 0.861% | 0 | 0% | 6.276% | 0 | 0% | 6.276% | 0 | 0% | 6.276% | 0 | 0% | 1.433% | 0 | 0% | 1.433% | 0 | 0% | 1.433% | 0 |  |  |  | 0% | 11.8% | 0 | 0% | 11.8% | 0 | 0% | 11.8% | 0 | 55.56% | 0.3654% | 0.0003999 | 0% | 0.3654% | 0 | 0% | 0.3654% | 0 | 0% | 100% | 0 | 0% | 100% | 0 | 0% | 100% | 0 | 0% | 100% | 0 |  |  | 0 |  |  | 0 |  |  | 0 |  |  |  |  | 65% |  |  | 65% |  | 100% | 65%
RED BLUFF 11041566 | 0.00029835 | 11.3714 | 0.92176 | 0.28645 | 1.2082 | 0.0096062 | 0.023261 | 0.012594 | 0% | 99% | 0 | 0% | 99% | 0 | 0% | 99% | 0 | 0% | 99% | 0 | 0% | 62.48% | 0 | 0% | 62.48% | 0 | 0% | 62.48% | 0 | 0% | 62.48% | 0 | 0.28645 | 100% | 2.525% | 0.023274 | 0% | 2.525% | 0 | 0% | 2.525% | 0 | 0% | 0.2859% | 0 | 0% | 0.2859% | 0 | 0% | 0.2859% | 0 | 0% | 0.7446% | 0 | 12.39% | 0.7446% | 0.00085052 | 16.68% | 0.7446% | 0.0011446 | 0% | 0.7399% | 0 | 16.68% | 0.7399% | 0.0011374 | 68.78% | 0.7399% | 0.0046909 | 0% | 5.496% | 0 | 0% | 5.496% | 0 | 0% | 5.496% | 0 | 0% | 1.213% | 0 | 0% | 1.213% | 0 | 0% | 1.213% | 0 |  |  |  | 28.39% | 11.8% | 0.030883 | 0% | 11.8% | 0 | 0% | 11.8% | 0 | 0% | 0.3577% | 0 | 0% | 0.3577% | 0 | 0% | 0.3577% | 0 | 0% | 100% | 0 | 0% | 100% | 0 | 0% | 100% | 0 | 0% | 100% | 0 |  |  | 3.9766e-05 |  |  | 0 |  |  | 0 | 100% | 65% |  | 100% | 65% |  | 100% | 65% |  | 100% | 65% |  | 100% | 90% |  | 100% | 90% |  | 100% | 90%
MOLINO 1102658 | 0.00079714 | 6.7338 | 1.7451 | 0.010469 | 1.7556 | 0.066345 | 0.015583 | 0.0042159 | 0% | 99% | 0 | 0% | 99% | 0 | 0% | 99% | 0 | 0% | 99% | 0 | 0% | 62.2% | 0 | 0% | 62.2% | 0 | 0% | 62.2% | 0 | 0% | 62.2% | 0 | 0.010469 | 85.71% | 1.099% | 0.016444 | 0% | 1.099% | 0 | 0% | 1.099% | 0 | 0% | 0.1148% | 0 | 0% | 0.1148% | 0 | 0% | 0.1148% | 0 | 0% | 0.2769% | 0 | 0% | 0.2769% | 0 | 0% | 0.2769% | 0 | 0% | 0.2806% | 0 | 0% | 0.2806% | 0 | 100% | 0.2806% | 0.0048972 | 0.1933% | 2.052% | 6.9231e-05 | 4.576% | 2.052% | 0.001639 | 0% | 2.052% | 0 | 0% | 5.133% | 0 | 0% | 5.133% | 0 | 0% | 5.133% | 0 |  |  |  | 20.55% | 11.8% | 0.042315 | 0% | 11.8% | 0 | 0% | 11.8% | 0 | 0% | 0.388% | 0 | 0% | 0.388% | 0 | 0% | 0.388% | 0 | 0% | 100% | 0 | 0% | 100% | 0 | 0% | 100% | 0 | 0% | 100% | 0 |  |  | 0 |  |  | 0 |  |  | 0 | 100% | 65% |  | 100% | 65% |  | 100% | 65% |  | 100% | 65% |  | 100% | 90% |  | 100% | 90% |  | 100% | 90%
TASSAJARA 210812712 | 0.0013095 | 0.78743 | 0.78621 | 0.13493 | 0.92114 | 0.018475 | 0.014961 | 0.0054162 | 0% | 99% | 0 | 0% | 99% | 0 | 0% | 99% | 0 | 0% | 99% | 0 | 0% | 64.35% | 0 | 0% | 64.35% | 0 | 0% | 64.35% | 0 | 0% | 64.35% | 0 | 0.13493 | 0% | 2.272% | 0 | 0% | 2.272% | 0 | 0% | 2.272% | 0 | 0% | 0.2455% | 0 | 0% | 0.2455% | 0 | 0% | 0.2455% | 0 | 0% | 0.5812% | 0 | 0% | 0.5812% | 0 | 60.96% | 0.5812% | 0.0027853 | 0% | 0.5961% | 0 | 85.85% | 0.5961% | 0.0040234 | 14.15% | 0.5961% | 0.00066326 | 86.09% | 4.328% | 0.029296 | 0% | 4.328% | 0 | 0% | 4.328% | 0 | 0% | 1.666% | 0 | 0% | 1.666% | 0 | 0% | 1.666% | 0 |  |  |  | 0% | 11.8% | 0 | 0% | 11.8% | 0 | 0% | 11.8% | 0 | 0% | 0.3754% | 0 | 0% | 0.3754% | 0 | 0% | 0.3754% | 0 | 0% | 100% | 0 | 0% | 100% | 0 | 0% | 100% | 0 | 0% | 100% | 0 |  |  | 0 |  |  | 0 |  |  | 0 | 100% | 65% |  | 100% | 65% |  | 100% | 65% |  | 100% | 65% |  | 100% | 90% |  | 100% | 90% |  | 100% | 90%
CLAY 11031821 | 0.0001793 | 3.2776 | 0.21123 | 0 | 0.21123 | 0.0026455 | 0.0049777 | 0.0028166 | 0% | 99% | 0 | 0% | 99% | 0 | 0% | 99% | 0 | 0% | 99% | 0 | 0% | 63.16% | 0 | 0% | 63.16% | 0 | 0% | 63.16% | 0 | 0% | 63.16% | 0 | 0 | 0% | 2.465% | 0 | 0% | 2.465% | 0 | 0% | 2.465% | 0 | 0% | 0.2721% | 0 | 0% | 0.2721% | 0 | 0% | 0.2721% | 0 | 0% | 0.7035% | 0 | 0% | 0.7035% | 0 | 94.74% | 0.7035% | 0.0014078 | 0% | 0.709% | 0 | 94.74% | 0.709% | 0.0014187 | 0% | 0.709% | 0 | 0% | 5.217% | 0 | 0% | 5.217% | 0 | 0% | 5.217% | 0 | 0% | 1.51% | 0 | 0% | 1.51% | 0 | 0% | 1.51% | 0 |  |  |  | 0% | 11.8% | 0 | 33.17% | 11.8% | 0.0082675 | 0% | 11.8% | 0 | 0% | 0.3642% | 0 | 0% | 0.3642% | 0 | 0% | 0.3642% | 0 | 0% | 100% | 0 | 0% | 100% | 0 | 0% | 100% | 0 | 0% | 100% | 0 |  |  | 0 |  |  | 0 |  |  | 0 | 100% | 65% |  | 100% | 65% |  | 100% | 65% |  | 100% | 65% |  | 100% | 90% |  | 100% | 90% |  | 100% | 90%
GIRVAN 1102296428 | 0.0011564 | 1.7068 | 0.85225 | 0 | 0.85225 | 0.010947 | 0.019156 | 0.012054 | 0% | 99% | 0 | 0% | 99% | 0 | 0% | 99% | 0 | 0% | 99% | 0 | 0% | 63.58% | 0 | 0% | 63.58% | 0 | 0% | 63.58% | 0 | 0% | 63.58% | 0 | 0 | 0% | 2.369% | 0 | 0% | 2.369% | 0 | 0% | 2.369% | 0 | 0% | 0.2684% | 0 | 0% | 0.2684% | 0 | 0% | 0.2684% | 0 | 0% | 0.6771% | 0 | 39.26% | 0.6771% | 0.0022652 | 0% | 0.6771% | 0 | 0% | 0.709% | 0 | 0% | 0.709% | 0 | 98.05% | 0.709% | 0.005924 | 0% | 5.108% | 0 | 0% | 5.108% | 0 | 0% | 5.108% | 0 | 0% | 1.067% | 0 | 0% | 1.067% | 0 | 0% | 1.067% | 0 |  |  |  | 0% | 11.8% | 0 | 0% | 11.8% | 0 | 0% | 11.8% | 0 | 0% | 0.3731% | 0 | 0% | 0.3731% | 0 | 0% | 0.3731% | 0 | 0% | 100% | 0 | 0% | 100% | 0 | 0% | 100% | 0 | 0% | 100% | 0 |  |  | 0 |  |  | 0 |  |  | 0 | 100% | 65% |  | 100% | 65% |  | 100% | 65% |  | 100% | 65% |  | 100% | 90% |  | 100% | 90% |  | 100% | 90%
MOLINO 1102318 | 0.00076096 | 20.1471 | 3.8211 | 0.18321 | 4.0043 | 0.1434 | 0.039435 | 0.0066702 | 0% | 99% | 0 | 0% | 99% | 0 | 0% | 99% | 0 | 0% | 99% | 0 | 0% | 62.35% | 0 | 0% | 62.35% | 0 | 0% | 62.35% | 0 | 0% | 62.35% | 0 | 0.18321 | 80% | 1.245% | 0.038044 | 0% | 1.245% | 0 | 0% | 1.245% | 0 | 0% | 0.127% | 0 | 0% | 0.127% | 0 | 0% | 0.127% | 0 | 0% | 0.3207% | 0 | 11.13% | 0.3207% | 0.0013641 | 32.01% | 0.3207% | 0.0039231 | 11.13% | 0.3208% | 0.0013643 | 32.01% | 0.3208% | 0.0039238 | 56.86% | 0.3208% | 0.0069701 | 15.91% | 2.368% | 0.014394 | 0% | 2.368% | 0 | 5.342% | 2.368% | 0.0048326 | 0% | 4.813% | 0 | 0% | 4.813% | 0 | 0% | 4.813% | 0 |  |  |  | 31.55% | 11.8% | 0.14225 | 0% | 11.8% | 0 | 0% | 11.8% | 0 | 0% | 0.3859% | 0 | 0% | 0.3859% | 0 | 0% | 0.3859% | 0 | 0% | 100% | 0 | 0% | 100% | 0 | 0% | 100% | 0 | 0% | 100% | 0 |  |  | 7.5719e-05 |  |  | 0 |  |  | 0 | 100% | 65% |  | 100% | 65% |  | 100% | 65% |  | 100% | 65% |  | 100% | 90% |  | 100% | 90% |  | 100% | 90%
RESERVATION ROAD 110222136 | 0.00051145 | 1.4599 | 0.53806 | 0.11642 | 0.65448 | 0.0033279 | 0.016684 | 0.0067205 | 0% | 99% | 0 | 0% | 99% | 0 | 0% | 99% | 0 | 0% | 99% | 0 | 0% | 62.69% | 0 | 0% | 62.69% | 0 | 0% | 62.69% | 0 | 0% | 62.69% | 0 | 0.11642 | 0% | 3.78% | 0 | 0% | 3.78% | 0 | 0% | 3.78% | 0 | 0% | 0.4045% | 0 | 0% | 0.4045% | 0 | 0% | 0.4045% | 0 | 0% | 0.9456% | 0 | 0% | 0.9456% | 0 | 44.44% | 0.9456% | 0.0022609 | 0% | 0.9733% | 0 | 44.44% | 0.9733% | 0.0023273 | 53.45% | 0.9733% | 0.0027992 | 74.72% | 7.05% | 0.028344 | 0% | 7.05% | 0 | 0% | 7.05% | 0 | 0% | 0.6989% | 0 | 0% | 0.6989% | 0 | 0% | 0.6989% | 0 |  |  |  | 0% | 11.8% | 0 | 13.16% | 11.8% | 0.0083529 | 0% | 11.8% | 0 | 0% | 0.3627% | 0 | 0% | 0.3627% | 0 | 0% | 0.3627% | 0 | 0% | 100% | 0 | 0% | 100% | 0 | 0% | 100% | 0 | 0% | 100% | 0 |  |  | 0 |  |  | 0 |  |  | 0 | 100% | 65% |  | 100% | 65% |  | 100% | 65% |  | 100% | 65% |  | 100% | 90% |  | 100% | 90% |  | 100% | 90%
CLARKSVILLE 210575884 | 0.00048437 | 10.3272 | 1.1287 | 0.28333 | 1.412 | 0.0098792 | 0.031105 | 0.015229 | 0% | 99% | 0 | 0% | 99% | 0 | 0% | 99% | 0 | 0% | 99% | 0 | 0% | 62.21% | 0 | 0% | 62.21% | 0 | 0% | 62.21% | 0 | 0% | 62.21% | 0 | 0.28333 | 100% | 2.373% | 0.02678 | 0% | 2.373% | 0 | 0% | 2.373% | 0 | 100% | 0.2805% | 0.0031656 | 0% | 0.2805% | 0 | 0% | 0.2805% | 0 | 0% | 0.8119% | 0 | 69.19% | 0.8119% | 0.0063402 | 0.3799% | 0.8119% | 3.481e-05 | 69.19% | 0.8428% | 0.0065815 | 0.3799% | 0.8428% | 3.6135e-05 | 29.43% | 0.8428% | 0.0027996 | 22.16% | 6.131% | 0.015335 | 0% | 6.131% | 0 | 0% | 6.131% | 0 | 0% | 1.018% | 0 | 0% | 1.018% | 0 | 0% | 1.018% | 0 |  |  |  | 0% | 11.8% | 0 | 0% | 11.8% | 0 | 0% | 11.8% | 0 | 0% | 0.3634% | 0 | 0% | 0.3634% | 0 | 0% | 0.3634% | 0 | 0% | 100% | 0 | 0% | 100% | 0 | 0% | 100% | 0 | 0% | 100% | 0 |  |  | 0 |  |  | 0 |  |  | 0 | 100% | 65% |  | 100% | 65% |  | 100% | 65% |  | 100% | 65% |  | 100% | 90% |  | 100% | 90% |  | 100% | 90%
DESCHUTES 1104378894 | 0.00044593 | 2.471 | 0.3045 | 0.3785 | 0.683 | 0.0056563 | 0.006275 | 0.0032852 | 0% | 99% | 0 | 0% | 99% | 0 | 0% | 99% | 0 | 0% | 99% | 0 | 0% | 62.67% | 0 | 0% | 62.67% | 0 | 0% | 62.67% | 0 | 0% | 62.67% | 0 | 0.3785 | 0% | 1.949% | 0 | 0% | 1.949% | 0 | 0% | 1.949% | 0 | 0% | 0.2098% | 0 | 0% | 0.2098% | 0 | 0% | 0.2098% | 0 | 0% | 0.6127% | 0 | 90.34% | 0.6127% | 0.0016855 | 3.441% | 0.6127% | 6.4203e-05 | 90.34% | 0.5981% | 0.0016452 | 3.441% | 0.5981% | 6.267e-05 | 0% | 0.5981% | 0 | 0% | 4.503% | 0 | 0% | 4.503% | 0 | 0% | 4.503% | 0 | 0% | 1.838% | 0 | 0% | 1.838% | 0 | 0% | 1.838% | 0 |  |  |  | 0% | 11.8% | 0 | 0% | 11.8% | 0 | 0% | 11.8% | 0 | 0% | 0.3656% | 0 | 0% | 0.3656% | 0 | 0% | 0.3656% | 0 | 0% | 100% | 0 | 0% | 100% | 0 | 0% | 100% | 0 | 0% | 100% | 0 |  |  | 0 |  |  | 0 |  |  | 0 | 100% | 65% |  | 100% | 65% |  | 100% | 65% |  | 100% | 65% |  | 100% | 90% |  | 100% | 90% |  | 100% | 90%
VOLTA 110280982 | 0.00094999 | 0.50915 | 0.092234 | 5.7598 | 5.852 | 0.002282 | 0.0017449 | 0.00058342 | 0% | 99% | 0 | 0% | 99% | 0 | 0% | 99% | 0 | 0% | 99% | 0 | 0% | 62.32% | 0 | 0% | 62.32% | 0 | 0% | 62.32% | 0 | 0% | 62.32% | 0 | 5.7598 | 0% | 2.073% | 0 | 0% | 2.073% | 0 | 0% | 2.073% | 0 | 0% | 0.2328% | 0 | 0% | 0.2328% | 0 | 0% | 0.2328% | 0 | 0% | 0.553% | 0 | 0% | 0.553% | 0 | 0% | 0.553% | 0 | 0% | 0.5583% | 0 | 0% | 0.5583% | 0 | 100% | 0.5583% | 0.00051492 | 0% | 4.095% | 0 | 0% | 4.095% | 0 | 0% | 4.095% | 0 | 0% | 2.711% | 0 | 0% | 2.711% | 0 | 0% | 2.711% | 0 |  |  |  | 34.88% | 11.8% | 0.0037965 | 0% | 11.8% | 0 | 0% | 11.8% | 0 | 0% | 0.371% | 0 | 0% | 0.371% | 0 | 0% | 0.371% | 0 | 0% | 100% | 0 | 0% | 100% | 0 | 0% | 100% | 0 | 0% | 100% | 0 |  |  | 7.3103e-05 |  |  | 0 |  |  | 0 | 100% | 65% |  | 100% | 65% |  | 100% | 65% |  | 100% | 65% |  | 100% | 90% |  | 100% | 90% |  | 100% | 90%
WILLOW CREEK 11014904 | 0.0005585 | 11.4447 | 1.2809 | 0.04438 | 1.3253 | 0.034997 | 0.022292 | 0.0067842 | 0% | 99% | 0 | 0% | 99% | 0 | 0% | 99% | 0 | 0% | 99% | 0 | 0% | 61.06% | 0 | 0% | 61.06% | 0 | 0% | 61.06% | 0 | 0% | 61.06% | 0 | 0.04438 | 100% | 2.22% | 0.028431 | 0% | 2.22% | 0 | 0% | 2.22% | 0 | 0% | 0.2375% | 0 | 0% | 0.2375% | 0 | 0% | 0.2375% | 0 | 0% | 0.5309% | 0 | 0.3283% | 0.5309% | 2.2324e-05 | 13.16% | 0.5309% | 0.00089468 | 0.3283% | 0.5549% | 2.3333e-05 | 13.16% | 0.5549% | 0.00093512 | 86.51% | 0.5549% | 0.006149 | 2.085% | 3.979% | 0.0010628 | 0% | 3.979% | 0 | 0% | 3.979% | 0 | 0% | 4.147% | 0 | 0% | 4.147% | 0 | 0% | 4.147% | 0 |  |  |  | 26.25% | 11.8% | 0.039674 | 0% | 11.8% | 0 | 0% | 11.8% | 0 | 0% | 0.3811% | 0 | 0% | 0.3811% | 0 | 0% | 0.3811% | 0 | 0% | 100% | 0 | 0% | 100% | 0 | 0% | 100% | 0 | 0% | 100% | 0 |  |  | 0 |  |  | 0 |  |  | 0 | 100% | 65% |  | 100% | 65% |  | 100% | 65% |  | 100% | 65% |  | 100% | 90% |  | 100% | 90% |  | 100% | 90%
FAIRVIEW 2207M501R | 0.00081252 | 3.7232 | 0.86503 | 0 | 0.86503 | 0.014683 | 0.021831 | 0.0067919 | 0% | 99% | 0 | 0% | 99% | 0 | 0% | 99% | 0 | 0% | 99% | 0 | 0% | 62.6% | 0 | 0% | 62.6% | 0 | 0% | 62.6% | 0 | 0% | 62.6% | 0 | 0 | 0% | 2.552% | 0 | 0% | 2.552% | 0 | 0% | 2.552% | 0 | 0% | 0.2701% | 0 | 0% | 0.2701% | 0 | 0% | 0.2701% | 0 | 0% | 0.7637% | 0 | 0% | 0.7637% | 0 | 4.992% | 0.7637% | 0.00032979 | 1.192% | 0.7505% | 7.7377e-05 | 4.992% | 0.7505% | 0.00032409 | 62.25% | 0.7505% | 0.0040413 | 51.89% | 5.625% | 0.025247 | 0% | 5.625% | 0 | 0% | 5.625% | 0 | 0% | 1.134% | 0 | 0% | 1.134% | 0 | 0% | 1.134% | 0 |  |  |  | 0% | 11.8% | 0 | 0% | 11.8% | 0 | 0% | 11.8% | 0 | 0% | 0.3613% | 0 | 0% | 0.3613% | 0 | 0% | 0.3613% | 0 | 0% | 100% | 0 | 0% | 100% | 0 | 0% | 100% | 0 | 0% | 100% | 0 |  |  | 0 |  |  | 0 |  |  | 0 | 100% | 65% |  | 100% | 65% |  | 100% | 65% |  | 100% | 65% |  | 100% | 90% |  | 100% | 90% |  | 100% | 90%
HALF MOON BAY 11012500 | 0.0012495 | 6.96 | 2.0038 | 0.20476 | 2.2086 | 0.055285 | 0.040005 | 0.0050922 | 0% | 99% | 0 | 0% | 99% | 0 | 0% | 99% | 0 | 0% | 99% | 0 | 0% | 63.24% | 0 | 0% | 63.24% | 0 | 0% | 63.24% | 0 | 0% | 63.24% | 0 | 0.20476 | 100% | 2.514% | 0.050368 | 0% | 2.514% | 0 | 0% | 2.514% | 0 | 0% | 0.2768% | 0 | 0% | 0.2768% | 0 | 0% | 0.2768% | 0 | 0% | 0.5999% | 0 | 1.891% | 0.5999% | 0.00022738 | 32.67% | 0.5999% | 0.003928 | 1.891% | 0.6351% | 0.00024072 | 32.67% | 0.6351% | 0.0041584 | 65.43% | 0.6351% | 0.0083278 | 44.89% | 4.514% | 0.040601 | 0% | 4.514% | 0 | 0% | 4.514% | 0 | 0% | 3.15% | 0 | 0% | 3.15% | 0 | 0% | 3.15% | 0 |  |  |  | 0% | 11.8% | 0 | 27.59% | 11.8% | 0.065249 | 0% | 11.8% | 0 | 0% | 0.3792% | 0 | 0% | 0.3792% | 0 | 0% | 0.3792% | 0 | 0% | 100% | 0 | 0% | 100% | 0 | 0% | 100% | 0 | 0% | 100% | 0 |  |  | 0 |  |  | 0 |  |  | 0 | 100% | 65% |  | 100% | 65% |  | 100% | 65% |  | 100% | 65% |  | 100% | 90% |  | 100% | 90% |  | 100% | 90%
VOLTA 11021650 | 0.00035435 | 22.9951 | 1.5561 | 2.5857 | 4.1418 | 0.039879 | 0.029096 | 0.0090604 | 0% | 99% | 0 | 0% | 99% | 0 | 0% | 99% | 0 | 0% | 99% | 0 | 0% | 61.67% | 0 | 0% | 61.67% | 0 | 0% | 61.67% | 0 | 0% | 61.67% | 0 | 2.5857 | 0% | 1.938% | 0 | 0% | 1.938% | 0 | 0% | 1.938% | 0 | 0% | 0.2062% | 0 | 0% | 0.2062% | 0 | 0% | 0.2062% | 0 | 0% | 0.5562% | 0 | 98.72% | 0.5562% | 0.0085448 | 0% | 0.5562% | 0 | 98.72% | 0.543% | 0.008342 | 0% | 0.543% | 0 | 0% | 0.543% | 0 | 20.92% | 4.079% | 0.013281 | 0% | 4.079% | 0 | 0% | 4.079% | 0 | 0% | 2.696% | 0 | 0% | 2.696% | 0 | 0% | 2.696% | 0 |  |  |  | 34.99% | 11.8% | 0.064253 | 0% | 11.8% | 0 | 0% | 11.8% | 0 | 0% | 0.3692% | 0 | 0% | 0.3692% | 0 | 0% | 0.3692% | 0 | 0% | 100% | 0 | 0% | 100% | 0 | 0% | 100% | 0 | 0% | 100% | 0 |  |  | 4.5093e-05 |  |  | 0 |  |  | 0 | 100% | 65% |  | 100% | 65% |  | 100% | 65% |  | 100% | 65% |  | 100% | 90% |  | 100% | 90% |  | 100% | 90%
WYANDOTTE 110913052 | 0.00026895 | 20.4884 | 1.1885 | 0.98823 | 2.1767 | 0.022237 | 0.026227 | 0.011173 | 0% | 99% | 0 | 0% | 99% | 0 | 0% | 99% | 0 | 0% | 99% | 0 | 0% | 62.38% | 0 | 0% | 62.38% | 0 | 0% | 62.38% | 0 | 0% | 62.38% | 0 | 0.98823 | 92.31% | 2.191% | 0.024038 | 0% | 2.191% | 0 | 0% | 2.191% | 0 | 0% | 0.2345% | 0 | 0% | 0.2345% | 0 | 0% | 0.2345% | 0 | 0% | 0.6581% | 0 | 40.78% | 0.6581% | 0.0031893 | 58.37% | 0.6581% | 0.0045651 | 40.78% | 0.6548% | 0.0031731 | 58.37% | 0.6548% | 0.0045419 | 0% | 0.6548% | 0 | 0% | 4.867% | 0 | 0% | 4.867% | 0 | 0% | 4.867% | 0 | 0% | 1.998% | 0 | 0% | 1.998% | 0 | 0% | 1.998% | 0 |  |  |  | 8.661% | 11.8% | 0.012147 | 0% | 11.8% | 0 | 0% | 11.8% | 0 | 0% | 0.3669% | 0 | 0% | 0.3669% | 0 | 0% | 0.3669% | 0 | 0% | 100% | 0 | 0% | 100% | 0 | 0% | 100% | 0 | 0% | 100% | 0 |  |  | 0.00010188 |  |  | 0 |  |  | 0 | 100% | 65% |  | 100% | 65% |  | 100% | 65% |  | 100% | 65% |  | 100% | 90% |  | 100% | 90% |  | 100% | 90%
CASTRO VALLEY 1110MR748 | 0.00067611 | 6.7095 | 0.83714 | 0.05751 | 0.89465 | 0.015808 | 0.02033 | 0.0059486 | 0% | 99% | 0 | 0% | 99% | 0 | 0% | 99% | 0 | 0% | 99% | 0 | 0% | 63.51% | 0 | 0% | 63.51% | 0 | 0% | 63.51% | 0 | 0% | 63.51% | 0 | 0.05751 | 33.33% | 3% | 0.008372 | 0% | 3% | 0 | 0% | 3% | 0 | 0% | 0.3266% | 0 | 0% | 0.3266% | 0 | 0% | 0.3266% | 0 | 0% | 0.725% | 0 | 0% | 0.725% | 0 | 12.08% | 0.725% | 0.000733 | 0% | 0.7568% | 0 | 12.08% | 0.7568% | 0.00076514 | 87.92% | 0.7568% | 0.0055705 | 19.17% | 5.425% | 0.0087062 | 11.62% | 5.425% | 0.0052767 | 0% | 5.425% | 0 | 0% | 1.763% | 0 | 0% | 1.763% | 0 | 0% | 1.763% | 0 |  |  |  | 0% | 11.8% | 0 | 0% | 11.8% | 0 | 0% | 11.8% | 0 | 0% | 0.372% | 0 | 0% | 0.372% | 0 | 0% | 0.372% | 0 | 0% | 100% | 0 | 0% | 100% | 0 | 0% | 100% | 0 | 0% | 100% | 0 |  |  | 0 |  |  | 0 |  |  | 0 | 100% | 65% |  | 100% | 65% |  | 100% | 65% |  | 100% | 65% |  | 100% | 90% |  | 100% | 90% |  | 100% | 90%
SAN RAMON 2106CB | 0.0013688 | 0.72489 | 0.58199 | 0.47347 | 1.0555 | 0.0036974 | 0.017811 | 0.0077674 | 0% | 99% | 0 | 0% | 99% | 0 | 0% | 99% | 0 | 0% | 99% | 0 | 0% | 64.86% | 0 | 0% | 64.86% | 0 | 0% | 64.86% | 0 | 0% | 64.86% | 0 | 0.47347 | 0% | 3.532% | 0 | 0% | 3.532% | 0 | 0% | 3.532% | 0 | 0% | 0.4012% | 0 | 0% | 0.4012% | 0 | 0% | 0.4012% | 0 | 0% | 0.9019% | 0 | 0% | 0.9019% | 0 | 0% | 0.9019% | 0 | 0% | 0.9567% | 0 | 0% | 0.9567% | 0 | 97.03% | 0.9567% | 0.0054026 | 83.33% | 6.805% | 0.033002 | 0% | 6.805% | 0 | 0% | 6.805% | 0 | 0% | 0.4405% | 0 | 0% | 0.4405% | 0 | 0% | 0.4405% | 0 |  |  |  | 0% | 11.8% | 0 | 0% | 11.8% | 0 | 0% | 11.8% | 0 | 0% | 0.3659% | 0 | 0% | 0.3659% | 0 | 0% | 0.3659% | 0 | 0% | 100% | 0 | 0% | 100% | 0 | 0% | 100% | 0 | 0% | 100% | 0 |  |  | 0 |  |  | 0 |  |  | 0 | 100% | 65% |  | 100% | 65% |  | 100% | 65% |  | 100% | 65% |  | 100% | 90% |  | 100% | 90% |  | 100% | 90%
MIRABEL 110238514 | 0.0014081 | 9.9798 | 2.8084 | 0 | 2.8084 | 0.096619 | 0.035436 | 0.0092123 | 0% | 99% | 0 | 0% | 99% | 0 | 0% | 99% | 0 | 0% | 99% | 0 | 0% | 62.94% | 0 | 0% | 62.94% | 0 | 0% | 62.94% | 0 | 0% | 62.94% | 0 | 0 | 83.33% | 1.436% | 0.033597 | 0% | 1.436% | 0 | 0% | 1.436% | 0 | 0% | 0.159% | 0 | 0% | 0.159% | 0 | 0% | 0.159% | 0 | 0% | 0.3772% | 0 | 0% | 0.3772% | 0 | 49.82% | 0.3772% | 0.0052773 | 0% | 0.3938% | 0 | 49.82% | 0.3938% | 0.0055095 | 50.18% | 0.3938% | 0.0055496 | 31.12% | 2.831% | 0.024739 | 1.503% | 2.831% | 0.0011951 | 25.79% | 2.831% | 0.020507 | 0% | 4.182% | 0 | 0% | 4.182% | 0 | 0% | 4.182% | 0 |  |  |  | 34.87% | 11.8% | 0.11554 | 0% | 11.8% | 0 | 0% | 11.8% | 0 | 0% | 0.3852% | 0 | 0% | 0.3852% | 0 | 0% | 0.3852% | 0 | 0% | 100% | 0 | 0% | 100% | 0 | 0% | 100% | 0 | 0% | 100% | 0 |  |  | 0 |  |  | 0 |  |  | 0.0041592 | 100% | 65% |  | 100% | 65% |  | 100% | 65% |  | 100% | 65% |  | 100% | 90% |  | 100% | 90% |  | 100% | 90%
MONROE 2107380760 | 0.00078389 | 0.61022 | 0.11991 | 0.026208 | 0.14612 | 0.0036472 | 0.0017212 | 0.00066496 | 0% | 99% | 0 | 0% | 99% | 0 | 0% | 99% | 0 | 0% | 99% | 0 | 0% | 63.96% | 0 | 0% | 63.96% | 0 | 0% | 63.96% | 0 | 0% | 63.96% | 0 | 0.026208 | 0% | 1.872% | 0 | 0% | 1.872% | 0 | 0% | 1.872% | 0 | 0% | 0.1972% | 0 | 0% | 0.1972% | 0 | 0% | 0.1972% | 0 | 0% | 0.4371% | 0 | 0% | 0.4371% | 0 | 0% | 0.4371% | 0 | 0% | 0.4545% | 0 | 0.3965% | 0.4545% | 2.1606e-06 | 99.6% | 0.4545% | 0.00054279 | 0% | 3.264% | 0 | 0% | 3.264% | 0 | 0% | 3.264% | 0 | 0% | 3.514% | 0 | 0% | 3.514% | 0 | 0% | 3.514% | 0 |  |  |  | 0% | 11.8% | 0 | 32.43% | 11.8% | 0.0045884 | 0% | 11.8% | 0 | 0% | 0.3844% | 0 | 0% | 0.3844% | 0 | 0% | 0.3844% | 0 | 0% | 100% | 0 | 0% | 100% | 0 | 0% | 100% | 0 | 0% | 100% | 0 |  |  | 0 |  |  | 0 |  |  | 0 | 100% | 65% |  | 100% | 65% |  | 100% | 65% |  | 100% | 65% |  | 100% | 90% |  | 100% | 90% |  | 100% | 90%
KONOCTI 11084041 | 0.00058288 | 1.8569 | 0.42233 | 1.1175 | 1.5398 | 0.0060633 | 0.010675 | 0.0045449 | 0% | 99% | 0 | 0% | 99% | 0 | 0% | 99% | 0 | 0% | 99% | 0 | 0% | 62.85% | 0 | 0% | 62.85% | 0 | 0% | 62.85% | 0 | 0% | 62.85% | 0 | 1.1175 | 0% | 2.381% | 0 | 0% | 2.381% | 0 | 0% | 2.381% | 0 | 0% | 0.2547% | 0 | 0% | 0.2547% | 0 | 0% | 0.2547% | 0 | 0% | 0.7622% | 0 | 23.96% | 0.7622% | 0.00077114 | 61.56% | 0.7622% | 0.0019815 | 23.96% | 0.7653% | 0.00077429 | 61.56% | 0.7653% | 0.0019895 | 10.41% | 0.7653% | 0.00033656 | 52.29% | 5.665% | 0.01251 | 8.073% | 5.665% | 0.0019316 | 0% | 5.665% | 0 | 0% | 1.611% | 0 | 0% | 1.611% | 0 | 0% | 1.611% | 0 |  |  |  | 23.04% | 11.8% | 0.011481 | 0% | 11.8% | 0 | 0% | 11.8% | 0 | 0% | 0.3649% | 0 | 0% | 0.3649% | 0 | 0% | 0.3649% | 0 | 0% | 100% | 0 | 0% | 100% | 0 | 0% | 100% | 0 | 0% | 100% | 0 |  |  | 0 |  |  | 0 |  |  | 0 | 100% | 65% |  | 100% | 65% |  | 100% | 65% |  | 100% | 65% |  | 100% | 90% |  | 100% | 90% |  | 100% | 90%
WILLITS 1104CB | 0.00058984 | 3.4435 | 0.83682 | 0 | 0.83682 | 0.011262 | 0.021809 | 0.009114 | 0% | 99% | 0 | 0% | 99% | 0 | 0% | 99% | 0 | 0% | 99% | 0 | 0% | 62.54% | 0 | 0% | 62.54% | 0 | 0% | 62.54% | 0 | 0% | 62.54% | 0 | 0 | 100% | 2.649% | 0.022171 | 0% | 2.649% | 0 | 0% | 2.649% | 0 | 100% | 0.2925% | 0.0024475 | 0% | 0.2925% | 0 | 0% | 0.2925% | 0 | 0% | 0.774% | 0 | 72.88% | 0.774% | 0.0047202 | 26.38% | 0.774% | 0.0017088 | 73.62% | 0.7945% | 0.0048944 | 26.38% | 0.7945% | 0.001754 | 0% | 0.7945% | 0 | 0% | 5.791% | 0 | 0% | 5.791% | 0 | 0% | 5.791% | 0 | 0% | 1.549% | 0 | 0% | 1.549% | 0 | 0% | 1.549% | 0 |  |  |  | 0% | 11.8% | 0 | 0% | 11.8% | 0 | 0% | 11.8% | 0 | 0% | 0.3666% | 0 | 0% | 0.3666% | 0 | 0% | 0.3666% | 0 | 0% | 100% | 0 | 0% | 100% | 0 | 0% | 100% | 0 | 0% | 100% | 0 |  |  | 0 |  |  | 0 |  |  | 0 | 100% | 65% |  | 100% | 65% |  | 100% | 65% |  | 100% | 65% |  | 100% | 90% |  | 100% | 90% |  | 100% | 90%
BIG MEADOWS 21012260 | 0.00047036 | 11.6188 | 1.6238 | 0.51526 | 2.1391 | 0.023019 | 0.046565 | 0.012399 | 1.988% | 99% | 0.031955 | 100% | 99% | 1.6076 | 0% | 99% | 0 | 0% | 99% | 0 | 0.4563% | 61.06% | 0.0045248 | 3.359% | 61.06% | 0.033311 | 0% | 61.06% | 0 | 0% | 61.06% | 0 | 0.51526 | 0% | 2.591% | 0 | 0% | 2.591% | 0 | 0% | 2.591% | 0 | 0% | 0.2956% | 0 | 0% | 0.2956% | 0 | 0% | 0.2956% | 0 | 0% | 0.8365% | 0 | 0.7565% | 0.8365% | 0.00010276 | 30.03% | 0.8365% | 0.0040794 | 0.7565% | 0.8428% | 0.00010353 | 30.03% | 0.8428% | 0.0041099 | 64.32% | 0.8428% | 0.0088028 | 64.83% | 6.225% | 0.065528 | 0% | 6.225% | 0 | 3.472% | 6.225% | 0.0035092 | 0% | 1.698% | 0 | 0% | 1.698% | 0 | 0% | 1.698% | 0 |  |  |  | 25.06% | 11.8% | 0.048026 | 0% | 11.8% | 0 | 0% | 11.8% | 0 | 55.56% | 0.3572% | 0.0032223 | 0% | 0.3572% | 0 | 0% | 0.3572% | 0 | 0% | 100% | 0 | 0% | 100% | 0 | 0% | 100% | 0 | 0% | 100% | 0 |  |  | 0.0010768 |  |  | 0 |  |  | 0 | 100% | 65% |  | 100% | 65% |  | 100% | 65% |  | 100% | 65% |  | 100% | 90% |  | 100% | 90% |  | 100% | 90%
KONOCTI 1102410004 | 0.00029472 | 4.1442 | 0.36562 | 0.62064 | 0.98626 | 0.005719 | 0.0086151 | 0.0041491 | 0% | 99% | 0 | 0% | 99% | 0 | 0% | 99% | 0 | 0% | 99% | 0 | 0% | 63.06% | 0 | 0% | 63.06% | 0 | 0% | 63.06% | 0 | 0% | 63.06% | 0 | 0.62064 | 100% | 2.328% | 0.0085125 | 0% | 2.328% | 0 | 0% | 2.328% | 0 | 0% | 0.2533% | 0 | 0% | 0.2533% | 0 | 0% | 0.2533% | 0 | 0% | 0.7004% | 0 | 97.8% | 0.7004% | 0.0025044 | 0% | 0.7004% | 0 | 33.61% | 0.7083% | 0.00087039 | 0% | 0.7083% | 0 | 64.46% | 0.7083% | 0.0016692 | 0% | 5.211% | 0 | 0% | 5.211% | 0 | 0% | 5.211% | 0 | 0% | 1.783% | 0 | 0% | 1.783% | 0 | 0% | 1.783% | 0 |  |  |  | 31.01% | 11.8% | 0.01338 | 0% | 11.8% | 0 | 0% | 11.8% | 0 | 0% | 0.3674% | 0 | 0% | 0.3674% | 0 | 0% | 0.3674% | 0 | 0% | 100% | 0 | 0% | 100% | 0 | 0% | 100% | 0 | 0% | 100% | 0 |  |  | 0 |  |  | 0 |  |  | 0 | 100% | 65% |  | 100% | 65% |  | 100% | 65% |  | 100% | 65% |  | 100% | 90% |  | 100% | 90% |  | 100% | 90%
SAN LUIS OBISPO 1104V40 | 0.00027105 | 13.8451 | 1.2399 | 0.063235 | 1.3031 | 0.012742 | 0.036725 | 0.013319 | 0% | 99% | 0 | 0% | 99% | 0 | 0% | 99% | 0 | 0% | 99% | 0 | 0% | 62.89% | 0 | 0% | 62.89% | 0 | 0% | 62.89% | 0 | 0% | 62.89% | 0 | 0.063235 | 0% | 3.274% | 0 | 0% | 3.274% | 0 | 0% | 3.274% | 0 | 0% | 0.3594% | 0 | 0% | 0.3594% | 0 | 0% | 0.3594% | 0 | 0% | 0.8773% | 0 | 0% | 0.8773% | 0 | 58.44% | 0.8773% | 0.0063571 | 0% | 0.912% | 0 | 58.44% | 0.912% | 0.0066089 | 39.77% | 0.912% | 0.0044968 | 37.07% | 6.58% | 0.030248 | 0% | 6.58% | 0 | 0% | 6.58% | 0 | 0% | 1.238% | 0 | 0% | 1.238% | 0 | 0% | 1.238% | 0 |  |  |  | 35% | 11.8% | 0.051207 | 0% | 11.8% | 0 | 0% | 11.8% | 0 | 0% | 0.3653% | 0 | 0% | 0.3653% | 0 | 0% | 0.3653% | 0 | 0% | 100% | 0 | 0% | 100% | 0 | 0% | 100% | 0 | 0% | 100% | 0 |  |  | 0 |  |  | 0 |  |  | 0 | 100% | 65% |  | 100% | 65% |  | 100% | 65% |  | 100% | 65% |  | 100% | 90% |  | 100% | 90% |  | 100% | 90%
GOLDTREE 1108CB | 0.00073457 | 2.2237 | 0.67684 | 0.77069 | 1.4475 | 0.0076416 | 0.020764 | 0.0058757 | 0% | 99% | 0 | 0% | 99% | 0 | 0% | 99% | 0 | 0% | 99% | 0 | 0% | 62.29% | 0 | 0% | 62.29% | 0 | 0% | 62.29% | 0 | 0% | 62.29% | 0 | 0.77069 | 0% | 3.17% | 0 | 0% | 3.17% | 0 | 0% | 3.17% | 0 | 0% | 0.3507% | 0 | 0% | 0.3507% | 0 | 0% | 0.3507% | 0 | 0% | 0.9049% | 0 | 0% | 0.9049% | 0 | 11.35% | 0.9049% | 0.00069497 | 0% | 0.9217% | 0 | 11.35% | 0.9217% | 0.00070789 | 43.98% | 0.9217% | 0.0027438 | 92.62% | 6.745% | 0.042286 | 0% | 6.745% | 0 | 0% | 6.745% | 0 | 0% | 1.039% | 0 | 0% | 1.039% | 0 | 0% | 1.039% | 0 |  |  |  | 0% | 11.8% | 0 | 0% | 11.8% | 0 | 0% | 11.8% | 0 | 0% | 0.3592% | 0 | 0% | 0.3592% | 0 | 0% | 0.3592% | 0 | 0% | 100% | 0 | 0% | 100% | 0 | 0% | 100% | 0 | 0% | 100% | 0 |  |  | 0 |  |  | 0 |  |  | 0 | 100% | 65% |  | 100% | 65% |  | 100% | 65% |  | 100% | 65% |  | 100% | 90% |  | 100% | 90% |  | 100% | 90%
MIRABEL 1101774276 | 0.0011617 | 4.1786 | 1.1075 | 0 | 1.1075 | 0.039004 | 0.012931 | 0.0042048 | 0% | 99% | 0 | 0% | 99% | 0 | 0% | 99% | 0 | 0% | 99% | 0 | 0% | 63.26% | 0 | 0% | 63.26% | 0 | 0% | 63.26% | 0 | 0% | 63.26% | 0 | 0 | 0% | 1.427% | 0 | 0% | 1.427% | 0 | 0% | 1.427% | 0 | 0% | 0.1547% | 0 | 0% | 0.1547% | 0 | 0% | 0.1547% | 0 | 0% | 0.3487% | 0 | 0% | 0.3487% | 0 | 26.61% | 0.3487% | 0.0010278 | 0% | 0.3636% | 0 | 26.61% | 0.3636% | 0.0010714 | 73.39% | 0.3636% | 0.002955 | 29.47% | 2.609% | 0.0085161 | 0% | 2.609% | 0 | 0% | 2.609% | 0 | 0% | 4.212% | 0 | 0% | 4.212% | 0 | 0% | 4.212% | 0 |  |  |  | 34.17% | 11.8% | 0.044661 | 0% | 11.8% | 0 | 0% | 11.8% | 0 | 0% | 0.3866% | 0 | 0% | 0.3866% | 0 | 0% | 0.3866% | 0 | 0% | 100% | 0 | 0% | 100% | 0 | 0% | 100% | 0 | 0% | 100% | 0 |  |  | 0 |  |  | 0 |  |  | 0 | 100% | 65% |  | 100% | 65% |  | 100% | 65% |  | 100% | 65% |  | 100% | 90% |  | 100% | 90% |  | 100% | 90%
HOOPA 110137202 | 0.00060814 | 24.931 | 3.4054 | 0.44243 | 3.8479 | 0.13416 | 0.027856 | 0.010981 | 0% | 99% | 0 | 0% | 99% | 0 | 0% | 99% | 0 | 0% | 99% | 0 | 0% | 61.5% | 0 | 0% | 61.5% | 0 | 0% | 61.5% | 0 | 0% | 61.5% | 0 | 0.44243 | 0% | 0.9974% | 0 | 0% | 0.9974% | 0 | 0% | 0.9974% | 0 | 0% | 0.1084% | 0 | 0% | 0.1084% | 0 | 0% | 0.1084% | 0 | 0% | 0.2445% | 0 | 99.43% | 0.2445% | 0.0082795 | 0.3267% | 0.2445% | 2.7205e-05 | 99.43% | 0.2536% | 0.0085872 | 0.3267% | 0.2536% | 2.8215e-05 | 0% | 0.2536% | 0 | 36.82% | 1.827% | 0.022908 | 0% | 1.827% | 0 | 24.35% | 1.827% | 0.015147 | 0% | 5.853% | 0 | 0% | 5.853% | 0 | 0% | 5.853% | 0 |  |  |  | 35% | 11.8% | 0.14064 | 0% | 11.8% | 0 | 0% | 11.8% | 0 | 0% | 0.3901% | 0 | 0% | 0.3901% | 0 | 0% | 0.3901% | 0 | 0% | 100% | 0 | 0% | 100% | 0 | 0% | 100% | 0 | 0% | 100% | 0 |  |  | 2.1685e-05 |  |  | 0 |  |  | 0.0012697 | 100% | 65% |  | 100% | 65% |  | 100% | 65% |  | 100% | 65% |  | 100% | 90% |  | 100% | 90% |  | 100% | 90%
SAN RAFAEL 1101546438 | 0.0023568 | 1.5158 | 0.31342 | 0 | 0.31342 | 0.010284 | 0.004662 | 0.00099617 | 0% | 99% | 0 | 0% | 99% | 0 | 0% | 99% | 0 | 0% | 99% | 0 | 0% | 63.08% | 0 | 0% | 63.08% | 0 | 0% | 63.08% | 0 | 0% | 63.08% | 0 | 0 | 0% | 1.545% | 0 | 0% | 1.545% | 0 | 0% | 1.545% | 0 | 0% | 0.1601% | 0 | 0% | 0.1601% | 0 | 0% | 0.1601% | 0 | 0% | 0.4452% | 0 | 0% | 0.4452% | 0 | 0% | 0.4452% | 0 | 0% | 0.4353% | 0 | 0% | 0.4353% | 0 | 99.33% | 0.4353% | 0.0013553 | 97.73% | 3.269% | 0.010015 | 0% | 3.269% | 0 | 0% | 3.269% | 0 | 0% | 3.556% | 0 | 0% | 3.556% | 0 | 0% | 3.556% | 0 |  |  |  | 0% | 11.8% | 0 | 35% | 11.8% | 0.012944 | 0% | 11.8% | 0 | 0% | 0.3775% | 0 | 0% | 0.3775% | 0 | 0% | 0.3775% | 0 | 0% | 100% | 0 | 0% | 100% | 0 | 0% | 100% | 0 | 0% | 100% | 0 |  |  | 0 |  |  | 0 |  |  | 0 | 100% | 65% |  | 100% | 65% |  | 100% | 65% |  | 100% | 65% |  | 100% | 90% |  | 100% | 90% |  | 100% | 90%
LOW GAP 110186816 | 0.00045491 | 5.3155 | 0.41792 | 0.49949 | 0.91741 | 0.010151 | 0.0091902 | 0.00203 | 0% | 99% | 0 | 0% | 99% | 0 | 0% | 99% | 0 | 0% | 99% | 0 | 0% | 62.03% | 0 | 0% | 62.03% | 0 | 0% | 62.03% | 0 | 0% | 62.03% | 0 | 0.49949 | 100% | 2.389% | 0.009983 | 0% | 2.389% | 0 | 0% | 2.389% | 0 | 0% | 0.2546% | 0 | 0% | 0.2546% | 0 | 0% | 0.2546% | 0 | 0% | 0.6587% | 0 | 100% | 0.6587% | 0.0027527 | 0% | 0.6587% | 0 | 100% | 0.6787% | 0.0028366 | 0% | 0.6787% | 0 | 0% | 0.6787% | 0 | 0% | 4.927% | 0 | 0% | 4.927% | 0 | 0% | 4.927% | 0 | 0% | 3.165% | 0 | 0% | 3.165% | 0 | 0% | 3.165% | 0 |  |  |  | 0% | 11.8% | 0 | 35% | 11.8% | 0.01726 | 0% | 11.8% | 0 | 0% | 0.375% | 0 | 0% | 0.375% | 0 | 0% | 0.375% | 0 | 0% | 100% | 0 | 0% | 100% | 0 | 0% | 100% | 0 | 0% | 100% | 0 |  |  | 0 |  |  | 0 |  |  | 0 | 100% | 65% |  | 100% | 65% |  | 100% | 65% |  | 100% | 65% |  | 100% | 90% |  | 100% | 90% |  | 100% | 90%
DESCHUTES 11011652 | 0.00032927 | 20.9271 | 1.5158 | 0.61239 | 2.1282 | 0.026938 | 0.035347 | 0.015231 | 0% | 99% | 0 | 0% | 99% | 0 | 0% | 99% | 0 | 0% | 99% | 0 | 0% | 61.66% | 0 | 0% | 61.66% | 0 | 0% | 61.66% | 0 | 0% | 61.66% | 0 | 0.61239 | 100% | 2.086% | 0.031627 | 0% | 2.086% | 0 | 0% | 2.086% | 0 | 0% | 0.2322% | 0 | 0% | 0.2322% | 0 | 0% | 0.2322% | 0 | 0% | 0.6681% | 0 | 5.429% | 0.6681% | 0.00054981 | 26.54% | 0.6681% | 0.002688 | 5.429% | 0.6529% | 0.00053727 | 26.54% | 0.6529% | 0.0026267 | 67.48% | 0.6529% | 0.0066785 | 2.68% | 4.914% | 0.001996 | 0% | 4.914% | 0 | 0% | 4.914% | 0 | 0% | 2.155% | 0 | 0% | 2.155% | 0 | 0% | 2.155% | 0 |  |  |  | 31.43% | 11.8% | 0.05622 | 0% | 11.8% | 0 | 0% | 11.8% | 0 | 0% | 0.3606% | 0 | 0% | 0.3606% | 0 | 0% | 0.3606% | 0 | 0% | 100% | 0 | 0% | 100% | 0 | 0% | 100% | 0 | 0% | 100% | 0 |  |  | 0 |  |  | 0 |  |  | 0 | 100% | 65% |  | 100% | 65% |  | 100% | 65% |  | 100% | 65% |  | 100% | 90% |  | 100% | 90% |  | 100% | 90%
MIRABEL 1102503000 | 0.0018178 | 7.5052 | 1.4633 | 0 | 1.4633 | 0.050928 | 0.018872 | 0.0050445 | 0% | 99% | 0 | 0% | 99% | 0 | 0% | 99% | 0 | 0% | 99% | 0 | 0% | 63.02% | 0 | 0% | 63.02% | 0 | 0% | 63.02% | 0 | 0% | 63.02% | 0 | 0 | 25% | 1.274% | 0.0046622 | 0% | 1.274% | 0 | 0% | 1.274% | 0 | 0% | 0.1421% | 0 | 0% | 0.1421% | 0 | 0% | 0.1421% | 0 | 0% | 0.378% | 0 | 0% | 0.378% | 0 | 3.786% | 0.378% | 0.00020941 | 0% | 0.3849% | 0 | 3.786% | 0.3849% | 0.00021325 | 94.08% | 0.3849% | 0.0052992 | 47.89% | 2.819% | 0.019754 | 7.35% | 2.819% | 0.0030318 | 14.35% | 2.819% | 0.0059207 | 0% | 3.861% | 0 | 0% | 3.861% | 0 | 0% | 3.861% | 0 |  |  |  | 0% | 11.8% | 0 | 0% | 11.8% | 0 | 0% | 11.8% | 0 | 0% | 0.3826% | 0 | 0% | 0.3826% | 0 | 0% | 0.3826% | 0 | 0% | 100% | 0 | 0% | 100% | 0 | 0% | 100% | 0 | 0% | 100% | 0 |  |  | 0 |  |  | 0 |  |  | 0.00016216 | 100% | 65% |  | 100% | 65% |  | 100% | 65% |  | 100% | 65% |  | 100% | 90% |  | 100% | 90% |  | 100% | 90%
GARBERVILLE 11022500 | 0.00056639 | 16.4014 | 1.8588 | 0.062815 | 1.9216 | 0.065007 | 0.022754 | 0.0073957 | 0% | 99% | 0 | 0% | 99% | 0 | 0% | 99% | 0 | 0% | 99% | 0 | 0% | 60.96% | 0 | 0% | 60.96% | 0 | 0% | 60.96% | 0 | 0% | 60.96% | 0 | 0.062815 | 77.78% | 1.321% | 0.019103 | 0% | 1.321% | 0 | 0% | 1.321% | 0 | 0% | 0.1426% | 0 | 0% | 0.1426% | 0 | 0% | 0.1426% | 0 | 0% | 0.3604% | 0 | 100% | 0.3604% | 0.0066986 | 0% | 0.3604% | 0 | 100% | 0.3643% | 0.0067712 | 0% | 0.3643% | 0 | 0% | 0.3643% | 0 | 0% | 2.676% | 0 | 0% | 2.676% | 0 | 0% | 2.676% | 0 | 0% | 5.207% | 0 | 0% | 5.207% | 0 | 0% | 5.207% | 0 |  |  |  | 33.62% | 11.8% | 0.073741 | 0% | 11.8% | 0 | 0% | 11.8% | 0 | 0% | 0.3833% | 0 | 0% | 0.3833% | 0 | 0% | 0.3833% | 0 | 0.1564% | 100% | 0.0029072 | 0% | 100% | 0 | 0% | 100% | 0 | 0% | 100% | 0 |  |  | 0 |  |  | 0 |  |  | 0 | 100% | 65% |  | 100% | 65% |  | 100% | 65% |  | 100% | 65% |  | 100% | 90% |  | 100% | 90% |  | 100% | 90%
HIGHLANDS 110275140 | 0.00048754 | 12.3912 | 2.1596 | 12.1656 | 14.3252 | 0.030375 | 0.057306 | 0.02323 | 0% | 99% | 0 | 0% | 99% | 0 | 0% | 99% | 0 | 0% | 99% | 0 | 0% | 61.92% | 0 | 0% | 61.92% | 0 | 0% | 61.92% | 0 | 0% | 61.92% | 0 | 12.1656 | 0% | 2.305% | 0 | 0% | 2.305% | 0 | 0% | 2.305% | 0 | 0% | 0.2449% | 0 | 0% | 0.2449% | 0 | 0% | 0.2449% | 0 | 0% | 0.7795% | 0 | 99.74% | 0.7795% | 0.016791 | 0% | 0.7795% | 0 | 99.74% | 0.7575% | 0.016317 | 0% | 0.7575% | 0 | 0.1998% | 0.7575% | 3.2684e-05 | 3.356% | 5.734% | 0.004156 | 0% | 5.734% | 0 | 0% | 5.734% | 0 | 0% | 1.401% | 0 | 0% | 1.401% | 0 | 0% | 1.401% | 0 |  |  |  | 13.02% | 11.8% | 0.033168 | 0% | 11.8% | 0 | 0% | 11.8% | 0 | 0% | 0.3578% | 0 | 0% | 0.3578% | 0 | 0% | 0.3578% | 0 | 0% | 100% | 0 | 0% | 100% | 0 | 0% | 100% | 0 | 0% | 100% | 0 |  |  | 0 |  |  | 0 |  |  | 0 | 100% | 65% |  | 100% | 65% |  | 100% | 65% |  | 100% | 65% |  | 100% | 90% |  | 100% | 90% |  | 100% | 90%
BRENTWOOD 2105500796 | 0.00011978 | 1.2711 | 0.13989 | 0.019345 | 0.15924 | 0.00066952 | 0.0045196 | 0.0020099 | 0% | 99% | 0 | 0% | 99% | 0 | 0% | 99% | 0 | 0% | 99% | 0 | 0% | 60.06% | 0 | 0% | 60.06% | 0 | 0% | 60.06% | 0 | 0% | 60.06% | 0 | 0.019345 | 0% | 3.449% | 0 | 0% | 3.449% | 0 | 0% | 3.449% | 0 | 0% | 0.3517% | 0 | 0% | 0.3517% | 0 | 0% | 0.3517% | 0 | 0% | 0.949% | 0 | 0% | 0.949% | 0 | 96.79% | 0.949% | 0.001285 | 0% | 0.902% | 0 | 96.79% | 0.902% | 0.0012213 | 0% | 0.902% | 0 | 0% | 6.889% | 0 | 0% | 6.889% | 0 | 0% | 6.889% | 0 | 0% | 0.5664% | 0 | 0% | 0.5664% | 0 | 0% | 0.5664% | 0 |  |  |  | 0% | 11.8% | 0 | 2.583% | 11.8% | 0.00042636 | 0% | 11.8% | 0 | 0% | 0.3454% | 0 | 0% | 0.3454% | 0 | 0% | 0.3454% | 0 | 0% | 100% | 0 | 0% | 100% | 0 | 0% | 100% | 0 | 0% | 100% | 0 |  |  | 0 |  |  | 0 |  |  | 0 | 100% | 65% |  | 100% | 65% |  | 100% | 65% |  | 100% | 65% |  | 100% | 90% |  | 100% | 90% |  | 100% | 90%
DESCHUTES 11049726 | 0.00033358 | 16.4591 | 1.0661 | 2.0994 | 3.1655 | 0.017676 | 0.025037 | 0.012263 | 0% | 99% | 0 | 0% | 99% | 0 | 0% | 99% | 0 | 0% | 99% | 0 | 0% | 61.35% | 0 | 0% | 61.35% | 0 | 0% | 61.35% | 0 | 0% | 61.35% | 0 | 2.0994 | 0% | 1.832% | 0 | 0% | 1.832% | 0 | 0% | 1.832% | 0 | 0% | 0.1928% | 0 | 0% | 0.1928% | 0 | 0% | 0.1928% | 0 | 0% | 0.6805% | 0 | 0% | 0.6805% | 0 | 0% | 0.6805% | 0 | 0% | 0.6496% | 0 | 0% | 0.6496% | 0 | 0% | 0.6496% | 0 | 0% | 4.985% | 0 | 0% | 4.985% | 0 | 0% | 4.985% | 0 | 0% | 1.619% | 0 | 0% | 1.619% | 0 | 0% | 1.619% | 0 |  |  |  | 0% | 11.8% | 0 | 0% | 11.8% | 0 | 0% | 11.8% | 0 | 0% | 0.3594% | 0 | 0% | 0.3594% | 0 | 0% | 0.3594% | 0 | 0% | 100% | 0 | 0% | 100% | 0 | 0% | 100% | 0 | 0% | 100% | 0 |  |  | 0 |  |  | 0 |  |  | 0 | 100% | 65% |  | 100% | 65% |  | 100% | 65% |  | 100% | 65% |  | 100% | 90% |  | 100% | 90% |  | 100% | 90%
STELLING 1110881330 | 0.0006133 | 0 | 0.10322 | 0 | 0.10322 | 0.0010417 | 0.0029312 | 0.0013527 | 0% | 99% | 0 | 0% | 99% | 0 | 0% | 99% | 0 | 0% | 99% | 0 | 0% | 64.83% | 0 | 0% | 64.83% | 0 | 0% | 64.83% | 0 | 0% | 64.83% | 0 | 0 | 0% | 3.417% | 0 | 0% | 3.417% | 0 | 0% | 3.417% | 0 | 0% | 0.378% | 0 | 0% | 0.378% | 0 | 0% | 0.378% | 0 | 0% | 0.8183% | 0 | 98.96% | 0.8183% | 0.0008358 | 1.041% | 0.8183% | 8.7905e-06 | 98.96% | 0.8545% | 0.00087276 | 1.041% | 0.8545% | 9.1792e-06 | 0% | 0.8545% | 0 | 0% | 6.12% | 0 | 0% | 6.12% | 0 | 0% | 6.12% | 0 | 0% | 0.9963% | 0 | 0% | 0.9963% | 0 | 0% | 0.9963% | 0 |  |  |  | 0% | 11.8% | 0 | 0% | 11.8% | 0 | 0% | 11.8% | 0 | 0% | 0.367% | 0 | 0% | 0.367% | 0 | 0% | 0.367% | 0 | 0% | 100% | 0 | 0% | 100% | 0 | 0% | 100% | 0 | 0% | 100% | 0 |  |  | 0 |  |  | 0 |  |  | 0 |  |  |  |  | 65% |  |  | 65% |  | 100% | 65%
GARBERVILLE 1102802246 | 0.00092635 | 8.4197 | 1.4905 | 0.05667 | 1.5471 | 0.062457 | 0.011316 | 0.003529 | 0% | 99% | 0 | 0% | 99% | 0 | 0% | 99% | 0 | 0% | 99% | 0 | 0% | 61.28% | 0 | 0% | 61.28% | 0 | 0% | 61.28% | 0 | 0% | 61.28% | 0 | 0.05667 | 75% | 0.87% | 0.0097255 | 0% | 0.87% | 0 | 0% | 0.87% | 0 | 0% | 0.09331% | 0 | 0% | 0.09331% | 0 | 0% | 0.09331% | 0 | 0% | 0.2226% | 0 | 100% | 0.2226% | 0.0033172 | 0% | 0.2226% | 0 | 100% | 0.226% | 0.0033684 | 0% | 0.226% | 0 | 0% | 0.226% | 0 | 23.3% | 1.651% | 0.0057343 | 0% | 1.651% | 0 | 38.44% | 1.651% | 0.0094585 | 0% | 6.27% | 0 | 0% | 6.27% | 0 | 0% | 6.27% | 0 |  |  |  | 33.62% | 11.8% | 0.059129 | 0% | 11.8% | 0 | 0% | 11.8% | 0 | 0% | 0.39% | 0 | 0% | 0.39% | 0 | 0% | 0.39% | 0 | 0% | 100% | 0 | 0% | 100% | 0 | 0% | 100% | 0 | 0% | 100% | 0 |  |  | 0 |  |  | 0 |  |  | 8.8031e-05 | 100% | 65% |  | 100% | 65% |  | 100% | 65% |  | 100% | 65% |  | 100% | 90% |  | 100% | 90% |  | 100% | 90%
SAN LUIS OBISPO 1107V18 | 0.00051357 | 2.6302 | 0.37445 | 0 | 0.37445 | 0.0057632 | 0.0097377 | 0.003929 | 0% | 99% | 0 | 0% | 99% | 0 | 0% | 99% | 0 | 0% | 99% | 0 | 0% | 63.59% | 0 | 0% | 63.59% | 0 | 0% | 63.59% | 0 | 0% | 63.59% | 0 | 0 | 0% | 2.887% | 0 | 0% | 2.887% | 0 | 0% | 2.887% | 0 | 0% | 0.3177% | 0 | 0% | 0.3177% | 0 | 0% | 0.3177% | 0 | 0% | 0.7524% | 0 | 0% | 0.7524% | 0 | 45.48% | 0.7524% | 0.0012814 | 0% | 0.7818% | 0 | 45.48% | 0.7818% | 0.0013313 | 53.28% | 0.7818% | 0.0015598 | 10.45% | 5.636% | 0.0022049 | 0% | 5.636% | 0 | 0% | 5.636% | 0 | 0% | 1.542% | 0 | 0% | 1.542% | 0 | 0% | 1.542% | 0 |  |  |  | 31.09% | 11.8% | 0.013737 | 0% | 11.8% | 0 | 0% | 11.8% | 0 | 0% | 0.3699% | 0 | 0% | 0.3699% | 0 | 0% | 0.3699% | 0 | 0% | 100% | 0 | 0% | 100% | 0 | 0% | 100% | 0 | 0% | 100% | 0 |  |  | 0 |  |  | 0 |  |  | 0 | 100% | 65% |  | 100% | 65% |  | 100% | 65% |  | 100% | 65% |  | 100% | 90% |  | 100% | 90% |  | 100% | 90%
SALT SPRINGS 210117012 | 0.00052734 | 0 | 0.19578 | 1.2563 | 1.4521 | 0.0027723 | 0.0062251 | 0.0011627 | 0% | 99% | 0 | 0% | 99% | 0 | 0% | 99% | 0 | 0% | 99% | 0 | 0% | 61.97% | 0 | 0% | 61.97% | 0 | 0% | 61.97% | 0 | 0% | 61.97% | 0 | 1.2563 | 0% | 3.848% | 0 | 0% | 3.848% | 0 | 0% | 3.848% | 0 | 100% | 0.4228% | 0.00082783 | 0% | 0.4228% | 0 | 0% | 0.4228% | 0 | 0% | 0.9147% | 0 | 73.7% | 0.9147% | 0.0013198 | 26.3% | 0.9147% | 0.00047094 | 73.7% | 0.9513% | 0.0013726 | 26.3% | 0.9513% | 0.00048979 | 0% | 0.9513% | 0 | 100% | 6.833% | 0.013377 | 0% | 6.833% | 0 | 0% | 6.833% | 0 | 0% | 1.38% | 0 | 0% | 1.38% | 0 | 0% | 1.38% | 0 |  |  |  | 0% | 11.8% | 0 | 0% | 11.8% | 0 | 0% | 11.8% | 0 | 0% | 0.363% | 0 | 0% | 0.363% | 0 | 0% | 0.363% | 0 | 0% | 100% | 0 | 0% | 100% | 0 | 0% | 100% | 0 | 0% | 100% | 0 |  |  | 0 |  |  | 0 |  |  | 0 |  |  |  |  | 65% |  |  | 65% |  | 100% | 65%
VINEYARD 2107246084 | 0.00031309 | 0.028959 | 0.048171 | 0.084296 | 0.13247 | 0.0004807 | 0.0013164 | 0.00070414 | 0% | 99% | 0 | 0% | 99% | 0 | 0% | 99% | 0 | 0% | 99% | 0 | 0% | 63.41% | 0 | 0% | 63.41% | 0 | 0% | 63.41% | 0 | 0% | 63.41% | 0 | 0.084296 | 0% | 2.966% | 0 | 0% | 2.966% | 0 | 0% | 2.966% | 0 | 0% | 0.3158% | 0 | 0% | 0.3158% | 0 | 0% | 0.3158% | 0 | 0% | 0.7875% | 0 | 0% | 0.7875% | 0 | 100% | 0.7875% | 0.00037935 | 0% | 0.7869% | 0 | 100% | 0.7869% | 0.00037908 | 0% | 0.7869% | 0 | 0% | 5.814% | 0 | 0% | 5.814% | 0 | 0% | 5.814% | 0 | 0% | 0.9724% | 0 | 0% | 0.9724% | 0 | 0% | 0.9724% | 0 |  |  |  | 0% | 11.8% | 0 | 0% | 11.8% | 0 | 0% | 11.8% | 0 | 0% | 0.3614% | 0 | 0% | 0.3614% | 0 | 0% | 0.3614% | 0 | 0% | 100% | 0 | 0% | 100% | 0 | 0% | 100% | 0 | 0% | 100% | 0 |  |  | 0 |  |  | 0 |  |  | 0 | 100% | 65% |  | 100% | 65% |  | 100% | 65% |  | 100% | 65% |  | 100% | 90% |  | 100% | 90% |  | 100% | 90%
PETALUMA C 110948000 | 0.00046168 | 7.4408 | 1.0834 | 0 | 1.0834 | 0.0082171 | 0.033766 | 0.014279 | 0% | 99% | 0 | 0% | 99% | 0 | 0% | 99% | 0 | 0% | 99% | 0 | 0% | 62.29% | 0 | 0% | 62.29% | 0 | 0% | 62.29% | 0 | 0% | 62.29% | 0 | 0 | 100% | 3.054% | 0.033093 | 0% | 3.054% | 0 | 0% | 3.054% | 0 | 0% | 0.3575% | 0 | 0% | 0.3575% | 0 | 0% | 0.3575% | 0 | 0% | 0.8712% | 0 | 14.97% | 0.8712% | 0.0014127 | 19.31% | 0.8712% | 0.0018224 | 14.97% | 0.9059% | 0.001469 | 19.31% | 0.9059% | 0.0018949 | 65.37% | 0.9059% | 0.0064152 | 51.61% | 6.538% | 0.036556 | 0% | 6.538% | 0 | 0% | 6.538% | 0 | 0% | 0.7782% | 0 | 0% | 0.7782% | 0 | 0% | 0.7782% | 0 |  |  |  | 20.91% | 11.8% | 0.026732 | 0% | 11.8% | 0 | 0% | 11.8% | 0 | 55.56% | 0.3592% | 0.002162 | 0% | 0.3592% | 0 | 0% | 0.3592% | 0 | 0% | 100% | 0 | 0% | 100% | 0 | 0% | 100% | 0 | 0% | 100% | 0 |  |  | 0 |  |  | 0 |  |  | 0 | 100% | 65% |  | 100% | 65% |  | 100% | 65% |  | 100% | 65% |  | 100% | 90% |  | 100% | 90% |  | 100% | 90%
OAKHURST 1103464622 | 0.00068066 | 12.4478 | 1.2327 | 0.5799 | 1.8126 | 0.026084 | 0.032357 | 0.0056997 | 0% | 99% | 0 | 0% | 99% | 0 | 0% | 99% | 0 | 0% | 99% | 0 | 0% | 61.95% | 0 | 0% | 61.95% | 0 | 0% | 61.95% | 0 | 0% | 61.95% | 0 | 0.5799 | 0% | 2.552% | 0 | 0% | 2.552% | 0 | 0% | 2.552% | 0 | 0% | 0.2949% | 0 | 0% | 0.2949% | 0 | 0% | 0.2949% | 0 | 0% | 0.7515% | 0 | 66.17% | 0.7515% | 0.0061298 | 0% | 0.7515% | 0 | 66.17% | 0.7929% | 0.0064677 | 0% | 0.7929% | 0 | 33.83% | 0.7929% | 0.0033066 | 14.07% | 5.679% | 0.0098476 | 0% | 5.679% | 0 | 0% | 5.679% | 0 | 0% | 2.607% | 0 | 0% | 2.607% | 0 | 0% | 2.607% | 0 |  |  |  | 22.61% | 11.8% | 0.032884 | 0% | 11.8% | 0 | 0% | 11.8% | 0 | 55.56% | 0.3708% | 0.0025397 | 0% | 0.3708% | 0 | 0% | 0.3708% | 0 | 0% | 100% | 0 | 0% | 100% | 0 | 0% | 100% | 0 | 0% | 100% | 0 |  |  | 0 |  |  | 0 |  |  | 0 | 100% | 65% |  | 100% | 65% |  | 100% | 65% |  | 100% | 65% |  | 100% | 90% |  | 100% | 90% |  | 100% | 90%
CAMP EVERS 210411048 | 0.0015415 | 1.2981 | 6.767 | 0 | 6.767 | 0.25543 | 0.08167 | 0.015176 | 0% | 99% | 0 | 0% | 99% | 0 | 0% | 99% | 0 | 0% | 99% | 0 | 0% | 62.94% | 0 | 0% | 62.94% | 0 | 0% | 62.94% | 0 | 0% | 62.94% | 0 | 0 | 11.11% | 1.457% | 0.010952 | 0% | 1.457% | 0 | 0% | 1.457% | 0 | 0% | 0.1559% | 0 | 0% | 0.1559% | 0 | 0% | 0.1559% | 0 | 0% | 0.3549% | 0 | 0% | 0.3549% | 0 | 77.69% | 0.3549% | 0.01866 | 0% | 0.3697% | 0 | 77.69% | 0.3697% | 0.019439 | 22.31% | 0.3697% | 0.0055811 | 27.11% | 2.656% | 0.048729 | 12.76% | 2.656% | 0.022941 | 3.481% | 2.656% | 0.0062561 | 0% | 4.703% | 0 | 0% | 4.703% | 0 | 0% | 4.703% | 0 |  |  |  | 0% | 11.8% | 0 | 0% | 11.8% | 0 | 0% | 11.8% | 0 | 0% | 0.3872% | 0 | 0% | 0.3872% | 0 | 0% | 0.3872% | 0 | 0% | 100% | 0 | 0% | 100% | 0 | 0% | 100% | 0 | 0% | 100% | 0 |  |  | 0 |  |  | 0 |  |  | 0.012425 | 100% | 65% |  | 100% | 65% |  | 100% | 65% |  | 100% | 65% |  | 100% | 90% |  | 100% | 90% |  | 100% | 90%
LAKEWOOD 2107474346 | 0.00071172 | 1.2048 | 0.21948 | 0.039338 | 0.25882 | 0.0038519 | 0.0056867 | 0.0018919 | 0% | 99% | 0 | 0% | 99% | 0 | 0% | 99% | 0 | 0% | 99% | 0 | 0% | 62.88% | 0 | 0% | 62.88% | 0 | 0% | 62.88% | 0 | 0% | 62.88% | 0 | 0.039338 | 0% | 2.763% | 0 | 0% | 2.763% | 0 | 0% | 2.763% | 0 | 0% | 0.2925% | 0 | 0% | 0.2925% | 0 | 0% | 0.2925% | 0 | 0% | 0.7509% | 0 | 62.73% | 0.7509% | 0.0010338 | 31.01% | 0.7509% | 0.00051099 | 62.73% | 0.7452% | 0.001026 | 31.01% | 0.7452% | 0.00050714 | 0% | 0.7452% | 0 | 23.27% | 5.534% | 0.0028269 | 0% | 5.534% | 0 | 29.01% | 5.534% | 0.0035237 | 0% | 1.412% | 0 | 0% | 1.412% | 0 | 0% | 1.412% | 0 |  |  |  | 0% | 11.8% | 0 | 0% | 11.8% | 0 | 0% | 11.8% | 0 | 0% | 0.3633% | 0 | 0% | 0.3633% | 0 | 0% | 0.3633% | 0 | 0% | 100% | 0 | 0% | 100% | 0 | 0% | 100% | 0 | 0% | 100% | 0 |  |  | 0 |  |  | 0 |  |  | 0 | 100% | 65% |  | 100% | 65% |  | 100% | 65% |  | 100% | 65% |  | 100% | 90% |  | 100% | 90% |  | 100% | 90%
MC ARTHUR 11011546 | 0.00016603 | 13.3225 | 0.87085 | 0.32332 | 1.1942 | 0.0065035 | 0.029526 | 0.0093437 | 0% | 99% | 0 | 0% | 99% | 0 | 0% | 99% | 0 | 0% | 99% | 0 | 0% | 59.31% | 0 | 0% | 59.31% | 0 | 0% | 59.31% | 0 | 0% | 59.31% | 0 | 0.32332 | 0% | 3.032% | 0 | 0% | 3.032% | 0 | 0% | 3.032% | 0 | 0% | 0.3252% | 0 | 0% | 0.3252% | 0 | 0% | 0.3252% | 0 | 0% | 0.9569% | 0 | 88.83% | 0.9569% | 0.0074022 | 9.162% | 0.9569% | 0.00076346 | 88.83% | 0.9028% | 0.0069837 | 9.162% | 0.9028% | 0.0007203 | 0% | 0.9028% | 0 | 0% | 6.946% | 0 | 0% | 6.946% | 0 | 0% | 6.946% | 0 | 0% | 0.7837% | 0 | 0% | 0.7837% | 0 | 0% | 0.7837% | 0 |  |  |  | 20.82% | 11.8% | 0.021395 | 0% | 11.8% | 0 | 0% | 11.8% | 0 | 0% | 0.3382% | 0 | 0% | 0.3382% | 0 | 0% | 0.3382% | 0 | 0% | 100% | 0 | 0% | 100% | 0 | 0% | 100% | 0 | 0% | 100% | 0 |  |  | 0 |  |  | 0 |  |  | 0 | 100% | 65% |  | 100% | 65% |  | 100% | 65% |  | 100% | 65% |  | 100% | 90% |  | 100% | 90% |  | 100% | 90%
STILLWATER 1101CB | 0.00088054 | 4.2652 | 0.64956 | 0.52186 | 1.1714 | 0.011016 | 0.017094 | 0.0058161 | 0% | 99% | 0 | 0% | 99% | 0 | 0% | 99% | 0 | 0% | 99% | 0 | 0% | 62.19% | 0 | 0% | 62.19% | 0 | 0% | 62.19% | 0 | 0% | 62.19% | 0 | 0.52186 | 0% | 2.939% | 0 | 0% | 2.939% | 0 | 0% | 2.939% | 0 | 0% | 0.3225% | 0 | 0% | 0.3225% | 0 | 0% | 0.3225% | 0 | 0% | 0.7562% | 0 | 44.31% | 0.7562% | 0.0021762 | 49.8% | 0.7562% | 0.0024462 | 44.31% | 0.7875% | 0.0022665 | 49.8% | 0.7875% | 0.0025477 | 5.889% | 0.7875% | 0.00030125 | 0% | 5.669% | 0 | 0% | 5.669% | 0 | 0% | 5.669% | 0 | 0% | 1.84% | 0 | 0% | 1.84% | 0 | 0% | 1.84% | 0 |  |  |  | 0% | 11.8% | 0 | 0% | 11.8% | 0 | 0% | 11.8% | 0 | 0% | 0.3703% | 0 | 0% | 0.3703% | 0 | 0% | 0.3703% | 0 | 0% | 100% | 0 | 0% | 100% | 0 | 0% | 100% | 0 | 0% | 100% | 0 |  |  | 0 |  |  | 0 |  |  | 0 | 100% | 65% |  | 100% | 65% |  | 100% | 65% |  | 100% | 65% |  | 100% | 90% |  | 100% | 90% |  | 100% | 90%
BELMONT 11038958 | 0.00087832 | 5.5499 | 0.74382 | 0 | 0.74382 | 0.014182 | 0.019107 | 0.0055819 | 0% | 99% | 0 | 0% | 99% | 0 | 0% | 99% | 0 | 0% | 99% | 0 | 0% | 62.99% | 0 | 0% | 62.99% | 0 | 0% | 62.99% | 0 | 0% | 62.99% | 0 | 0 | 0% | 2.569% | 0 | 0% | 2.569% | 0 | 0% | 2.569% | 0 | 0% | 0.2748% | 0 | 0% | 0.2748% | 0 | 0% | 0.2748% | 0 | 0% | 0.7442% | 0 | 0% | 0.7442% | 0 | 71.95% | 0.7442% | 0.0039831 | 0.1634% | 0.746% | 9.0669e-06 | 71.95% | 0.746% | 0.0039925 | 23.03% | 0.746% | 0.0012777 | 64.75% | 5.514% | 0.026558 | 0% | 5.514% | 0 | 0% | 5.514% | 0 | 0% | 1.836% | 0 | 0% | 1.836% | 0 | 0% | 1.836% | 0 |  |  |  | 0% | 11.8% | 0 | 20.07% | 11.8% | 0.017619 | 0% | 11.8% | 0 | 0% | 0.3656% | 0 | 0% | 0.3656% | 0 | 0% | 0.3656% | 0 | 0% | 100% | 0 | 0% | 100% | 0 | 0% | 100% | 0 | 0% | 100% | 0 |  |  | 0.00069749 |  |  | 0 |  |  | 0 | 100% | 65% |  | 100% | 65% |  | 100% | 65% |  | 100% | 65% |  | 100% | 90% |  | 100% | 90% |  | 100% | 90%
PLACER 1103CB | 0.00056937 | 7.5432 | 1.0559 | 0.98123 | 2.0371 | 0.018908 | 0.02498 | 0.011359 | 0% | 99% | 0 | 0% | 99% | 0 | 0% | 99% | 0 | 0% | 99% | 0 | 0% | 62.52% | 0 | 0% | 62.52% | 0 | 0% | 62.52% | 0 | 0% | 62.52% | 0 | 0.98123 | 50% | 2.203% | 0.011628 | 0% | 2.203% | 0 | 0% | 2.203% | 0 | 100% | 0.2421% | 0.0025567 | 0% | 0.2421% | 0 | 0% | 0.2421% | 0 | 0% | 0.6769% | 0 | 17.16% | 0.6769% | 0.0012265 | 0% | 0.6769% | 0 | 17.16% | 0.6866% | 0.0012442 | 0.8426% | 0.6866% | 6.1086e-05 | 78.77% | 0.6866% | 0.0057108 | 26.37% | 5.05% | 0.014058 | 0% | 5.05% | 0 | 0% | 5.05% | 0 | 0% | 2.129% | 0 | 0% | 2.129% | 0 | 0% | 2.129% | 0 |  |  |  | 0% | 11.8% | 0 | 0% | 11.8% | 0 | 0% | 11.8% | 0 | 0% | 0.369% | 0 | 0% | 0.369% | 0 | 0% | 0.369% | 0 | 0% | 100% | 0 | 0% | 100% | 0 | 0% | 100% | 0 | 0% | 100% | 0 |  |  | 0 |  |  | 0 |  |  | 0 | 100% | 65% |  | 100% | 65% |  | 100% | 65% |  | 100% | 65% |  | 100% | 90% |  | 100% | 90% |  | 100% | 90%
PEORIA 1701CB | 0.00040332 | 9.0792 | 0.7039 | 0 | 0.7039 | 0.0048846 | 0.016251 | 0.015698 | 0% | 99% | 0 | 0% | 99% | 0 | 0% | 99% | 0 | 0% | 99% | 0 | 0% | 64.51% | 0 | 0% | 64.51% | 0 | 0% | 64.51% | 0 | 0% | 64.51% | 0 | 0 | 100% | 1.905% | 0.013406 | 0% | 1.905% | 0 | 0% | 1.905% | 0 | 0% | 0.2315% | 0 | 0% | 0.2315% | 0 | 0% | 0.2315% | 0 | 0% | 0.6288% | 0 | 0% | 0.6288% | 0 | 42.15% | 0.6288% | 0.0018656 | 0% | 0.6362% | 0 | 42.15% | 0.6362% | 0.0018876 | 57.85% | 0.6362% | 0.0025906 | 0% | 4.683% | 0 | 0% | 4.683% | 0 | 0% | 4.683% | 0 | 0% | 0.8942% | 0 | 0% | 0.8942% | 0 | 0% | 0.8942% | 0 |  |  |  | 0% | 11.8% | 0 | 0% | 11.8% | 0 | 0% | 11.8% | 0 | 55.56% | 0.3629% | 0.0014192 | 0% | 0.3629% | 0 | 0% | 0.3629% | 0 | 0% | 100% | 0 | 0% | 100% | 0 | 0% | 100% | 0 | 0% | 100% | 0 |  |  | 0 |  |  | 0 |  |  | 0 | 100% | 65% |  | 100% | 65% |  | 100% | 65% |  | 100% | 65% |  | 100% | 90% |  | 100% | 90% |  | 100% | 90%
MONTE RIO 1112120 | 0.0012646 | 6.2009 | 1.4329 | 0.04389 | 1.4768 | 0.057368 | 0.014485 | 0.0033059 | 0% | 99% | 0 | 0% | 99% | 0 | 0% | 99% | 0 | 0% | 99% | 0 | 0% | 62.24% | 0 | 0% | 62.24% | 0 | 0% | 62.24% | 0 | 0% | 62.24% | 0 | 0.04389 | 0% | 1.119% | 0 | 0% | 1.119% | 0 | 0% | 1.119% | 0 | 0% | 0.1232% | 0 | 0% | 0.1232% | 0 | 0% | 0.1232% | 0 | 0% | 0.2884% | 0 | 0% | 0.2884% | 0 | 17.39% | 0.2884% | 0.00071857 | 0% | 0.2973% | 0 | 17.39% | 0.2973% | 0.00074089 | 82.61% | 0.2973% | 0.0035198 | 10.96% | 2.152% | 0.0033799 | 0% | 2.152% | 0 | 0% | 2.152% | 0 | 0% | 5.101% | 0 | 0% | 5.101% | 0 | 0% | 5.101% | 0 |  |  |  | 35% | 11.8% | 0.059178 | 0% | 11.8% | 0 | 0% | 11.8% | 0 | 0% | 0.3873% | 0 | 0% | 0.3873% | 0 | 0% | 0.3873% | 0 | 0% | 100% | 0 | 0% | 100% | 0 | 0% | 100% | 0 | 0% | 100% | 0 |  |  | 0 |  |  | 0 |  |  | 0 | 100% | 65% |  | 100% | 65% |  | 100% | 65% |  | 100% | 65% |  | 100% | 90% |  | 100% | 90% |  | 100% | 90%
FORT ROSS 1121612266 | 0.00034608 | 4.9526 | 0.38211 | 0.031617 | 0.41372 | 0.010032 | 0.0071927 | 0.0028371 | 0% | 99% | 0 | 0% | 99% | 0 | 0% | 99% | 0 | 0% | 99% | 0 | 0% | 62.38% | 0 | 0% | 62.38% | 0 | 0% | 62.38% | 0 | 0% | 62.38% | 0 | 0.031617 | 100% | 1.887% | 0.00721 | 0% | 1.887% | 0 | 0% | 1.887% | 0 | 0% | 0.2123% | 0 | 0% | 0.2123% | 0 | 0% | 0.2123% | 0 | 0% | 0.5262% | 0 | 97% | 0.5262% | 0.0019502 | 0% | 0.5262% | 0 | 97% | 0.5333% | 0.0019764 | 0% | 0.5333% | 0 | 0% | 0.5333% | 0 | 0% | 3.907% | 0 | 0% | 3.907% | 0 | 0% | 3.907% | 0 | 0% | 3.018% | 0 | 0% | 3.018% | 0 | 0% | 3.018% | 0 |  |  |  | 34.8% | 11.8% | 0.015693 | 0% | 11.8% | 0 | 0% | 11.8% | 0 | 55.56% | 0.3731% | 0.00079204 | 0% | 0.3731% | 0 | 0% | 0.3731% | 0 | 0% | 100% | 0 | 0% | 100% | 0 | 0% | 100% | 0 | 0% | 100% | 0 |  |  | 0 |  |  | 0 |  |  | 0 | 100% | 65% |  | 100% | 65% |  | 100% | 65% |  | 100% | 65% |  | 100% | 90% |  | 100% | 90% |  | 100% | 90%
CLARKSVILLE 210419632 | 0.0003179 | 5.4032 | 0.98773 | 1.3333 | 2.3211 | 0.01219 | 0.024267 | 0.015442 | 0% | 99% | 0 | 0% | 99% | 0 | 0% | 99% | 0 | 0% | 99% | 0 | 0% | 63.98% | 0 | 0% | 63.98% | 0 | 0% | 63.98% | 0 | 0% | 63.98% | 0 | 1.3333 | 0% | 2.289% | 0 | 0% | 2.289% | 0 | 0% | 2.289% | 0 | 0% | 0.2609% | 0 | 0% | 0.2609% | 0 | 0% | 0.2609% | 0 | 0% | 0.6943% | 0 | 0% | 0.6943% | 0 | 68.35% | 0.6943% | 0.0046875 | 0% | 0.7261% | 0 | 68.35% | 0.7261% | 0.0049022 | 31.65% | 0.7261% | 0.0022696 | 5.97% | 5.239% | 0.003089 | 0% | 5.239% | 0 | 0% | 5.239% | 0 | 0% | 1.349% | 0 | 0% | 1.349% | 0 | 0% | 1.349% | 0 |  |  |  | 0% | 11.8% | 0 | 0% | 11.8% | 0 | 0% | 11.8% | 0 | 0% | 0.3711% | 0 | 0% | 0.3711% | 0 | 0% | 0.3711% | 0 | 0% | 100% | 0 | 0% | 100% | 0 | 0% | 100% | 0 | 0% | 100% | 0 |  |  | 0 |  |  | 0 |  |  | 0 | 100% | 65% |  | 100% | 65% |  | 100% | 65% |  | 100% | 65% |  | 100% | 90% |  | 100% | 90% |  | 100% | 90%
COARSEGOLD 210410030 | 0.00020217 | 34.0927 | 1.4014 | 0.35562 | 1.757 | 0.018282 | 0.036274 | 0.019164 | 0% | 99% | 0 | 0% | 99% | 0 | 0% | 99% | 0 | 0% | 99% | 0 | 28.47% | 62.74% | 0.25034 | 6.177% | 62.74% | 0.05431 | 0% | 62.74% | 0 | 0% | 62.74% | 0 | 0.35562 | 40% | 2.366% | 0.013265 | 0% | 2.366% | 0 | 0% | 2.366% | 0 | 100% | 0.2617% | 0.0036679 | 0% | 0.2617% | 0 | 0% | 0.2617% | 0 | 0% | 0.7237% | 0 | 0% | 0.7237% | 0 | 74.36% | 0.7237% | 0.0075415 | 0.1305% | 0.716% | 1.3091e-05 | 74.36% | 0.716% | 0.0074617 | 23.81% | 0.716% | 0.0023894 | 12.44% | 5.34% | 0.0093102 | 0% | 5.34% | 0 | 0% | 5.34% | 0 | 0% | 1.485% | 0 | 0% | 1.485% | 0 | 0% | 1.485% | 0 |  |  |  | 0% | 11.8% | 0 | 0% | 11.8% | 0 | 0% | 11.8% | 0 | 0% | 0.3597% | 0 | 0% | 0.3597% | 0 | 0% | 0.3597% | 0 | 0% | 100% | 0 | 0% | 100% | 0 | 0% | 100% | 0 | 0% | 100% | 0 |  |  | 0 |  |  | 0 |  |  | 0 | 100% | 65% |  | 100% | 65% |  | 100% | 65% |  | 100% | 65% |  | 100% | 90% |  | 100% | 90% |  | 100% | 90%
SAN LUIS OBISPO 1104350030 | 0.00051894 | 5.4418 | 0.46377 | 0 | 0.46377 | 0.0039452 | 0.015881 | 0.004651 | 0% | 99% | 0 | 0% | 99% | 0 | 0% | 99% | 0 | 0% | 99% | 0 | 0% | 61.3% | 0 | 0% | 61.3% | 0 | 0% | 61.3% | 0 | 0% | 61.3% | 0 | 0 | 0% | 3.209% | 0 | 0% | 3.209% | 0 | 0% | 3.209% | 0 | 0% | 0.3649% | 0 | 0% | 0.3649% | 0 | 0% | 0.3649% | 0 | 0% | 0.9627% | 0 | 0.08245% | 0.9627% | 3.6813e-06 | 25.43% | 0.9627% | 0.0011356 | 0.08245% | 1% | 3.8254e-06 | 25.43% | 1% | 0.0011801 | 73.52% | 1% | 0.0034112 | 19.22% | 7.25% | 0.0064608 | 0% | 7.25% | 0 | 0% | 7.25% | 0 | 0% | 0.9175% | 0 | 0% | 0.9175% | 0 | 0% | 0.9175% | 0 |  |  |  | 0% | 11.8% | 0 | 28.82% | 11.8% | 0.015769 | 0% | 11.8% | 0 | 0% | 0.36% | 0 | 0% | 0.36% | 0 | 0% | 0.36% | 0 | 0% | 100% | 0 | 0% | 100% | 0 | 0% | 100% | 0 | 0% | 100% | 0 |  |  | 0 |  |  | 0 |  |  | 0 | 100% | 65% |  | 100% | 65% |  | 100% | 65% |  | 100% | 65% |  | 100% | 90% |  | 100% | 90% |  | 100% | 90%
HALF MOON BAY 11036018 | 0.00044555 | 15.2208 | 1.767 | 0.0052696 | 1.7723 | 0.031082 | 0.052736 | 0.0094546 | 0% | 99% | 0 | 0% | 99% | 0 | 0% | 99% | 0 | 0% | 99% | 0 | 0% | 61.9% | 0 | 0% | 61.9% | 0 | 0% | 61.9% | 0 | 0% | 61.9% | 0 | 0.0052696 | 0% | 3.076% | 0 | 0% | 3.076% | 0 | 0% | 3.076% | 0 | 0% | 0.3384% | 0 | 0% | 0.3384% | 0 | 0% | 0.3384% | 0 | 0% | 0.852% | 0 | 92.81% | 0.852% | 0.013973 | 5.882% | 0.852% | 0.00088555 | 93.04% | 0.882% | 0.014501 | 5.882% | 0.882% | 0.00091671 | 0% | 0.882% | 0 | 0% | 6.39% | 0 | 0% | 6.39% | 0 | 0% | 6.39% | 0 | 0% | 1.902% | 0 | 0% | 1.902% | 0 | 0% | 1.902% | 0 |  |  |  | 0% | 11.8% | 0 | 2.728% | 11.8% | 0.0056884 | 0% | 11.8% | 0 | 55.56% | 0.3664% | 0.003597 | 0% | 0.3664% | 0 | 0% | 0.3664% | 0 | 0% | 100% | 0 | 0% | 100% | 0 | 0% | 100% | 0 | 0% | 100% | 0 |  |  | 0 |  |  | 0 |  |  | 0 | 100% | 65% |  | 100% | 65% |  | 100% | 65% |  | 100% | 65% |  | 100% | 90% |  | 100% | 90% |  | 100% | 90%
SILVERADO 2102636 | 0.0010652 | 5.9757 | 1.6327 | 0.34214 | 1.9748 | 0.04599 | 0.03032 | 0.0099015 | 0% | 99% | 0 | 0% | 99% | 0 | 0% | 99% | 0 | 0% | 99% | 0 | 0% | 63.52% | 0 | 0% | 63.52% | 0 | 0% | 63.52% | 0 | 0% | 63.52% | 0 | 0.34214 | 50% | 2.098% | 0.017124 | 0% | 2.098% | 0 | 0% | 2.098% | 0 | 0% | 0.2348% | 0 | 0% | 0.2348% | 0 | 0% | 0.2348% | 0 | 0% | 0.5254% | 0 | 16.48% | 0.5254% | 0.001414 | 28.79% | 0.5254% | 0.00247 | 16.48% | 0.5548% | 0.0014932 | 28.79% | 0.5548% | 0.0026083 | 54.72% | 0.5548% | 0.0049569 | 13% | 3.954% | 0.0083896 | 0% | 3.954% | 0 | 0% | 3.954% | 0 | 0% | 3.067% | 0 | 0% | 3.067% | 0 | 0% | 3.067% | 0 |  |  |  | 0% | 11.8% | 0 | 0% | 11.8% | 0 | 0% | 11.8% | 0 | 0% | 0.3801% | 0 | 0% | 0.3801% | 0 | 0% | 0.3801% | 0 | 0% | 100% | 0 | 0% | 100% | 0 | 0% | 100% | 0 | 0% | 100% | 0 |  |  | 0 |  |  | 0 |  |  | 0 | 100% | 65% |  | 100% | 65% |  | 100% | 65% |  | 100% | 65% |  | 100% | 90% |  | 100% | 90% |  | 100% | 90%
SMARTVILLE 1101CB | 0.00039114 | 16.5498 | 1.019 | 0 | 1.019 | 0.014361 | 0.026409 | 0.013055 | 0% | 99% | 0 | 0% | 99% | 0 | 0% | 99% | 0 | 0% | 99% | 0 | 0% | 63.13% | 0 | 0% | 63.13% | 0 | 0% | 63.13% | 0 | 0% | 63.13% | 0 | 0 | 0% | 2.544% | 0 | 0% | 2.544% | 0 | 0% | 2.544% | 0 | 0% | 0.2842% | 0 | 0% | 0.2842% | 0 | 0% | 0.2842% | 0 | 0% | 0.7237% | 0 | 31.33% | 0.7237% | 0.0023106 | 9.313% | 0.7237% | 0.00068685 | 31.33% | 0.7395% | 0.0023608 | 9.313% | 0.7395% | 0.00070177 | 59.36% | 0.7395% | 0.0044724 | 12.17% | 5.396% | 0.0066915 | 0% | 5.396% | 0 | 0% | 5.396% | 0 | 0% | 1.582% | 0 | 0% | 1.582% | 0 | 0% | 1.582% | 0 |  |  |  | 0% | 11.8% | 0 | 0% | 11.8% | 0 | 0% | 11.8% | 0 | 0% | 0.3657% | 0 | 0% | 0.3657% | 0 | 0% | 0.3657% | 0 | 0% | 100% | 0 | 0% | 100% | 0 | 0% | 100% | 0 | 0% | 100% | 0 |  |  | 0 |  |  | 0 |  |  | 0 | 100% | 65% |  | 100% | 65% |  | 100% | 65% |  | 100% | 65% |  | 100% | 90% |  | 100% | 90% |  | 100% | 90%
SHEPHERD 2111688294 | 0.0013373 | 0.015137 | 0.0068252 | 0 | 0.0068252 | 5.8225e-05 | 0.00020044 | 0.00010191 | 0% | 99% | 0 | 0% | 99% | 0 | 0% | 99% | 0 | 0% | 99% | 0 | 0% | 61.93% | 0 | 0% | 61.93% | 0 | 0% | 61.93% | 0 | 0% | 61.93% | 0 | 0 | 0% | 1.994% | 0 | 0% | 1.994% | 0 | 0% | 1.994% | 0 | 0% | 0.2608% | 0 | 0% | 0.2608% | 0 | 0% | 0.2608% | 0 | 0% | 0.7909% | 0 | 0% | 0.7909% | 0 | 0% | 0.7909% | 0 | 0% | 0.8254% | 0 | 0% | 0.8254% | 0 | 100% | 0.8254% | 5.6338e-05 | 0% | 5.998% | 0 | 0% | 5.998% | 0 | 0% | 5.998% | 0 | 0% | 0.8488% | 0 | 0% | 0.8488% | 0 | 0% | 0.8488% | 0 |  |  |  | 0% | 11.8% | 0 | 0% | 11.8% | 0 | 0% | 11.8% | 0 | 0% | 0.3598% | 0 | 0% | 0.3598% | 0 | 0% | 0.3598% | 0 | 0% | 100% | 0 | 0% | 100% | 0 | 0% | 100% | 0 | 0% | 100% | 0 |  |  | 0 |  |  | 0 |  |  | 0 | 100% | 65% |  | 100% | 65% |  | 100% | 65% |  | 100% | 65% |  | 100% | 90% |  | 100% | 90% |  | 100% | 90%
PACIFICA 1103885952 | 0.0013024 | 0.18083 | 0.06647 | 0 | 0.06647 | 0.0016457 | 0.001541 | 0.00032496 | 0% | 99% | 0 | 0% | 99% | 0 | 0% | 99% | 0 | 0% | 99% | 0 | 0% | 63.39% | 0 | 0% | 63.39% | 0 | 0% | 63.39% | 0 | 0% | 63.39% | 0 | 0 | 0% | 2.738% | 0 | 0% | 2.738% | 0 | 0% | 2.738% | 0 | 0% | 0.2931% | 0 | 0% | 0.2931% | 0 | 0% | 0.2931% | 0 | 0% | 0.6696% | 0 | 0% | 0.6696% | 0 | 0% | 0.6696% | 0 | 0% | 0.6956% | 0 | 0% | 0.6956% | 0 | 51.19% | 0.6956% | 0.00023666 | 100% | 5.006% | 0.0033278 | 0% | 5.006% | 0 | 0% | 5.006% | 0 | 0% | 2.729% | 0 | 0% | 2.729% | 0 | 0% | 2.729% | 0 |  |  |  | 0% | 11.8% | 0 | 4.454% | 11.8% | 0.00034931 | 0% | 11.8% | 0 | 0% | 0.3757% | 0 | 0% | 0.3757% | 0 | 0% | 0.3757% | 0 | 0% | 100% | 0 | 0% | 100% | 0 | 0% | 100% | 0 | 0% | 100% | 0 |  |  | 0 |  |  | 0 |  |  | 0 | 100% | 65% |  | 100% | 65% |  | 100% | 65% |  | 100% | 65% |  | 100% | 90% |  | 100% | 90% |  | 100% | 90%
COARSEGOLD 210310820 | 0.00046488 | 30.3933 | 2.3347 | 1.2818 | 3.6164 | 0.033195 | 0.054402 | 0.035805 | 0% | 99% | 0 | 0% | 99% | 0 | 0% | 99% | 0 | 0% | 99% | 0 | 0% | 64.09% | 0 | 0% | 64.09% | 0 | 0% | 64.09% | 0 | 0% | 64.09% | 0 | 1.2818 | 0% | 1.981% | 0 | 0% | 1.981% | 0 | 0% | 1.981% | 0 | 0% | 0.2245% | 0 | 0% | 0.2245% | 0 | 0% | 0.2245% | 0 | 0% | 0.6498% | 0 | 0% | 0.6498% | 0 | 41.29% | 0.6498% | 0.0062649 | 0% | 0.6609% | 0 | 41.29% | 0.6609% | 0.0063711 | 0% | 0.6609% | 0 | 0% | 4.853% | 0 | 0% | 4.853% | 0 | 0% | 4.853% | 0 | 0% | 1.505% | 0 | 0% | 1.505% | 0 | 0% | 1.505% | 0 |  |  |  | 0% | 11.8% | 0 | 0% | 11.8% | 0 | 0% | 11.8% | 0 | 0% | 0.3674% | 0 | 0% | 0.3674% | 0 | 0% | 0.3674% | 0 | 0% | 100% | 0 | 0% | 100% | 0 | 0% | 100% | 0 | 0% | 100% | 0 |  |  | 0 |  |  | 0 |  |  | 0 | 100% | 65% |  | 100% | 65% |  | 100% | 65% |  | 100% | 65% |  | 100% | 90% |  | 100% | 90% |  | 100% | 90%
BRUNSWICK 1103904574 | 0.001081 | 2.0391 | 0.34938 | 0.5625 | 0.91188 | 0.0092093 | 0.0065736 | 0.0027397 | 0% | 99% | 0 | 0% | 99% | 0 | 0% | 99% | 0 | 0% | 99% | 0 | 0% | 62.96% | 0 | 0% | 62.96% | 0 | 0% | 62.96% | 0 | 0% | 62.96% | 0 | 0.5625 | 33.33% | 1.827% | 0.0021279 | 0% | 1.827% | 0 | 0% | 1.827% | 0 | 0% | 0.2045% | 0 | 0% | 0.2045% | 0 | 0% | 0.2045% | 0 | 0% | 0.5292% | 0 | 0% | 0.5292% | 0 | 5.855% | 0.5292% | 0.00010826 | 0% | 0.5427% | 0 | 5.855% | 0.5427% | 0.00011103 | 94.14% | 0.5427% | 0.0017852 | 0% | 3.954% | 0 | 13.86% | 3.954% | 0.0019143 | 33.12% | 3.954% | 0.0045762 | 0% | 2.564% | 0 | 0% | 2.564% | 0 | 0% | 2.564% | 0 |  |  |  | 0% | 11.8% | 0 | 0% | 11.8% | 0 | 0% | 11.8% | 0 | 0% | 0.376% | 0 | 0% | 0.376% | 0 | 0% | 0.376% | 0 | 0% | 100% | 0 | 0% | 100% | 0 | 0% | 100% | 0 | 0% | 100% | 0 |  |  | 0 |  |  | 0 |  |  | 0 | 100% | 65% |  | 100% | 65% |  | 100% | 65% |  | 100% | 65% |  | 100% | 90% |  | 100% | 90% |  | 100% | 90%
BOLINAS 110137034 | 0.00038657 | 4.9335 | 0.38877 | 0 | 0.38877 | 0.0099661 | 0.0090879 | 0.0016175 | 0% | 99% | 0 | 0% | 99% | 0 | 0% | 99% | 0 | 0% | 99% | 0 | 0% | 62.19% | 0 | 0% | 62.19% | 0 | 0% | 62.19% | 0 | 0% | 62.19% | 0 | 0 | 0% | 2.601% | 0 | 0% | 2.601% | 0 | 0% | 2.601% | 0 | 0% | 0.287% | 0 | 0% | 0.287% | 0 | 0% | 0.287% | 0 | 0% | 0.661% | 0 | 0% | 0.661% | 0 | 39.55% | 0.661% | 0.0010163 | 0% | 0.6933% | 0 | 39.55% | 0.6933% | 0.001066 | 58.92% | 0.6933% | 0.0015883 | 41.68% | 4.969% | 0.0080505 | 0% | 4.969% | 0 | 0% | 4.969% | 0 | 0% | 2.983% | 0 | 0% | 2.983% | 0 | 0% | 2.983% | 0 |  |  |  | 0% | 11.8% | 0 | 35% | 11.8% | 0.016056 | 0% | 11.8% | 0 | 0% | 0.3755% | 0 | 0% | 0.3755% | 0 | 0% | 0.3755% | 0 | 0% | 100% | 0 | 0% | 100% | 0 | 0% | 100% | 0 | 0% | 100% | 0 |  |  | 0 |  |  | 0 |  |  | 0 | 100% | 65% |  | 100% | 65% |  | 100% | 65% |  | 100% | 65% |  | 100% | 90% |  | 100% | 90% |  | 100% | 90%
POSO MOUNTAIN 21013990 | 0.00032629 | 3.649 | 0.2819 | 0 | 0.2819 | 0.0010922 | 0.0080504 | 0.0058636 | 0% | 99% | 0 | 0% | 99% | 0 | 0% | 99% | 0 | 0% | 99% | 0 | 0% | 62.45% | 0 | 0% | 62.45% | 0 | 0% | 62.45% | 0 | 0% | 62.45% | 0 | 0 | 0% | 2.582% | 0 | 0% | 2.582% | 0 | 0% | 2.582% | 0 | 0% | 0.2903% | 0 | 0% | 0.2903% | 0 | 0% | 0.2903% | 0 | 0% | 0.7949% | 0 | 100% | 0.7949% | 0.002241 | 0% | 0.7949% | 0 | 100% | 0.8078% | 0.0022771 | 0% | 0.8078% | 0 | 0% | 0.8078% | 0 | 0% | 5.938% | 0 | 0% | 5.938% | 0 | 0% | 5.938% | 0 | 0% | 0.35% | 0 | 0% | 0.35% | 0 | 0% | 0.35% | 0 |  |  |  | 0% | 11.8% | 0 | 26.97% | 11.8% | 0.008971 | 0% | 11.8% | 0 | 0% | 0.3616% | 0 | 0% | 0.3616% | 0 | 0% | 0.3616% | 0 | 0% | 100% | 0 | 0% | 100% | 0 | 0% | 100% | 0 | 0% | 100% | 0 |  |  | 0 |  |  | 0 |  |  | 0 | 100% | 65% |  | 100% | 65% |  | 100% | 65% |  | 100% | 65% |  | 100% | 90% |  | 100% | 90% |  | 100% | 90%
WISE 11022230 | 0.00035184 | 25.9306 | 1.7121 | 0.7626 | 2.4747 | 0.032965 | 0.042419 | 0.015762 | 0% | 99% | 0 | 0% | 99% | 0 | 0% | 99% | 0 | 0% | 99% | 0 | 0% | 61.41% | 0 | 0% | 61.41% | 0 | 0% | 61.41% | 0 | 0% | 61.41% | 0 | 0.7626 | 100% | 1.94% | 0.03321 | 0% | 1.94% | 0 | 0% | 1.94% | 0 | 100% | 0.2178% | 0.0037295 | 0% | 0.2178% | 0 | 0% | 0.2178% | 0 | 0% | 0.6835% | 0 | 96.81% | 0.6835% | 0.01133 | 0.8908% | 0.6835% | 0.00010425 | 96.81% | 0.6714% | 0.011129 | 0.8908% | 0.6714% | 0.00010241 | 0.1021% | 0.6714% | 1.1743e-05 | 10.33% | 5.049% | 0.0089298 | 0% | 5.049% | 0 | 14.2% | 5.049% | 0.01228 | 0% | 2.366% | 0 | 0% | 2.366% | 0 | 0% | 2.366% | 0 |  |  |  | 0% | 11.8% | 0 | 0% | 11.8% | 0 | 0% | 11.8% | 0 | 0% | 0.3608% | 0 | 0% | 0.3608% | 0 | 0% | 0.3608% | 0 | 0% | 100% | 0 | 0% | 100% | 0 | 0% | 100% | 0 | 0% | 100% | 0 |  |  | 0 |  |  | 0 |  |  | 0 | 100% | 65% |  | 100% | 65% |  | 100% | 65% |  | 100% | 65% |  | 100% | 90% |  | 100% | 90% |  | 100% | 90%
SHINGLE SPRINGS 110419502 | 0.0004436 | 6.3738 | 1.3196 | 0.10357 | 1.4232 | 0.02325 | 0.031436 | 0.015574 | 0% | 99% | 0 | 0% | 99% | 0 | 0% | 99% | 0 | 0% | 99% | 0 | 0% | 62.63% | 0 | 0% | 62.63% | 0 | 0% | 62.63% | 0 | 0% | 62.63% | 0 | 0.10357 | 100% | 2.043% | 0.026954 | 0% | 2.043% | 0 | 0% | 2.043% | 0 | 100% | 0.2255% | 0.0029759 | 0% | 0.2255% | 0 | 0% | 0.2255% | 0 | 0% | 0.6695% | 0 | 1.219% | 0.6695% | 0.00010772 | 29.18% | 0.6695% | 0.0025782 | 1.307% | 0.6794% | 0.00011721 | 29.18% | 0.6794% | 0.0026162 | 62.04% | 0.6794% | 0.0055625 | 68.8% | 5.002% | 0.045411 | 0% | 5.002% | 0 | 0% | 5.002% | 0 | 0% | 2.023% | 0 | 0% | 2.023% | 0 | 0% | 2.023% | 0 |  |  |  | 4.123% | 11.8% | 0.0064196 | 0% | 11.8% | 0 | 0% | 11.8% | 0 | 55.56% | 0.3689% | 0.0027045 | 0% | 0.3689% | 0 | 0% | 0.3689% | 0 | 0% | 100% | 0 | 0% | 100% | 0 | 0% | 100% | 0 | 0% | 100% | 0 |  |  | 0 |  |  | 0 |  |  | 0 | 100% | 65% |  | 100% | 65% |  | 100% | 65% |  | 100% | 65% |  | 100% | 90% |  | 100% | 90% |  | 100% | 90%
JOLON 11027070 | 0.00015172 | 6.2155 | 0.64708 | 0.65812 | 1.3052 | 0.0033222 | 0.020579 | 0.010559 | 0% | 99% | 0 | 0% | 99% | 0 | 0% | 99% | 0 | 0% | 99% | 0 | 0% | 61.23% | 0 | 0% | 61.23% | 0 | 0% | 61.23% | 0 | 0% | 61.23% | 0 | 0.65812 | 0% | 2.7% | 0 | 0% | 2.7% | 0 | 0% | 2.7% | 0 | 0% | 0.2982% | 0 | 0% | 0.2982% | 0 | 0% | 0.2982% | 0 | 0% | 0.8765% | 0 | 0% | 0.8765% | 0 | 0.1085% | 0.8765% | 6.1552e-06 | 0% | 0.8487% | 0 | 61.63% | 0.8487% | 0.0033845 | 33.03% | 0.8487% | 0.0018141 | 0% | 6.43% | 0 | 0% | 6.43% | 0 | 0% | 6.43% | 0 | 0% | 0.5878% | 0 | 0% | 0.5878% | 0 | 0% | 0.5878% | 0 |  |  |  | 0% | 11.8% | 0 | 15.73% | 11.8% | 0.012007 | 0% | 11.8% | 0 | 0% | 0.3472% | 0 | 0% | 0.3472% | 0 | 0% | 0.3472% | 0 | 0% | 100% | 0 | 0% | 100% | 0 | 0% | 100% | 0 | 0% | 100% | 0 |  |  | 0 |  |  | 0 |  |  | 0 | 100% | 65% |  | 100% | 65% |  | 100% | 65% |  | 100% | 65% |  | 100% | 90% |  | 100% | 90% |  | 100% | 90%
FRUITLAND 11426064 | 0.00054016 | 6.915 | 0.92014 | 0.048477 | 0.96861 | 0.035573 | 0.010814 | 0.0026611 | 0% | 99% | 0 | 0% | 99% | 0 | 0% | 99% | 0 | 0% | 99% | 0 | 0% | 61.62% | 0 | 0% | 61.62% | 0 | 0% | 61.62% | 0 | 0% | 61.62% | 0 | 0.048477 | 25% | 1.298% | 0.002985 | 0% | 1.298% | 0 | 0% | 1.298% | 0 | 100% | 0.1372% | 0.0012622 | 0% | 0.1372% | 0 | 0% | 0.1372% | 0 | 0% | 0.3351% | 0 | 42.05% | 0.3351% | 0.0012967 | 57.13% | 0.3351% | 0.0017617 | 42.05% | 0.3377% | 0.0013067 | 57.13% | 0.3377% | 0.0017753 | 0% | 0.3377% | 0 | 0% | 2.48% | 0 | 0% | 2.48% | 0 | 0% | 2.48% | 0 | 0% | 5.195% | 0 | 0% | 5.195% | 0 | 0% | 5.195% | 0 |  |  |  | 0% | 11.8% | 0 | 35% | 11.8% | 0.037999 | 0% | 11.8% | 0 | 0% | 0.3848% | 0 | 0% | 0.3848% | 0 | 0% | 0.3848% | 0 | 0% | 100% | 0 | 0% | 100% | 0 | 0% | 100% | 0 | 0% | 100% | 0 |  |  | 0 |  |  | 0 |  |  | 0 | 100% | 65% |  | 100% | 65% |  | 100% | 65% |  | 100% | 65% |  | 100% | 90% |  | 100% | 90% |  | 100% | 90%
SAN CARLOS 11049052 | 0.00075071 | 2.3875 | 0.27114 | 0 | 0.27114 | 0.005653 | 0.0072815 | 0.0015481 | 0% | 99% | 0 | 0% | 99% | 0 | 0% | 99% | 0 | 0% | 99% | 0 | 0% | 62.51% | 0 | 0% | 62.51% | 0 | 0% | 62.51% | 0 | 0% | 62.51% | 0 | 0 | 0% | 2.473% | 0 | 0% | 2.473% | 0 | 0% | 2.473% | 0 | 0% | 0.2744% | 0 | 0% | 0.2744% | 0 | 0% | 0.2744% | 0 | 0% | 0.7514% | 0 | 94.41% | 0.7514% | 0.0019234 | 4.811% | 0.7514% | 9.8022e-05 | 94.41% | 0.758% | 0.0019403 | 4.811% | 0.758% | 9.8885e-05 | 0% | 0.758% | 0 | 69.58% | 5.588% | 0.010542 | 6.137% | 5.588% | 0.0009298 | 0% | 5.588% | 0 | 0% | 1.949% | 0 | 0% | 1.949% | 0 | 0% | 1.949% | 0 |  |  |  | 0% | 11.8% | 0 | 9.274% | 11.8% | 0.0029671 | 0% | 11.8% | 0 | 0% | 0.3643% | 0 | 0% | 0.3643% | 0 | 0% | 0.3643% | 0 | 0% | 100% | 0 | 0% | 100% | 0 | 0% | 100% | 0 | 0% | 100% | 0 |  |  | 0 |  |  | 0 |  |  | 0 | 100% | 65% |  | 100% | 65% |  | 100% | 65% |  | 100% | 65% |  | 100% | 90% |  | 100% | 90% |  | 100% | 90%
DESCHUTES 110449024 | 0.00031475 | 17.3633 | 0.95044 | 2.4195 | 3.3699 | 0.018511 | 0.02334 | 0.0089324 | 0% | 99% | 0 | 0% | 99% | 0 | 0% | 99% | 0 | 0% | 99% | 0 | 51.8% | 60.58% | 0.29825 | 0% | 60.58% | 0 | 0% | 60.58% | 0 | 49.46% | 60.58% | 0.28481 | 2.4195 | 0% | 1.864% | 0 | 0% | 1.864% | 0 | 0% | 1.864% | 0 | 0% | 0.1837% | 0 | 0% | 0.1837% | 0 | 0% | 0.1837% | 0 | 0% | 0.6928% | 0 | 71.62% | 0.6928% | 0.004716 | 26.83% | 0.6928% | 0.0017664 | 71.62% | 0.6365% | 0.0043327 | 26.83% | 0.6365% | 0.0016228 | 0.2646% | 0.6365% | 1.6009e-05 | 20.8% | 5.005% | 0.0098933 | 0% | 5.005% | 0 | 0% | 5.005% | 0 | 0% | 1.901% | 0 | 0% | 1.901% | 0 | 0% | 1.901% | 0 |  |  |  | 25.92% | 11.8% | 0.029067 | 0% | 11.8% | 0 | 0% | 11.8% | 0 | 0% | 0.3548% | 0 | 0% | 0.3548% | 0 | 0% | 0.3548% | 0 | 0% | 100% | 0 | 0% | 100% | 0 | 0% | 100% | 0 | 0% | 100% | 0 |  |  | 0 |  |  | 0 |  |  | 0 | 100% | 65% |  | 100% | 65% |  | 100% | 65% |  | 100% | 65% |  | 100% | 90% |  | 100% | 90% |  | 100% | 90%
STONE CORRAL 1110189488 | 0.00030174 | 0.77328 | 0.059601 | 0 | 0.059601 | 0.00034558 | 0.0016133 | 0.0012289 | 0% | 99% | 0 | 0% | 99% | 0 | 0% | 99% | 0 | 0% | 99% | 0 | 0% | 63.01% | 0 | 0% | 63.01% | 0 | 0% | 63.01% | 0 | 0% | 63.01% | 0 | 0 | 0% | 2.214% | 0 | 0% | 2.214% | 0 | 0% | 2.214% | 0 | 0% | 0.2664% | 0 | 0% | 0.2664% | 0 | 0% | 0.2664% | 0 | 0% | 0.735% | 0 | 0% | 0.735% | 0 | 0% | 0.735% | 0 | 0% | 0.762% | 0 | 0% | 0.762% | 0 | 98.16% | 0.762% | 0.00044582 | 0% | 5.534% | 0 | 0% | 5.534% | 0 | 0% | 5.534% | 0 | 0% | 0.5445% | 0 | 0% | 0.5445% | 0 | 0% | 0.5445% | 0 |  |  |  | 0% | 11.8% | 0 | 0% | 11.8% | 0 | 34.6% | 11.8% | 0.0024333 | 0% | 0.3643% | 0 | 0% | 0.3643% | 0 | 0% | 0.3643% | 0 | 0% | 100% | 0 | 0% | 100% | 0 | 0% | 100% | 0 | 0% | 100% | 0 |  |  | 0 |  |  | 0 |  |  | 0 | 100% | 65% |  | 100% | 65% |  | 100% | 65% |  | 100% | 65% |  | 100% | 90% |  | 100% | 90% |  | 100% | 90%
HALF MOON BAY 1103531594 | 0.00040934 | 2.3569 | 0.23987 | 0 | 0.23987 | 0.0041869 | 0.0071103 | 0.001617 | 0% | 99% | 0 | 0% | 99% | 0 | 0% | 99% | 0 | 0% | 99% | 0 | 0% | 63.15% | 0 | 0% | 63.15% | 0 | 0% | 63.15% | 0 | 0% | 63.15% | 0 | 0 | 100% | 3.601% | 0.0086384 | 0% | 3.601% | 0 | 0% | 3.601% | 0 | 0% | 0.3853% | 0 | 0% | 0.3853% | 0 | 0% | 0.3853% | 0 | 0% | 0.8374% | 0 | 100% | 0.8374% | 0.0020086 | 0% | 0.8374% | 0 | 100% | 0.8697% | 0.0020861 | 0% | 0.8697% | 0 | 0% | 0.8697% | 0 | 0% | 6.25% | 0 | 0% | 6.25% | 0 | 80.18% | 6.25% | 0.01202 | 0% | 1.871% | 0 | 0% | 1.871% | 0 | 0% | 1.871% | 0 |  |  |  | 0% | 11.8% | 0 | 2.728% | 11.8% | 0.00077218 | 0% | 11.8% | 0 | 55.56% | 0.3693% | 0.00049207 | 0% | 0.3693% | 0 | 0% | 0.3693% | 0 | 0% | 100% | 0 | 0% | 100% | 0 | 0% | 100% | 0 | 0% | 100% | 0 |  |  | 0 |  |  | 0 |  |  | 0 | 100% | 65% |  | 100% | 65% |  | 100% | 65% |  | 100% | 65% |  | 100% | 90% |  | 100% | 90% |  | 100% | 90%
SOBRANTE 1102CB | 0.00098675 | 14.0492 | 1.9505 | 0.30919 | 2.2597 | 0.045777 | 0.041972 | 0.017399 | 0% | 99% | 0 | 0% | 99% | 0 | 0% | 99% | 0 | 0% | 99% | 0 | 0% | 63.28% | 0 | 0% | 63.28% | 0 | 0% | 63.28% | 0 | 0% | 63.28% | 0 | 0.30919 | 0% | 2.174% | 0 | 0% | 2.174% | 0 | 0% | 2.174% | 0 | 0% | 0.245% | 0 | 0% | 0.245% | 0 | 0% | 0.245% | 0 | 0% | 0.5918% | 0 | 43.85% | 0.5918% | 0.0050615 | 26.83% | 0.5918% | 0.0030974 | 43.85% | 0.6147% | 0.005258 | 26.83% | 0.6147% | 0.0032176 | 28.36% | 0.6147% | 0.0034009 | 30.16% | 4.436% | 0.026097 | 14.37% | 4.436% | 0.012432 | 0% | 4.436% | 0 | 0% | 2.065% | 0 | 0% | 2.065% | 0 | 0% | 2.065% | 0 |  |  |  | 0% | 11.8% | 0 | 0% | 11.8% | 0 | 0% | 11.8% | 0 | 55.56% | 0.3746% | 0.004059 | 0% | 0.3746% | 0 | 0% | 0.3746% | 0 | 0% | 100% | 0 | 0% | 100% | 0 | 0% | 100% | 0 | 0% | 100% | 0 |  |  | 0.0001893 |  |  | 0 |  |  | 0 | 100% | 65% |  | 100% | 65% |  | 100% | 65% |  | 100% | 65% |  | 100% | 90% |  | 100% | 90% |  | 100% | 90%
VOLTA 110253130 | 0.00038715 | 14.9689 | 1.0802 | 3.6473 | 4.7275 | 0.025594 | 0.026431 | 0.0063576 | 0% | 99% | 0 | 0% | 99% | 0 | 0% | 99% | 0 | 0% | 99% | 0 | 0% | 61.93% | 0 | 0% | 61.93% | 0 | 0% | 61.93% | 0 | 0% | 61.93% | 0 | 3.6473 | 0% | 2.554% | 0 | 0% | 2.554% | 0 | 0% | 2.554% | 0 | 0% | 0.2761% | 0 | 0% | 0.2761% | 0 | 0% | 0.2761% | 0 | 0% | 0.6804% | 0 | 1.422% | 0.6804% | 0.00010454 | 27.48% | 0.6804% | 0.0020199 | 1.422% | 0.6919% | 0.00010631 | 27.48% | 0.6919% | 0.0020541 | 71.09% | 0.6919% | 0.0053137 | 22.63% | 5.057% | 0.012361 | 0% | 5.057% | 0 | 0% | 5.057% | 0 | 0% | 2.405% | 0 | 0% | 2.405% | 0 | 0% | 2.405% | 0 |  |  |  | 34.99% | 11.8% | 0.044604 | 0% | 11.8% | 0 | 0% | 11.8% | 0 | 0% | 0.3696% | 0 | 0% | 0.3696% | 0 | 0% | 0.3696% | 0 | 0% | 100% | 0 | 0% | 100% | 0 | 0% | 100% | 0 | 0% | 100% | 0 |  |  | 0 |  |  | 0 |  |  | 0 | 100% | 65% |  | 100% | 65% |  | 100% | 65% |  | 100% | 65% |  | 100% | 90% |  | 100% | 90% |  | 100% | 90%
EAST QUINCY 11012452 | 0.00049582 | 0.1967 | 0.9596 | 0 | 0.9596 | 0.013931 | 0.029551 | 0.0084737 | 0% | 99% | 0 | 0% | 99% | 0 | 0% | 99% | 0 | 0% | 99% | 0 | 0% | 62.4% | 0 | 0% | 62.4% | 0 | 0% | 62.4% | 0 | 0% | 62.4% | 0 | 0 | 0% | 2.586% | 0 | 0% | 2.586% | 0 | 0% | 2.586% | 0 | 0% | 0.2965% | 0 | 0% | 0.2965% | 0 | 0% | 0.2965% | 0 | 0% | 0.8533% | 0 | 0% | 0.8533% | 0 | 0.185% | 0.8533% | 1.5145e-05 | 0% | 0.8867% | 0 | 0.185% | 0.8867% | 1.5739e-05 | 58.4% | 0.8867% | 0.0049687 | 96.59% | 6.428% | 0.059583 | 0% | 6.428% | 0 | 0% | 6.428% | 0 | 0% | 1.411% | 0 | 0% | 1.411% | 0 | 0% | 1.411% | 0 |  |  |  | 0% | 11.8% | 0 | 3.736% | 11.8% | 0.0042304 | 0% | 11.8% | 0 | 0% | 0.365% | 0 | 0% | 0.365% | 0 | 0% | 0.365% | 0 | 0% | 100% | 0 | 0% | 100% | 0 | 0% | 100% | 0 | 0% | 100% | 0 |  |  | 0 |  |  | 0 |  |  | 0 | 100% | 65% |  | 100% | 65% |  | 100% | 65% |  | 100% | 65% |  | 100% | 90% |  | 100% | 90% |  | 100% | 90%
DESCHUTES 11011380 | 0.00034045 | 17.7489 | 1.667 | 1.0606 | 2.7276 | 0.029066 | 0.041091 | 0.020235 | 0% | 99% | 0 | 0% | 99% | 0 | 0% | 99% | 0 | 0% | 99% | 0 | 0% | 62.06% | 0 | 0% | 62.06% | 0 | 0% | 62.06% | 0 | 0% | 62.06% | 0 | 1.0606 | 100% | 2.103% | 0.035051 | 0% | 2.103% | 0 | 0% | 2.103% | 0 | 0% | 0.2295% | 0 | 0% | 0.2295% | 0 | 0% | 0.2295% | 0 | 0% | 0.6723% | 0 | 1.427% | 0.6723% | 0.00015992 | 55.61% | 0.6723% | 0.0062322 | 1.427% | 0.6566% | 0.00015618 | 55.61% | 0.6566% | 0.0060862 | 42.59% | 0.6566% | 0.0046613 | 6.502% | 4.945% | 0.0053599 | 0% | 4.945% | 0 | 0% | 4.945% | 0 | 0% | 1.75% | 0 | 0% | 1.75% | 0 | 0% | 1.75% | 0 |  |  |  | 31.43% | 11.8% | 0.061827 | 0% | 11.8% | 0 | 0% | 11.8% | 0 | 0% | 0.3617% | 0 | 0% | 0.3617% | 0 | 0% | 0.3617% | 0 | 0% | 100% | 0 | 0% | 100% | 0 | 0% | 100% | 0 | 0% | 100% | 0 |  |  | 0.00015855 |  |  | 0 |  |  | 0 | 100% | 65% |  | 100% | 65% |  | 100% | 65% |  | 100% | 65% |  | 100% | 90% |  | 100% | 90% |  | 100% | 90%
LAURELES 1112438 | 0.0002624 | 5.5147 | 0.41251 | 0.26112 | 0.67362 | 0.0055858 | 0.013366 | 0.003446 | 0% | 99% | 0 | 0% | 99% | 0 | 0% | 99% | 0 | 0% | 99% | 0 | 0% | 61.68% | 0 | 0% | 61.68% | 0 | 0% | 61.68% | 0 | 0% | 61.68% | 0 | 0.26112 | 40% | 3.266% | 0.0053884 | 0% | 3.266% | 0 | 0% | 3.266% | 0 | 0% | 0.3501% | 0 | 0% | 0.3501% | 0 | 0% | 0.3501% | 0 | 0% | 0.9028% | 0 | 45.27% | 0.9028% | 0.001686 | 45.71% | 0.9028% | 0.0017025 | 45.27% | 0.9161% | 0.0017108 | 45.71% | 0.9161% | 0.0017276 | 8.902% | 0.9161% | 0.00033643 | 16.83% | 6.719% | 0.004664 | 0% | 6.719% | 0 | 8.768% | 6.719% | 0.0024303 | 0% | 1.378% | 0 | 0% | 1.378% | 0 | 0% | 1.378% | 0 |  |  |  | 0% | 11.8% | 0 | 35% | 11.8% | 0.017037 | 0% | 11.8% | 0 | 0% | 0.3612% | 0 | 0% | 0.3612% | 0 | 0% | 0.3612% | 0 | 0% | 100% | 0 | 0% | 100% | 0 | 0% | 100% | 0 | 0% | 100% | 0 |  |  | 0 |  |  | 0 |  |  | 0 | 100% | 65% |  | 100% | 65% |  | 100% | 65% |  | 100% | 65% |  | 100% | 90% |  | 100% | 90% |  | 100% | 90%
FROGTOWN 1701L3361 | 0.00024679 | 2.0297 | 0.089026 | 0.12101 | 0.21003 | 0.0017106 | 0.0021733 | 0.00095874 | 0% | 99% | 0 | 0% | 99% | 0 | 0% | 99% | 0 | 0% | 99% | 0 | 0% | 61.11% | 0 | 0% | 61.11% | 0 | 0% | 61.11% | 0 | 0% | 61.11% | 0 | 0.12101 | 0% | 1.84% | 0 | 0% | 1.84% | 0 | 0% | 1.84% | 0 | 0% | 0.1802% | 0 | 0% | 0.1802% | 0 | 0% | 0.1802% | 0 | 0% | 0.6863% | 0 | 0% | 0.6863% | 0 | 100% | 0.6863% | 0.00061102 | 0% | 0.6544% | 0 | 100% | 0.6544% | 0.00058258 | 0% | 0.6544% | 0 | 0% | 5.024% | 0 | 0% | 5.024% | 0 | 0% | 5.024% | 0 | 0% | 2.299% | 0 | 0% | 2.299% | 0 | 0% | 2.299% | 0 |  |  |  | 34.89% | 11.8% | 0.0036648 | 0% | 11.8% | 0 | 0% | 11.8% | 0 | 0% | 0.3618% | 0 | 0% | 0.3618% | 0 | 0% | 0.3618% | 0 | 0% | 100% | 0 | 0% | 100% | 0 | 0% | 100% | 0 | 0% | 100% | 0 |  |  | 0 |  |  | 0 |  |  | 0 | 100% | 65% |  | 100% | 65% |  | 100% | 65% |  | 100% | 65% |  | 100% | 90% |  | 100% | 90% |  | 100% | 90%
ALTO 1125530664 | 0.00068777 | 3.1058 | 0.36374 | 0 | 0.36374 | 0.0084174 | 0.0094995 | 0.0019344 | 0% | 99% | 0 | 0% | 99% | 0 | 0% | 99% | 0 | 0% | 99% | 0 | 0% | 63.11% | 0 | 0% | 63.11% | 0 | 0% | 63.11% | 0 | 0% | 63.11% | 0 | 0 | 0% | 2.762% | 0 | 0% | 2.762% | 0 | 0% | 2.762% | 0 | 0% | 0.2945% | 0 | 0% | 0.2945% | 0 | 0% | 0.2945% | 0 | 0% | 0.7292% | 0 | 0% | 0.7292% | 0 | 18.68% | 0.7292% | 0.00049549 | 0.3501% | 0.7468% | 9.5093e-06 | 18.68% | 0.7468% | 0.00050746 | 74.11% | 0.7468% | 0.002013 | 24.42% | 5.436% | 0.0048289 | 0% | 5.436% | 0 | 0% | 5.436% | 0 | 0% | 1.983% | 0 | 0% | 1.983% | 0 | 0% | 1.983% | 0 |  |  |  | 0% | 11.8% | 0 | 7.866% | 11.8% | 0.0033762 | 0% | 11.8% | 0 | 0% | 0.3709% | 0 | 0% | 0.3709% | 0 | 0% | 0.3709% | 0 | 0% | 100% | 0 | 0% | 100% | 0 | 0% | 100% | 0 | 0% | 100% | 0 |  |  | 0 |  |  | 0 |  |  | 0 | 100% | 65% |  | 100% | 65% |  | 100% | 65% |  | 100% | 65% |  | 100% | 90% |  | 100% | 90% |  | 100% | 90%
POINT MORETTI 110136516 | 0.0024963 | 4.3779 | 1.8013 | 0.20189 | 2.0032 | 0.066029 | 0.029449 | 0.0030151 | 0% | 99% | 0 | 0% | 99% | 0 | 0% | 99% | 0 | 0% | 99% | 0 | 9.106% | 63.32% | 0.10386 | 0% | 63.32% | 0 | 0% | 63.32% | 0 | 0% | 63.32% | 0 | 0.20189 | 0% | 2.051% | 0 | 0% | 2.051% | 0 | 0% | 2.051% | 0 | 0% | 0.2219% | 0 | 0% | 0.2219% | 0 | 0% | 0.2219% | 0 | 0% | 0.4542% | 0 | 0% | 0.4542% | 0 | 0% | 0.4542% | 0 | 0% | 0.4822% | 0 | 0% | 0.4822% | 0 | 0% | 0.4822% | 0 | 0% | 3.413% | 0 | 0% | 3.413% | 0 | 0% | 3.413% | 0 | 0% | 4.084% | 0 | 0% | 4.084% | 0 | 0% | 4.084% | 0 |  |  |  | 0% | 11.8% | 0 | 0% | 11.8% | 0 | 0% | 11.8% | 0 | 55.56% | 0.3854% | 0.0038564 | 0% | 0.3854% | 0 | 0% | 0.3854% | 0 | 0% | 100% | 0 | 0% | 100% | 0 | 0% | 100% | 0 | 0% | 100% | 0 |  |  | 0 |  |  | 0 |  |  | 0 | 100% | 65% |  | 100% | 65% |  | 100% | 65% |  | 100% | 65% |  | 100% | 90% |  | 100% | 90% |  | 100% | 90%
BRENTWOOD 21056512 | 0.00040549 | 0.6268 | 0.029238 | 0.0014881 | 0.030726 | 0.00016472 | 0.00076923 | 0.00066681 | 0% | 99% | 0 | 0% | 99% | 0 | 0% | 99% | 0 | 0% | 99% | 0 | 0% | 64.16% | 0 | 0% | 64.16% | 0 | 0% | 64.16% | 0 | 0% | 64.16% | 0 | 0.0014881 | 0% | 2.805% | 0 | 0% | 2.805% | 0 | 0% | 2.805% | 0 | 0% | 0.3228% | 0 | 0% | 0.3228% | 0 | 0% | 0.3228% | 0 | 0% | 0.6987% | 0 | 100% | 0.6987% | 0.00020428 | 0% | 0.6987% | 0 | 100% | 0.7298% | 0.00021339 | 0% | 0.7298% | 0 | 0% | 0.7298% | 0 | 0% | 5.229% | 0 | 0% | 5.229% | 0 | 0% | 5.229% | 0 | 0% | 0.4912% | 0 | 0% | 0.4912% | 0 | 0% | 0.4912% | 0 |  |  |  | 0% | 11.8% | 0 | 0% | 11.8% | 0 | 0% | 11.8% | 0 | 0% | 0.3667% | 0 | 0% | 0.3667% | 0 | 0% | 0.3667% | 0 | 0% | 100% | 0 | 0% | 100% | 0 | 0% | 100% | 0 | 0% | 100% | 0 |  |  | 0 |  |  | 0 |  |  | 0 | 100% | 65% |  | 100% | 65% |  | 100% | 65% |  | 100% | 65% |  | 100% | 90% |  | 100% | 90% |  | 100% | 90%
MONTE RIO 1113320 | 0.0010804 | 3.3592 | 0.80996 | 0 | 0.80996 | 0.035512 | 0.0076665 | 0.0012898 | 0% | 99% | 0 | 0% | 99% | 0 | 0% | 99% | 0 | 0% | 99% | 0 | 0% | 62.29% | 0 | 0% | 62.29% | 0 | 0% | 62.29% | 0 | 0% | 62.29% | 0 | 0 | 0% | 0.9692% | 0 | 0% | 0.9692% | 0 | 0% | 0.9692% | 0 | 0% | 0.09978% | 0 | 0% | 0.09978% | 0 | 0% | 0.09978% | 0 | 0% | 0.2657% | 0 | 0% | 0.2657% | 0 | 6.794% | 0.2657% | 0.00014623 | 0% | 0.2647% | 0 | 6.794% | 0.2647% | 0.00014566 | 93.21% | 0.2647% | 0.0019983 | 60.95% | 1.962% | 0.0096853 | 0% | 1.962% | 0 | 0% | 1.962% | 0 | 0% | 5.283% | 0 | 0% | 5.283% | 0 | 0% | 5.283% | 0 |  |  |  | 35% | 11.8% | 0.033451 | 0% | 11.8% | 0 | 0% | 11.8% | 0 | 0% | 0.3879% | 0 | 0% | 0.3879% | 0 | 0% | 0.3879% | 0 | 0% | 100% | 0 | 0% | 100% | 0 | 0% | 100% | 0 | 0% | 100% | 0 |  |  | 0 |  |  | 0 |  |  | 0 | 100% | 65% |  | 100% | 65% |  | 100% | 65% |  | 100% | 65% |  | 100% | 90% |  | 100% | 90% |  | 100% | 90%
ALTO 11201214 | 0.0003543 | 4.4562 | 0.57346 | 0 | 0.57346 | 0.012908 | 0.014837 | 0.0037534 | 0% | 99% | 0 | 0% | 99% | 0 | 0% | 99% | 0 | 0% | 99% | 0 | 0% | 63.19% | 0 | 0% | 63.19% | 0 | 0% | 63.19% | 0 | 0% | 63.19% | 0 | 0 | 16.67% | 2.826% | 0.0027009 | 0% | 2.826% | 0 | 0% | 2.826% | 0 | 0% | 0.3026% | 0 | 0% | 0.3026% | 0 | 0% | 0.3026% | 0 | 0% | 0.716% | 0 | 3.488% | 0.716% | 0.0001432 | 32.31% | 0.716% | 0.0013268 | 3.488% | 0.7342% | 0.00014685 | 32.31% | 0.7342% | 0.0013606 | 50.03% | 0.7342% | 0.0021064 | 13.67% | 5.332% | 0.0041795 | 0% | 5.332% | 0 | 0% | 5.332% | 0 | 0% | 2.252% | 0 | 0% | 2.252% | 0 | 0% | 2.252% | 0 |  |  |  | 0% | 11.8% | 0 | 12.75% | 11.8% | 0.0086246 | 0% | 11.8% | 0 | 0% | 0.3713% | 0 | 0% | 0.3713% | 0 | 0% | 0.3713% | 0 | 0% | 100% | 0 | 0% | 100% | 0 | 0% | 100% | 0 | 0% | 100% | 0 |  |  | 0 |  |  | 0 |  |  | 0 | 100% | 65% |  | 100% | 65% |  | 100% | 65% |  | 100% | 65% |  | 100% | 90% |  | 100% | 90% |  | 100% | 90%
MIRABEL 1102976908 | 0.0011459 | 1.1641 | 0.23725 | 0 | 0.23725 | 0.0083056 | 0.0036515 | 0.0010781 | 0% | 99% | 0 | 0% | 99% | 0 | 0% | 99% | 0 | 0% | 99% | 0 | 0% | 63.08% | 0 | 0% | 63.08% | 0 | 0% | 63.08% | 0 | 0% | 63.08% | 0 | 0 | 0% | 1.816% | 0 | 0% | 1.816% | 0 | 0% | 1.816% | 0 | 0% | 0.1985% | 0 | 0% | 0.1985% | 0 | 0% | 0.1985% | 0 | 0% | 0.4212% | 0 | 0% | 0.4212% | 0 | 64.62% | 0.4212% | 0.00064576 | 0% | 0.4423% | 0 | 64.62% | 0.4423% | 0.000678 | 35.38% | 0.4423% | 0.00037123 | 0% | 3.155% | 0 | 0% | 3.155% | 0 | 0% | 3.155% | 0 | 0% | 4.013% | 0 | 0% | 4.013% | 0 | 0% | 4.013% | 0 |  |  |  | 0% | 11.8% | 0 | 22.2% | 11.8% | 0.0062146 | 0% | 11.8% | 0 | 0% | 0.3842% | 0 | 0% | 0.3842% | 0 | 0% | 0.3842% | 0 | 0% | 100% | 0 | 0% | 100% | 0 | 0% | 100% | 0 | 0% | 100% | 0 |  |  | 0 |  |  | 0 |  |  | 0 | 100% | 65% |  | 100% | 65% |  | 100% | 65% |  | 100% | 65% |  | 100% | 90% |  | 100% | 90% |  | 100% | 90%
SAN JUSTO 110136902 | 0.00040578 | 13.5768 | 1.1201 | 0 | 1.1201 | 0.019873 | 0.029786 | 0.011887 | 0% | 99% | 0 | 0% | 99% | 0 | 0% | 99% | 0 | 0% | 99% | 0 | 0% | 62.88% | 0 | 0% | 62.88% | 0 | 0% | 62.88% | 0 | 0% | 62.88% | 0 | 0 | 0% | 2.841% | 0 | 0% | 2.841% | 0 | 0% | 2.841% | 0 | 0% | 0.3051% | 0 | 0% | 0.3051% | 0 | 0% | 0.3051% | 0 | 0% | 0.7289% | 0 | 72.47% | 0.7289% | 0.005917 | 26.18% | 0.7289% | 0.0021378 | 72.47% | 0.7438% | 0.0060373 | 26.18% | 0.7438% | 0.0021812 | 1.316% | 0.7438% | 0.00010965 | 0% | 5.418% | 0 | 0% | 5.418% | 0 | 0% | 5.418% | 0 | 0% | 1.903% | 0 | 0% | 1.903% | 0 | 0% | 1.903% | 0 |  |  |  | 0% | 11.8% | 0 | 29.44% | 11.8% | 0.038905 | 0% | 11.8% | 0 | 0% | 0.3686% | 0 | 0% | 0.3686% | 0 | 0% | 0.3686% | 0 | 0% | 100% | 0 | 0% | 100% | 0 | 0% | 100% | 0 | 0% | 100% | 0 |  |  | 0 |  |  | 0 |  |  | 0 | 100% | 65% |  | 100% | 65% |  | 100% | 65% |  | 100% | 65% |  | 100% | 90% |  | 100% | 90% |  | 100% | 90%
RINCON 1101576 | 0.00077783 | 3.6255 | 2.0586 | 8.596 | 10.6546 | 0.036673 | 0.055303 | 0.02119 | 0% | 99% | 0 | 0% | 99% | 0 | 0% | 99% | 0 | 0% | 99% | 0 | 0% | 63.64% | 0 | 0% | 63.64% | 0 | 0% | 63.64% | 0 | 0% | 63.64% | 0 | 8.596 | 100% | 2.972% | 0.061177 | 0% | 2.972% | 0 | 0% | 2.972% | 0 | 0% | 0.3278% | 0 | 0% | 0.3278% | 0 | 0% | 0.3278% | 0 | 0% | 0.7359% | 0 | 32.32% | 0.7359% | 0.0048953 | 31.66% | 0.7359% | 0.0047956 | 32.32% | 0.7786% | 0.0051798 | 32.92% | 0.7786% | 0.0052774 | 26.4% | 0.7786% | 0.0042318 | 0% | 5.546% | 0 | 0% | 5.546% | 0 | 0% | 5.546% | 0 | 0% | 1.776% | 0 | 0% | 1.776% | 0 | 0% | 1.776% | 0 |  |  |  | 4.872% | 11.8% | 0.011834 | 0% | 11.8% | 0 | 0% | 11.8% | 0 | 0% | 0.3744% | 0 | 0% | 0.3744% | 0 | 0% | 0.3744% | 0 | 0% | 100% | 0 | 0% | 100% | 0 | 0% | 100% | 0 | 0% | 100% | 0 |  |  | 0 |  |  | 0 |  |  | 0 | 100% | 65% |  | 100% | 65% |  | 100% | 65% |  | 100% | 65% |  | 100% | 90% |  | 100% | 90% |  | 100% | 90%
MIRABEL 1101116 | 0.001078 | 5.5322 | 1.2011 | 0 | 1.2011 | 0.049682 | 0.011826 | 0.004651 | 0% | 99% | 0 | 0% | 99% | 0 | 0% | 99% | 0 | 0% | 99% | 0 | 0% | 62.89% | 0 | 5.783% | 62.89% | 0.043689 | 0% | 62.89% | 0 | 0% | 62.89% | 0 | 0 | 0% | 1.022% | 0 | 0% | 1.022% | 0 | 0% | 1.022% | 0 | 0% | 0.1116% | 0 | 0% | 0.1116% | 0 | 0% | 0.1116% | 0 | 0% | 0.2685% | 0 | 0% | 0.2685% | 0 | 7.392% | 0.2685% | 0.00023837 | 0% | 0.2755% | 0 | 7.392% | 0.2755% | 0.00024464 | 92.61% | 0.2755% | 0.0030648 | 0% | 2.001% | 0 | 0% | 2.001% | 0 | 0% | 2.001% | 0 | 0% | 4.72% | 0 | 0% | 4.72% | 0 | 0% | 4.72% | 0 |  |  |  | 34.17% | 11.8% | 0.048436 | 0% | 11.8% | 0 | 0% | 11.8% | 0 | 0% | 0.3881% | 0 | 0% | 0.3881% | 0 | 0% | 0.3881% | 0 | 0% | 100% | 0 | 0% | 100% | 0 | 0% | 100% | 0 | 0% | 100% | 0 |  |  | 0 |  |  | 0 |  |  | 0 | 100% | 65% |  | 100% | 65% |  | 100% | 65% |  | 100% | 65% |  | 100% | 90% |  | 100% | 90% |  | 100% | 90%
WOODSIDE 11012299 | 0.0014298 | 2.6975 | 0.46182 | 0.10163 | 0.56344 | 0.014973 | 0.0085664 | 0.0018981 | 0% | 99% | 0 | 0% | 99% | 0 | 0% | 99% | 0 | 0% | 99% | 0 | 0% | 63.88% | 0 | 0% | 63.88% | 0 | 0% | 63.88% | 0 | 0% | 63.88% | 0 | 0.10163 | 0% | 2.024% | 0 | 0% | 2.024% | 0 | 0% | 2.024% | 0 | 0% | 0.2178% | 0 | 0% | 0.2178% | 0 | 0% | 0.2178% | 0 | 0% | 0.512% | 0 | 0% | 0.512% | 0 | 3.43% | 0.512% | 8.1097e-05 | 0% | 0.5299% | 0 | 3.43% | 0.5299% | 8.3935e-05 | 96.57% | 0.5299% | 0.0023632 | 33.22% | 3.825% | 0.0058687 | 0% | 3.825% | 0 | 27.07% | 3.825% | 0.0047814 | 0% | 3.028% | 0 | 0% | 3.028% | 0 | 0% | 3.028% | 0 |  |  |  | 0% | 11.8% | 0 | 14.27% | 11.8% | 0.0077753 | 0% | 11.8% | 0 | 0% | 0.3804% | 0 | 0% | 0.3804% | 0 | 0% | 0.3804% | 0 | 0% | 100% | 0 | 0% | 100% | 0 | 0% | 100% | 0 | 0% | 100% | 0 |  |  | 0 |  |  | 0 |  |  | 0.00032473 | 100% | 65% |  | 100% | 65% |  | 100% | 65% |  | 100% | 65% |  | 100% | 90% |  | 100% | 90% |  | 100% | 90%
PUTAH CREEK 110246012 | 0.00052598 | 0.52758 | 0.23708 | 0.21635 | 0.45343 | 0.0039473 | 0.0063477 | 0.0027639 | 0% | 99% | 0 | 0% | 99% | 0 | 0% | 99% | 0 | 0% | 99% | 0 | 34.65% | 63.18% | 0.051893 | 0% | 63.18% | 0 | 0% | 63.18% | 0 | 0% | 63.18% | 0 | 0.21635 | 0% | 2.407% | 0 | 0% | 2.407% | 0 | 0% | 2.407% | 0 | 0% | 0.2692% | 0 | 0% | 0.2692% | 0 | 0% | 0.2692% | 0 | 0% | 0.7143% | 0 | 0% | 0.7143% | 0 | 0.8869% | 0.7143% | 1.5018e-05 | 3.291% | 0.7164% | 5.5893e-05 | 92.6% | 0.7164% | 0.0015727 | 0% | 0.7164% | 0 | 9.123% | 5.292% | 0.0011446 | 0% | 5.292% | 0 | 0% | 5.292% | 0 | 0% | 1.43% | 0 | 0% | 1.43% | 0 | 0% | 1.43% | 0 |  |  |  | 24.63% | 11.8% | 0.0068897 | 0% | 11.8% | 0 | 0% | 11.8% | 0 | 0% | 0.3625% | 0 | 0% | 0.3625% | 0 | 0% | 0.3625% | 0 | 0% | 100% | 0 | 0% | 100% | 0 | 0% | 100% | 0 | 0% | 100% | 0 |  |  | 0 |  |  | 0 |  |  | 0 | 100% | 65% |  | 100% | 65% |  | 100% | 65% |  | 100% | 65% |  | 100% | 90% |  | 100% | 90% |  | 100% | 90%
WYANDOTTE 1110980944 | 0.00070123 | 10.7192 | 2.0742 | 0 | 2.0742 | 0.029718 | 0.061718 | 0.02294 | 0% | 99% | 0 | 35.32% | 99% | 0.72518 | 13.17% | 99% | 0.27044 | 0% | 99% | 0 | 0% | 62.85% | 0 | 0% | 62.85% | 0 | 0% | 62.85% | 0 | 0% | 62.85% | 0 | 0 | 0% | 2.979% | 0 | 0% | 2.979% | 0 | 0% | 2.979% | 0 | 0% | 0.3263% | 0 | 0% | 0.3263% | 0 | 0% | 0.3263% | 0 | 0% | 0.8102% | 0 | 0% | 0.8102% | 0 | 100% | 0.8102% | 0.016805 | 0% | 0.841% | 0 | 100% | 0.841% | 0.017444 | 0% | 0.841% | 0 | 0% | 6.077% | 0 | 0% | 6.077% | 0 | 0% | 6.077% | 0 | 0% | 1.451% | 0 | 0% | 1.451% | 0 | 0% | 1.451% | 0 |  |  |  | 0% | 11.8% | 0 | 0% | 11.8% | 0 | 0% | 11.8% | 0 | 0% | 0.3678% | 0 | 0% | 0.3678% | 0 | 0% | 0.3678% | 0 | 0% | 100% | 0 | 0% | 100% | 0 | 7.051% | 100% | 0.14624 | 0% | 100% | 0 |  |  | 0 |  |  | 0 |  |  | 0 | 100% | 65% |  | 100% | 65% |  | 100% | 65% |  | 100% | 65% |  | 100% | 90% |  | 100% | 90% |  | 100% | 90%
GARCIA 0401CB | 0.00093488 | 0.029025 | 0.0047713 | 0 | 0.0047713 | 0.0001449 | 0.0001003 | 1.841e-05 | 0% | 99% | 0 | 0% | 99% | 0 | 0% | 99% | 0 | 0% | 99% | 0 | 0% | 60.84% | 0 | 0% | 60.84% | 0 | 0% | 60.84% | 0 | 0% | 60.84% | 0 | 0 | 0% | 1.862% | 0 | 0% | 1.862% | 0 | 0% | 1.862% | 0 | 0% | 0.1961% | 0 | 0% | 0.1961% | 0 | 0% | 0.1961% | 0 | 0% | 0.5735% | 0 | 0% | 0.5735% | 0 | 100% | 0.5735% | 2.7365e-05 | 0% | 0.5608% | 0 | 100% | 0.5608% | 2.6758e-05 | 0% | 0.5608% | 0 | 0% | 4.217% | 0 | 0% | 4.217% | 0 | 0% | 4.217% | 0 | 0% | 3.824% | 0 | 0% | 3.824% | 0 | 0% | 3.824% | 0 |  |  |  | 0% | 11.8% | 0 | 0% | 11.8% | 0 | 0% | 11.8% | 0 | 0% | 0.3698% | 0 | 0% | 0.3698% | 0 | 0% | 0.3698% | 0 | 0% | 100% | 0 | 0% | 100% | 0 | 0% | 100% | 0 | 0% | 100% | 0 |  |  | 0 |  |  | 0 |  |  | 0 | 100% | 65% |  | 100% | 65% |  | 100% | 65% |  | 100% | 65% |  | 100% | 90% |  | 100% | 90% |  | 100% | 90%
ELK 1101CB | 0.00066228 | 0.0077088 | 0.0033801 | 0 | 0.0033801 | 5.2235e-05 | 0.00011071 | 2.3808e-05 | 0% | 99% | 0 | 0% | 99% | 0 | 0% | 99% | 0 | 0% | 99% | 0 | 0% | 59.14% | 0 | 0% | 59.14% | 0 | 0% | 59.14% | 0 | 0% | 59.14% | 0 | 0 | 0% | 2.594% | 0 | 0% | 2.594% | 0 | 0% | 2.594% | 0 | 0% | 0.2862% | 0 | 0% | 0.2862% | 0 | 0% | 0.2862% | 0 | 0% | 0.8754% | 0 | 100% | 0.8754% | 2.9588e-05 | 0% | 0.8754% | 0 | 100% | 0.8493% | 2.8706e-05 | 0% | 0.8493% | 0 | 0% | 0.8493% | 0 | 0% | 6.444% | 0 | 0% | 6.444% | 0 | 0% | 6.444% | 0 | 0% | 1.818% | 0 | 0% | 1.818% | 0 | 0% | 1.818% | 0 |  |  |  | 0% | 11.8% | 0 | 0% | 11.8% | 0 | 0% | 11.8% | 0 | 0% | 0.3498% | 0 | 0% | 0.3498% | 0 | 0% | 0.3498% | 0 | 0% | 100% | 0 | 0% | 100% | 0 | 0% | 100% | 0 | 0% | 100% | 0 |  |  | 0 |  |  | 0 |  |  | 0 | 100% | 65% |  | 100% | 65% |  | 100% | 65% |  | 100% | 65% |  | 100% | 90% |  | 100% | 90% |  | 100% | 90%
BRENTWOOD 210596324 | 0.00058947 | 0.49046 | 0.048135 | 0.0014881 | 0.049623 | 0.00020801 | 0.0015619 | 0.00088951 | 0% | 99% | 0 | 0% | 99% | 0 | 0% | 99% | 0 | 0% | 99% | 0 | 0% | 62.25% | 0 | 0% | 62.25% | 0 | 0% | 62.25% | 0 | 0% | 62.25% | 0 | 0.0014881 | 0% | 2.51% | 0 | 0% | 2.51% | 0 | 0% | 2.51% | 0 | 0% | 0.3098% | 0 | 0% | 0.3098% | 0 | 0% | 0.3098% | 0 | 0% | 0.8361% | 0 | 100% | 0.8361% | 0.00040245 | 0% | 0.8361% | 0 | 100% | 0.8586% | 0.00041328 | 0% | 0.8586% | 0 | 0% | 0.8586% | 0 | 0% | 6.269% | 0 | 0% | 6.269% | 0 | 0% | 6.269% | 0 | 0% | 0.3752% | 0 | 0% | 0.3752% | 0 | 0% | 0.3752% | 0 |  |  |  | 0% | 11.8% | 0 | 0% | 11.8% | 0 | 0% | 11.8% | 0 | 0% | 0.3543% | 0 | 0% | 0.3543% | 0 | 0% | 0.3543% | 0 | 0% | 100% | 0 | 0% | 100% | 0 | 0% | 100% | 0 | 0% | 100% | 0 |  |  | 0 |  |  | 0 |  |  | 0 | 100% | 65% |  | 100% | 65% |  | 100% | 65% |  | 100% | 65% |  | 100% | 90% |  | 100% | 90% |  | 100% | 90%
OREGON TRAIL 1103CUS391 | 0.00042577 | 0.022592 | 0.002173 | 0 | 0.002173 | 1.1385e-05 | 5.6478e-05 | 5.2193e-05 | 0% | 99% | 0 | 0% | 99% | 0 | 0% | 99% | 0 | 0% | 99% | 0 | 0% | 62.09% | 0 | 0% | 62.09% | 0 | 0% | 62.09% | 0 | 0% | 62.09% | 0 | 0 | 0% | 1.85% | 0 | 0% | 1.85% | 0 | 0% | 1.85% | 0 | 0% | 0.2211% | 0 | 0% | 0.2211% | 0 | 0% | 0.2211% | 0 | 0% | 0.6891% | 0 | 0% | 0.6891% | 0 | 0% | 0.6891% | 0 | 0% | 0.7046% | 0 | 0% | 0.7046% | 0 | 0% | 0.7046% | 0 | 0% | 5.187% | 0 | 0% | 5.187% | 0 | 0% | 5.187% | 0 | 0% | 0.4731% | 0 | 0% | 0.4731% | 0 | 0% | 0.4731% | 0 |  |  |  | 35% | 11.8% | 8.9743e-05 | 0% | 11.8% | 0 | 0% | 11.8% | 0 | 0% | 0.3653% | 0 | 0% | 0.3653% | 0 | 0% | 0.3653% | 0 | 0% | 100% | 0 | 0% | 100% | 0 | 0% | 100% | 0 | 0% | 100% | 0 |  |  | 0 |  |  | 0 |  |  | 0 | 100% | 65% |  | 100% | 65% |  | 100% | 65% |  | 100% | 65% |  | 100% | 90% |  | 100% | 90% |  | 100% | 90%
SAN RAFAEL 11081457 | 0.0019918 | 1.6417 | 0.23741 | 0 | 0.23741 | 0.0072528 | 0.0047775 | 0.0012479 | 0% | 99% | 0 | 0% | 99% | 0 | 0% | 99% | 0 | 0% | 99% | 0 | 0% | 63.14% | 0 | 0% | 63.14% | 0 | 0% | 63.14% | 0 | 0% | 63.14% | 0 | 0 | 0% | 1.95% | 0 | 0% | 1.95% | 0 | 0% | 1.95% | 0 | 0% | 0.2052% | 0 | 0% | 0.2052% | 0 | 0% | 0.2052% | 0 | 0% | 0.5462% | 0 | 0% | 0.5462% | 0 | 0% | 0.5462% | 0 | 0% | 0.5385% | 0 | 0% | 0.5385% | 0 | 99.81% | 0.5385% | 0.001276 | 58.05% | 4.02% | 0.0055397 | 41.9% | 4.02% | 0.0039985 | 0% | 4.02% | 0 | 0% | 2.813% | 0 | 0% | 2.813% | 0 | 0% | 2.813% | 0 |  |  |  | 0% | 11.8% | 0 | 34.6% | 11.8% | 0.009694 | 0% | 11.8% | 0 | 55.56% | 0.3731% | 0.00049209 | 0% | 0.3731% | 0 | 0% | 0.3731% | 0 | 0% | 100% | 0 | 0% | 100% | 0 | 0% | 100% | 0 | 0% | 100% | 0 |  |  | 0 |  |  | 0.00010481 |  |  | 0 | 100% | 65% |  | 100% | 65% |  | 100% | 65% |  | 100% | 65% |  | 100% | 90% |  | 100% | 90% |  | 100% | 90%
RESERVATION ROAD 1102CB | 0.00034569 | 8.0979 | 1.8241 | 3.573 | 5.3971 | 0.013795 | 0.060145 | 0.028322 | 0% | 99% | 0 | 0% | 99% | 0 | 0% | 99% | 0 | 0% | 99% | 0 | 0% | 62.85% | 0 | 0% | 62.85% | 0 | 0% | 62.85% | 0 | 0% | 62.85% | 0 | 3.573 | 66.67% | 3.345% | 0.040679 | 0% | 3.345% | 0 | 0% | 3.345% | 0 | 0% | 0.3651% | 0 | 0% | 0.3651% | 0 | 0% | 0.3651% | 0 | 0% | 0.8857% | 0 | 2.977% | 0.8857% | 0.00048093 | 75.47% | 0.8857% | 0.012193 | 2.977% | 0.9165% | 0.00049767 | 75.47% | 0.9165% | 0.012618 | 19.96% | 0.9165% | 0.0033363 | 68.69% | 6.63% | 0.083083 | 0% | 6.63% | 0 | 13.8% | 6.63% | 0.01669 | 0% | 0.6735% | 0 | 0% | 0.6735% | 0 | 0% | 0.6735% | 0 |  |  |  | 0% | 11.8% | 0 | 0% | 11.8% | 0 | 0% | 11.8% | 0 | 0% | 0.3649% | 0 | 0% | 0.3649% | 0 | 0% | 0.3649% | 0 | 0% | 100% | 0 | 0% | 100% | 0 | 0% | 100% | 0 | 0% | 100% | 0 |  |  | 0 |  |  | 0 |  |  | 0.0030808 | 100% | 65% |  | 100% | 65% |  | 100% | 65% |  | 100% | 65% |  | 100% | 90% |  | 100% | 90% |  | 100% | 90%
WOODSIDE 1104520832 | 0.00097946 | 7.049 | 1.4289 | 0 | 1.4289 | 0.044146 | 0.03055 | 0.0054692 | 0% | 99% | 0 | 0% | 99% | 0 | 0% | 99% | 0 | 0% | 99% | 0 | 0% | 62.79% | 0 | 0% | 62.79% | 0 | 0% | 62.79% | 0 | 0% | 62.79% | 0 | 0 | 0% | 2.236% | 0 | 0% | 2.236% | 0 | 0% | 2.236% | 0 | 0% | 0.2385% | 0 | 0% | 0.2385% | 0 | 0% | 0.2385% | 0 | 0% | 0.5772% | 0 | 68.78% | 0.5772% | 0.0056726 | 3.748% | 0.5772% | 0.00030912 | 68.78% | 0.585% | 0.0057501 | 3.748% | 0.585% | 0.00031334 | 26.18% | 0.585% | 0.002189 | 29.3% | 4.282% | 0.01793 | 18.63% | 4.282% | 0.0114 | 0% | 4.282% | 0 | 0% | 2.879% | 0 | 0% | 2.879% | 0 | 0% | 2.879% | 0 |  |  |  | 0% | 11.8% | 0 | 24.64% | 11.8% | 0.041552 | 0% | 11.8% | 0 | 0% | 0.3749% | 0 | 0% | 0.3749% | 0 | 0% | 0.3749% | 0 | 0% | 100% | 0 | 0% | 100% | 0 | 0% | 100% | 0 | 0% | 100% | 0 |  |  | 0 |  |  | 0.0048429 |  |  | 0 | 100% | 65% |  | 100% | 65% |  | 100% | 65% |  | 100% | 65% |  | 100% | 90% |  | 100% | 90% |  | 100% | 90%
SAN MIGUEL 1106428314 | 0.00020868 | 14.8985 | 0.74335 | 0.038218 | 0.78156 | 0.0030795 | 0.021762 | 0.016889 | 0% | 99% | 0 | 0% | 99% | 0 | 0% | 99% | 0 | 0% | 99% | 0 | 0% | 63.5% | 0 | 0% | 63.5% | 0 | 0% | 63.5% | 0 | 0% | 63.5% | 0 | 0.038218 | 0% | 2.726% | 0 | 0% | 2.726% | 0 | 0% | 2.726% | 0 | 0% | 0.3081% | 0 | 0% | 0.3081% | 0 | 0% | 0.3081% | 0 | 0% | 0.7614% | 0 | 0% | 0.7614% | 0 | 66.83% | 0.7614% | 0.0037828 | 0% | 0.7669% | 0 | 74.36% | 0.7669% | 0.0042394 | 25.45% | 0.7669% | 0.0014509 | 20.87% | 5.641% | 0.0087509 | 0% | 5.641% | 0 | 0% | 5.641% | 0 | 0% | 0.4707% | 0 | 0% | 0.4707% | 0 | 0% | 0.4707% | 0 |  |  |  | 0% | 11.8% | 0 | 28.08% | 11.8% | 0.024629 | 0% | 11.8% | 0 | 0% | 0.3594% | 0 | 0% | 0.3594% | 0 | 0% | 0.3594% | 0 | 0.2241% | 100% | 0.0016662 | 0% | 100% | 0 | 0% | 100% | 0 | 0% | 100% | 0 |  |  | 0 |  |  | 0 |  |  | 0 | 100% | 65% |  | 100% | 65% |  | 100% | 65% |  | 100% | 65% |  | 100% | 90% |  | 100% | 90% |  | 100% | 90%
BIG BASIN 110212992 | 0.0019059 | 18.0112 | 5.2618 | 1.0032 | 6.265 | 0.21019 | 0.075199 | 0.010578 | 0% | 99% | 0 | 0% | 99% | 0 | 0% | 99% | 0 | 0% | 99% | 0 | 0% | 62.89% | 0 | 0% | 62.89% | 0 | 0% | 62.89% | 0 | 0% | 62.89% | 0 | 1.0032 | 27.27% | 1.68% | 0.024113 | 0% | 1.68% | 0 | 0% | 1.68% | 0 | 0% | 0.1802% | 0 | 0% | 0.1802% | 0 | 0% | 0.1802% | 0 | 0% | 0.3897% | 0 | 0% | 0.3897% | 0 | 86.07% | 0.3897% | 0.017647 | 0% | 0.4108% | 0 | 86.07% | 0.4108% | 0.018602 | 13.65% | 0.4108% | 0.0029496 | 27.76% | 2.925% | 0.042734 | 11.49% | 2.925% | 0.017693 | 10.62% | 2.925% | 0.01634 | 0% | 4.671% | 0 | 0% | 4.671% | 0 | 0% | 4.671% | 0 |  |  |  | 0% | 11.8% | 0 | 24.25% | 11.8% | 0.15059 | 0% | 11.8% | 0 | 0% | 0.3873% | 0 | 0% | 0.3873% | 0 | 0% | 0.3873% | 0 | 0% | 100% | 0 | 0% | 100% | 0 | 0% | 100% | 0 | 0% | 100% | 0 |  |  | 0 |  |  | 0.0032616 |  |  | 0.0026034 | 100% | 65% |  | 100% | 65% |  | 100% | 65% |  | 100% | 65% |  | 100% | 90% |  | 100% | 90% |  | 100% | 90%
WILLOW CREEK 1101729000 | 0.00054867 | 6.9251 | 0.76086 | 0.01229 | 0.77315 | 0.018131 | 0.020492 | 0.0041784 | 0% | 99% | 0 | 0% | 99% | 0 | 0% | 99% | 0 | 0% | 99% | 0 | 0% | 62.17% | 0 | 0% | 62.17% | 0 | 0% | 62.17% | 0 | 0% | 62.17% | 0 | 0.01229 | 0% | 3.38% | 0 | 0% | 3.38% | 0 | 0% | 3.38% | 0 | 0% | 0.3631% | 0 | 0% | 0.3631% | 0 | 0% | 0.3631% | 0 | 0% | 0.729% | 0 | 0% | 0.729% | 0 | 90.48% | 0.729% | 0.0050182 | 0% | 0.7744% | 0 | 90.48% | 0.7744% | 0.0053311 | 9.524% | 0.7744% | 0.00056117 | 0% | 5.476% | 0 | 0% | 5.476% | 0 | 0% | 5.476% | 0 | 0% | 2.851% | 0 | 0% | 2.851% | 0 | 0% | 2.851% | 0 |  |  |  | 26.25% | 11.8% | 0.023566 | 0% | 11.8% | 0 | 0% | 11.8% | 0 | 0% | 0.3771% | 0 | 0% | 0.3771% | 0 | 0% | 0.3771% | 0 | 0% | 100% | 0 | 0% | 100% | 0 | 0% | 100% | 0 | 0% | 100% | 0 |  |  | 0 |  |  | 0 |  |  | 0 | 100% | 65% |  | 100% | 65% |  | 100% | 65% |  | 100% | 65% |  | 100% | 90% |  | 100% | 90% |  | 100% | 90%
STELLING 110913228 | 0.00032066 | 0 | 1.1069 | 0 | 1.1069 | 0.023865 | 0.026254 | 0.01222 | 0% | 99% | 0 | 0% | 99% | 0 | 0% | 99% | 0 | 0% | 99% | 0 | 0% | 64.82% | 0 | 0% | 64.82% | 0 | 0% | 64.82% | 0 | 0% | 64.82% | 0 | 0 | 100% | 2.215% | 0.02452 | 0% | 2.215% | 0 | 0% | 2.215% | 0 | 0% | 0.242% | 0 | 0% | 0.242% | 0 | 0% | 0.242% | 0 | 0% | 0.6382% | 0 | 0% | 0.6382% | 0 | 80.08% | 0.6382% | 0.0056574 | 2.643% | 0.6562% | 0.00019197 | 80.08% | 0.6562% | 0.0058171 | 16.56% | 0.6562% | 0.001203 | 0.6481% | 4.774% | 0.00034249 | 0% | 4.774% | 0 | 0% | 4.774% | 0 | 0% | 1.717% | 0 | 0% | 1.717% | 0 | 0% | 1.717% | 0 |  |  |  | 0% | 11.8% | 0 | 0% | 11.8% | 0 | 0% | 11.8% | 0 | 0% | 0.3737% | 0 | 0% | 0.3737% | 0 | 0% | 0.3737% | 0 | 0% | 100% | 0 | 0% | 100% | 0 | 0% | 100% | 0 | 0% | 100% | 0 |  |  | 0 |  |  | 0 |  |  | 0 |  |  |  |  | 65% |  |  | 65% |  | 100% | 65%
BIG BASIN 1101CB | 0.0014579 | 4.8959 | 1.3071 | 0.10872 | 1.4158 | 0.041795 | 0.028486 | 0.0033502 | 0% | 99% | 0 | 0% | 99% | 0 | 0% | 99% | 0 | 0% | 99% | 0 | 0% | 62.82% | 0 | 0% | 62.82% | 0 | 0% | 62.82% | 0 | 0% | 62.82% | 0 | 0.10872 | 0% | 2.547% | 0 | 0% | 2.547% | 0 | 0% | 2.547% | 0 | 0% | 0.2792% | 0 | 0% | 0.2792% | 0 | 0% | 0.2792% | 0 | 0% | 0.5828% | 0 | 0% | 0.5828% | 0 | 49.42% | 0.5828% | 0.0037651 | 0% | 0.6192% | 0 | 49.42% | 0.6192% | 0.004 | 48.39% | 0.6192% | 0.0039164 | 45.39% | 4.386% | 0.026021 | 29.83% | 4.386% | 0.017102 | 2.754% | 4.386% | 0.0015787 | 0% | 3.639% | 0 | 0% | 3.639% | 0 | 0% | 3.639% | 0 |  |  |  | 0% | 11.8% | 0 | 0% | 11.8% | 0 | 0% | 11.8% | 0 | 0% | 0.3805% | 0 | 0% | 0.3805% | 0 | 0% | 0.3805% | 0 | 0% | 100% | 0 | 0% | 100% | 0 | 0% | 100% | 0 | 0% | 100% | 0 |  |  | 0 |  |  | 0 |  |  | 0 | 100% | 65% |  | 100% | 65% |  | 100% | 65% |  | 100% | 65% |  | 100% | 90% |  | 100% | 90% |  | 100% | 90%
TEMPLETON 2113A20 | 0.00028757 | 7.5489 | 0.74005 | 0 | 0.74005 | 0.0065607 | 0.021716 | 0.013419 | 0% | 99% | 0 | 0% | 99% | 0 | 0% | 99% | 0 | 0% | 99% | 0 | 0% | 63.37% | 0 | 0% | 63.37% | 0 | 0% | 63.37% | 0 | 0% | 63.37% | 0 | 0 | 0% | 2.037% | 0 | 0% | 2.037% | 0 | 0% | 2.037% | 0 | 0% | 0.2555% | 0 | 0% | 0.2555% | 0 | 0% | 0.2555% | 0 | 0% | 0.7449% | 0 | 53.95% | 0.7449% | 0.002974 | 44.85% | 0.7449% | 0.0024727 | 54.21% | 0.7711% | 0.0030933 | 44.85% | 0.7711% | 0.0025596 | 0% | 0.7711% | 0 | 0% | 5.616% | 0 | 0% | 5.616% | 0 | 0% | 5.616% | 0 | 0% | 0.8792% | 0 | 0% | 0.8792% | 0 | 0% | 0.8792% | 0 |  |  |  | 0% | 11.8% | 0 | 0% | 11.8% | 0 | 0% | 11.8% | 0 | 0% | 0.3611% | 0 | 0% | 0.3611% | 0 | 0% | 0.3611% | 0 | 0% | 100% | 0 | 0% | 100% | 0 | 0% | 100% | 0 | 0% | 100% | 0 |  |  | 0 |  |  | 0 |  |  | 0 | 100% | 65% |  | 100% | 65% |  | 100% | 65% |  | 100% | 65% |  | 100% | 90% |  | 100% | 90% |  | 100% | 90%
GARBERVILLE 110256048 | 0.00080077 | 4.9603 | 0.80868 | 0.0061449 | 0.81482 | 0.030738 | 0.011996 | 0.0028832 | 0% | 99% | 0 | 0% | 99% | 0 | 0% | 99% | 0 | 0% | 99% | 0 | 0% | 61.1% | 0 | 0% | 61.1% | 0 | 0% | 61.1% | 0 | 0% | 61.1% | 0 | 0.0061449 | 100% | 1.621% | 0.013105 | 0% | 1.621% | 0 | 0% | 1.621% | 0 | 0% | 0.1765% | 0 | 0% | 0.1765% | 0 | 0% | 0.1765% | 0 | 0% | 0.3953% | 0 | 100% | 0.3953% | 0.0031968 | 0% | 0.3953% | 0 | 100% | 0.408% | 0.0032991 | 0% | 0.408% | 0 | 0% | 0.408% | 0 | 0% | 2.948% | 0 | 0% | 2.948% | 0 | 0% | 2.948% | 0 | 0% | 5.24% | 0 | 0% | 5.24% | 0 | 0% | 5.24% | 0 |  |  |  | 33.62% | 11.8% | 0.032081 | 0% | 11.8% | 0 | 0% | 11.8% | 0 | 0% | 0.3835% | 0 | 0% | 0.3835% | 0 | 0% | 0.3835% | 0 | 0% | 100% | 0 | 0% | 100% | 0 | 0% | 100% | 0 | 0% | 100% | 0 |  |  | 2.7548e-05 |  |  | 0 |  |  | 0 | 100% | 65% |  | 100% | 65% |  | 100% | 65% |  | 100% | 65% |  | 100% | 90% |  | 100% | 90% |  | 100% | 90%
GARBERVILLE 11022010 | 0.00069128 | 7.149 | 1.006 | 0.034821 | 1.0408 | 0.033257 | 0.017326 | 0.0061941 | 0% | 99% | 0 | 0% | 99% | 0 | 0% | 99% | 0 | 0% | 99% | 0 | 0% | 61.9% | 0 | 0% | 61.9% | 0 | 0% | 61.9% | 0 | 0% | 61.9% | 0 | 0.034821 | 100% | 1.592% | 0.016012 | 0% | 1.592% | 0 | 0% | 1.592% | 0 | 0% | 0.1851% | 0 | 0% | 0.1851% | 0 | 0% | 0.1851% | 0 | 0% | 0.4465% | 0 | 97.58% | 0.4465% | 0.0043827 | 0% | 0.4465% | 0 | 97.58% | 0.4666% | 0.0045803 | 0% | 0.4666% | 0 | 0% | 0.4666% | 0 | 40.8% | 3.357% | 0.013781 | 0% | 3.357% | 0 | 0% | 3.357% | 0 | 0% | 3.976% | 0 | 0% | 3.976% | 0 | 0% | 3.976% | 0 |  |  |  | 0% | 11.8% | 0 | 35% | 11.8% | 0.041547 | 0% | 11.8% | 0 | 0% | 0.3801% | 0 | 0% | 0.3801% | 0 | 0% | 0.3801% | 0 | 0% | 100% | 0 | 0% | 100% | 0 | 0% | 100% | 0 | 0% | 100% | 0 |  |  | 0 |  |  | 0 |  |  | 0 | 100% | 65% |  | 100% | 65% |  | 100% | 65% |  | 100% | 65% |  | 100% | 90% |  | 100% | 90% |  | 100% | 90%
GRASS VALLEY 1101750804 | 0.00085976 | 0.31834 | 0.05266 | 0.020308 | 0.072968 | 0.0015182 | 0.0010304 | 0.00042911 | 0% | 99% | 0 | 0% | 99% | 0 | 0% | 99% | 0 | 0% | 99% | 0 | 0% | 62.3% | 0 | 0% | 62.3% | 0 | 0% | 62.3% | 0 | 0% | 62.3% | 0 | 0.020308 | 0% | 1.653% | 0 | 0% | 1.653% | 0 | 0% | 1.653% | 0 | 0% | 0.1852% | 0 | 0% | 0.1852% | 0 | 0% | 0.1852% | 0 | 0% | 0.5165% | 0 | 100% | 0.5165% | 0.00027201 | 0% | 0.5165% | 0 | 100% | 0.5237% | 0.00027581 | 0% | 0.5237% | 0 | 0% | 0.5237% | 0 | 66.2% | 3.852% | 0.001343 | 33.8% | 3.852% | 0.00068563 | 0% | 3.852% | 0 | 0% | 2.957% | 0 | 0% | 2.957% | 0 | 0% | 2.957% | 0 |  |  |  | 0% | 11.8% | 0 | 0% | 11.8% | 0 | 0% | 11.8% | 0 | 0% | 0.3755% | 0 | 0% | 0.3755% | 0 | 0% | 0.3755% | 0 | 0% | 100% | 0 | 0% | 100% | 0 | 0% | 100% | 0 | 0% | 100% | 0 |  |  | 0 |  |  | 0 |  |  | 0 | 100% | 65% |  | 100% | 65% |  | 100% | 65% |  | 100% | 65% |  | 100% | 90% |  | 100% | 90% |  | 100% | 90%
BUCKS CREEK 1103338520 | 0.00045821 | 11.5781 | 0.89515 | 4.1514 | 5.0465 | 0.018296 | 0.029956 | 0.0023942 | 0% | 99% | 0 | 0% | 99% | 0 | 0% | 99% | 0 | 0% | 99% | 0 | 0% | 61.77% | 0 | 0% | 61.77% | 0 | 0% | 61.77% | 0 | 0% | 61.77% | 0 | 4.1514 | 50% | 4.089% | 0.0183 | 0% | 4.089% | 0 | 0% | 4.089% | 0 | 100% | 0.4213% | 0.0037716 | 0% | 0.4213% | 0 | 0% | 0.4213% | 0 | 0% | 0.9183% | 0 | 0% | 0.9183% | 0 | 25.56% | 0.9183% | 0.0021015 | 0% | 0.9524% | 0 | 25.56% | 0.9524% | 0.0021796 | 74.05% | 0.9524% | 0.0063135 | 26.56% | 6.847% | 0.01628 | 5.871% | 6.847% | 0.003598 | 0% | 6.847% | 0 | 0% | 2.457% | 0 | 0% | 2.457% | 0 | 0% | 2.457% | 0 |  |  |  | 0% | 11.8% | 0 | 34.89% | 11.8% | 0.036852 | 0% | 11.8% | 0 | 0% | 0.3703% | 0 | 0% | 0.3703% | 0 | 0% | 0.3703% | 0 | 0% | 100% | 0 | 0% | 100% | 0 | 0% | 100% | 0 | 0% | 100% | 0 |  |  | 0 |  |  | 0 |  |  | 0 | 100% | 65% |  | 100% | 65% |  | 100% | 65% |  | 100% | 65% |  | 100% | 90% |  | 100% | 90% |  | 100% | 90%
ROB ROY 2104974520 | 0.0013741 | 6.6088 | 4.8829 | 0 | 4.8829 | 0.20473 | 0.059876 | 0.011734 | 0% | 99% | 0 | 0% | 99% | 0 | 0% | 99% | 0 | 0% | 99% | 0 | 0% | 62.72% | 0 | 0% | 62.72% | 0 | 0% | 62.72% | 0 | 0% | 62.72% | 0 | 0 | 0% | 1.445% | 0 | 0% | 1.445% | 0 | 0% | 1.445% | 0 | 0% | 0.1541% | 0 | 0% | 0.1541% | 0 | 0% | 0.1541% | 0 | 0% | 0.3327% | 0 | 0% | 0.3327% | 0 | 62.23% | 0.3327% | 0.010109 | 0% | 0.35% | 0 | 62.23% | 0.35% | 0.010636 | 35.46% | 0.35% | 0.0060608 | 30.04% | 2.495% | 0.036591 | 4.407% | 2.495% | 0.0053686 | 11.75% | 2.495% | 0.014314 | 0% | 5.115% | 0 | 0% | 5.115% | 0 | 0% | 5.115% | 0 |  |  |  | 0% | 11.8% | 0 | 0% | 11.8% | 0 | 0% | 11.8% | 0 | 0% | 0.389% | 0 | 0% | 0.389% | 0 | 0% | 0.389% | 0 | 0% | 100% | 0 | 0% | 100% | 0 | 0% | 100% | 0 | 0% | 100% | 0 |  |  | 0 |  |  | 0 |  |  | 0.0006707 | 100% | 65% |  | 100% | 65% |  | 100% | 65% |  | 100% | 65% |  | 100% | 90% |  | 100% | 90% |  | 100% | 90%
COARSEGOLD 21045525 | 0.00038006 | 14.004 | 0.89963 | 0.61988 | 1.5195 | 0.014731 | 0.023089 | 0.013173 | 0% | 99% | 0 | 0% | 99% | 0 | 0% | 99% | 0 | 0% | 99% | 0 | 0% | 63.73% | 0 | 0% | 63.73% | 0 | 0% | 63.73% | 0 | 0% | 63.73% | 0 | 0.61988 | 0% | 2.085% | 0 | 0% | 2.085% | 0 | 0% | 2.085% | 0 | 0% | 0.229% | 0 | 0% | 0.229% | 0 | 0% | 0.229% | 0 | 0% | 0.6738% | 0 | 1.701% | 0.6738% | 0.00010313 | 77.79% | 0.6738% | 0.0047155 | 1.701% | 0.6789% | 0.00010391 | 77.79% | 0.6789% | 0.004751 | 13.96% | 0.6789% | 0.00085287 | 30.94% | 5.012% | 0.01395 | 0% | 5.012% | 0 | 0% | 5.012% | 0 | 0% | 1.654% | 0 | 0% | 1.654% | 0 | 0% | 1.654% | 0 |  |  |  | 0% | 11.8% | 0 | 0% | 11.8% | 0 | 0% | 11.8% | 0 | 0% | 0.3663% | 0 | 0% | 0.3663% | 0 | 0% | 0.3663% | 0 | 0% | 100% | 0 | 0% | 100% | 0 | 0% | 100% | 0 | 0% | 100% | 0 |  |  | 0 |  |  | 0 |  |  | 0 | 100% | 65% |  | 100% | 65% |  | 100% | 65% |  | 100% | 65% |  | 100% | 90% |  | 100% | 90% |  | 100% | 90%
DIVIDE 1103567884 | 0.00036241 | 3.5341 | 0.18825 | 0 | 0.18825 | 0.0015138 | 0.0073138 | 0.0018467 | 0% | 99% | 0 | 0% | 99% | 0 | 0% | 99% | 0 | 0% | 99% | 0 | 0% | 61.75% | 0 | 0% | 61.75% | 0 | 0% | 61.75% | 0 | 0% | 61.75% | 0 | 0 | 0% | 3.686% | 0 | 0% | 3.686% | 0 | 0% | 3.686% | 0 | 0% | 0.4% | 0 | 0% | 0.4% | 0 | 0% | 0.4% | 0 | 0% | 1.04% | 0 | 0% | 1.04% | 0 | 0% | 1.04% | 0 | 0% | 1.063% | 0 | 0% | 1.063% | 0 | 96.58% | 1.063% | 0.0019334 | 15.01% | 7.761% | 0.0021929 | 0% | 7.761% | 0 | 0% | 7.761% | 0 | 0% | 0.7544% | 0 | 0% | 0.7544% | 0 | 0% | 0.7544% | 0 |  |  |  | 0% | 11.8% | 0 | 29.92% | 11.8% | 0.0066468 | 0% | 11.8% | 0 | 0% | 0.3569% | 0 | 0% | 0.3569% | 0 | 0% | 0.3569% | 0 | 0% | 100% | 0 | 0% | 100% | 0 | 0% | 100% | 0 | 0% | 100% | 0 |  |  | 0 |  |  | 0 |  |  | 0 | 100% | 65% |  | 100% | 65% |  | 100% | 65% |  | 100% | 65% |  | 100% | 90% |  | 100% | 90% |  | 100% | 90%
FITCH MOUNTAIN 1113482752 | 0.00071778 | 1.8278 | 0.2459 | 0 | 0.2459 | 0.0070802 | 0.0051579 | 0.0017199 | 0% | 99% | 0 | 0% | 99% | 0 | 0% | 99% | 0 | 0% | 99% | 0 | 0% | 62.86% | 0 | 0% | 62.86% | 0 | 0% | 62.86% | 0 | 0% | 62.86% | 0 | 0 | 100% | 2.17% | 0.0053359 | 0% | 2.17% | 0 | 0% | 2.17% | 0 | 0% | 0.2413% | 0 | 0% | 0.2413% | 0 | 0% | 0.2413% | 0 | 0% | 0.5467% | 0 | 100% | 0.5467% | 0.0013444 | 0% | 0.5467% | 0 | 100% | 0.5622% | 0.0013824 | 0% | 0.5622% | 0 | 0% | 0.5622% | 0 | 0% | 4.071% | 0 | 0% | 4.071% | 0 | 0% | 4.071% | 0 | 0% | 3.137% | 0 | 0% | 3.137% | 0 | 0% | 3.137% | 0 |  |  |  | 34.14% | 11.8% | 0.0099053 | 0% | 11.8% | 0 | 0% | 11.8% | 0 | 0% | 0.3752% | 0 | 0% | 0.3752% | 0 | 0% | 0.3752% | 0 | 0% | 100% | 0 | 0% | 100% | 0 | 0% | 100% | 0 | 0% | 100% | 0 |  |  | 0 |  |  | 0 |  |  | 0 | 100% | 65% |  | 100% | 65% |  | 100% | 65% |  | 100% | 65% |  | 100% | 90% |  | 100% | 90% |  | 100% | 90%
GARBERVILLE 1101323694 | 0.00047328 | 6.4019 | 0.65497 | 0.0040966 | 0.65907 | 0.02713 | 0.0075046 | 0.0025695 | 0% | 99% | 0 | 0% | 99% | 0 | 0% | 99% | 0 | 0% | 99% | 0 | 0% | 61.13% | 0 | 0% | 61.13% | 0 | 0% | 61.13% | 0 | 0% | 61.13% | 0 | 0.0040966 | 0% | 1.294% | 0 | 0% | 1.294% | 0 | 0% | 1.294% | 0 | 0% | 0.1408% | 0 | 0% | 0.1408% | 0 | 0% | 0.1408% | 0 | 0% | 0.3049% | 0 | 97.84% | 0.3049% | 0.0019539 | 0% | 0.3049% | 0 | 97.84% | 0.3173% | 0.0020335 | 0% | 0.3173% | 0 | 0% | 0.3173% | 0 | 0% | 2.278% | 0 | 0% | 2.278% | 0 | 0% | 2.278% | 0 | 0% | 5.763% | 0 | 0% | 5.763% | 0 | 0% | 5.763% | 0 |  |  |  | 0% | 11.8% | 0 | 35% | 11.8% | 0.02705 | 0% | 11.8% | 0 | 0% | 0.3878% | 0 | 0% | 0.3878% | 0 | 0% | 0.3878% | 0 | 0% | 100% | 0 | 0% | 100% | 0 | 0% | 100% | 0 | 0% | 100% | 0 |  |  | 0 |  |  | 0 |  |  | 0 | 100% | 65% |  | 100% | 65% |  | 100% | 65% |  | 100% | 65% |  | 100% | 90% |  | 100% | 90% |  | 100% | 90%
OTTER 11022012 | 0.00027051 | 9.0803 | 0.67211 | 0.046568 | 0.71868 | 0.0067039 | 0.026606 | 0.0048961 | 0% | 99% | 0 | 0% | 99% | 0 | 0% | 99% | 0 | 0% | 99% | 0 | 0% | 62.71% | 0 | 0% | 62.71% | 0 | 0% | 62.71% | 0 | 0% | 62.71% | 0 | 0.046568 | 0% | 4.718% | 0 | 0% | 4.718% | 0 | 0% | 4.718% | 0 | 0% | 0.5054% | 0 | 0% | 0.5054% | 0 | 0% | 0.5054% | 0 | 0% | 1.062% | 0 | 0% | 1.062% | 0 | 67.26% | 1.062% | 0.0048006 | 0% | 1.121% | 0 | 67.26% | 1.121% | 0.0050663 | 32.74% | 1.121% | 0.0024657 | 0% | 7.972% | 0 | 0% | 7.972% | 0 | 0% | 7.972% | 0 | 0% | 1.036% | 0 | 0% | 1.036% | 0 | 0% | 1.036% | 0 |  |  |  | 0% | 11.8% | 0 | 34.09% | 11.8% | 0.027037 | 0% | 11.8% | 0 | 0% | 0.3662% | 0 | 0% | 0.3662% | 0 | 0% | 0.3662% | 0 | 0% | 100% | 0 | 0% | 100% | 0 | 0% | 100% | 0 | 0% | 100% | 0 |  |  | 0 |  |  | 0 |  |  | 0 | 100% | 65% |  | 100% | 65% |  | 100% | 65% |  | 100% | 65% |  | 100% | 90% |  | 100% | 90% |  | 100% | 90%
MONTE RIO 1113202 | 0.0011425 | 6.0854 | 1.1471 | 0 | 1.1471 | 0.046829 | 0.014786 | 0.0036618 | 0% | 99% | 0 | 0% | 99% | 0 | 0% | 99% | 0 | 0% | 99% | 0 | 0% | 62.97% | 0 | 0% | 62.97% | 0 | 0% | 62.97% | 0 | 0% | 62.97% | 0 | 0 | 50% | 1.422% | 0.0081571 | 0% | 1.422% | 0 | 0% | 1.422% | 0 | 0% | 0.1535% | 0 | 0% | 0.1535% | 0 | 0% | 0.1535% | 0 | 0% | 0.3446% | 0 | 0% | 0.3446% | 0 | 35.97% | 0.3446% | 0.001422 | 0% | 0.3603% | 0 | 35.97% | 0.3603% | 0.0014869 | 64.03% | 0.3603% | 0.0026466 | 55.11% | 2.582% | 0.016321 | 0% | 2.582% | 0 | 5.721% | 2.582% | 0.0016941 | 0% | 4.59% | 0 | 0% | 4.59% | 0 | 0% | 4.59% | 0 |  |  |  | 35% | 11.8% | 0.047376 | 0% | 11.8% | 0 | 0% | 11.8% | 0 | 0% | 0.3874% | 0 | 0% | 0.3874% | 0 | 0% | 0.3874% | 0 | 0% | 100% | 0 | 0% | 100% | 0 | 0% | 100% | 0 | 0% | 100% | 0 |  |  | 0 |  |  | 0 |  |  | 0 | 100% | 65% |  | 100% | 65% |  | 100% | 65% |  | 100% | 65% |  | 100% | 90% |  | 100% | 90% |  | 100% | 90%
ANDERSON 1101514412 | 0.00051548 | 0.24772 | 0.034758 | 0 | 0.034758 | 0.00060493 | 0.00082681 | 0.00055152 | 0% | 99% | 0 | 0% | 99% | 0 | 0% | 99% | 0 | 0% | 99% | 0 | 0% | 63.96% | 0 | 0% | 63.96% | 0 | 0% | 63.96% | 0 | 0% | 63.96% | 0 | 0 | 0% | 2.528% | 0 | 0% | 2.528% | 0 | 0% | 2.528% | 0 | 0% | 0.2702% | 0 | 0% | 0.2702% | 0 | 0% | 0.2702% | 0 | 0% | 0.624% | 0 | 0% | 0.624% | 0 | 0% | 0.624% | 0 | 0% | 0.6225% | 0 | 0% | 0.6225% | 0 | 100% | 0.6225% | 0.00021638 | 0% | 4.595% | 0 | 0% | 4.595% | 0 | 0% | 4.595% | 0 | 0% | 1.372% | 0 | 0% | 1.372% | 0 | 0% | 1.372% | 0 |  |  |  | 0% | 11.8% | 0 | 0% | 11.8% | 0 | 0% | 11.8% | 0 | 0% | 0.3689% | 0 | 0% | 0.3689% | 0 | 0% | 0.3689% | 0 | 0% | 100% | 0 | 0% | 100% | 0 | 0% | 100% | 0 | 0% | 100% | 0 |  |  | 0 |  |  | 0 |  |  | 0 | 100% | 65% |  | 100% | 65% |  | 100% | 65% |  | 100% | 65% |  | 100% | 90% |  | 100% | 90% |  | 100% | 90%
RISING RIVER 1101CB | 0.00029168 | 9.9305 | 0.71594 | 0.44448 | 1.1604 | 0.0062247 | 0.026563 | 0.0080828 | 0% | 99% | 0 | 0% | 99% | 0 | 0% | 99% | 0 | 0% | 99% | 0 | 0% | 60.11% | 0 | 0% | 60.11% | 0 | 0% | 60.11% | 0 | 0% | 60.11% | 0 | 0.44448 | 0% | 2.824% | 0 | 0% | 2.824% | 0 | 0% | 2.824% | 0 | 0% | 0.3136% | 0 | 0% | 0.3136% | 0 | 0% | 0.3136% | 0 | 0% | 0.9533% | 0 | 0% | 0.9533% | 0 | 20.34% | 0.9533% | 0.001388 | 0% | 0.9279% | 0 | 20.34% | 0.9279% | 0.0013511 | 78.3% | 0.9279% | 0.0052018 | 1.807% | 7.01% | 0.00090681 | 0% | 7.01% | 0 | 0% | 7.01% | 0 | 0% | 0.8115% | 0 | 0% | 0.8115% | 0 | 0% | 0.8115% | 0 |  |  |  | 0% | 11.8% | 0 | 0% | 11.8% | 0 | 0% | 11.8% | 0 | 0% | 0.3439% | 0 | 0% | 0.3439% | 0 | 0% | 0.3439% | 0 | 0% | 100% | 0 | 0% | 100% | 0 | 0% | 100% | 0 | 0% | 100% | 0 |  |  | 0 |  |  | 0 |  |  | 0 | 100% | 65% |  | 100% | 65% |  | 100% | 65% |  | 100% | 65% |  | 100% | 90% |  | 100% | 90% |  | 100% | 90%
GARBERVILLE 11011750 | 0.00066075 | 8.9582 | 1.0708 | 0.071008 | 1.1418 | 0.040453 | 0.01609 | 0.0046364 | 0% | 99% | 0 | 0% | 99% | 0 | 0% | 99% | 0 | 0% | 99% | 0 | 0% | 61.83% | 0 | 0% | 61.83% | 0 | 0% | 61.83% | 0 | 0% | 61.83% | 0 | 0.071008 | 0% | 1.544% | 0 | 0% | 1.544% | 0 | 0% | 1.544% | 0 | 0% | 0.1686% | 0 | 0% | 0.1686% | 0 | 0% | 0.1686% | 0 | 0% | 0.3953% | 0 | 100% | 0.3953% | 0.0042326 | 0% | 0.3953% | 0 | 100% | 0.4071% | 0.0043597 | 0% | 0.4071% | 0 | 0% | 0.4071% | 0 | 0% | 2.949% | 0 | 0% | 2.949% | 0 | 0% | 2.949% | 0 | 0% | 4.86% | 0 | 0% | 4.86% | 0 | 0% | 4.86% | 0 |  |  |  | 0% | 11.8% | 0 | 35% | 11.8% | 0.044224 | 0% | 11.8% | 0 | 0% | 0.3833% | 0 | 0% | 0.3833% | 0 | 0% | 0.3833% | 0 | 0% | 100% | 0 | 0% | 100% | 0 | 0% | 100% | 0 | 0% | 100% | 0 |  |  | 0 |  |  | 0 |  |  | 0 | 100% | 65% |  | 100% | 65% |  | 100% | 65% |  | 100% | 65% |  | 100% | 90% |  | 100% | 90% |  | 100% | 90%
HALF MOON BAY 1103341542 | 0.00066048 | 1.6882 | 0.2888 | 0 | 0.2888 | 0.0055942 | 0.0090158 | 0.0018929 | 0% | 99% | 0 | 0% | 99% | 0 | 0% | 99% | 0 | 0% | 99% | 0 | 0% | 63.49% | 0 | 0% | 63.49% | 0 | 0% | 63.49% | 0 | 0% | 63.49% | 0 | 0 | 100% | 3.442% | 0.0099398 | 0% | 3.442% | 0 | 0% | 3.442% | 0 | 0% | 0.3811% | 0 | 0% | 0.3811% | 0 | 0% | 0.3811% | 0 | 0% | 0.82% | 0 | 99.72% | 0.82% | 0.0023614 | 0% | 0.82% | 0 | 100% | 0.8669% | 0.0025036 | 0% | 0.8669% | 0 | 0% | 0.8669% | 0 | 0% | 6.164% | 0 | 0% | 6.164% | 0 | 0% | 6.164% | 0 | 0% | 1.993% | 0 | 0% | 1.993% | 0 | 0% | 1.993% | 0 |  |  |  | 0% | 11.8% | 0 | 2.728% | 11.8% | 0.00092968 | 0% | 11.8% | 0 | 55.56% | 0.3708% | 0.00059489 | 0% | 0.3708% | 0 | 0% | 0.3708% | 0 | 0% | 100% | 0 | 0% | 100% | 0 | 0% | 100% | 0 | 0% | 100% | 0 |  |  | 0 |  |  | 0 |  |  | 0 | 100% | 65% |  | 100% | 65% |  | 100% | 65% |  | 100% | 65% |  | 100% | 90% |  | 100% | 90% |  | 100% | 90%
WILLOW CREEK 11035012 | 0.00053492 | 12.0125 | 1.1321 | 0.26969 | 1.4018 | 0.037449 | 0.01891 | 0.0083845 | 0% | 99% | 0 | 0% | 99% | 0 | 0% | 99% | 0 | 0% | 99% | 0 | 0% | 60.99% | 0 | 0% | 60.99% | 0 | 0% | 60.99% | 0 | 0% | 60.99% | 0 | 0.26969 | 0% | 1.556% | 0 | 0% | 1.556% | 0 | 0% | 1.556% | 0 | 0% | 0.1649% | 0 | 0% | 0.1649% | 0 | 0% | 0.1649% | 0 | 0% | 0.442% | 0 | 100% | 0.442% | 0.0050036 | 0% | 0.442% | 0 | 100% | 0.4441% | 0.0050274 | 0% | 0.4441% | 0 | 0% | 0.4441% | 0 | 2.021% | 3.277% | 0.00074975 | 21.14% | 3.277% | 0.0078415 | 2.725% | 3.277% | 0.0010109 | 0% | 4.158% | 0 | 0% | 4.158% | 0 | 0% | 4.158% | 0 |  |  |  | 30.66% | 11.8% | 0.040963 | 0% | 11.8% | 0 | 0% | 11.8% | 0 | 0% | 0.379% | 0 | 0% | 0.379% | 0 | 0% | 0.379% | 0 | 0% | 100% | 0 | 0% | 100% | 0 | 0% | 100% | 0 | 0% | 100% | 0 |  |  | 0 |  |  | 0 |  |  | 0 | 100% | 65% |  | 100% | 65% |  | 100% | 65% |  | 100% | 65% |  | 100% | 90% |  | 100% | 90% |  | 100% | 90%
SOBRANTE 1102690098 | 0.00089099 | 10.897 | 1.2515 | 0.27059 | 1.5221 | 0.034974 | 0.026811 | 0.0099019 | 0% | 99% | 0 | 0% | 99% | 0 | 0% | 99% | 0 | 0% | 99% | 0 | 0% | 63.21% | 0 | 0% | 63.21% | 0 | 0% | 63.21% | 0 | 0% | 63.21% | 0 | 0.27059 | 0% | 2.045% | 0 | 0% | 2.045% | 0 | 0% | 2.045% | 0 | 0% | 0.2183% | 0 | 0% | 0.2183% | 0 | 0% | 0.2183% | 0 | 0% | 0.5652% | 0 | 3.294% | 0.5652% | 0.00023301 | 86.24% | 0.5652% | 0.0060998 | 3.294% | 0.5672% | 0.00023387 | 86.24% | 0.5672% | 0.0061223 | 8.699% | 0.5672% | 0.00061755 | 21.5% | 4.185% | 0.011259 | 0% | 4.185% | 0 | 16.92% | 4.185% | 0.0088611 | 0% | 2.071% | 0 | 0% | 2.071% | 0 | 0% | 2.071% | 0 |  |  |  | 0% | 11.8% | 0 | 34.4% | 11.8% | 0.050805 | 0% | 11.8% | 0 | 55.56% | 0.3736% | 0.0025978 | 0% | 0.3736% | 0 | 0% | 0.3736% | 0 | 0% | 100% | 0 | 0% | 100% | 0 | 0% | 100% | 0 | 0% | 100% | 0 |  |  | 0.00055127 |  |  | 0 |  |  | 0 | 100% | 65% |  | 100% | 65% |  | 100% | 65% |  | 100% | 65% |  | 100% | 90% |  | 100% | 90% |  | 100% | 90%
CAMP EVERS 2106287578 | 0.0028689 | 5.8022 | 2.144 | 0.39228 | 2.5363 | 0.092518 | 0.025662 | 0.0046316 | 0% | 99% | 0 | 0% | 99% | 0 | 0% | 99% | 0 | 0% | 99% | 0 | 0% | 63.29% | 0 | 0% | 63.29% | 0 | 0% | 63.29% | 0 | 0% | 63.29% | 0 | 0.39228 | 0% | 1.364% | 0 | 0% | 1.364% | 0 | 0% | 1.364% | 0 | 0% | 0.1477% | 0 | 0% | 0.1477% | 0 | 0% | 0.1477% | 0 | 0% | 0.3181% | 0 | 0% | 0.3181% | 0 | 69.18% | 0.3181% | 0.004718 | 0% | 0.335% | 0 | 69.18% | 0.335% | 0.0049678 | 30.82% | 0.335% | 0.0022136 | 56.85% | 2.386% | 0.029088 | 28.65% | 2.386% | 0.01466 | 0% | 2.386% | 0 | 0% | 4.827% | 0 | 0% | 4.827% | 0 | 0% | 4.827% | 0 |  |  |  | 0% | 11.8% | 0 | 0% | 11.8% | 0 | 0% | 11.8% | 0 | 0% | 0.389% | 0 | 0% | 0.389% | 0 | 0% | 0.389% | 0 | 0% | 100% | 0 | 0% | 100% | 0 | 0% | 100% | 0 | 0% | 100% | 0 |  |  | 0 |  |  | 0.0018903 |  |  | 0 | 100% | 65% |  | 100% | 65% |  | 100% | 65% |  | 100% | 65% |  | 100% | 90% |  | 100% | 90% |  | 100% | 90%
STILLWATER 110248952 | 0.00042059 | 10.9779 | 0.78329 | 2.4235 | 3.2068 | 0.019836 | 0.017723 | 0.0073665 | 0% | 99% | 0 | 0% | 99% | 0 | 0% | 99% | 0 | 0% | 99% | 0 | 0% | 62.07% | 0 | 0% | 62.07% | 0 | 0% | 62.07% | 0 | 0% | 62.07% | 0 | 2.4235 | 100% | 2.034% | 0.015932 | 0% | 2.034% | 0 | 0% | 2.034% | 0 | 0% | 0.2127% | 0 | 0% | 0.2127% | 0 | 0% | 0.2127% | 0 | 0% | 0.5956% | 0 | 5.126% | 0.5956% | 0.00023915 | 30.14% | 0.5956% | 0.0014063 | 5.126% | 0.5899% | 0.00023683 | 30.14% | 0.5899% | 0.0013926 | 64.03% | 0.5899% | 0.0029584 | 14.34% | 4.396% | 0.0049366 | 0% | 4.396% | 0 | 0% | 4.396% | 0 | 0% | 2.452% | 0 | 0% | 2.452% | 0 | 0% | 2.452% | 0 |  |  |  | 0% | 11.8% | 0 | 35% | 11.8% | 0.03235 | 0% | 11.8% | 0 | 0% | 0.3704% | 0 | 0% | 0.3704% | 0 | 0% | 0.3704% | 0 | 0% | 100% | 0 | 0% | 100% | 0 | 0% | 100% | 0 | 0% | 100% | 0 |  |  | 0 |  |  | 0 |  |  | 0 | 100% | 65% |  | 100% | 65% |  | 100% | 65% |  | 100% | 65% |  | 100% | 90% |  | 100% | 90% |  | 100% | 90%
ALPINE 1101CB | 0.00071576 | 0 | 0.12716 | 1.6402 | 1.7673 | 0.0027204 | 0.0041725 | 0.00040205 | 0% | 99% | 0 | 0% | 99% | 0 | 0% | 99% | 0 | 0% | 99% | 0 | 0% | 61.87% | 0 | 0% | 61.87% | 0 | 0% | 61.87% | 0 | 0% | 61.87% | 0 | 1.6402 | 0% | 2.937% | 0 | 0% | 2.937% | 0 | 0% | 2.937% | 0 | 100% | 0.3235% | 0.00041137 | 0% | 0.3235% | 0 | 0% | 0.3235% | 0 | 0% | 0.8637% | 0 | 0% | 0.8637% | 0 | 100% | 0.8637% | 0.0010982 | 0% | 0.8893% | 0 | 100% | 0.8893% | 0.0011308 | 0% | 0.8893% | 0 | 9.898% | 6.465% | 0.00081373 | 0% | 6.465% | 0 | 0% | 6.465% | 0 | 0% | 1.851% | 0 | 0% | 1.851% | 0 | 0% | 1.851% | 0 |  |  |  | 0% | 11.8% | 0 | 0% | 11.8% | 0 | 0% | 11.8% | 0 | 0% | 0.3643% | 0 | 0% | 0.3643% | 0 | 0% | 0.3643% | 0 | 0% | 100% | 0 | 0% | 100% | 0 | 0% | 100% | 0 | 0% | 100% | 0 |  |  | 0 |  |  | 0 |  |  | 0 |  |  |  |  | 65% |  |  | 65% |  | 100% | 65%
BRUNSWICK 1105963830 | 0.00056159 | 4.0779 | 0.41932 | 0.19522 | 0.61454 | 0.013036 | 0.0085061 | 0.0025948 | 0% | 99% | 0 | 0% | 99% | 0 | 0% | 99% | 0 | 0% | 99% | 0 | 0% | 61.88% | 0 | 0% | 61.88% | 0 | 0% | 61.88% | 0 | 0% | 61.88% | 0 | 0.19522 | 25% | 2.079% | 0.0021789 | 0% | 2.079% | 0 | 0% | 2.079% | 0 | 0% | 0.2181% | 0 | 0% | 0.2181% | 0 | 0% | 0.2181% | 0 | 0% | 0.5327% | 0 | 0% | 0.5327% | 0 | 52.32% | 0.5327% | 0.0011687 | 0% | 0.5307% | 0 | 52.32% | 0.5307% | 0.0011643 | 47.07% | 0.5307% | 0.0010476 | 12.52% | 3.926% | 0.0020608 | 0% | 3.926% | 0 | 0% | 3.926% | 0 | 0% | 3.122% | 0 | 0% | 3.122% | 0 | 0% | 3.122% | 0 |  |  |  | 35% | 11.8% | 0.017318 | 0% | 11.8% | 0 | 0% | 11.8% | 0 | 0% | 0.3744% | 0 | 0% | 0.3744% | 0 | 0% | 0.3744% | 0 | 0% | 100% | 0 | 0% | 100% | 0 | 0% | 100% | 0 | 0% | 100% | 0 |  |  | 0 |  |  | 0 |  |  | 0 | 100% | 65% |  | 100% | 65% |  | 100% | 65% |  | 100% | 65% |  | 100% | 90% |  | 100% | 90% |  | 100% | 90%
POTTER VALLEY P H 110495878 | 0.00032085 | 2.5791 | 1.1803 | 0.1369 | 1.3172 | 0.019091 | 0.036175 | 0.012687 | 0% | 99% | 0 | 0% | 99% | 0 | 0% | 99% | 0 | 0% | 99% | 0 | 0% | 63.01% | 0 | 0% | 63.01% | 0 | 0% | 63.01% | 0 | 45.56% | 63.01% | 0.33884 | 0.1369 | 0% | 3.032% | 0 | 0% | 3.032% | 0 | 0% | 3.032% | 0 | 0% | 0.3308% | 0 | 0% | 0.3308% | 0 | 0% | 0.3308% | 0 | 0% | 0.7978% | 0 | 0% | 0.7978% | 0 | 90.3% | 0.7978% | 0.0085035 | 0% | 0.8187% | 0 | 90.42% | 0.8187% | 0.0087368 | 3.009% | 0.8187% | 0.00029074 | 0% | 5.947% | 0 | 0% | 5.947% | 0 | 0% | 5.947% | 0 | 0% | 1.638% | 0 | 0% | 1.638% | 0 | 0% | 1.638% | 0 |  |  |  | 11.07% | 11.8% | 0.015421 | 0% | 11.8% | 0 | 0% | 11.8% | 0 | 0% | 0.3658% | 0 | 0% | 0.3658% | 0 | 0% | 0.3658% | 0 | 0% | 100% | 0 | 0% | 100% | 0 | 0% | 100% | 0 | 0% | 100% | 0 |  |  | 0 |  |  | 0 |  |  | 0 | 100% | 65% |  | 100% | 65% |  | 100% | 65% |  | 100% | 65% |  | 100% | 90% |  | 100% | 90% |  | 100% | 90%
BRUNSWICK 1106CB | 0.00093811 | 10.5911 | 1.5301 | 1.5485 | 3.0786 | 0.04138 | 0.034804 | 0.011913 | 0% | 99% | 0 | 0% | 99% | 0 | 0% | 99% | 0 | 0% | 99% | 0 | 0% | 62.11% | 0 | 0% | 62.11% | 0 | 0% | 62.11% | 0 | 0% | 62.11% | 0 | 1.5485 | 0% | 1.952% | 0 | 0% | 1.952% | 0 | 0% | 1.952% | 0 | 0% | 0.222% | 0 | 0% | 0.222% | 0 | 0% | 0.222% | 0 | 0% | 0.5842% | 0 | 3.659% | 0.5842% | 0.00032708 | 0% | 0.5842% | 0 | 3.659% | 0.6022% | 0.00033717 | 0% | 0.6022% | 0 | 96.34% | 0.6022% | 0.0088775 | 37.07% | 4.381% | 0.024845 | 3.759% | 4.381% | 0.0025196 | 0% | 4.381% | 0 | 0% | 2.742% | 0 | 0% | 2.742% | 0 | 0% | 2.742% | 0 |  |  |  | 0% | 11.8% | 0 | 0% | 11.8% | 0 | 0% | 11.8% | 0 | 0% | 0.3736% | 0 | 0% | 0.3736% | 0 | 0% | 0.3736% | 0 | 1.381% | 100% | 0.021125 | 0% | 100% | 0 | 0% | 100% | 0 | 0% | 100% | 0 |  |  | 0 |  |  | 0 |  |  | 0 | 100% | 65% |  | 100% | 65% |  | 100% | 65% |  | 100% | 65% |  | 100% | 90% |  | 100% | 90% |  | 100% | 90%
OREGON TRAIL 11041634 | 0.00031579 | 18.2344 | 1.017 | 2.5925 | 3.6095 | 0.023127 | 0.024238 | 0.011207 | 0% | 99% | 0 | 0% | 99% | 0 | 0% | 99% | 0 | 0% | 99% | 0 | 0% | 61.48% | 0 | 0% | 61.48% | 0 | 0% | 61.48% | 0 | 0% | 61.48% | 0 | 2.5925 | 62.5% | 1.779% | 0.01131 | 0% | 1.779% | 0 | 0% | 1.779% | 0 | 0% | 0.1807% | 0 | 0% | 0.1807% | 0 | 0% | 0.1807% | 0 | 0% | 0.6227% | 0 | 59.44% | 0.6227% | 0.0037641 | 21.99% | 0.6227% | 0.0013923 | 59.51% | 0.5858% | 0.0035454 | 21.99% | 0.5858% | 0.0013098 | 18.03% | 0.5858% | 0.0010741 | 26.52% | 4.532% | 0.012224 | 0% | 4.532% | 0 | 0% | 4.532% | 0 | 0% | 2.042% | 0 | 0% | 2.042% | 0 | 0% | 2.042% | 0 |  |  |  | 35% | 11.8% | 0.042002 | 0% | 11.8% | 0 | 0% | 11.8% | 0 | 0% | 0.362% | 0 | 0% | 0.362% | 0 | 0% | 0.362% | 0 | 0% | 100% | 0 | 0% | 100% | 0 | 0% | 100% | 0 | 0% | 100% | 0 |  |  | 0 |  |  | 0 |  |  | 0 | 100% | 65% |  | 100% | 65% |  | 100% | 65% |  | 100% | 65% |  | 100% | 90% |  | 100% | 90% |  | 100% | 90%
OILFIELDS 1103N42 | 0.00018868 | 2.5929 | 0.33221 | 0 | 0.33221 | 0.0010561 | 0.01156 | 0.0065508 | 0% | 99% | 0 | 0% | 99% | 0 | 0% | 99% | 0 | 0% | 99% | 0 | 0% | 61.37% | 0 | 0% | 61.37% | 0 | 0% | 61.37% | 0 | 0% | 61.37% | 0 | 0 | 0% | 2.536% | 0 | 0% | 2.536% | 0 | 0% | 2.536% | 0 | 0% | 0.2917% | 0 | 0% | 0.2917% | 0 | 0% | 0.2917% | 0 | 0% | 0.8845% | 0 | 0% | 0.8845% | 0 | 97.15% | 0.8845% | 0.0028545 | 0% | 0.8842% | 0 | 100% | 0.8842% | 0.0029373 | 0% | 0.8842% | 0 | 23.57% | 6.587% | 0.0051572 | 0% | 6.587% | 0 | 0% | 6.587% | 0 | 0% | 0.3248% | 0 | 0% | 0.3248% | 0 | 0% | 0.3248% | 0 |  |  |  | 31.55% | 11.8% | 0.012367 | 0% | 11.8% | 0 | 0% | 11.8% | 0 | 0% | 0.3525% | 0 | 0% | 0.3525% | 0 | 0% | 0.3525% | 0 | 0% | 100% | 0 | 0% | 100% | 0 | 0% | 100% | 0 | 0% | 100% | 0 |  |  | 0 |  |  | 0 |  |  | 0 | 100% | 65% |  | 100% | 65% |  | 100% | 65% |  | 100% | 65% |  | 100% | 90% |  | 100% | 90% |  | 100% | 90%
HOPLAND 11011100 | 0.00029858 | 3.6317 | 0.46852 | 0 | 0.46852 | 0.0092824 | 0.013489 | 0.0042632 | 0% | 99% | 0 | 0% | 99% | 0 | 0% | 99% | 0 | 0% | 99% | 0 | 0% | 63.11% | 0 | 0% | 63.11% | 0 | 0% | 63.11% | 0 | 0% | 63.11% | 0 | 0 | 0% | 2.846% | 0 | 0% | 2.846% | 0 | 0% | 2.846% | 0 | 0% | 0.3094% | 0 | 0% | 0.3094% | 0 | 0% | 0.3094% | 0 | 0% | 0.7505% | 0 | 0% | 0.7505% | 0 | 70.74% | 0.7505% | 0.0024875 | 0% | 0.774% | 0 | 70.74% | 0.774% | 0.0025653 | 0% | 0.774% | 0 | 0% | 5.605% | 0 | 0% | 5.605% | 0 | 0% | 5.605% | 0 | 0% | 1.967% | 0 | 0% | 1.967% | 0 | 0% | 1.967% | 0 |  |  |  | 0% | 11.8% | 0 | 0% | 11.8% | 0 | 0% | 11.8% | 0 | 0% | 0.3691% | 0 | 0% | 0.3691% | 0 | 0% | 0.3691% | 0 | 0% | 100% | 0 | 0% | 100% | 0 | 0% | 100% | 0 | 0% | 100% | 0 |  |  | 0 |  |  | 0 |  |  | 0 | 100% | 65% |  | 100% | 65% |  | 100% | 65% |  | 100% | 65% |  | 100% | 90% |  | 100% | 90% |  | 100% | 90%
OREGON TRAIL 110335002 | 0.00034131 | 61.4761 | 3.6585 | 9.3139 | 12.9724 | 0.080602 | 0.087472 | 0.043039 | 9.302% | 99% | 0.33692 | 0% | 99% | 0 | 18% | 99% | 0.65191 | 0% | 99% | 0 | 38.61% | 61.34% | 0.8664 | 39.2% | 61.34% | 0.87962 | 0.0746% | 61.34% | 0.001674 | 0% | 61.34% | 0 | 9.3139 | 0% | 1.682% | 0 | 0% | 1.682% | 0 | 0% | 1.682% | 0 | 0% | 0.1753% | 0 | 0% | 0.1753% | 0 | 0% | 0.1753% | 0 | 0% | 0.6192% | 0 | 9.81% | 0.6192% | 0.0022225 | 26.74% | 0.6192% | 0.0060571 | 9.81% | 0.5853% | 0.0021005 | 26.74% | 0.5853% | 0.0057247 | 62.97% | 0.5853% | 0.013484 | 14.8% | 4.518% | 0.024458 | 1.862% | 4.518% | 0.0030774 | 0% | 4.518% | 0 | 0% | 2.019% | 0 | 0% | 2.019% | 0 | 0% | 2.019% | 0 |  |  |  | 35% | 11.8% | 0.1511 | 0% | 11.8% | 0 | 0% | 11.8% | 0 | 0% | 0.3618% | 0 | 0% | 0.3618% | 0 | 0% | 0.3618% | 0 | 0.2443% | 100% | 0.0089394 | 0% | 100% | 0 | 0% | 100% | 0 | 0% | 100% | 0 |  |  | 0 |  |  | 0 |  |  | 0 | 100% | 65% |  | 100% | 65% |  | 100% | 65% |  | 100% | 65% |  | 100% | 90% |  | 100% | 90% |  | 100% | 90%
LUCERNE 1103630 | 0.00059015 | 16.1339 | 1.3317 | 4.08 | 5.4117 | 0.026501 | 0.034563 | 0.015955 | 0% | 99% | 0 | 0% | 99% | 0 | 0% | 99% | 0 | 0% | 99% | 0 | 0% | 62.76% | 0 | 0% | 62.76% | 0 | 0% | 62.76% | 0 | 0% | 62.76% | 0 | 4.08 | 100% | 1.992% | 0.026532 | 0% | 1.992% | 0 | 0% | 1.992% | 0 | 0% | 0.2156% | 0 | 0% | 0.2156% | 0 | 0% | 0.2156% | 0 | 0% | 0.6772% | 0 | 44.45% | 0.6772% | 0.0040081 | 54.09% | 0.6772% | 0.0048774 | 44.45% | 0.6735% | 0.0039867 | 54.09% | 0.6735% | 0.0048513 | 1.159% | 0.6735% | 0.00010395 | 5.833% | 5.023% | 0.0039017 | 0% | 5.023% | 0 | 0% | 5.023% | 0 | 0% | 1.893% | 0 | 0% | 1.893% | 0 | 0% | 1.893% | 0 |  |  |  | 15.62% | 11.8% | 0.024542 | 0% | 11.8% | 0 | 0% | 11.8% | 0 | 0% | 0.3665% | 0 | 0% | 0.3665% | 0 | 0% | 0.3665% | 0 | 0% | 100% | 0 | 0% | 100% | 0 | 0% | 100% | 0 | 0% | 100% | 0 |  |  | 0.00012343 |  |  | 0 |  |  | 0 | 100% | 65% |  | 100% | 65% |  | 100% | 65% |  | 100% | 65% |  | 100% | 90% |  | 100% | 90% |  | 100% | 90%
SHINGLE SPRINGS 211051800 | 0.00054177 | 9.9603 | 0.96517 | 0 | 0.96517 | 0.019807 | 0.025377 | 0.010686 | 0% | 99% | 0 | 0% | 99% | 0 | 0% | 99% | 0 | 0% | 99% | 0 | 0% | 62.44% | 0 | 0% | 62.44% | 0 | 0% | 62.44% | 0 | 0% | 62.44% | 0 | 0 | 66.67% | 2.185% | 0.014061 | 0% | 2.185% | 0 | 0% | 2.185% | 0 | 0% | 0.2419% | 0 | 0% | 0.2419% | 0 | 0% | 0.2419% | 0 | 0% | 0.6835% | 0 | 9.068% | 0.6835% | 0.00059819 | 49.05% | 0.6835% | 0.003236 | 0% | 0.7077% | 0 | 49.05% | 0.7077% | 0.0033507 | 49.46% | 0.7077% | 0.0033787 | 26.88% | 5.144% | 0.013348 | 0% | 5.144% | 0 | 0% | 5.144% | 0 | 0% | 2.236% | 0 | 0% | 2.236% | 0 | 0% | 2.236% | 0 |  |  |  | 34.83% | 11.8% | 0.039671 | 0% | 11.8% | 0 | 0% | 11.8% | 0 | 0% | 0.3725% | 0 | 0% | 0.3725% | 0 | 0% | 0.3725% | 0 | 0% | 100% | 0 | 0% | 100% | 0 | 0% | 100% | 0 | 0% | 100% | 0 |  |  | 0.00090236 |  |  | 0 |  |  | 0 | 100% | 65% |  | 100% | 65% |  | 100% | 65% |  | 100% | 65% |  | 100% | 90% |  | 100% | 90% |  | 100% | 90%
CABRILLO 1103Y46 | 0.00019091 | 26.1259 | 2.2133 | 0 | 2.2133 | 0.01749 | 0.086186 | 0.024468 | 0% | 99% | 0 | 0% | 99% | 0 | 0% | 99% | 0 | 0% | 99% | 0 | 0% | 61.88% | 0 | 0% | 61.88% | 0 | 0% | 61.88% | 0 | 0% | 61.88% | 0 | 0 | 75% | 4.119% | 0.068378 | 0% | 4.119% | 0 | 0% | 4.119% | 0 | 0% | 0.4392% | 0 | 0% | 0.4392% | 0 | 0% | 0.4392% | 0 | 0% | 1.027% | 0 | 0% | 1.027% | 0 | 48.06% | 1.027% | 0.010922 | 0% | 1.065% | 0 | 48.06% | 1.065% | 0.011329 | 48.76% | 1.065% | 0.011493 | 28.55% | 7.684% | 0.048559 | 0% | 7.684% | 0 | 6.13% | 7.684% | 0.010426 | 0% | 0.8154% | 0 | 0% | 0.8154% | 0 | 0% | 0.8154% | 0 |  |  |  | 0% | 11.8% | 0 | 0% | 11.8% | 0 | 0% | 11.8% | 0 | 0% | 0.3629% | 0 | 0% | 0.3629% | 0 | 0% | 0.3629% | 0 | 0.02991% | 100% | 0.00066202 | 0% | 100% | 0 | 0% | 100% | 0 | 0% | 100% | 0 |  |  | 0 |  |  | 0 |  |  | 0 | 100% | 65% |  | 100% | 65% |  | 100% | 65% |  | 100% | 65% |  | 100% | 90% |  | 100% | 90% |  | 100% | 90%
DEL MONTE 2104181640 | 0.0008042 | 0.016177 | 0.0047884 | 0 | 0.0047884 | 3.1337e-05 | 0.00018123 | 6.469e-05 | 0% | 99% | 0 | 0% | 99% | 0 | 0% | 99% | 0 | 0% | 99% | 0 | 0% | 62.67% | 0 | 0% | 62.67% | 0 | 0% | 62.67% | 0 | 0% | 62.67% | 0 | 0 | 0% | 3.868% | 0 | 0% | 3.868% | 0 | 0% | 3.868% | 0 | 0% | 0.4307% | 0 | 0% | 0.4307% | 0 | 0% | 0.4307% | 0 | 0% | 0.9722% | 0 | 0% | 0.9722% | 0 | 100% | 0.9722% | 4.6554e-05 | 0% | 1.015% | 0 | 100% | 1.015% | 4.8606e-05 | 0% | 1.015% | 0 | 0% | 7.291% | 0 | 0% | 7.291% | 0 | 0% | 7.291% | 0 | 0% | 0.6187% | 0 | 0% | 0.6187% | 0 | 0% | 0.6187% | 0 |  |  |  | 0% | 11.8% | 0 | 0% | 11.8% | 0 | 0% | 11.8% | 0 | 0% | 0.3612% | 0 | 0% | 0.3612% | 0 | 0% | 0.3612% | 0 | 0% | 100% | 0 | 0% | 100% | 0 | 0% | 100% | 0 | 0% | 100% | 0 |  |  | 0 |  |  | 0 |  |  | 0 | 100% | 65% |  | 100% | 65% |  | 100% | 65% |  | 100% | 65% |  | 100% | 90% |  | 100% | 90% |  | 100% | 90%
CAMP EVERS 210510996 | 0.0054046 | 0.75301 | 0.35858 | 0 | 0.35858 | 0.015004 | 0.0049374 | 0.00082092 | 0% | 99% | 0 | 0% | 99% | 0 | 0% | 99% | 0 | 0% | 99% | 0 | 0% | 63.62% | 0 | 0% | 63.62% | 0 | 0% | 63.62% | 0 | 0% | 63.62% | 0 | 0 | 50% | 1.415% | 0.002537 | 0% | 1.415% | 0 | 0% | 1.415% | 0 | 0% | 0.1604% | 0 | 0% | 0.1604% | 0 | 0% | 0.1604% | 0 | 0% | 0.3539% | 0 | 0% | 0.3539% | 0 | 99.19% | 0.3539% | 0.0012588 | 0% | 0.3765% | 0 | 99.19% | 0.3765% | 0.0013393 | 0% | 0.3765% | 0 | 40.39% | 2.671% | 0.0038683 | 13.76% | 2.671% | 0.0013181 | 15.56% | 2.671% | 0.0014898 | 0% | 4.22% | 0 | 0% | 4.22% | 0 | 0% | 4.22% | 0 |  |  |  | 0% | 11.8% | 0 | 0% | 11.8% | 0 | 0% | 11.8% | 0 | 0% | 0.387% | 0 | 0% | 0.387% | 0 | 0% | 0.387% | 0 | 0% | 100% | 0 | 0% | 100% | 0 | 0% | 100% | 0 | 0% | 100% | 0 |  |  | 0 |  |  | 0.0089145 |  |  | 0.001636 | 100% | 65% |  | 100% | 65% |  | 100% | 65% |  | 100% | 65% |  | 100% | 90% |  | 100% | 90% |  | 100% | 90%
BEN LOMOND 04015400 | 0.0031431 | 0.54383 | 0.12298 | 0 | 0.12298 | 0.0054439 | 0.0014285 | 0.00024853 | 0% | 99% | 0 | 0% | 99% | 0 | 0% | 99% | 0 | 0% | 99% | 0 | 0% | 63.37% | 0 | 0% | 63.37% | 0 | 0% | 63.37% | 0 | 0% | 63.37% | 0 | 0 | 0% | 1.228% | 0 | 0% | 1.228% | 0 | 0% | 1.228% | 0 | 0% | 0.1355% | 0 | 0% | 0.1355% | 0 | 0% | 0.1355% | 0 | 0% | 0.3033% | 0 | 0% | 0.3033% | 0 | 100% | 0.3033% | 0.00037306 | 0% | 0.3223% | 0 | 100% | 0.3223% | 0.00039641 | 0% | 0.3223% | 0 | 0% | 2.289% | 0 | 0% | 2.289% | 0 | 0% | 2.289% | 0 | 0% | 4.613% | 0 | 0% | 4.613% | 0 | 0% | 4.613% | 0 |  |  |  | 0% | 11.8% | 0 | 0% | 11.8% | 0 | 0% | 11.8% | 0 | 0% | 0.3896% | 0 | 0% | 0.3896% | 0 | 0% | 0.3896% | 0 | 0% | 100% | 0 | 0% | 100% | 0 | 0% | 100% | 0 | 0% | 100% | 0 |  |  | 0 |  |  | 0 |  |  | 0 | 100% | 65% |  | 100% | 65% |  | 100% | 65% |  | 100% | 65% |  | 100% | 90% |  | 100% | 90% |  | 100% | 90%
MONTE RIO 1111CB | 0.001852 | 0.40295 | 0.042533 | 0 | 0.042533 | 0.0011866 | 0.0010304 | 0.0002457 | 0% | 99% | 0 | 0% | 99% | 0 | 0% | 99% | 0 | 0% | 99% | 0 | 0% | 62.91% | 0 | 0% | 62.91% | 0 | 0% | 62.91% | 0 | 0% | 62.91% | 0 | 0 | 0% | 1.842% | 0 | 0% | 1.842% | 0 | 0% | 1.842% | 0 | 0% | 0.2287% | 0 | 0% | 0.2287% | 0 | 0% | 0.2287% | 0 | 0% | 0.5945% | 0 | 0% | 0.5945% | 0 | 0% | 0.5945% | 0 | 0% | 0.6153% | 0 | 0% | 0.6153% | 0 | 100% | 0.6153% | 0.00026171 | 0% | 4.461% | 0 | 0% | 4.461% | 0 | 0% | 4.461% | 0 | 0% | 2.433% | 0 | 0% | 2.433% | 0 | 0% | 2.433% | 0 |  |  |  | 0% | 11.8% | 0 | 0% | 11.8% | 0 | 0% | 11.8% | 0 | 0% | 0.3684% | 0 | 0% | 0.3684% | 0 | 0% | 0.3684% | 0 | 0% | 100% | 0 | 0% | 100% | 0 | 0% | 100% | 0 | 0% | 100% | 0 |  |  | 0 |  |  | 0 |  |  | 0 | 100% | 65% |  | 100% | 65% |  | 100% | 65% |  | 100% | 65% |  | 100% | 90% |  | 100% | 90% |  | 100% | 90%
WILLOW CREEK 1101CB | 0.0016579 | 0.35807 | 0.056408 | 0.0040966 | 0.060504 | 0.0012957 | 0.0016078 | 0.00036259 | 0% | 99% | 0 | 0% | 99% | 0 | 0% | 99% | 0 | 0% | 99% | 0 | 0% | 60.75% | 0 | 0% | 60.75% | 0 | 0% | 60.75% | 0 | 0% | 60.75% | 0 | 0.0040966 | 0% | 2.037% | 0 | 0% | 2.037% | 0 | 0% | 2.037% | 0 | 0% | 0.2626% | 0 | 0% | 0.2626% | 0 | 0% | 0.2626% | 0 | 0% | 0.6939% | 0 | 6.547% | 0.6939% | 2.5627e-05 | 0% | 0.6939% | 0 | 6.547% | 0.7257% | 2.6799e-05 | 0% | 0.7257% | 0 | 93.45% | 0.7257% | 0.00038254 | 0% | 5.239% | 0 | 0% | 5.239% | 0 | 0% | 5.239% | 0 | 0% | 2.94% | 0 | 0% | 2.94% | 0 | 0% | 2.94% | 0 |  |  |  | 0% | 11.8% | 0 | 0% | 11.8% | 0 | 0% | 11.8% | 0 | 0% | 0.3636% | 0 | 0% | 0.3636% | 0 | 0% | 0.3636% | 0 | 0% | 100% | 0 | 0% | 100% | 0 | 0% | 100% | 0 | 0% | 100% | 0 |  |  | 0 |  |  | 0 |  |  | 0 | 100% | 65% |  | 100% | 65% |  | 100% | 65% |  | 100% | 65% |  | 100% | 90% |  | 100% | 90% |  | 100% | 90%
WILLOW CREEK 1103181562 | 0.0013758 | 0.002841 | 0.004681 | 0 | 0.004681 | 9.9222e-05 | 0.00012892 | 4.289e-05 | 0% | 99% | 0 | 0% | 99% | 0 | 0% | 99% | 0 | 0% | 99% | 0 | 0% | 62.15% | 0 | 0% | 62.15% | 0 | 0% | 62.15% | 0 | 0% | 62.15% | 0 | 0 | 0% | 2.736% | 0 | 0% | 2.736% | 0 | 0% | 2.736% | 0 | 0% | 0.3154% | 0 | 0% | 0.3154% | 0 | 0% | 0.3154% | 0 | 0% | 0.7048% | 0 | 100% | 0.7048% | 3.2994e-05 | 0% | 0.7048% | 0 | 100% | 0.753% | 3.5247e-05 | 0% | 0.753% | 0 | 0% | 0.753% | 0 | 0% | 5.33% | 0 | 0% | 5.33% | 0 | 0% | 5.33% | 0 | 0% | 2.593% | 0 | 0% | 2.593% | 0 | 0% | 2.593% | 0 |  |  |  | 0% | 11.8% | 0 | 0% | 11.8% | 0 | 0% | 11.8% | 0 | 0% | 0.3738% | 0 | 0% | 0.3738% | 0 | 0% | 0.3738% | 0 | 0% | 100% | 0 | 0% | 100% | 0 | 0% | 100% | 0 | 0% | 100% | 0 |  |  | 0 |  |  | 0 |  |  | 0 | 100% | 65% |  | 100% | 65% |  | 100% | 65% |  | 100% | 65% |  | 100% | 90% |  | 100% | 90% |  | 100% | 90%
MONTE RIO 1113CB | 0.0010226 | 0.047363 | 0.0026096 | 0 | 0.0026096 | 4.7134e-05 | 9.2121e-05 | 1.1843e-05 | 0% | 99% | 0 | 0% | 99% | 0 | 0% | 99% | 0 | 0% | 99% | 0 | 0% | 60.19% | 0 | 0% | 60.19% | 0 | 0% | 60.19% | 0 | 0% | 60.19% | 0 | 0 | 0% | 1.551% | 0 | 0% | 1.551% | 0 | 0% | 1.551% | 0 | 0% | 0.2528% | 0 | 0% | 0.2528% | 0 | 0% | 0.2528% | 0 | 0% | 0.7918% | 0 | 0% | 0.7918% | 0 | 0% | 0.7918% | 0 | 0% | 0.7782% | 0 | 0% | 0.7782% | 0 | 100% | 0.7782% | 2.0308e-05 | 0% | 5.856% | 0 | 0% | 5.856% | 0 | 0% | 5.856% | 0 | 0% | 1.924% | 0 | 0% | 1.924% | 0 | 0% | 1.924% | 0 |  |  |  | 0% | 11.8% | 0 | 0% | 11.8% | 0 | 0% | 11.8% | 0 | 0% | 0.3327% | 0 | 0% | 0.3327% | 0 | 0% | 0.3327% | 0 | 0% | 100% | 0 | 0% | 100% | 0 | 0% | 100% | 0 | 0% | 100% | 0 |  |  | 0 |  |  | 0 |  |  | 0 | 100% | 65% |  | 100% | 65% |  | 100% | 65% |  | 100% | 65% |  | 100% | 90% |  | 100% | 90% |  | 100% | 90%
ALTO 11251226 | 0.0015115 | 13.4357 | 1.7786 | 0.22153 | 2.0001 | 0.062097 | 0.033302 | 0.0077896 | 0% | 99% | 0 | 0% | 99% | 0 | 0% | 99% | 0 | 0% | 99% | 0 | 0% | 63.61% | 0 | 0% | 63.61% | 0 | 0% | 63.61% | 0 | 0% | 63.61% | 0 | 0.22153 | 0% | 1.879% | 0 | 0% | 1.879% | 0 | 0% | 1.879% | 0 | 0% | 0.2016% | 0 | 0% | 0.2016% | 0 | 0% | 0.2016% | 0 | 0% | 0.4914% | 0 | 0% | 0.4914% | 0 | 0% | 0.4914% | 0 | 0% | 0.5037% | 0 | 0% | 0.5037% | 0 | 99.1% | 0.5037% | 0.0088778 | 48.58% | 3.662% | 0.031644 | 1.88% | 3.662% | 0.0012245 | 10.18% | 3.662% | 0.00663 | 0% | 3.19% | 0 | 0% | 3.19% | 0 | 0% | 3.19% | 0 |  |  |  | 0% | 11.8% | 0 | 34.21% | 11.8% | 0.071804 | 0% | 11.8% | 0 | 0% | 0.3801% | 0 | 0% | 0.3801% | 0 | 0% | 0.3801% | 0 | 0% | 100% | 0 | 0% | 100% | 0 | 0% | 100% | 0 | 0% | 100% | 0 |  |  | 0 |  |  | 0 |  |  | 9.9727e-05 | 100% | 65% |  | 100% | 65% |  | 100% | 65% |  | 100% | 65% |  | 100% | 90% |  | 100% | 90% |  | 100% | 90%
HALF MOON BAY 11038898 | 0.0025777 | 0.84877 | 0.27485 | 0.036554 | 0.3114 | 0.01144 | 0.003778 | 0.0007306 | 0% | 99% | 0 | 0% | 99% | 0 | 0% | 99% | 0 | 0% | 99% | 0 | 0% | 63.65% | 0 | 0% | 63.65% | 0 | 0% | 63.65% | 0 | 0% | 63.65% | 0 | 0.036554 | 0% | 1.424% | 0 | 0% | 1.424% | 0 | 0% | 1.424% | 0 | 0% | 0.1569% | 0 | 0% | 0.1569% | 0 | 0% | 0.1569% | 0 | 0% | 0.3581% | 0 | 100% | 0.3581% | 0.00098431 | 0% | 0.3581% | 0 | 100% | 0.3766% | 0.0010351 | 0% | 0.3766% | 0 | 0% | 0.3766% | 0 | 72.01% | 2.691% | 0.0053259 | 23.04% | 2.691% | 0.001704 | 0% | 2.691% | 0 | 0% | 3.869% | 0 | 0% | 3.869% | 0 | 0% | 3.869% | 0 |  |  |  | 0% | 11.8% | 0 | 2.728% | 11.8% | 0.00088478 | 0% | 11.8% | 0 | 55.56% | 0.3867% | 0.00059054 | 0% | 0.3867% | 0 | 0% | 0.3867% | 0 | 0% | 100% | 0 | 0% | 100% | 0 | 0% | 100% | 0 | 0% | 100% | 0 |  |  | 0 |  |  | 0 |  |  | 0 | 100% | 65% |  | 100% | 65% |  | 100% | 65% |  | 100% | 65% |  | 100% | 90% |  | 100% | 90% |  | 100% | 90%
VOLTA 1102641544 | 0.00045535 | 5.2797 | 0.39302 | 1.9371 | 2.3301 | 0.010484 | 0.009817 | 0.0025268 | 0% | 99% | 0 | 0% | 99% | 0 | 0% | 99% | 0 | 0% | 99% | 0 | 0% | 61.77% | 0 | 0% | 61.77% | 0 | 0% | 61.77% | 0 | 0% | 61.77% | 0 | 1.9371 | 0% | 2.099% | 0 | 0% | 2.099% | 0 | 0% | 2.099% | 0 | 0% | 0.2361% | 0 | 0% | 0.2361% | 0 | 0% | 0.2361% | 0 | 0% | 0.6344% | 0 | 0% | 0.6344% | 0 | 0% | 0.6344% | 0 | 0% | 0.6433% | 0 | 0% | 0.6433% | 0 | 100% | 0.6433% | 0.0025281 | 0% | 4.725% | 0 | 0% | 4.725% | 0 | 0% | 4.725% | 0 | 0% | 2.376% | 0 | 0% | 2.376% | 0 | 0% | 2.376% | 0 |  |  |  | 34.99% | 11.8% | 0.016228 | 0% | 11.8% | 0 | 0% | 11.8% | 0 | 0% | 0.3686% | 0 | 0% | 0.3686% | 0 | 0% | 0.3686% | 0 | 0% | 100% | 0 | 0% | 100% | 0 | 0% | 100% | 0 | 0% | 100% | 0 |  |  | 0 |  |  | 0 |  |  | 0 | 100% | 65% |  | 100% | 65% |  | 100% | 65% |  | 100% | 65% |  | 100% | 90% |  | 100% | 90% |  | 100% | 90%
CALISTOGA 1101537148 | 0.00047551 | 0.39264 | 0.19614 | 0.13451 | 0.33065 | 0.0039426 | 0.0053898 | 0.0020605 | 0% | 99% | 0 | 0% | 99% | 0 | 0% | 99% | 0 | 0% | 99% | 0 | 0% | 64.1% | 0 | 0% | 64.1% | 0 | 0% | 64.1% | 0 | 0% | 64.1% | 0 | 0.13451 | 0% | 3.015% | 0 | 0% | 3.015% | 0 | 0% | 3.015% | 0 | 0% | 0.3337% | 0 | 0% | 0.3337% | 0 | 0% | 0.3337% | 0 | 0% | 0.7041% | 0 | 39.82% | 0.7041% | 0.00054991 | 0% | 0.7041% | 0 | 0% | 0.7418% | 0 | 0% | 0.7418% | 0 | 51.88% | 0.7418% | 0.0007549 | 0% | 5.281% | 0 | 0% | 5.281% | 0 | 0% | 5.281% | 0 | 0% | 1.896% | 0 | 0% | 1.896% | 0 | 0% | 1.896% | 0 |  |  |  | 0% | 11.8% | 0 | 4.024% | 11.8% | 0.00093141 | 0% | 11.8% | 0 | 0% | 0.3732% | 0 | 0% | 0.3732% | 0 | 0% | 0.3732% | 0 | 0% | 100% | 0 | 0% | 100% | 0 | 0% | 100% | 0 | 0% | 100% | 0 |  |  | 0 |  |  | 0 |  |  | 0 | 100% | 65% |  | 100% | 65% |  | 100% | 65% |  | 100% | 65% |  | 100% | 90% |  | 100% | 90% |  | 100% | 90%
PUTAH CREEK 1105617260 | 9.7771e-05 | 1.0961 | 0.098267 | 0.040493 | 0.13876 | 0.00065479 | 0.0035734 | 0.0014881 | 0% | 99% | 0 | 0% | 99% | 0 | 0% | 99% | 0 | 0% | 99% | 0 | 0% | 60.11% | 0 | 0% | 60.11% | 0 | 0% | 60.11% | 0 | 0% | 60.11% | 0 | 0.040493 | 0% | 3.091% | 0 | 0% | 3.091% | 0 | 0% | 3.091% | 0 | 0% | 0.3205% | 0 | 0% | 0.3205% | 0 | 0% | 0.3205% | 0 | 0% | 0.9283% | 0 | 0% | 0.9283% | 0 | 0% | 0.9283% | 0 | 0% | 0.8672% | 0 | 0% | 0.8672% | 0 | 96.87% | 0.8672% | 0.00082551 | 0% | 6.709% | 0 | 0% | 6.709% | 0 | 0% | 6.709% | 0 | 0% | 0.6276% | 0 | 0% | 0.6276% | 0 | 0% | 0.6276% | 0 |  |  |  | 0% | 11.8% | 0 | 0% | 11.8% | 0 | 0% | 11.8% | 0 | 0% | 0.3404% | 0 | 0% | 0.3404% | 0 | 0% | 0.3404% | 0 | 0% | 100% | 0 | 0% | 100% | 0 | 0% | 100% | 0 | 0% | 100% | 0 |  |  | 0.00048412 |  |  | 0 |  |  | 0 | 100% | 65% |  | 100% | 65% |  | 100% | 65% |  | 100% | 65% |  | 100% | 90% |  | 100% | 90% |  | 100% | 90%
FROGTOWN 17027108 | 0.00015218 | 9.1673 | 0.45554 | 0.084663 | 0.5402 | 0.0038563 | 0.012828 | 0.0098222 | 0% | 99% | 0 | 0% | 99% | 0 | 0% | 99% | 0 | 0% | 99% | 0 | 0% | 63.22% | 0 | 0% | 63.22% | 0 | 0% | 63.22% | 0 | 0% | 63.22% | 0 | 0.084663 | 0% | 2.146% | 0 | 0% | 2.146% | 0 | 0% | 2.146% | 0 | 100% | 0.2478% | 0.0011288 | 0% | 0.2478% | 0 | 0% | 0.2478% | 0 | 0% | 0.7058% | 0 | 32.21% | 0.7058% | 0.0010356 | 67.57% | 0.7058% | 0.0021727 | 32.21% | 0.7125% | 0.0010454 | 67.57% | 0.7125% | 0.0021931 | 0% | 0.7125% | 0 | 0% | 5.259% | 0 | 0% | 5.259% | 0 | 0% | 5.259% | 0 | 0% | 0.9131% | 0 | 0% | 0.9131% | 0 | 0% | 0.9131% | 0 |  |  |  | 0% | 11.8% | 0 | 0% | 11.8% | 0 | 0% | 11.8% | 0 | 0% | 0.3625% | 0 | 0% | 0.3625% | 0 | 0% | 0.3625% | 0 | 0% | 100% | 0 | 0% | 100% | 0 | 0% | 100% | 0 | 0% | 100% | 0 |  |  | 0 |  |  | 0 |  |  | 0 | 100% | 65% |  | 100% | 65% |  | 100% | 65% |  | 100% | 65% |  | 100% | 90% |  | 100% | 90% |  | 100% | 90%
BOLINAS 11011232 | 0.00025401 | 2.3087 | 0.12931 | 0 | 0.12931 | 0.0027999 | 0.003471 | 0.001276 | 0% | 99% | 0 | 0% | 99% | 0 | 0% | 99% | 0 | 0% | 99% | 0 | 0% | 62.15% | 0 | 0% | 62.15% | 0 | 0% | 62.15% | 0 | 0% | 62.15% | 0 | 0 | 0% | 2.572% | 0 | 0% | 2.572% | 0 | 0% | 2.572% | 0 | 0% | 0.2772% | 0 | 0% | 0.2772% | 0 | 0% | 0.2772% | 0 | 0% | 0.6922% | 0 | 1.925% | 0.6922% | 1.7234e-05 | 39.12% | 0.6922% | 0.00035019 | 1.925% | 0.7033% | 1.7511e-05 | 39.12% | 0.7033% | 0.00035582 | 58.88% | 0.7033% | 0.00053546 | 12.95% | 5.146% | 0.00086166 | 0% | 5.146% | 0 | 0% | 5.146% | 0 | 0% | 2.318% | 0 | 0% | 2.318% | 0 | 0% | 2.318% | 0 |  |  |  | 0% | 11.8% | 0 | 6.89% | 11.8% | 0.0010513 | 0% | 11.8% | 0 | 0% | 0.3691% | 0 | 0% | 0.3691% | 0 | 0% | 0.3691% | 0 | 0% | 100% | 0 | 0% | 100% | 0 | 0% | 100% | 0 | 0% | 100% | 0 |  |  | 0 |  |  | 0 |  |  | 0 | 100% | 65% |  | 100% | 65% |  | 100% | 65% |  | 100% | 65% |  | 100% | 90% |  | 100% | 90% |  | 100% | 90%
CAMP EVERS 210574170 | 0.0031521 | 5.8421 | 1.8096 | 0 | 1.8096 | 0.08306 | 0.019547 | 0.0030685 | 0% | 99% | 0 | 0% | 99% | 0 | 0% | 99% | 0 | 0% | 99% | 0 | 0% | 63.32% | 0 | 0% | 63.32% | 0 | 0% | 63.32% | 0 | 0% | 63.32% | 0 | 0 | 0% | 1.131% | 0 | 0% | 1.131% | 0 | 0% | 1.131% | 0 | 0% | 0.1203% | 0 | 0% | 0.1203% | 0 | 0% | 0.1203% | 0 | 0% | 0.2837% | 0 | 0% | 0.2837% | 0 | 100% | 0.2837% | 0.0051343 | 0% | 0.2914% | 0 | 100% | 0.2914% | 0.005274 | 0% | 0.2914% | 0 | 0% | 2.114% | 0 | 0% | 2.114% | 0 | 0% | 2.114% | 0 | 0% | 4.826% | 0 | 0% | 4.826% | 0 | 0% | 4.826% | 0 |  |  |  | 0% | 11.8% | 0 | 0% | 11.8% | 0 | 0% | 11.8% | 0 | 0% | 0.3889% | 0 | 0% | 0.3889% | 0 | 0% | 0.3889% | 0 | 0% | 100% | 0 | 0% | 100% | 0 | 0% | 100% | 0 | 0% | 100% | 0 |  |  | 0 |  |  | 0 |  |  | 0 | 100% | 65% |  | 100% | 65% |  | 100% | 65% |  | 100% | 65% |  | 100% | 90% |  | 100% | 90% |  | 100% | 90%
MIDDLETOWN 1101CB | 0.001441 | 0.24238 | 0.027128 | 0.0023459 | 0.029474 | 0.00022523 | 0.0010194 | 0.00033994 | 0% | 99% | 0 | 0% | 99% | 0 | 0% | 99% | 0 | 0% | 99% | 0 | 100% | 61.38% | 0.016653 | 0% | 61.38% | 0 | 0% | 61.38% | 0 | 0% | 61.38% | 0 | 0.0023459 | 0% | 2.008% | 0 | 0% | 2.008% | 0 | 0% | 2.008% | 0 | 0% | 0.2902% | 0 | 0% | 0.2902% | 0 | 0% | 0.2902% | 0 | 95.64% | 0.8802% | 0.00022837 | 0% | 0.8802% | 0 | 100% | 0.8802% | 0.00023878 | 4.359% | 0.9095% | 1.0757e-05 | 95.64% | 0.9095% | 0.00023599 | 0% | 0.9095% | 0 | 0% | 6.643% | 0 | 0% | 6.643% | 0 | 0% | 6.643% | 0 | 0% | 0.7275% | 0 | 0% | 0.7275% | 0 | 0% | 0.7275% | 0 |  |  |  | 0% | 11.8% | 0 | 0% | 11.8% | 0 | 0% | 11.8% | 0 | 0% | 0.3459% | 0 | 0% | 0.3459% | 0 | 0% | 0.3459% | 0 | 0% | 100% | 0 | 0% | 100% | 0 | 0% | 100% | 0 | 0% | 100% | 0 |  |  | 0 |  |  | 0 |  |  | 0 | 100% | 65% |  | 100% | 65% |  | 100% | 65% |  | 100% | 65% |  | 100% | 90% |  | 100% | 90% |  | 100% | 90%
LLAGAS 2107142710 | 0.00097858 | 0.35707 | 0.081233 | 0 | 0.081233 | 0.0013699 | 0.0022188 | 0.0011623 | 0% | 99% | 0 | 0% | 99% | 0 | 0% | 99% | 0 | 0% | 99% | 0 | 0% | 65.66% | 0 | 0% | 65.66% | 0 | 0% | 65.66% | 0 | 0% | 65.66% | 0 | 0 | 0% | 3.259% | 0 | 0% | 3.259% | 0 | 0% | 3.259% | 0 | 0% | 0.3564% | 0 | 0% | 0.3564% | 0 | 0% | 0.3564% | 0 | 0% | 0.7023% | 0 | 0% | 0.7023% | 0 | 0% | 0.7023% | 0 | 0% | 0.7501% | 0 | 0% | 0.7501% | 0 | 100% | 0.7501% | 0.00060936 | 0% | 5.282% | 0 | 0% | 5.282% | 0 | 100% | 5.282% | 0.0042908 | 0% | 1.231% | 0 | 0% | 1.231% | 0 | 0% | 1.231% | 0 |  |  |  | 0% | 11.8% | 0 | 0% | 11.8% | 0 | 0% | 11.8% | 0 | 0% | 0.3767% | 0 | 0% | 0.3767% | 0 | 0% | 0.3767% | 0 | 0% | 100% | 0 | 0% | 100% | 0 | 0% | 100% | 0 | 0% | 100% | 0 |  |  | 0 |  |  | 0 |  |  | 0 | 100% | 65% |  | 100% | 65% |  | 100% | 65% |  | 100% | 65% |  | 100% | 90% |  | 100% | 90% |  | 100% | 90%
DESCHUTES 1104715242 | 0.00025394 | 1.3905 | 0.060894 | 0.055637 | 0.11653 | 0.0010945 | 0.0018738 | 0.00059346 | 0% | 99% | 0 | 0% | 99% | 0 | 0% | 99% | 0 | 0% | 99% | 0 | 0% | 59.05% | 0 | 0% | 59.05% | 0 | 0% | 59.05% | 0 | 0% | 59.05% | 0 | 0.055637 | 0% | 2.28% | 0 | 0% | 2.28% | 0 | 0% | 2.28% | 0 | 0% | 0.2225% | 0 | 0% | 0.2225% | 0 | 0% | 0.2225% | 0 | 0% | 0.7907% | 0 | 0% | 0.7907% | 0 | 100% | 0.7907% | 0.00048152 | 0% | 0.7044% | 0 | 100% | 0.7044% | 0.00042891 | 0% | 0.7044% | 0 | 0% | 5.646% | 0 | 0% | 5.646% | 0 | 0% | 5.646% | 0 | 0% | 1.666% | 0 | 0% | 1.666% | 0 | 0% | 1.666% | 0 |  |  |  | 0% | 11.8% | 0 | 17.17% | 11.8% | 0.0012341 | 0% | 11.8% | 0 | 0% | 0.3437% | 0 | 0% | 0.3437% | 0 | 0% | 0.3437% | 0 | 0% | 100% | 0 | 0% | 100% | 0 | 0% | 100% | 0 | 0% | 100% | 0 |  |  | 0 |  |  | 0 |  |  | 0 | 100% | 65% |  | 100% | 65% |  | 100% | 65% |  | 100% | 65% |  | 100% | 90% |  | 100% | 90% |  | 100% | 90%
OREGON TRAIL 110249144 | 0.00056229 | 19.4037 | 2.5664 | 3.8754 | 6.4419 | 0.046977 | 0.067324 | 0.035924 | 0% | 99% | 0 | 0% | 99% | 0 | 0% | 99% | 0 | 0% | 99% | 0 | 0% | 62.8% | 0 | 0% | 62.8% | 0 | 0% | 62.8% | 0 | 0% | 62.8% | 0 | 3.8754 | 75% | 2.48% | 0.047738 | 0% | 2.48% | 0 | 0% | 2.48% | 0 | 0% | 0.2675% | 0 | 0% | 0.2675% | 0 | 0% | 0.2675% | 0 | 0% | 0.6754% | 0 | 1.12% | 0.6754% | 0.0001942 | 28.69% | 0.6754% | 0.0049737 | 1.12% | 0.6869% | 0.00019753 | 28.69% | 0.6869% | 0.0050589 | 69.42% | 0.6869% | 0.012239 | 22.26% | 5.028% | 0.02873 | 0% | 5.028% | 0 | 0% | 5.028% | 0 | 0% | 1.511% | 0 | 0% | 1.511% | 0 | 0% | 1.511% | 0 |  |  |  | 31.9% | 11.8% | 0.096618 | 0% | 11.8% | 0 | 0% | 11.8% | 0 | 0% | 0.3703% | 0 | 0% | 0.3703% | 0 | 0% | 0.3703% | 0 | 0.2305% | 100% | 0.0059147 | 0% | 100% | 0 | 0% | 100% | 0 | 0% | 100% | 0 |  |  | 0 |  |  | 0 |  |  | 0 | 100% | 65% |  | 100% | 65% |  | 100% | 65% |  | 100% | 65% |  | 100% | 90% |  | 100% | 90% |  | 100% | 90%
BRIDGEVILLE 1102353222 | 0.00053105 | 7.5271 | 0.67921 | 0.11471 | 0.79392 | 0.024794 | 0.012328 | 0.0026458 | 0% | 99% | 0 | 0% | 99% | 0 | 0% | 99% | 0 | 0% | 99% | 0 | 0% | 61.91% | 0 | 0% | 61.91% | 0 | 0% | 61.91% | 0 | 0% | 61.91% | 0 | 0.11471 | 80% | 1.751% | 0.0095147 | 0% | 1.751% | 0 | 0% | 1.751% | 0 | 0% | 0.1913% | 0 | 0% | 0.1913% | 0 | 0% | 0.1913% | 0 | 0% | 0.4684% | 0 | 64.49% | 0.4684% | 0.0020516 | 34.58% | 0.4684% | 0.0011002 | 64.49% | 0.4846% | 0.0021224 | 34.58% | 0.4846% | 0.0011382 | 0% | 0.4846% | 0 | 8.089% | 3.504% | 0.0019253 | 0% | 3.504% | 0 | 0% | 3.504% | 0 | 0% | 4.389% | 0 | 0% | 4.389% | 0 | 0% | 4.389% | 0 |  |  |  | 0% | 11.8% | 0 | 34.79% | 11.8% | 0.027882 | 0% | 11.8% | 0 | 0% | 0.3812% | 0 | 0% | 0.3812% | 0 | 0% | 0.3812% | 0 | 0% | 100% | 0 | 0% | 100% | 0 | 0% | 100% | 0 | 0% | 100% | 0 |  |  | 0 |  |  | 0 |  |  | 0 | 100% | 65% |  | 100% | 65% |  | 100% | 65% |  | 100% | 65% |  | 100% | 90% |  | 100% | 90% |  | 100% | 90%
ORINDA 0402402/2 LR | 0.0010937 | 10.6346 | 1.1862 | 0.2489 | 1.4351 | 0.036749 | 0.026332 | 0.0064511 | 0% | 99% | 0 | 0% | 99% | 0 | 0% | 99% | 0 | 0% | 99% | 0 | 0% | 63.08% | 0 | 0% | 63.08% | 0 | 0% | 63.08% | 0 | 0% | 63.08% | 0 | 0.2489 | 0% | 2.122% | 0 | 0% | 2.122% | 0 | 0% | 2.122% | 0 | 0% | 0.2313% | 0 | 0% | 0.2313% | 0 | 0% | 0.2313% | 0 | 0% | 0.5706% | 0 | 100% | 0.5706% | 0.0067681 | 0% | 0.5706% | 0 | 100% | 0.5866% | 0.006959 | 0% | 0.5866% | 0 | 0% | 0.5866% | 0 | 0% | 4.26% | 0 | 0% | 4.26% | 0 | 0% | 4.26% | 0 | 0% | 2.29% | 0 | 0% | 2.29% | 0 | 0% | 2.29% | 0 |  |  |  | 0% | 11.8% | 0 | 0% | 11.8% | 0 | 0% | 11.8% | 0 | 0% | 0.376% | 0 | 0% | 0.376% | 0 | 0% | 0.376% | 0 | 0% | 100% | 0 | 0% | 100% | 0 | 0% | 100% | 0 | 0% | 100% | 0 |  |  | 0 |  |  | 0 |  |  | 0 | 100% | 65% |  | 100% | 65% |  | 100% | 65% |  | 100% | 65% |  | 100% | 90% |  | 100% | 90% |  | 100% | 90%
ANTELOPE 1101318686 | 0.00021871 | 0.91823 | 0.15889 | 0.0079831 | 0.16687 | 0.00038384 | 0.0051721 | 0.0037657 | 0% | 99% | 0 | 0% | 99% | 0 | 0% | 99% | 0 | 0% | 99% | 0 | 0% | 63.3% | 0 | 0% | 63.3% | 0 | 0% | 63.3% | 0 | 0% | 63.3% | 0 | 0.0079831 | 0% | 3.427% | 0 | 0% | 3.427% | 0 | 0% | 3.427% | 0 | 0% | 0.3691% | 0 | 0% | 0.3691% | 0 | 0% | 0.3691% | 0 | 0% | 0.8351% | 0 | 0% | 0.8351% | 0 | 98.4% | 0.8351% | 0.0013057 | 0% | 0.8568% | 0 | 100% | 0.8568% | 0.0013614 | 0% | 0.8568% | 0 | 0% | 6.216% | 0 | 0% | 6.216% | 0 | 0% | 6.216% | 0 | 0% | 0.2696% | 0 | 0% | 0.2696% | 0 | 0% | 0.2696% | 0 |  |  |  | 0% | 11.8% | 0 | 16.44% | 11.8% | 0.0030819 | 0% | 11.8% | 0 | 0% | 0.3651% | 0 | 0% | 0.3651% | 0 | 0% | 0.3651% | 0 | 0% | 100% | 0 | 0% | 100% | 0 | 0% | 100% | 0 | 0% | 100% | 0 |  |  | 0 |  |  | 0 |  |  | 0 | 100% | 65% |  | 100% | 65% |  | 100% | 65% |  | 100% | 65% |  | 100% | 90% |  | 100% | 90% |  | 100% | 90%
CORRAL 1101639614 | 0.00017749 | 17.0897 | 0.57995 | 0 | 0.57995 | 0.0075843 | 0.016407 | 0.010075 | 0% | 99% | 0 | 0% | 99% | 0 | 0% | 99% | 0 | 0% | 99% | 0 | 0% | 62.43% | 0 | 0% | 62.43% | 0 | 0% | 62.43% | 0 | 0% | 62.43% | 0 | 0 | 100% | 2.262% | 0.013119 | 0% | 2.262% | 0 | 0% | 2.262% | 0 | 0% | 0.2378% | 0 | 0% | 0.2378% | 0 | 0% | 0.2378% | 0 | 0% | 0.7211% | 0 | 98.45% | 0.7211% | 0.0041171 | 1.553% | 0.7211% | 6.4952e-05 | 98.45% | 0.7027% | 0.0040123 | 1.553% | 0.7027% | 6.3299e-05 | 0% | 0.7027% | 0 | 0% | 5.3% | 0 | 0% | 5.3% | 0 | 0% | 5.3% | 0 | 0% | 1.309% | 0 | 0% | 1.309% | 0 | 0% | 1.309% | 0 |  |  |  | 0% | 11.8% | 0 | 0% | 11.8% | 0 | 0% | 11.8% | 0 | 0% | 0.3604% | 0 | 0% | 0.3604% | 0 | 0% | 0.3604% | 0 | 0% | 100% | 0 | 0% | 100% | 0 | 0% | 100% | 0 | 0% | 100% | 0 |  |  | 6.4176e-05 |  |  | 0 |  |  | 0 | 100% | 65% |  | 100% | 65% |  | 100% | 65% |  | 100% | 65% |  | 100% | 90% |  | 100% | 90% |  | 100% | 90%
PETALUMA C 1109128 | 0.00025333 | 27.7157 | 1.5954 | 0 | 1.5954 | 0.028283 | 0.049989 | 0.015442 | 0% | 99% | 0 | 0% | 99% | 0 | 0% | 99% | 0 | 0% | 99% | 0 | 0% | 61.92% | 0 | 0% | 61.92% | 0 | 0% | 61.92% | 0 | 0% | 61.92% | 0 | 0 | 100% | 3.035% | 0.04842 | 0% | 3.035% | 0 | 0% | 3.035% | 0 | 0% | 0.3286% | 0 | 0% | 0.3286% | 0 | 0% | 0.3286% | 0 | 0% | 0.7943% | 0 | 33.22% | 0.7943% | 0.0042098 | 59.41% | 0.7943% | 0.0075281 | 33.22% | 0.7974% | 0.0042265 | 59.41% | 0.7974% | 0.0075578 | 7.328% | 0.7974% | 0.00093229 | 14.69% | 5.871% | 0.013763 | 0% | 5.871% | 0 | 0% | 5.871% | 0 | 0% | 1.727% | 0 | 0% | 1.727% | 0 | 0% | 1.727% | 0 |  |  |  | 32.82% | 11.8% | 0.061786 | 0% | 11.8% | 0 | 0% | 11.8% | 0 | 55.56% | 0.3613% | 0.0032023 | 0% | 0.3613% | 0 | 0% | 0.3613% | 0 | 0% | 100% | 0 | 0% | 100% | 0 | 0% | 100% | 0 | 0% | 100% | 0 |  |  | 0 |  |  | 0 |  |  | 0 | 100% | 65% |  | 100% | 65% |  | 100% | 65% |  | 100% | 65% |  | 100% | 90% |  | 100% | 90% |  | 100% | 90%
DUNBAR 1101904852 | 0.00052771 | 2.2434 | 1.3871 | 0.94359 | 2.3307 | 0.02449 | 0.042998 | 0.014135 | 0% | 99% | 0 | 0% | 99% | 0 | 0% | 99% | 0 | 0% | 99% | 0 | 0% | 63.38% | 0 | 0% | 63.38% | 0 | 0% | 63.38% | 0 | 0% | 63.38% | 0 | 0.94359 | 0% | 3.166% | 0 | 0% | 3.166% | 0 | 0% | 3.166% | 0 | 0% | 0.3505% | 0 | 0% | 0.3505% | 0 | 0% | 0.3505% | 0 | 0% | 0.7885% | 0 | 19.74% | 0.7885% | 0.0021593 | 61.84% | 0.7885% | 0.0067629 | 19.78% | 0.8286% | 0.0022731 | 61.84% | 0.8286% | 0.0071074 | 0% | 0.8286% | 0 | 99.79% | 5.924% | 0.082001 | 0% | 5.924% | 0 | 0% | 5.924% | 0 | 0% | 1.596% | 0 | 0% | 1.596% | 0 | 0% | 1.596% | 0 |  |  |  | 0% | 11.8% | 0 | 0% | 11.8% | 0 | 0% | 11.8% | 0 | 0% | 0.3704% | 0 | 0% | 0.3704% | 0 | 0% | 0.3704% | 0 | 0% | 100% | 0 | 0% | 100% | 0 | 0% | 100% | 0 | 0% | 100% | 0 |  |  | 0 |  |  | 0 |  |  | 0 | 100% | 65% |  | 100% | 65% |  | 100% | 65% |  | 100% | 65% |  | 100% | 90% |  | 100% | 90% |  | 100% | 90%
GEYSERVILLE 1102504260 | 0.00018869 | 2.0883 | 0.17308 | 0.035171 | 0.20826 | 0.0033058 | 0.0049036 | 0.0019781 | 0% | 99% | 0 | 0% | 99% | 0 | 0% | 99% | 0 | 0% | 99% | 0 | 0% | 62.86% | 0 | 0% | 62.86% | 0 | 0% | 62.86% | 0 | 0% | 62.86% | 0 | 0.035171 | 0% | 2.938% | 0 | 0% | 2.938% | 0 | 0% | 2.938% | 0 | 0% | 0.3187% | 0 | 0% | 0.3187% | 0 | 0% | 0.3187% | 0 | 0% | 0.7256% | 0 | 0% | 0.7256% | 0 | 0% | 0.7256% | 0 | 0% | 0.7527% | 0 | 0% | 0.7527% | 0 | 91.5% | 0.7527% | 0.0011921 | 0% | 5.422% | 0 | 0% | 5.422% | 0 | 0% | 5.422% | 0 | 0% | 1.999% | 0 | 0% | 1.999% | 0 | 0% | 1.999% | 0 |  |  |  | 9.913% | 11.8% | 0.0020246 | 0% | 11.8% | 0 | 0% | 11.8% | 0 | 0% | 0.3714% | 0 | 0% | 0.3714% | 0 | 0% | 0.3714% | 0 | 0% | 100% | 0 | 0% | 100% | 0 | 0% | 100% | 0 | 0% | 100% | 0 |  |  | 0 |  |  | 0 |  |  | 0 | 100% | 65% |  | 100% | 65% |  | 100% | 65% |  | 100% | 65% |  | 100% | 90% |  | 100% | 90% |  | 100% | 90%
WOODACRE 1101CB | 0.0011624 | 3.3519 | 0.57091 | 0.090038 | 0.66095 | 0.018178 | 0.012526 | 0.0029037 | 0% | 99% | 0 | 0% | 99% | 0 | 0% | 99% | 0 | 0% | 99% | 0 | 0% | 63.12% | 0 | 0% | 63.12% | 0 | 0% | 63.12% | 0 | 0% | 63.12% | 0 | 0.090038 | 0% | 1.955% | 0 | 0% | 1.955% | 0 | 0% | 1.955% | 0 | 0% | 0.2277% | 0 | 0% | 0.2277% | 0 | 0% | 0.2277% | 0 | 0% | 0.5448% | 0 | 0% | 0.5448% | 0 | 27.7% | 0.5448% | 0.00086154 | 0% | 0.5697% | 0 | 27.7% | 0.5697% | 0.0009009 | 72.3% | 0.5697% | 0.0023517 | 39.56% | 4.093% | 0.0092458 | 0% | 4.093% | 0 | 0% | 4.093% | 0 | 0% | 3.084% | 0 | 0% | 3.084% | 0 | 0% | 3.084% | 0 |  |  |  | 0% | 11.8% | 0 | 0% | 11.8% | 0 | 0% | 11.8% | 0 | 55.56% | 0.3758% | 0.0011918 | 0% | 0.3758% | 0 | 0% | 0.3758% | 0 | 0% | 100% | 0 | 0% | 100% | 0 | 0% | 100% | 0 | 0% | 100% | 0 |  |  | 0 |  |  | 0 |  |  | 0 | 100% | 65% |  | 100% | 65% |  | 100% | 65% |  | 100% | 65% |  | 100% | 90% |  | 100% | 90% |  | 100% | 90%
OCEANO 1104Q08 | 0.00036771 | 13.3804 | 0.87836 | 0 | 0.87836 | 0.020808 | 0.023915 | 0.0070103 | 0% | 99% | 0 | 0% | 99% | 0 | 0% | 99% | 0 | 0% | 99% | 0 | 0% | 62.71% | 0 | 0% | 62.71% | 0 | 0% | 62.71% | 0 | 0% | 62.71% | 0 | 0 | 0% | 2.639% | 0 | 0% | 2.639% | 0 | 0% | 2.639% | 0 | 0% | 0.2764% | 0 | 0% | 0.2764% | 0 | 0% | 0.2764% | 0 | 0% | 0.7043% | 0 | 0% | 0.7043% | 0 | 43.12% | 0.7043% | 0.0026674 | 0% | 0.7131% | 0 | 43.12% | 0.7131% | 0.0027008 | 56.88% | 0.7131% | 0.003563 | 21.31% | 5.229% | 0.0097881 | 6.266% | 5.229% | 0.0028776 | 2.753% | 5.229% | 0.0012645 | 0% | 2.533% | 0 | 0% | 2.533% | 0 | 0% | 2.533% | 0 |  |  |  | 0% | 11.8% | 0 | 0% | 11.8% | 0 | 0% | 11.8% | 0 | 0% | 0.3702% | 0 | 0% | 0.3702% | 0 | 0% | 0.3702% | 0 | 0% | 100% | 0 | 0% | 100% | 0 | 0% | 100% | 0 | 0% | 100% | 0 |  |  | 0 |  |  | 0 |  |  | 0 | 100% | 65% |  | 100% | 65% |  | 100% | 65% |  | 100% | 65% |  | 100% | 90% |  | 100% | 90% |  | 100% | 90%
MONTE RIO 111264682 | 0.0023926 | 3.2688 | 0.68737 | 0.062009 | 0.74938 | 0.03151 | 0.0072806 | 0.0017201 | 0% | 99% | 0 | 0% | 99% | 0 | 0% | 99% | 0 | 0% | 99% | 0 | 0% | 63.73% | 0 | 0% | 63.73% | 0 | 0% | 63.73% | 0 | 0% | 63.73% | 0 | 0.062009 | 0% | 1.033% | 0 | 0% | 1.033% | 0 | 0% | 1.033% | 0 | 0% | 0.1116% | 0 | 0% | 0.1116% | 0 | 0% | 0.1116% | 0 | 0% | 0.2729% | 0 | 0% | 0.2729% | 0 | 2.899% | 0.2729% | 5.4372e-05 | 0% | 0.2805% | 0 | 2.899% | 0.2805% | 5.5895e-05 | 97.1% | 0.2805% | 0.0018722 | 71.44% | 2.036% | 0.0099973 | 2.239% | 2.036% | 0.00031339 | 0% | 2.036% | 0 | 0% | 4.306% | 0 | 0% | 4.306% | 0 | 0% | 4.306% | 0 |  |  |  | 35% | 11.8% | 0.028388 | 0% | 11.8% | 0 | 0% | 11.8% | 0 | 0% | 0.3887% | 0 | 0% | 0.3887% | 0 | 0% | 0.3887% | 0 | 0% | 100% | 0 | 0% | 100% | 0 | 0% | 100% | 0 | 0% | 100% | 0 |  |  | 0 |  |  | 0 |  |  | 0 | 100% | 65% |  | 100% | 65% |  | 100% | 65% |  | 100% | 65% |  | 100% | 90% |  | 100% | 90% |  | 100% | 90%
CAMP EVERS 210510912 | 0.0022797 | 5.1849 | 2.1089 | 0.042157 | 2.151 | 0.091603 | 0.028937 | 0.0038691 | 0% | 99% | 0 | 0% | 99% | 0 | 0% | 99% | 0 | 0% | 99% | 0 | 0% | 62.76% | 0 | 0% | 62.76% | 0 | 0% | 62.76% | 0 | 0% | 62.76% | 0 | 0.042157 | 0% | 1.541% | 0 | 0% | 1.541% | 0 | 0% | 1.541% | 0 | 0% | 0.1675% | 0 | 0% | 0.1675% | 0 | 0% | 0.1675% | 0 | 0% | 0.3521% | 0 | 0% | 0.3521% | 0 | 92.13% | 0.3521% | 0.006841 | 0% | 0.3712% | 0 | 92.13% | 0.3712% | 0.0072126 | 0% | 0.3712% | 0 | 0% | 2.641% | 0 | 0% | 2.641% | 0 | 0% | 2.641% | 0 | 0% | 4.934% | 0 | 0% | 4.934% | 0 | 0% | 4.934% | 0 |  |  |  | 0% | 11.8% | 0 | 0% | 11.8% | 0 | 0% | 11.8% | 0 | 0% | 0.3876% | 0 | 0% | 0.3876% | 0 | 0% | 0.3876% | 0 | 0% | 100% | 0 | 0% | 100% | 0 | 0% | 100% | 0 | 0% | 100% | 0 |  |  | 0 |  |  | 0 |  |  | 0 | 100% | 65% |  | 100% | 65% |  | 100% | 65% |  | 100% | 65% |  | 100% | 90% |  | 100% | 90% |  | 100% | 90%
BERKELEY F 1103162952 | 0.00085618 | 3.2448 | 0.2964 | 0 | 0.2964 | 0.0080467 | 0.0076524 | 0.0017926 | 0% | 99% | 0 | 0% | 99% | 0 | 0% | 99% | 0 | 0% | 99% | 0 | 0% | 62.84% | 0 | 0% | 62.84% | 0 | 0% | 62.84% | 0 | 0% | 62.84% | 0 | 0 | 0% | 2.404% | 0 | 0% | 2.404% | 0 | 0% | 2.404% | 0 | 0% | 0.2555% | 0 | 0% | 0.2555% | 0 | 0% | 0.2555% | 0 | 0% | 0.6624% | 0 | 0% | 0.6624% | 0 | 64.05% | 0.6624% | 0.0012575 | 0% | 0.6621% | 0 | 64.07% | 0.6621% | 0.0012574 | 26.05% | 0.6621% | 0.00051126 | 7.379% | 4.898% | 0.0010711 | 0% | 4.898% | 0 | 0% | 4.898% | 0 | 0% | 1.996% | 0 | 0% | 1.996% | 0 | 0% | 1.996% | 0 |  |  |  | 0% | 11.8% | 0 | 28.45% | 11.8% | 0.0099491 | 0% | 11.8% | 0 | 0% | 0.369% | 0 | 0% | 0.369% | 0 | 0% | 0.369% | 0 | 0% | 100% | 0 | 0% | 100% | 0 | 0% | 100% | 0 | 0% | 100% | 0 |  |  | 0 |  |  | 0 |  |  | 0 | 100% | 65% |  | 100% | 65% |  | 100% | 65% |  | 100% | 65% |  | 100% | 90% |  | 100% | 90% |  | 100% | 90%
GEYSERVILLE 1102522 | 0.00029428 | 7.9169 | 0.6935 | 0.92818 | 1.6217 | 0.013539 | 0.020151 | 0.0072682 | 0% | 99% | 0 | 0% | 99% | 0 | 0% | 99% | 0 | 0% | 99% | 0 | 0% | 62.75% | 0 | 0% | 62.75% | 0 | 0% | 62.75% | 0 | 0% | 62.75% | 0 | 0.92818 | 0% | 2.724% | 0 | 0% | 2.724% | 0 | 0% | 2.724% | 0 | 0% | 0.2983% | 0 | 0% | 0.2983% | 0 | 0% | 0.2983% | 0 | 0% | 0.7338% | 0 | 51.24% | 0.7338% | 0.0026076 | 0.4484% | 0.7338% | 2.2818e-05 | 48.21% | 0.7493% | 0.0025051 | 0.4484% | 0.7493% | 2.3297e-05 | 42.82% | 0.7493% | 0.0022249 | 0% | 5.462% | 0 | 0% | 5.462% | 0 | 0% | 5.462% | 0 | 0% | 1.986% | 0 | 0% | 1.986% | 0 | 0% | 1.986% | 0 |  |  |  | 0% | 11.8% | 0 | 25.78% | 11.8% | 0.021093 | 0% | 11.8% | 0 | 0% | 0.3669% | 0 | 0% | 0.3669% | 0 | 0% | 0.3669% | 0 | 0% | 100% | 0 | 0% | 100% | 0 | 0% | 100% | 0 | 0% | 100% | 0 |  |  | 0 |  |  | 0 |  |  | 0 | 100% | 65% |  | 100% | 65% |  | 100% | 65% |  | 100% | 65% |  | 100% | 90% |  | 100% | 90% |  | 100% | 90%
MONTE RIO 1111292 | 0.00028981 | 14.394 | 1.2139 | 0.22437 | 1.4383 | 0.03965 | 0.025367 | 0.0068785 | 0% | 99% | 0 | 0% | 99% | 0 | 0% | 99% | 0 | 0% | 99% | 0 | 0% | 62.24% | 0 | 0% | 62.24% | 0 | 0% | 62.24% | 0 | 0% | 62.24% | 0 | 0.22437 | 71.43% | 1.962% | 0.017012 | 0% | 1.962% | 0 | 0% | 1.962% | 0 | 0% | 0.2116% | 0 | 0% | 0.2116% | 0 | 0% | 0.2116% | 0 | 0% | 0.5304% | 0 | 23.6% | 0.5304% | 0.0015196 | 7.007% | 0.5304% | 0.00045119 | 23.6% | 0.5383% | 0.0015421 | 7.007% | 0.5383% | 0.00045786 | 68.77% | 0.5383% | 0.0044932 | 5.841% | 3.941% | 0.0027943 | 0% | 3.941% | 0 | 27.98% | 3.941% | 0.013385 | 0% | 3.445% | 0 | 0% | 3.445% | 0 | 0% | 3.445% | 0 |  |  |  | 30.98% | 11.8% | 0.044381 | 0% | 11.8% | 0 | 0% | 11.8% | 0 | 0% | 0.3761% | 0 | 0% | 0.3761% | 0 | 0% | 0.3761% | 0 | 0% | 100% | 0 | 0% | 100% | 0 | 0% | 100% | 0 | 0% | 100% | 0 |  |  | 0 |  |  | 0 |  |  | 0 | 100% | 65% |  | 100% | 65% |  | 100% | 65% |  | 100% | 65% |  | 100% | 90% |  | 100% | 90% |  | 100% | 90%
PIT NO 3 21011360 | 0.00027478 | 22.3644 | 1.3007 | 0.26924 | 1.57 | 0.031533 | 0.034066 | 0.01151 | 0% | 99% | 0 | 0% | 99% | 0 | 0% | 99% | 0 | 0% | 99% | 0 | 0% | 60.8% | 0 | 0% | 60.8% | 0 | 0% | 60.8% | 0 | 0% | 60.8% | 0 | 0.26924 | 0% | 2.283% | 0 | 0% | 2.283% | 0 | 0% | 2.283% | 0 | 0% | 0.2404% | 0 | 0% | 0.2404% | 0 | 0% | 0.2404% | 0 | 0% | 0.6584% | 0 | 100% | 0.6584% | 0.0085641 | 0% | 0.6584% | 0 | 100% | 0.629% | 0.0081813 | 0% | 0.629% | 0 | 0% | 0.629% | 0 | 0% | 4.794% | 0 | 0% | 4.794% | 0 | 0% | 4.794% | 0 | 0% | 2.026% | 0 | 0% | 2.026% | 0 | 0% | 2.026% | 0 |  |  |  | 34.41% | 11.8% | 0.05282 | 0% | 11.8% | 0 | 0% | 11.8% | 0 | 0% | 0.3608% | 0 | 0% | 0.3608% | 0 | 0% | 0.3608% | 0 | 0% | 100% | 0 | 0% | 100% | 0 | 0% | 100% | 0 | 0% | 100% | 0 |  |  | 1.6006e-05 |  |  | 0 |  |  | 0 | 100% | 65% |  | 100% | 65% |  | 100% | 65% |  | 100% | 65% |  | 100% | 90% |  | 100% | 90% |  | 100% | 90%
NOVATO 110455398 | 0.00036158 | 3.043 | 1.0203 | 0.0045343 | 1.0248 | 0.0049583 | 0.039682 | 0.01597 | 0% | 99% | 0 | 0% | 99% | 0 | 0% | 99% | 0 | 0% | 99% | 0 | 0% | 61.62% | 0 | 0% | 61.62% | 0 | 0% | 61.62% | 0 | 0% | 61.62% | 0 | 0.0045343 | 0% | 3.312% | 0 | 0% | 3.312% | 0 | 0% | 3.312% | 0 | 0% | 0.3927% | 0 | 0% | 0.3927% | 0 | 0% | 0.3927% | 0 | 0% | 0.9399% | 0 | 36.11% | 0.9399% | 0.003463 | 60.78% | 0.9399% | 0.0058282 | 36.11% | 0.973% | 0.0035848 | 60.78% | 0.973% | 0.0060331 | 0.862% | 0.973% | 8.5569e-05 | 0% | 7.037% | 0 | 0% | 7.037% | 0 | 0% | 7.037% | 0 | 0% | 0.5126% | 0 | 0% | 0.5126% | 0 | 0% | 0.5126% | 0 |  |  |  | 0% | 11.8% | 0 | 10.04% | 11.8% | 0.012092 | 0% | 11.8% | 0 | 0% | 0.3527% | 0 | 0% | 0.3527% | 0 | 0% | 0.3527% | 0 | 0% | 100% | 0 | 0% | 100% | 0 | 0% | 100% | 0 | 0% | 100% | 0 |  |  | 0 |  |  | 0 |  |  | 0 | 100% | 65% |  | 100% | 65% |  | 100% | 65% |  | 100% | 65% |  | 100% | 90% |  | 100% | 90% |  | 100% | 90%
FORT BRAGG A 110195294 | 0.00040111 | 28.4665 | 2.1322 | 0 | 2.1322 | 0.072323 | 0.042693 | 0.011727 | 0% | 99% | 0 | 0% | 99% | 0 | 0% | 99% | 0 | 0% | 99% | 0 | 0% | 62.01% | 0 | 0% | 62.01% | 0 | 0% | 62.01% | 0 | 0% | 62.01% | 0 | 0 | 85.71% | 2.043% | 0.037339 | 0% | 2.043% | 0 | 0% | 2.043% | 0 | 0% | 0.2225% | 0 | 0% | 0.2225% | 0 | 0% | 0.2225% | 0 | 0% | 0.5059% | 0 | 0% | 0.5059% | 0 | 88.97% | 0.5059% | 0.0095974 | 0% | 0.5209% | 0 | 88.97% | 0.5209% | 0.0098824 | 10.76% | 0.5209% | 0.0011951 | 2.621% | 3.769% | 0.0021062 | 0% | 3.769% | 0 | 1.608% | 3.769% | 0.0012926 | 0% | 4.012% | 0 | 0% | 4.012% | 0 | 0% | 4.012% | 0 |  |  |  | 33.76% | 11.8% | 0.084936 | 0% | 11.8% | 0 | 0% | 11.8% | 0 | 55.56% | 0.3787% | 0.0044854 | 0% | 0.3787% | 0 | 0% | 0.3787% | 0 | 0% | 100% | 0 | 0% | 100% | 0 | 0% | 100% | 0 | 0% | 100% | 0 |  |  | 1.816e-05 |  |  | 0 |  |  | 0 | 100% | 65% |  | 100% | 65% |  | 100% | 65% |  | 100% | 65% |  | 100% | 90% |  | 100% | 90% |  | 100% | 90%
PAUL SWEET 2106974130 | 0.0018131 | 4.5835 | 1.2653 | 0 | 1.2653 | 0.046599 | 0.023078 | 0.005565 | 0% | 99% | 0 | 0% | 99% | 0 | 0% | 99% | 0 | 0% | 99% | 0 | 0% | 63.26% | 0 | 0% | 63.26% | 0 | 0% | 63.26% | 0 | 0% | 63.26% | 0 | 0 | 0% | 1.99% | 0 | 0% | 1.99% | 0 | 0% | 1.99% | 0 | 0% | 0.2181% | 0 | 0% | 0.2181% | 0 | 0% | 0.2181% | 0 | 0% | 0.4652% | 0 | 0% | 0.4652% | 0 | 46.75% | 0.4652% | 0.0027519 | 0% | 0.4961% | 0 | 46.75% | 0.4961% | 0.0029348 | 52.2% | 0.4961% | 0.0032767 | 30.26% | 3.508% | 0.013431 | 0% | 3.508% | 0 | 0% | 3.508% | 0 | 0% | 4.106% | 0 | 0% | 4.106% | 0 | 0% | 4.106% | 0 |  |  |  | 0% | 11.8% | 0 | 0% | 11.8% | 0 | 0% | 11.8% | 0 | 0% | 0.3851% | 0 | 0% | 0.3851% | 0 | 0% | 0.3851% | 0 | 0% | 100% | 0 | 0% | 100% | 0 | 0% | 100% | 0 | 0% | 100% | 0 |  |  | 0 |  |  | 0 |  |  | 0 | 100% | 65% |  | 100% | 65% |  | 100% | 65% |  | 100% | 65% |  | 100% | 90% |  | 100% | 90% |  | 100% | 90%
GREEN VALLEY 210111054 | 0.0011265 | 25.3357 | 5.4011 | 0.28443 | 5.6855 | 0.20459 | 0.093783 | 0.023308 | 0% | 99% | 0 | 0% | 99% | 0 | 0% | 99% | 0 | 0% | 99% | 0 | 0% | 63.27% | 0 | 0% | 63.27% | 0 | 0% | 63.27% | 0 | 0% | 63.27% | 0 | 0.28443 | 100% | 1.879% | 0.1015 | 0% | 1.879% | 0 | 0% | 1.879% | 0 | 0% | 0.2045% | 0 | 0% | 0.2045% | 0 | 0% | 0.2045% | 0 | 0% | 0.4409% | 0 | 0% | 0.4409% | 0 | 60.19% | 0.4409% | 0.014334 | 0% | 0.464% | 0 | 60.36% | 0.464% | 0.015128 | 39.64% | 0.464% | 0.0099351 | 16.01% | 3.308% | 0.028597 | 5.042% | 3.308% | 0.0090078 | 0.7054% | 3.308% | 0.0012601 | 0% | 3.995% | 0 | 0% | 3.995% | 0 | 0% | 3.995% | 0 |  |  |  | 0% | 11.8% | 0 | 0% | 11.8% | 0 | 0% | 11.8% | 0 | 0% | 0.3842% | 0 | 0% | 0.3842% | 0 | 0% | 0.3842% | 0 | 0% | 100% | 0 | 0% | 100% | 0 | 0% | 100% | 0 | 0% | 100% | 0 |  |  | 0 |  |  | 0 |  |  | 0 | 100% | 65% |  | 100% | 65% |  | 100% | 65% |  | 100% | 65% |  | 100% | 90% |  | 100% | 90% |  | 100% | 90%
MARTELL 1102CB | 0.00032561 | 5.2225 | 0.61365 | 0 | 0.61365 | 0.0075291 | 0.019405 | 0.0096272 | 0% | 99% | 0 | 0% | 99% | 0 | 0% | 99% | 0 | 0% | 99% | 0 | 0% | 62.83% | 0 | 0% | 62.83% | 0 | 0% | 62.83% | 0 | 0% | 62.83% | 0 | 0 | 0% | 2.788% | 0 | 0% | 2.788% | 0 | 0% | 2.788% | 0 | 0% | 0.3096% | 0 | 0% | 0.3096% | 0 | 0% | 0.3096% | 0 | 0% | 0.7932% | 0 | 14.7% | 0.7932% | 0.00071545 | 28.41% | 0.7932% | 0.0013826 | 17.83% | 0.8206% | 0.00089807 | 28.41% | 0.8206% | 0.0014304 | 53.65% | 0.8206% | 0.0027018 | 0% | 5.951% | 0 | 0% | 5.951% | 0 | 0% | 5.951% | 0 | 0% | 1.288% | 0 | 0% | 1.288% | 0 | 0% | 1.288% | 0 |  |  |  | 0% | 11.8% | 0 | 0% | 11.8% | 0 | 0% | 11.8% | 0 | 0% | 0.367% | 0 | 0% | 0.367% | 0 | 0% | 0.367% | 0 | 0% | 100% | 0 | 0% | 100% | 0 | 0% | 100% | 0 | 0% | 100% | 0 |  |  | 0 |  |  | 0 |  |  | 0 | 100% | 65% |  | 100% | 65% |  | 100% | 65% |  | 100% | 65% |  | 100% | 90% |  | 100% | 90% |  | 100% | 90%
ROSSMOOR 1102457174 | 0.00075752 | 0.4469 | 0.24986 | 1.6934 | 1.9432 | 0.0029234 | 0.0083454 | 0.0036269 | 0% | 99% | 0 | 0% | 99% | 0 | 0% | 99% | 0 | 0% | 99% | 0 | 0% | 64.17% | 0 | 0% | 64.17% | 0 | 0% | 64.17% | 0 | 0% | 64.17% | 0 | 1.6934 | 0% | 3.416% | 0 | 0% | 3.416% | 0 | 0% | 3.416% | 0 | 0% | 0.3849% | 0 | 0% | 0.3849% | 0 | 0% | 0.3849% | 0 | 0% | 0.8295% | 0 | 21.87% | 0.8295% | 0.00045341 | 0% | 0.8295% | 0 | 21.87% | 0.8807% | 0.00048137 | 4.754% | 0.8807% | 0.00010462 | 28.72% | 0.8807% | 0.00063208 | 99.97% | 6.251% | 0.015614 | 0% | 6.251% | 0 | 0% | 6.251% | 0 | 0% | 0.7864% | 0 | 0% | 0.7864% | 0 | 0% | 0.7864% | 0 |  |  |  | 0% | 11.8% | 0 | 0% | 11.8% | 0 | 0% | 11.8% | 0 | 0% | 0.3691% | 0 | 0% | 0.3691% | 0 | 0% | 0.3691% | 0 | 0% | 100% | 0 | 0% | 100% | 0 | 0% | 100% | 0 | 0% | 100% | 0 |  |  | 0 |  |  | 0 |  |  | 0 | 100% | 65% |  | 100% | 65% |  | 100% | 65% |  | 100% | 65% |  | 100% | 90% |  | 100% | 90% |  | 100% | 90%
MOLINO 1102495692 | 0.00064684 | 18.4004 | 1.9622 | 0.1812 | 2.1434 | 0.070926 | 0.03691 | 0.0091421 | 0% | 99% | 0 | 0% | 99% | 0 | 0% | 99% | 0 | 0% | 99% | 0 | 0% | 63% | 0 | 0% | 63% | 0 | 0% | 63% | 0 | 0% | 63% | 0 | 0.1812 | 90.91% | 1.74% | 0.031044 | 0% | 1.74% | 0 | 0% | 1.74% | 0 | 0% | 0.1879% | 0 | 0% | 0.1879% | 0 | 0% | 0.1879% | 0 | 0% | 0.4754% | 0 | 0% | 0.4754% | 0 | 40.69% | 0.4754% | 0.003796 | 0% | 0.4828% | 0 | 40.69% | 0.4828% | 0.0038552 | 59.31% | 0.4828% | 0.0056191 | 27.87% | 3.533% | 0.019323 | 0% | 3.533% | 0 | 0% | 3.533% | 0 | 0% | 3.267% | 0 | 0% | 3.267% | 0 | 0% | 3.267% | 0 |  |  |  | 31.55% | 11.8% | 0.073049 | 0% | 11.8% | 0 | 0% | 11.8% | 0 | 0% | 0.3787% | 0 | 0% | 0.3787% | 0 | 0% | 0.3787% | 0 | 0% | 100% | 0 | 0% | 100% | 0 | 0% | 100% | 0 | 0% | 100% | 0 |  |  | 0 |  |  | 0 |  |  | 0 | 100% | 65% |  | 100% | 65% |  | 100% | 65% |  | 100% | 65% |  | 100% | 90% |  | 100% | 90% |  | 100% | 90%
TAMARACK 1101CB | 0.00061517 | 21.9115 | 2.2124 | 1.7124 | 3.9248 | 0.060285 | 0.063294 | 0.0083243 | 0% | 99% | 0 | 0% | 99% | 0 | 0% | 99% | 0 | 0% | 99% | 0 | 0% | 61.7% | 0 | 0% | 61.7% | 0 | 0% | 61.7% | 0 | 0% | 61.7% | 0 | 1.7124 | 23.08% | 2.841% | 0.014506 | 0% | 2.841% | 0 | 0% | 2.841% | 0 | 100% | 0.3069% | 0.0067896 | 0% | 0.3069% | 0 | 0% | 0.3069% | 0 | 0% | 0.7216% | 0 | 36.33% | 0.7216% | 0.0057991 | 37.61% | 0.7216% | 0.0060033 | 36.33% | 0.7368% | 0.0059219 | 37.61% | 0.7368% | 0.0061304 | 24.39% | 0.7368% | 0.0039761 | 31.1% | 5.364% | 0.036909 | 0% | 5.364% | 0 | 0% | 5.364% | 0 | 0% | 2.482% | 0 | 0% | 2.482% | 0 | 0% | 2.482% | 0 |  |  |  | 0% | 11.8% | 0 | 0% | 11.8% | 0 | 0% | 11.8% | 0 | 0% | 0.3688% | 0 | 0% | 0.3688% | 0 | 0% | 0.3688% | 0 | 0% | 100% | 0 | 0% | 100% | 0 | 0% | 100% | 0 | 0% | 100% | 0 |  |  | 0 |  |  | 0 |  |  | 0 | 100% | 65% |  | 100% | 65% |  | 100% | 65% |  | 100% | 65% |  | 100% | 90% |  | 100% | 90% |  | 100% | 90%
DESCHUTES 1104622260 | 0.00042246 | 5.7956 | 0.47824 | 0.49762 | 0.97585 | 0.0081816 | 0.012975 | 0.0073614 | 0% | 99% | 0 | 0% | 99% | 0 | 0% | 99% | 0 | 0% | 99% | 0 | 0% | 62.38% | 0 | 0% | 62.38% | 0 | 0% | 62.38% | 0 | 0% | 62.38% | 0 | 0.49762 | 0% | 2.06% | 0 | 0% | 2.06% | 0 | 0% | 2.06% | 0 | 0% | 0.2296% | 0 | 0% | 0.2296% | 0 | 0% | 0.2296% | 0 | 0% | 0.667% | 0 | 59.11% | 0.667% | 0.0018854 | 40.67% | 0.667% | 0.0012973 | 59.11% | 0.6563% | 0.0018552 | 40.67% | 0.6563% | 0.0012765 | 0.2234% | 0.6563% | 7.0124e-06 | 0% | 4.92% | 0 | 0% | 4.92% | 0 | 0% | 4.92% | 0 | 0% | 1.413% | 0 | 0% | 1.413% | 0 | 0% | 1.413% | 0 |  |  |  | 0% | 11.8% | 0 | 0% | 11.8% | 0 | 0% | 11.8% | 0 | 0% | 0.3618% | 0 | 0% | 0.3618% | 0 | 0% | 0.3618% | 0 | 0% | 100% | 0 | 0% | 100% | 0 | 0% | 100% | 0 | 0% | 100% | 0 |  |  | 0 |  |  | 0 |  |  | 0 | 100% | 65% |  | 100% | 65% |  | 100% | 65% |  | 100% | 65% |  | 100% | 90% |  | 100% | 90% |  | 100% | 90%
HALSEY 1101CB | 0.00056028 | 20.8425 | 1.9291 | 1.536 | 3.4651 | 0.062022 | 0.037939 | 0.015072 | 0% | 99% | 0 | 0% | 99% | 0 | 0% | 99% | 0 | 0% | 99% | 0 | 0% | 61.72% | 0 | 0% | 61.72% | 0 | 0% | 61.72% | 0 | 0% | 61.72% | 0 | 1.536 | 62.5% | 1.432% | 0.01727 | 0% | 1.432% | 0 | 0% | 1.432% | 0 | 0% | 0.1574% | 0 | 0% | 0.1574% | 0 | 0% | 0.1574% | 0 | 0% | 0.4926% | 0 | 99.47% | 0.4926% | 0.0094519 | 0.2218% | 0.4926% | 2.1078e-05 | 99.69% | 0.4911% | 0.0094448 | 0% | 0.4911% | 0 | 0% | 0.4911% | 0 | 3.22% | 3.66% | 0.0022738 | 0% | 3.66% | 0 | 0% | 3.66% | 0 | 0% | 3.666% | 0 | 0% | 3.666% | 0 | 0% | 3.666% | 0 |  |  |  | 0% | 11.8% | 0 | 0% | 11.8% | 0 | 0% | 11.8% | 0 | 0% | 0.375% | 0 | 0% | 0.375% | 0 | 0% | 0.375% | 0 | 0% | 100% | 0 | 0% | 100% | 0 | 0% | 100% | 0 | 0% | 100% | 0 |  |  | 0.00014728 |  |  | 0 |  |  | 0 | 100% | 65% |  | 100% | 65% |  | 100% | 65% |  | 100% | 65% |  | 100% | 90% |  | 100% | 90% |  | 100% | 90%
HOPLAND 1101CB | 0.00016203 | 0.38455 | 0.58126 | 0 | 0.58126 | 0.0078517 | 0.020198 | 0.0066496 | 0% | 99% | 0 | 0% | 99% | 0 | 0% | 99% | 0 | 0% | 99% | 0 | 0% | 63.15% | 0 | 0% | 63.15% | 0 | 0% | 63.15% | 0 | 0% | 63.15% | 0 | 0 | 0% | 3.048% | 0 | 0% | 3.048% | 0 | 0% | 3.048% | 0 | 0% | 0.3528% | 0 | 0% | 0.3528% | 0 | 0% | 0.3528% | 0 | 0% | 0.8543% | 0 | 79.91% | 0.8543% | 0.003968 | 0% | 0.8543% | 0 | 79.91% | 0.8938% | 0.0041514 | 13.63% | 0.8938% | 0.00070803 | 0% | 0.8938% | 0 | 0% | 6.424% | 0 | 0% | 6.424% | 0 | 0% | 6.424% | 0 | 0% | 1.132% | 0 | 0% | 1.132% | 0 | 0% | 1.132% | 0 |  |  |  | 0% | 11.8% | 0 | 0% | 11.8% | 0 | 0% | 11.8% | 0 | 0% | 0.3632% | 0 | 0% | 0.3632% | 0 | 0% | 0.3632% | 0 | 0% | 100% | 0 | 0% | 100% | 0 | 0% | 100% | 0 | 0% | 100% | 0 |  |  | 0 |  |  | 0 |  |  | 0 | 100% | 65% |  | 100% | 65% |  | 100% | 65% |  | 100% | 65% |  | 100% | 90% |  | 100% | 90% |  | 100% | 90%
ROSSMOOR 1109CB | 0.0023822 | 0 | 0.018485 | 0 | 0.018485 | 0.00035244 | 0.00053605 | 0.00021745 | 0% | 99% | 0 | 0% | 99% | 0 | 0% | 99% | 0 | 0% | 99% | 0 | 0% | 63.55% | 0 | 0% | 63.55% | 0 | 0% | 63.55% | 0 | 0% | 63.55% | 0 | 0 | 0% | 2.467% | 0 | 0% | 2.467% | 0 | 0% | 2.467% | 0 | 0% | 0.2921% | 0 | 0% | 0.2921% | 0 | 0% | 0.2921% | 0 | 0% | 0.7013% | 0 | 0% | 0.7013% | 0 | 0% | 0.7013% | 0 | 0% | 0.7324% | 0 | 0% | 0.7324% | 0 | 48.56% | 0.7324% | 6.574e-05 | 93.7% | 5.27% | 0.00091269 | 0% | 5.27% | 0 | 0% | 5.27% | 0 | 0% | 0.9543% | 0 | 0% | 0.9543% | 0 | 0% | 0.9543% | 0 |  |  |  | 0% | 11.8% | 0 | 0% | 11.8% | 0 | 0% | 11.8% | 0 | 0% | 0.3673% | 0 | 0% | 0.3673% | 0 | 0% | 0.3673% | 0 | 0% | 100% | 0 | 0% | 100% | 0 | 0% | 100% | 0 | 0% | 100% | 0 |  |  | 0 |  |  | 0 |  |  | 0 |  |  |  |  | 65% |  |  | 65% |  | 100% | 65%
HIGGINS 1107746082 | 0.00021019 | 0.81159 | 0.028273 | 0.0046218 | 0.032895 | 0.00079465 | 0.00059106 | 0.00030762 | 0% | 99% | 0 | 0% | 99% | 0 | 0% | 99% | 0 | 0% | 99% | 0 | 0% | 61.53% | 0 | 0% | 61.53% | 0 | 0% | 61.53% | 0 | 0% | 61.53% | 0 | 0.0046218 | 0% | 1.757% | 0 | 0% | 1.757% | 0 | 0% | 1.757% | 0 | 0% | 0.1736% | 0 | 0% | 0.1736% | 0 | 0% | 0.1736% | 0 | 0% | 0.5293% | 0 | 6.81% | 0.5293% | 1.0192e-05 | 3.526% | 0.5293% | 5.2775e-06 | 6.81% | 0.4941% | 9.5141e-06 | 3.526% | 0.4941% | 4.9266e-06 | 89.66% | 0.4941% | 0.00012527 | 0% | 3.827% | 0 | 0% | 3.827% | 0 | 0% | 3.827% | 0 | 0% | 3.09% | 0 | 0% | 3.09% | 0 | 0% | 3.09% | 0 |  |  |  | 0% | 11.8% | 0 | 0% | 11.8% | 0 | 0% | 11.8% | 0 | 0% | 0.3678% | 0 | 0% | 0.3678% | 0 | 0% | 0.3678% | 0 | 0% | 100% | 0 | 0% | 100% | 0 | 0% | 100% | 0 | 0% | 100% | 0 |  |  | 0 |  |  | 0 |  |  | 0 | 100% | 65% |  | 100% | 65% |  | 100% | 65% |  | 100% | 65% |  | 100% | 90% |  | 100% | 90% |  | 100% | 90%
GARBERVILLE 110139524 | 0.0005711 | 4.4813 | 1.737 | 0.16386 | 1.9009 | 0.06105 | 0.032456 | 0.010716 | 0% | 99% | 0 | 0% | 99% | 0 | 0% | 99% | 0 | 0% | 99% | 0 | 0% | 62.26% | 0 | 0% | 62.26% | 0 | 0% | 62.26% | 0 | 0% | 62.26% | 0 | 0.16386 | 0% | 1.698% | 0 | 0% | 1.698% | 0 | 0% | 1.698% | 0 | 100% | 0.1879% | 0.0032633 | 0% | 0.1879% | 0 | 0% | 0.1879% | 0 | 0% | 0.466% | 0 | 53% | 0.466% | 0.0042904 | 47% | 0.466% | 0.0038043 | 53% | 0.483% | 0.0044468 | 47% | 0.483% | 0.003943 | 0% | 0.483% | 0 | 27.7% | 3.492% | 0.016802 | 0% | 3.492% | 0 | 0% | 3.492% | 0 | 0% | 3.923% | 0 | 0% | 3.923% | 0 | 0% | 3.923% | 0 |  |  |  | 0% | 11.8% | 0 | 0% | 11.8% | 0 | 34.89% | 11.8% | 0.071514 | 0% | 0.3805% | 0 | 0% | 0.3805% | 0 | 0% | 0.3805% | 0 | 1.422% | 100% | 0.024703 | 0% | 100% | 0 | 0% | 100% | 0 | 0% | 100% | 0 |  |  | 6.787e-05 |  |  | 0 |  |  | 0 | 100% | 65% |  | 100% | 65% |  | 100% | 65% |  | 100% | 65% |  | 100% | 90% |  | 100% | 90% |  | 100% | 90%
SPRING GAP 1702693441 | 0.00081289 | 5.9187 | 0.69211 | 0.31863 | 1.0107 | 0.021806 | 0.01562 | 0.0041258 | 0% | 99% | 0 | 0% | 99% | 0 | 0% | 99% | 0 | 0% | 99% | 0 | 0% | 61.85% | 0 | 0% | 61.85% | 0 | 0% | 61.85% | 0 | 0% | 61.85% | 0 | 0.31863 | 0% | 1.817% | 0 | 0% | 1.817% | 0 | 0% | 1.817% | 0 | 0% | 0.1994% | 0 | 0% | 0.1994% | 0 | 0% | 0.1994% | 0 | 0% | 0.5582% | 0 | 0% | 0.5582% | 0 | 47.86% | 0.5582% | 0.0018491 | 0% | 0.5519% | 0 | 47.86% | 0.5519% | 0.0018283 | 51.38% | 0.5519% | 0.0019626 | 17.84% | 4.118% | 0.0050851 | 0% | 4.118% | 0 | 0% | 4.118% | 0 | 0% | 2.938% | 0 | 0% | 2.938% | 0 | 0% | 2.938% | 0 |  |  |  | 0% | 11.8% | 0 | 0% | 11.8% | 0 | 0% | 11.8% | 0 | 0% | 0.3698% | 0 | 0% | 0.3698% | 0 | 0% | 0.3698% | 0 | 0% | 100% | 0 | 0% | 100% | 0 | 0% | 100% | 0 | 0% | 100% | 0 |  |  | 0 |  |  | 0 |  |  | 0 | 100% | 65% |  | 100% | 65% |  | 100% | 65% |  | 100% | 65% |  | 100% | 90% |  | 100% | 90% |  | 100% | 90%
WOODSIDE 11018912 | 0.0011458 | 4.2275 | 0.89626 | 0.081162 | 0.97742 | 0.035247 | 0.016129 | 0.0024457 | 0% | 99% | 0 | 0% | 99% | 0 | 0% | 99% | 0 | 0% | 99% | 0 | 0% | 63.49% | 0 | 0% | 63.49% | 0 | 0% | 63.49% | 0 | 0% | 63.49% | 0 | 0.081162 | 40% | 1.872% | 0.0067126 | 0% | 1.872% | 0 | 0% | 1.872% | 0 | 0% | 0.2013% | 0 | 0% | 0.2013% | 0 | 0% | 0.2013% | 0 | 0% | 0.4543% | 0 | 0% | 0.4543% | 0 | 55.83% | 0.4543% | 0.0022731 | 0% | 0.4705% | 0 | 55.83% | 0.4705% | 0.0023544 | 42.51% | 0.4705% | 0.0017926 | 23.62% | 3.391% | 0.0071797 | 13.42% | 3.391% | 0.0040771 | 5.286% | 3.391% | 0.0016065 | 0% | 3.434% | 0 | 0% | 3.434% | 0 | 0% | 3.434% | 0 |  |  |  | 0% | 11.8% | 0 | 14.27% | 11.8% | 0.01509 | 0% | 11.8% | 0 | 0% | 0.3824% | 0 | 0% | 0.3824% | 0 | 0% | 0.3824% | 0 | 0% | 100% | 0 | 0% | 100% | 0 | 0% | 100% | 0 | 0% | 100% | 0 |  |  | 0 |  |  | 0 |  |  | 0 | 100% | 65% |  | 100% | 65% |  | 100% | 65% |  | 100% | 65% |  | 100% | 90% |  | 100% | 90% |  | 100% | 90%
SALT SPRINGS 21024796 | 0.00094334 | 7.7549 | 1.4641 | 2.1525 | 3.6166 | 0.04225 | 0.038272 | 0.0073998 | 0% | 99% | 0 | 0% | 99% | 0 | 0% | 99% | 0 | 0% | 99% | 0 | 0% | 62.4% | 0 | 0% | 62.4% | 0 | 0% | 62.4% | 0 | 0% | 62.4% | 0 | 2.1525 | 0% | 2.578% | 0 | 0% | 2.578% | 0 | 0% | 2.578% | 0 | 0% | 0.2797% | 0 | 0% | 0.2797% | 0 | 0% | 0.2797% | 0 | 0% | 0.6548% | 0 | 15.3% | 0.6548% | 0.0014669 | 39.76% | 0.6548% | 0.0038122 | 0% | 0.6803% | 0 | 39.76% | 0.6803% | 0.0039606 | 58.98% | 0.6803% | 0.0058741 | 1.587% | 4.898% | 0.0011381 | 0% | 4.898% | 0 | 3.406% | 4.898% | 0.0024421 | 0% | 2.916% | 0 | 0% | 2.916% | 0 | 0% | 2.916% | 0 |  |  |  | 0% | 11.8% | 0 | 0% | 11.8% | 0 | 0% | 11.8% | 0 | 0% | 0.3741% | 0 | 0% | 0.3741% | 0 | 0% | 0.3741% | 0 | 0% | 100% | 0 | 0% | 100% | 0 | 0% | 100% | 0 | 0% | 100% | 0 |  |  | 0 |  |  | 0 |  |  | 0 | 100% | 65% |  | 100% | 65% |  | 100% | 65% |  | 100% | 65% |  | 100% | 90% |  | 100% | 90% |  | 100% | 90%
WOODSIDE 110147872 | 0.0026503 | 4.775 | 2.3408 | 0.57831 | 2.9191 | 0.087294 | 0.049266 | 0.0042903 | 0% | 99% | 0 | 0% | 99% | 0 | 0% | 99% | 0 | 0% | 99% | 0 | 0% | 63.31% | 0 | 0% | 63.31% | 0 | 0% | 63.31% | 0 | 0% | 63.31% | 0 | 0.57831 | 100% | 2.418% | 0.056606 | 0% | 2.418% | 0 | 0% | 2.418% | 0 | 0% | 0.2615% | 0 | 0% | 0.2615% | 0 | 0% | 0.2615% | 0 | 0% | 0.5314% | 0 | 0% | 0.5314% | 0 | 11.47% | 0.5314% | 0.0014262 | 0% | 0.5651% | 0 | 11.47% | 0.5651% | 0.0015167 | 88.53% | 0.5651% | 0.011711 | 48.39% | 3.994% | 0.045242 | 0% | 3.994% | 0 | 16.6% | 3.994% | 0.015517 | 0% | 3.711% | 0 | 0% | 3.711% | 0 | 0% | 3.711% | 0 |  |  |  | 0% | 11.8% | 0 | 34.78% | 11.8% | 0.096076 | 0% | 11.8% | 0 | 0% | 0.3832% | 0 | 0% | 0.3832% | 0 | 0% | 0.3832% | 0 | 0% | 100% | 0 | 0% | 100% | 0 | 0% | 100% | 0 | 0% | 100% | 0 |  |  | 0 |  |  | 0 |  |  | 0.00031611 | 100% | 65% |  | 100% | 65% |  | 100% | 65% |  | 100% | 65% |  | 100% | 90% |  | 100% | 90% |  | 100% | 90%
BRUNSWICK 11052204 | 0.00054191 | 4.1557 | 0.38133 | 0.41029 | 0.79162 | 0.012135 | 0.0090121 | 0.0017994 | 0% | 99% | 0 | 0% | 99% | 0 | 0% | 99% | 0 | 0% | 99% | 0 | 0% | 61.43% | 0 | 0% | 61.43% | 0 | 0% | 61.43% | 0 | 0% | 61.43% | 0 | 0.41029 | 0% | 2.103% | 0 | 0% | 2.103% | 0 | 0% | 2.103% | 0 | 0% | 0.221% | 0 | 0% | 0.221% | 0 | 0% | 0.221% | 0 | 0% | 0.5987% | 0 | 0% | 0.5987% | 0 | 8.584% | 0.5987% | 0.00019598 | 0% | 0.5989% | 0 | 8.584% | 0.5989% | 0.00019603 | 91.42% | 0.5989% | 0.0020877 | 10.35% | 4.433% | 0.0017491 | 0% | 4.433% | 0 | 13.98% | 4.433% | 0.0023624 | 0% | 3.146% | 0 | 0% | 3.146% | 0 | 0% | 3.146% | 0 |  |  |  | 35% | 11.8% | 0.015749 | 0% | 11.8% | 0 | 0% | 11.8% | 0 | 0% | 0.3726% | 0 | 0% | 0.3726% | 0 | 0% | 0.3726% | 0 | 0% | 100% | 0 | 0% | 100% | 0 | 0% | 100% | 0 | 0% | 100% | 0 |  |  | 0 |  |  | 0 |  |  | 0 | 100% | 65% |  | 100% | 65% |  | 100% | 65% |  | 100% | 65% |  | 100% | 90% |  | 100% | 90% |  | 100% | 90%
FULTON 110777670 | 0.00058966 | 8.3642 | 0.75582 | 0.33592 | 1.0917 | 0.022106 | 0.016262 | 0.0071468 | 0% | 99% | 0 | 0% | 99% | 0 | 0% | 99% | 0 | 0% | 99% | 0 | 0% | 63.71% | 0 | 0% | 63.71% | 0 | 0% | 63.71% | 0 | 0% | 63.71% | 0 | 0.33592 | 60% | 2.008% | 0.0091049 | 0% | 2.008% | 0 | 0% | 2.008% | 0 | 0% | 0.2204% | 0 | 0% | 0.2204% | 0 | 0% | 0.2204% | 0 | 0% | 0.5343% | 0 | 6.366% | 0.5343% | 0.00025711 | 1.919% | 0.5343% | 7.7501e-05 | 6.366% | 0.5496% | 0.00026446 | 1.919% | 0.5496% | 7.9719e-05 | 91.69% | 0.5496% | 0.0038089 | 2.565% | 3.986% | 0.00077291 | 0% | 3.986% | 0 | 5.859% | 3.986% | 0.0017653 | 0% | 2.643% | 0 | 0% | 2.643% | 0 | 0% | 2.643% | 0 |  |  |  | 0% | 11.8% | 0 | 0% | 11.8% | 0 | 0% | 11.8% | 0 | 0% | 0.3768% | 0 | 0% | 0.3768% | 0 | 0% | 0.3768% | 0 | 0% | 100% | 0 | 0% | 100% | 0 | 0% | 100% | 0 | 0% | 100% | 0 |  |  | 0 |  |  | 0 |  |  | 0 | 100% | 65% |  | 100% | 65% |  | 100% | 65% |  | 100% | 65% |  | 100% | 90% |  | 100% | 90% |  | 100% | 90%
CURTIS 17058170 | 0.00052763 | 8.7384 | 0.78879 | 0 | 0.78879 | 0.013122 | 0.021961 | 0.01244 | 0% | 99% | 0 | 0% | 99% | 0 | 0% | 99% | 0 | 0% | 99% | 0 | 0% | 63.26% | 0 | 0% | 63.26% | 0 | 0% | 63.26% | 0 | 0% | 63.26% | 0 | 0 | 0% | 2.177% | 0 | 0% | 2.177% | 0 | 0% | 2.177% | 0 | 0% | 0.2332% | 0 | 0% | 0.2332% | 0 | 0% | 0.2332% | 0 | 0% | 0.6973% | 0 | 23.32% | 0.6973% | 0.0012824 | 14.29% | 0.6973% | 0.00078618 | 23.32% | 0.7032% | 0.0012932 | 14.29% | 0.7032% | 0.00079275 | 61.01% | 0.7032% | 0.003384 | 7.03% | 5.19% | 0.0028777 | 0% | 5.19% | 0 | 3.231% | 5.19% | 0.0013225 | 0% | 1.41% | 0 | 0% | 1.41% | 0 | 0% | 1.41% | 0 |  |  |  | 0% | 11.8% | 0 | 34.13% | 11.8% | 0.031764 | 0% | 11.8% | 0 | 0% | 0.3673% | 0 | 0% | 0.3673% | 0 | 0% | 0.3673% | 0 | 0% | 100% | 0 | 0.5299% | 100% | 0.0041798 | 0% | 100% | 0 | 0% | 100% | 0 |  |  | 0 |  |  | 0 |  |  | 0 | 100% | 65% |  | 100% | 65% |  | 100% | 65% |  | 100% | 65% |  | 100% | 90% |  | 100% | 90% |  | 100% | 90%
WOODACRE 110196844 | 0.00088667 | 6.3754 | 1.0415 | 0.055707 | 1.0972 | 0.035598 | 0.022821 | 0.00436 | 0% | 99% | 0 | 0% | 99% | 0 | 0% | 99% | 0 | 0% | 99% | 0 | 0% | 62.41% | 0 | 0% | 62.41% | 0 | 0% | 62.41% | 0 | 0% | 62.41% | 0 | 0.055707 | 0% | 2.021% | 0 | 0% | 2.021% | 0 | 0% | 2.021% | 0 | 0% | 0.2291% | 0 | 0% | 0.2291% | 0 | 0% | 0.2291% | 0 | 0% | 0.5382% | 0 | 3.507% | 0.5382% | 0.00019659 | 35.29% | 0.5382% | 0.0019784 | 3.507% | 0.5649% | 0.00020631 | 35.29% | 0.5649% | 0.0020763 | 61.2% | 0.5649% | 0.0036003 | 80.73% | 4.048% | 0.034038 | 0% | 4.048% | 0 | 7.186% | 4.048% | 0.0030295 | 0% | 3.62% | 0 | 0% | 3.62% | 0 | 0% | 3.62% | 0 |  |  |  | 0% | 11.8% | 0 | 24.62% | 11.8% | 0.030252 | 0% | 11.8% | 0 | 55.56% | 0.3782% | 0.002188 | 0% | 0.3782% | 0 | 0% | 0.3782% | 0 | 0% | 100% | 0 | 0% | 100% | 0 | 0% | 100% | 0 | 0% | 100% | 0 |  |  | 0 |  |  | 0 |  |  | 0 | 100% | 65% |  | 100% | 65% |  | 100% | 65% |  | 100% | 65% |  | 100% | 90% |  | 100% | 90% |  | 100% | 90%
PEORIA 170570198 | 0.00036891 | 2.1289 | 0.29949 | 0 | 0.29949 | 0.0033677 | 0.0079288 | 0.006764 | 0% | 99% | 0 | 0% | 99% | 0 | 0% | 99% | 0 | 0% | 99% | 0 | 0% | 63.99% | 0 | 0% | 63.99% | 0 | 0% | 63.99% | 0 | 0% | 63.99% | 0 | 0 | 0% | 2.023% | 0 | 0% | 2.023% | 0 | 0% | 2.023% | 0 | 0% | 0.2307% | 0 | 0% | 0.2307% | 0 | 0% | 0.2307% | 0 | 0% | 0.6451% | 0 | 33.07% | 0.6451% | 0.00063882 | 0% | 0.6451% | 0 | 33.07% | 0.6514% | 0.00064509 | 7.703% | 0.6514% | 0.00015028 | 57.54% | 0.6514% | 0.0011225 | 0% | 4.803% | 0 | 0% | 4.803% | 0 | 0% | 4.803% | 0 | 0% | 1.11% | 0 | 0% | 1.11% | 0 | 0% | 1.11% | 0 |  |  |  | 27.73% | 11.8% | 0.0098003 | 0% | 11.8% | 0 | 0% | 11.8% | 0 | 0% | 0.3663% | 0 | 0% | 0.3663% | 0 | 0% | 0.3663% | 0 | 0% | 100% | 0 | 0% | 100% | 0 | 0% | 100% | 0 | 0% | 100% | 0 |  |  | 0 |  |  | 0 |  |  | 0 | 100% | 65% |  | 100% | 65% |  | 100% | 65% |  | 100% | 65% |  | 100% | 90% |  | 100% | 90% |  | 100% | 90%
NARROWS 21052426 | 0.00039139 | 9.1314 | 1.6933 | 3.2725 | 4.9657 | 0.047745 | 0.037152 | 0.017434 | 0% | 99% | 0 | 0% | 99% | 0 | 0% | 99% | 0 | 0% | 99% | 0 | 0% | 62.59% | 0 | 0% | 62.59% | 0 | 0% | 62.59% | 0 | 0% | 62.59% | 0 | 3.2725 | 0% | 1.593% | 0 | 0% | 1.593% | 0 | 0% | 1.593% | 0 | 100% | 0.1775% | 0.0030051 | 0% | 0.1775% | 0 | 0% | 0.1775% | 0 | 0% | 0.5367% | 0 | 64.87% | 0.5367% | 0.0058945 | 31.17% | 0.5367% | 0.0028327 | 64.87% | 0.5343% | 0.005869 | 31.17% | 0.5343% | 0.0028204 | 0% | 0.5343% | 0 | 0% | 3.98% | 0 | 0% | 3.98% | 0 | 67.07% | 3.98% | 0.0452 | 0% | 3.002% | 0 | 0% | 3.002% | 0 | 0% | 3.002% | 0 |  |  |  | 0% | 11.8% | 0 | 0% | 11.8% | 0 | 0% | 11.8% | 0 | 0% | 0.3713% | 0 | 0% | 0.3713% | 0 | 0% | 0.3713% | 0 | 0% | 100% | 0 | 0% | 100% | 0 | 0% | 100% | 0 | 0% | 100% | 0 |  |  | 0 |  |  | 0 |  |  | 0.00057866 | 100% | 65% |  | 100% | 65% |  | 100% | 65% |  | 100% | 65% |  | 100% | 90% |  | 100% | 90% |  | 100% | 90%
MAPLE CREEK 1101CB | 0.0003484 | 8.5003 | 0.81476 | 0.031407 | 0.84617 | 0.033051 | 0.012985 | 0.0032091 | 0% | 99% | 0 | 0% | 99% | 0 | 0% | 99% | 0 | 0% | 99% | 0 | 0% | 61.48% | 0 | 0% | 61.48% | 0 | 0% | 61.48% | 0 | 0% | 61.48% | 0 | 0.031407 | 0% | 1.546% | 0 | 0% | 1.546% | 0 | 0% | 1.546% | 0 | 0% | 0.1668% | 0 | 0% | 0.1668% | 0 | 0% | 0.1668% | 0 | 0% | 0.3998% | 0 | 67.58% | 0.3998% | 0.0022012 | 32.42% | 0.3998% | 0.0010559 | 67.58% | 0.412% | 0.0022683 | 32.42% | 0.412% | 0.0010881 | 0% | 0.412% | 0 | 9.065% | 2.986% | 0.0022057 | 0% | 2.986% | 0 | 0% | 2.986% | 0 | 0% | 4.968% | 0 | 0% | 4.968% | 0 | 0% | 4.968% | 0 |  |  |  | 0% | 11.8% | 0 | 0% | 11.8% | 0 | 0% | 11.8% | 0 | 0% | 0.3839% | 0 | 0% | 0.3839% | 0 | 0% | 0.3839% | 0 | 0% | 100% | 0 | 0% | 100% | 0 | 0% | 100% | 0 | 0% | 100% | 0 |  |  | 0 |  |  | 0 |  |  | 0 | 100% | 65% |  | 100% | 65% |  | 100% | 65% |  | 100% | 65% |  | 100% | 90% |  | 100% | 90% |  | 100% | 90%
CORRAL 110336680 | 0.0003578 | 9.5139 | 1.4253 | 0 | 1.4253 | 0.019174 | 0.044533 | 0.022461 | 0% | 99% | 0 | 0% | 99% | 0 | 0% | 99% | 0 | 0% | 99% | 0 | 0% | 63.11% | 0 | 0% | 63.11% | 0 | 0% | 63.11% | 0 | 0% | 63.11% | 0 | 0 | 0% | 2.404% | 0 | 0% | 2.404% | 0 | 0% | 2.404% | 0 | 100% | 0.2658% | 0.0037891 | 0% | 0.2658% | 0 | 0% | 0.2658% | 0 | 0% | 0.772% | 0 | 23.62% | 0.772% | 0.0025985 | 66.06% | 0.772% | 0.0072688 | 23.62% | 0.7844% | 0.0026405 | 66.06% | 0.7844% | 0.0073863 | 9.808% | 0.7844% | 0.0010967 | 22.25% | 5.763% | 0.018278 | 0% | 5.763% | 0 | 0% | 5.763% | 0 | 0% | 1.214% | 0 | 0% | 1.214% | 0 | 0% | 1.214% | 0 |  |  |  | 26.73% | 11.8% | 0.044955 | 0% | 11.8% | 0 | 0% | 11.8% | 0 | 0% | 0.3641% | 0 | 0% | 0.3641% | 0 | 0% | 0.3641% | 0 | 0% | 100% | 0 | 0% | 100% | 0 | 0% | 100% | 0 | 0% | 100% | 0 |  |  | 0 |  |  | 0 |  |  | 0 | 100% | 65% |  | 100% | 65% |  | 100% | 65% |  | 100% | 65% |  | 100% | 90% |  | 100% | 90% |  | 100% | 90%
STANISLAUS 1702L3151 | 0.00066532 | 1.1446 | 0.16899 | 0.89868 | 1.0677 | 0.0045912 | 0.0041486 | 0.0015064 | 0% | 99% | 0 | 0% | 99% | 0 | 0% | 99% | 0 | 0% | 99% | 0 | 0% | 63.13% | 0 | 0% | 63.13% | 0 | 0% | 63.13% | 0 | 0% | 63.13% | 0 | 0.89868 | 0% | 2.253% | 0 | 0% | 2.253% | 0 | 0% | 2.253% | 0 | 0% | 0.2531% | 0 | 0% | 0.2531% | 0 | 0% | 0.2531% | 0 | 0% | 0.6047% | 0 | 0% | 0.6047% | 0 | 0% | 0.6047% | 0 | 0% | 0.6339% | 0 | 0% | 0.6339% | 0 | 97.31% | 0.6339% | 0.0010425 | 0% | 4.545% | 0 | 0% | 4.545% | 0 | 52.55% | 4.545% | 0.0040359 | 0% | 2.522% | 0 | 0% | 2.522% | 0 | 0% | 2.522% | 0 |  |  |  | 17.25% | 11.8% | 0.003439 | 0% | 11.8% | 0 | 0% | 11.8% | 0 | 0% | 0.3759% | 0 | 0% | 0.3759% | 0 | 0% | 0.3759% | 0 | 0% | 100% | 0 | 0% | 100% | 0 | 0% | 100% | 0 | 0% | 100% | 0 |  |  | 0 |  |  | 0 |  |  | 0.003775 | 100% | 65% |  | 100% | 65% |  | 100% | 65% |  | 100% | 65% |  | 100% | 90% |  | 100% | 90% |  | 100% | 90%
FITCH MOUNTAIN 1113583202 | 0.00056033 | 5.1637 | 1.1714 | 0 | 1.1714 | 0.032776 | 0.026943 | 0.011421 | 0% | 99% | 0 | 0% | 99% | 0 | 0% | 99% | 0 | 0% | 99% | 0 | 0% | 63.16% | 0 | 0% | 63.16% | 0 | 0% | 63.16% | 0 | 0% | 63.16% | 0 | 0 | 0% | 2.041% | 0 | 0% | 2.041% | 0 | 0% | 2.041% | 0 | 0% | 0.2326% | 0 | 0% | 0.2326% | 0 | 0% | 0.2326% | 0 | 0% | 0.5559% | 0 | 0% | 0.5559% | 0 | 0% | 0.5559% | 0 | 0% | 0.5765% | 0 | 0% | 0.5765% | 0 | 100% | 0.5765% | 0.0067532 | 0% | 4.16% | 0 | 0% | 4.16% | 0 | 0% | 4.16% | 0 | 0% | 2.774% | 0 | 0% | 2.774% | 0 | 0% | 2.774% | 0 |  |  |  | 0% | 11.8% | 0 | 0% | 11.8% | 0 | 0% | 11.8% | 0 | 0% | 0.3747% | 0 | 0% | 0.3747% | 0 | 0% | 0.3747% | 0 | 0% | 100% | 0 | 0% | 100% | 0 | 0% | 100% | 0 | 0% | 100% | 0 |  |  | 0 |  |  | 0 |  |  | 0 | 100% | 65% |  | 100% | 65% |  | 100% | 65% |  | 100% | 65% |  | 100% | 90% |  | 100% | 90% |  | 100% | 90%
WILLITS 1104627552 | 0.0014041 | 0.0028409 | 0.0071658 | 0 | 0.0071658 | 0.00027104 | 0.00012211 | 4.2684e-05 | 0% | 99% | 0 | 0% | 99% | 0 | 0% | 99% | 0 | 0% | 99% | 0 | 0% | 62.45% | 0 | 0% | 62.45% | 0 | 0% | 62.45% | 0 | 0% | 62.45% | 0 | 0 | 100% | 1.529% | 0.00010957 | 0% | 1.529% | 0 | 0% | 1.529% | 0 | 0% | 0.1695% | 0 | 0% | 0.1695% | 0 | 0% | 0.1695% | 0 | 0% | 0.4128% | 0 | 0% | 0.4128% | 0 | 83.83% | 0.4128% | 2.4797e-05 | 0% | 0.4149% | 0 | 83.83% | 0.4149% | 2.4926e-05 | 16.17% | 0.4149% | 4.8069e-06 | 33.08% | 3.054% | 7.2396e-05 | 0% | 3.054% | 0 | 0% | 3.054% | 0 | 0% | 3.848% | 0 | 0% | 3.848% | 0 | 0% | 3.848% | 0 |  |  |  | 31.56% | 11.8% | 0.0002669 | 0% | 11.8% | 0 | 0% | 11.8% | 0 | 0% | 0.3788% | 0 | 0% | 0.3788% | 0 | 0% | 0.3788% | 0 | 0% | 100% | 0 | 0% | 100% | 0 | 0% | 100% | 0 | 0% | 100% | 0 |  |  | 0.00059867 |  |  | 0 |  |  | 0 | 100% | 65% |  | 100% | 65% |  | 100% | 65% |  | 100% | 65% |  | 100% | 90% |  | 100% | 90% |  | 100% | 90%
CASTRO VALLEY 1110MR273 | 0.00068884 | 0.85814 | 0.09409 | 0 | 0.09409 | 0.0023823 | 0.0023651 | 0.00098597 | 0% | 99% | 0 | 0% | 99% | 0 | 0% | 99% | 0 | 0% | 99% | 0 | 0% | 63.16% | 0 | 0% | 63.16% | 0 | 0% | 63.16% | 0 | 0% | 63.16% | 0 | 0 | 0% | 2.24% | 0 | 0% | 2.24% | 0 | 0% | 2.24% | 0 | 0% | 0.2453% | 0 | 0% | 0.2453% | 0 | 0% | 0.2453% | 0 | 0% | 0.6139% | 0 | 0% | 0.6139% | 0 | 0% | 0.6139% | 0 | 0% | 0.622% | 0 | 0% | 0.622% | 0 | 100% | 0.622% | 0.0005852 | 17.85% | 4.558% | 0.0007654 | 0% | 4.558% | 0 | 0% | 4.558% | 0 | 0% | 1.739% | 0 | 0% | 1.739% | 0 | 0% | 1.739% | 0 |  |  |  | 0% | 11.8% | 0 | 0% | 11.8% | 0 | 0% | 11.8% | 0 | 0% | 0.3708% | 0 | 0% | 0.3708% | 0 | 0% | 0.3708% | 0 | 0% | 100% | 0 | 0% | 100% | 0 | 0% | 100% | 0 | 0% | 100% | 0 |  |  | 0 |  |  | 0 |  |  | 0 | 100% | 65% |  | 100% | 65% |  | 100% | 65% |  | 100% | 65% |  | 100% | 90% |  | 100% | 90% |  | 100% | 90%
PACIFICA 1102267868 | 0.0005451 | 0.88648 | 0.15461 | 0 | 0.15461 | 0.0022983 | 0.0062835 | 0.00084675 | 0% | 99% | 0 | 0% | 99% | 0 | 0% | 99% | 0 | 0% | 99% | 0 | 0% | 62.87% | 0 | 0% | 62.87% | 0 | 0% | 62.87% | 0 | 0% | 62.87% | 0 | 0 | 0% | 4.278% | 0 | 0% | 4.278% | 0 | 0% | 4.278% | 0 | 0% | 0.4595% | 0 | 0% | 0.4595% | 0 | 0% | 0.4595% | 0 | 0% | 1.02% | 0 | 5.611% | 1.02% | 8.8523e-05 | 0% | 1.02% | 0 | 5.611% | 1.071% | 9.2889e-05 | 0.9972% | 1.071% | 1.6508e-05 | 84.73% | 1.071% | 0.0014026 | 0% | 7.655% | 0 | 0% | 7.655% | 0 | 0% | 7.655% | 0 | 0% | 1.352% | 0 | 0% | 1.352% | 0 | 0% | 1.352% | 0 |  |  |  | 0% | 11.8% | 0 | 3.719% | 11.8% | 0.00067849 | 0% | 11.8% | 0 | 0% | 0.3664% | 0 | 0% | 0.3664% | 0 | 0% | 0.3664% | 0 | 0% | 100% | 0 | 0% | 100% | 0 | 0% | 100% | 0 | 0% | 100% | 0 |  |  | 0 |  |  | 0 |  |  | 0 | 100% | 65% |  | 100% | 65% |  | 100% | 65% |  | 100% | 65% |  | 100% | 90% |  | 100% | 90% |  | 100% | 90%
HAMILTON BRANCH 11012436 | 0.00034787 | 5.3642 | 0.38948 | 0.29538 | 0.68486 | 0.0093504 | 0.01013 | 0.0042717 | 0% | 99% | 0 | 0% | 99% | 0 | 0% | 99% | 0 | 0% | 99% | 0 | 0% | 62.27% | 0 | 0% | 62.27% | 0 | 0% | 62.27% | 0 | 0% | 62.27% | 0 | 0.29538 | 0% | 2.058% | 0 | 0% | 2.058% | 0 | 0% | 2.058% | 0 | 0% | 0.2363% | 0 | 0% | 0.2363% | 0 | 0% | 0.2363% | 0 | 0% | 0.6129% | 0 | 100% | 0.6129% | 0.0023871 | 0% | 0.6129% | 0 | 100% | 0.6007% | 0.0023396 | 0% | 0.6007% | 0 | 0% | 0.6007% | 0 | 0% | 4.5% | 0 | 0% | 4.5% | 0 | 0% | 4.5% | 0 | 0% | 1.961% | 0 | 0% | 1.961% | 0 | 0% | 1.961% | 0 |  |  |  | 0% | 11.8% | 0 | 20.66% | 11.8% | 0.0094974 | 0% | 11.8% | 0 | 0% | 0.362% | 0 | 0% | 0.362% | 0 | 0% | 0.362% | 0 | 0% | 100% | 0 | 0% | 100% | 0 | 0% | 100% | 0 | 0% | 100% | 0 |  |  | 0 |  |  | 0 |  |  | 0 | 100% | 65% |  | 100% | 65% |  | 100% | 65% |  | 100% | 65% |  | 100% | 90% |  | 100% | 90% |  | 100% | 90%
HALSEY 11012414 | 0.00044783 | 17.482 | 1.2251 | 0.93669 | 2.1618 | 0.038395 | 0.025401 | 0.01092 | 0% | 99% | 0 | 0% | 99% | 0 | 0% | 99% | 0 | 0% | 99% | 0 | 0% | 61.71% | 0 | 0% | 61.71% | 0 | 0% | 61.71% | 0 | 0% | 61.71% | 0 | 0.93669 | 100% | 1.475% | 0.018065 | 0% | 1.475% | 0 | 0% | 1.475% | 0 | 100% | 0.1576% | 0.0019308 | 0% | 0.1576% | 0 | 0% | 0.1576% | 0 | 0% | 0.5098% | 0 | 99.31% | 0.5098% | 0.0062022 | 0% | 0.5098% | 0 | 99.31% | 0.4993% | 0.0060743 | 0% | 0.4993% | 0 | 0% | 0.4993% | 0 | 4.179% | 3.763% | 0.0019263 | 6.229% | 3.763% | 0.0028715 | 5.342% | 3.763% | 0.0024628 | 0% | 3.407% | 0 | 0% | 3.407% | 0 | 0% | 3.407% | 0 |  |  |  | 0% | 11.8% | 0 | 35% | 11.8% | 0.050596 | 0% | 11.8% | 0 | 0% | 0.3726% | 0 | 0% | 0.3726% | 0 | 0% | 0.3726% | 0 | 0% | 100% | 0 | 0% | 100% | 0 | 0% | 100% | 0 | 0% | 100% | 0 |  |  | 4.6478e-05 |  |  | 0 |  |  | 0 | 100% | 65% |  | 100% | 65% |  | 100% | 65% |  | 100% | 65% |  | 100% | 90% |  | 100% | 90% |  | 100% | 90%
CLAY 110359714 | 0.00033792 | 4.758 | 0.28005 | 0 | 0.28005 | 0.0042291 | 0.0087071 | 0.0041924 | 0% | 99% | 0 | 0% | 99% | 0 | 0% | 99% | 0 | 0% | 99% | 0 | 0% | 62.12% | 0 | 0% | 62.12% | 0 | 0% | 62.12% | 0 | 0% | 62.12% | 0 | 0 | 100% | 2.367% | 0.0066299 | 0% | 2.367% | 0 | 0% | 2.367% | 0 | 0% | 0.2761% | 0 | 0% | 0.2761% | 0 | 0% | 0.2761% | 0 | 0% | 0.7402% | 0 | 0% | 0.7402% | 0 | 100% | 0.7402% | 0.0020728 | 0% | 0.7552% | 0 | 100% | 0.7552% | 0.0021149 | 0% | 0.7552% | 0 | 0% | 5.532% | 0 | 0% | 5.532% | 0 | 0% | 5.532% | 0 | 0% | 1.418% | 0 | 0% | 1.418% | 0 | 0% | 1.418% | 0 |  |  |  | 0% | 11.8% | 0 | 35% | 11.8% | 0.011566 | 0% | 11.8% | 0 | 0% | 0.3625% | 0 | 0% | 0.3625% | 0 | 0% | 0.3625% | 0 | 0% | 100% | 0 | 0% | 100% | 0 | 0% | 100% | 0 | 0% | 100% | 0 |  |  | 0 |  |  | 0 |  |  | 0 | 100% | 65% |  | 100% | 65% |  | 100% | 65% |  | 100% | 65% |  | 100% | 90% |  | 100% | 90% |  | 100% | 90%
ANNAPOLIS 1101202158 | 0.0004181 | 18.3254 | 1.5253 | 0.059471 | 1.5848 | 0.064882 | 0.022093 | 0.0063521 | 0% | 99% | 0 | 0% | 99% | 0 | 0% | 99% | 0 | 0% | 99% | 0 | 0% | 61.54% | 0 | 0% | 61.54% | 0 | 0% | 61.54% | 0 | 0% | 61.54% | 0 | 0.059471 | 100% | 1.462% | 0.022297 | 0% | 1.462% | 0 | 0% | 1.462% | 0 | 0% | 0.1542% | 0 | 0% | 0.1542% | 0 | 0% | 0.1542% | 0 | 0% | 0.3594% | 0 | 95.82% | 0.3594% | 0.0052529 | 0.82% | 0.3594% | 4.4951e-05 | 95.82% | 0.3612% | 0.005279 | 0.82% | 0.3612% | 4.5175e-05 | 0% | 0.3612% | 0 | 0% | 2.654% | 0 | 0% | 2.654% | 0 | 0% | 2.654% | 0 | 0% | 4.983% | 0 | 0% | 4.983% | 0 | 0% | 4.983% | 0 |  |  |  | 0% | 11.8% | 0 | 0% | 11.8% | 0 | 0% | 11.8% | 0 | 0% | 0.3835% | 0 | 0% | 0.3835% | 0 | 0% | 0.3835% | 0 | 0% | 100% | 0 | 0% | 100% | 0 | 0% | 100% | 0 | 0% | 100% | 0 |  |  | 0 |  |  | 0 |  |  | 0 | 100% | 65% |  | 100% | 65% |  | 100% | 65% |  | 100% | 65% |  | 100% | 90% |  | 100% | 90% |  | 100% | 90%
EEL RIVER 11024814 | 0.00032053 | 24.1249 | 1.5568 | 0.04438 | 1.6012 | 0.044392 | 0.04362 | 0.0072852 | 0% | 99% | 0 | 0% | 99% | 0 | 0% | 99% | 0 | 0% | 99% | 0 | 0% | 61.59% | 0 | 0% | 61.59% | 0 | 0% | 61.59% | 0 | 0% | 61.59% | 0 | 0.04438 | 100% | 3.056% | 0.047572 | 0% | 3.056% | 0 | 0% | 3.056% | 0 | 0% | 0.3253% | 0 | 0% | 0.3253% | 0 | 0% | 0.3253% | 0 | 0% | 0.6981% | 0 | 100% | 0.6981% | 0.010868 | 0% | 0.6981% | 0 | 100% | 0.7259% | 0.011301 | 0% | 0.7259% | 0 | 0% | 0.7259% | 0 | 0% | 5.211% | 0 | 0% | 5.211% | 0 | 0% | 5.211% | 0 | 0% | 3.496% | 0 | 0% | 3.496% | 0 | 0% | 3.496% | 0 |  |  |  | 17.59% | 11.8% | 0.032307 | 0% | 11.8% | 0 | 0% | 11.8% | 0 | 0% | 0.375% | 0 | 0% | 0.375% | 0 | 0% | 0.375% | 0 | 0% | 100% | 0 | 0% | 100% | 0 | 0% | 100% | 0 | 0% | 100% | 0 |  |  | 0 |  |  | 0 |  |  | 0 | 100% | 65% |  | 100% | 65% |  | 100% | 65% |  | 100% | 65% |  | 100% | 90% |  | 100% | 90% |  | 100% | 90%
MORAGA 110183424 | 0.0012663 | 1.4427 | 0.40144 | 0.00625 | 0.40769 | 0.0073011 | 0.013059 | 0.0042324 | 0% | 99% | 0 | 0% | 99% | 0 | 0% | 99% | 0 | 0% | 99% | 0 | 0% | 63.76% | 0 | 0% | 63.76% | 0 | 0% | 63.76% | 0 | 0% | 63.76% | 0 | 0.00625 | 0% | 3.16% | 0 | 0% | 3.16% | 0 | 0% | 3.16% | 0 | 0% | 0.3663% | 0 | 0% | 0.3663% | 0 | 0% | 0.3663% | 0 | 0% | 0.7732% | 0 | 0% | 0.7732% | 0 | 68.06% | 0.7732% | 0.0021128 | 0% | 0.8249% | 0 | 68.06% | 0.8249% | 0.0022538 | 31.94% | 0.8249% | 0.0010575 | 0% | 5.833% | 0 | 0% | 5.833% | 0 | 0% | 5.833% | 0 | 0% | 1.285% | 0 | 0% | 1.285% | 0 | 0% | 1.285% | 0 |  |  |  | 0% | 11.8% | 0 | 34.95% | 11.8% | 0.016558 | 0% | 11.8% | 0 | 55.56% | 0.3692% | 0.00082347 | 0% | 0.3692% | 0 | 0% | 0.3692% | 0 | 0% | 100% | 0 | 0% | 100% | 0 | 0% | 100% | 0 | 0% | 100% | 0 |  |  | 0 |  |  | 0 |  |  | 0 | 100% | 65% |  | 100% | 65% |  | 100% | 65% |  | 100% | 65% |  | 100% | 90% |  | 100% | 90% |  | 100% | 90%
ALTO 11251256 | 0.00071632 | 11.7378 | 1.0321 | 0 | 1.0321 | 0.037533 | 0.021122 | 0.0046692 | 0% | 99% | 0 | 0% | 99% | 0 | 0% | 99% | 0 | 0% | 99% | 0 | 0% | 63.07% | 0 | 0% | 63.07% | 0 | 0% | 63.07% | 0 | 0% | 63.07% | 0 | 0 | 100% | 1.744% | 0.017998 | 0% | 1.744% | 0 | 0% | 1.744% | 0 | 0% | 0.1862% | 0 | 0% | 0.1862% | 0 | 0% | 0.1862% | 0 | 0% | 0.5074% | 0 | 29.03% | 0.5074% | 0.0015199 | 0% | 0.5074% | 0 | 29.03% | 0.5099% | 0.0015275 | 0% | 0.5099% | 0 | 70.96% | 0.5099% | 0.0037344 | 31.87% | 3.764% | 0.012383 | 3.385% | 3.764% | 0.0013149 | 0% | 3.764% | 0 | 0% | 3.091% | 0 | 0% | 3.091% | 0 | 0% | 3.091% | 0 |  |  |  | 0% | 11.8% | 0 | 7.866% | 11.8% | 0.0095801 | 0% | 11.8% | 0 | 0% | 0.3769% | 0 | 0% | 0.3769% | 0 | 0% | 0.3769% | 0 | 0% | 100% | 0 | 0% | 100% | 0 | 0% | 100% | 0 | 0% | 100% | 0 |  |  | 0 |  |  | 0 |  |  | 0 | 100% | 65% |  | 100% | 65% |  | 100% | 65% |  | 100% | 65% |  | 100% | 90% |  | 100% | 90% |  | 100% | 90%
ECHO SUMMIT 1101741586 | 0.00067094 | 1.0264 | 0.08905 | 0 | 0.08905 | 0.0024925 | 0.0026492 | 0.00032732 | 0% | 99% | 0 | 0% | 99% | 0 | 0% | 99% | 0 | 0% | 99% | 0 | 0% | 62.39% | 0 | 0% | 62.39% | 0 | 0% | 62.39% | 0 | 0% | 62.39% | 0 | 0 | 0% | 2.774% | 0 | 0% | 2.774% | 0 | 0% | 2.774% | 0 | 0% | 0.3017% | 0 | 0% | 0.3017% | 0 | 0% | 0.3017% | 0 | 0% | 0.7344% | 0 | 0% | 0.7344% | 0 | 0% | 0.7344% | 0 | 0% | 0.7603% | 0 | 0% | 0.7603% | 0 | 100% | 0.7603% | 0.00067705 | 11.77% | 5.496% | 0.00057582 | 0% | 5.496% | 0 | 0% | 5.496% | 0 | 0% | 1.991% | 0 | 0% | 1.991% | 0 | 0% | 1.991% | 0 |  |  |  | 0% | 11.8% | 0 | 14.49% | 11.8% | 0.0015226 | 0% | 11.8% | 0 | 0% | 0.3712% | 0 | 0% | 0.3712% | 0 | 0% | 0.3712% | 0 | 0% | 100% | 0 | 0% | 100% | 0 | 0% | 100% | 0 | 0% | 100% | 0 |  |  | 0 |  |  | 0 |  |  | 0 | 100% | 65% |  | 100% | 65% |  | 100% | 65% |  | 100% | 65% |  | 100% | 90% |  | 100% | 90% |  | 100% | 90%
FOOTHILL 110299432 | 0.00040198 | 1.4941 | 0.93155 | 0 | 0.93155 | 0.011771 | 0.034679 | 0.010773 | 0% | 99% | 0 | 0% | 99% | 0 | 0% | 99% | 0 | 0% | 99% | 0 | 0% | 63.06% | 0 | 0% | 63.06% | 0 | 0% | 63.06% | 0 | 0% | 63.06% | 0 | 0 | 100% | 3.215% | 0.029954 | 0% | 3.215% | 0 | 0% | 3.215% | 0 | 0% | 0.3523% | 0 | 0% | 0.3523% | 0 | 0% | 0.3523% | 0 | 0% | 0.921% | 0 | 0% | 0.921% | 0 | 76.86% | 0.921% | 0.0065946 | 0% | 0.9488% | 0 | 76.86% | 0.9488% | 0.0067935 | 12.63% | 0.9488% | 0.0011165 | 96.66% | 6.899% | 0.062116 | 0% | 6.899% | 0 | 0% | 6.899% | 0 | 0% | 0.9327% | 0 | 0% | 0.9327% | 0 | 0% | 0.9327% | 0 |  |  |  | 0% | 11.8% | 0 | 4.752% | 11.8% | 0.0052232 | 0% | 11.8% | 0 | 0% | 0.3634% | 0 | 0% | 0.3634% | 0 | 0% | 0.3634% | 0 | 0% | 100% | 0 | 0% | 100% | 0 | 0% | 100% | 0 | 0% | 100% | 0 |  |  | 0 |  |  | 0 |  |  | 0 | 100% | 65% |  | 100% | 65% |  | 100% | 65% |  | 100% | 65% |  | 100% | 90% |  | 100% | 90% |  | 100% | 90%
COTATI 110387402 | 0.0002343 | 11.3838 | 0.53494 | 0 | 0.53494 | 0.012867 | 0.015906 | 0.004107 | 0% | 99% | 0 | 0% | 99% | 0 | 0% | 99% | 0 | 0% | 99% | 0 | 0% | 61.83% | 0 | 0% | 61.83% | 0 | 0% | 61.83% | 0 | 0% | 61.83% | 0 | 0 | 100% | 2.879% | 0.015403 | 0% | 2.879% | 0 | 0% | 2.879% | 0 | 0% | 0.3091% | 0 | 0% | 0.3091% | 0 | 0% | 0.3091% | 0 | 0% | 0.7225% | 0 | 15.1% | 0.7225% | 0.00058355 | 84.33% | 0.7225% | 0.0032594 | 15.1% | 0.7215% | 0.00058278 | 84.33% | 0.7215% | 0.0032551 | 0% | 0.7215% | 0 | 0% | 5.323% | 0 | 0% | 5.323% | 0 | 0% | 5.323% | 0 | 0% | 2.279% | 0 | 0% | 2.279% | 0 | 0% | 2.279% | 0 |  |  |  | 25.89% | 11.8% | 0.016343 | 0% | 11.8% | 0 | 0% | 11.8% | 0 | 0% | 0.3644% | 0 | 0% | 0.3644% | 0 | 0% | 0.3644% | 0 | 0% | 100% | 0 | 0% | 100% | 0 | 0% | 100% | 0 | 0% | 100% | 0 |  |  | 0 |  |  | 0 |  |  | 0 | 100% | 65% |  | 100% | 65% |  | 100% | 65% |  | 100% | 65% |  | 100% | 90% |  | 100% | 90% |  | 100% | 90%
PARADISE 110439214 | 0.00090699 | 0.00042227 | 0.17588 | 0.25609 | 0.43198 | 0.0030274 | 0.00549 | 0.0022991 | 0% | 99% | 0 | 0% | 99% | 0 | 100% | 99% | 0.17413 | 0% | 99% | 0 | 0% | 62.6% | 0 | 0% | 62.6% | 0 | 0% | 62.6% | 0 | 0% | 62.6% | 0 | 0.25609 | 0% | 2.506% | 0 | 0% | 2.506% | 0 | 0% | 2.506% | 0 | 0% | 0.291% | 0 | 0% | 0.291% | 0 | 0% | 0.291% | 0 | 0% | 0.7464% | 0 | 0% | 0.7464% | 0 | 0% | 0.7464% | 0 | 0% | 0.774% | 0 | 0% | 0.774% | 0 | 99.77% | 0.774% | 0.0013582 | 100% | 5.605% | 0.0098591 | 0% | 5.605% | 0 | 0% | 5.605% | 0 | 0% | 1.469% | 0 | 0% | 1.469% | 0 | 0% | 1.469% | 0 |  |  |  | 33.69% | 11.8% | 0.0069915 | 0% | 11.8% | 0 | 0% | 11.8% | 0 | 0% | 0.3664% | 0 | 0% | 0.3664% | 0 | 0% | 0.3664% | 0 | 0% | 100% | 0 | 0% | 100% | 0 | 0% | 100% | 0 | 0% | 100% | 0 |  |  | 0 |  |  | 0 |  |  | 0 |  |  |  |  | 65% |  |  | 65% |  | 100% | 65%
BEN LOMOND 04015206 | 0.001647 | 7.8124 | 2.1735 | 0 | 2.1735 | 0.10937 | 0.022069 | 0.002352 | 0% | 99% | 0 | 0% | 99% | 0 | 0% | 99% | 0 | 0% | 99% | 0 | 0% | 62.23% | 0 | 0% | 62.23% | 0 | 0% | 62.23% | 0 | 0% | 62.23% | 0 | 0 | 0% | 1.118% | 0 | 0% | 1.118% | 0 | 0% | 1.118% | 0 | 0% | 0.1164% | 0 | 0% | 0.1164% | 0 | 0% | 0.1164% | 0 | 0% | 0.2555% | 0 | 0% | 0.2555% | 0 | 0% | 0.2555% | 0 | 0% | 0.2632% | 0 | 0% | 0.2632% | 0 | 0% | 0.2632% | 0 | 0% | 1.901% | 0 | 0% | 1.901% | 0 | 0% | 1.901% | 0 | 0% | 5.627% | 0 | 0% | 5.627% | 0 | 0% | 5.627% | 0 |  |  |  | 0% | 11.8% | 0 | 0% | 11.8% | 0 | 0% | 11.8% | 0 | 0% | 0.3907% | 0 | 0% | 0.3907% | 0 | 0% | 0.3907% | 0 | 0% | 100% | 0 | 0% | 100% | 0 | 0% | 100% | 0 | 0% | 100% | 0 |  |  | 0 |  |  | 0 |  |  | 0 | 100% | 65% |  | 100% | 65% |  | 100% | 65% |  | 100% | 65% |  | 100% | 90% |  | 100% | 90% |  | 100% | 90%
GRASS VALLEY 11012766 | 0.0007198 | 3.6073 | 0.43625 | 0.18023 | 0.61648 | 0.010528 | 0.012095 | 0.0042492 | 0% | 99% | 0 | 0% | 99% | 0 | 0% | 99% | 0 | 0% | 99% | 0 | 0% | 61.21% | 0 | 0% | 61.21% | 0 | 0% | 61.21% | 0 | 0% | 61.21% | 0 | 0.18023 | 0% | 2.059% | 0 | 0% | 2.059% | 0 | 0% | 2.059% | 0 | 0% | 0.2334% | 0 | 0% | 0.2334% | 0 | 0% | 0.2334% | 0 | 0% | 0.6693% | 0 | 12.77% | 0.6693% | 0.00037301 | 0% | 0.6693% | 0 | 12.77% | 0.6882% | 0.00038354 | 0% | 0.6882% | 0 | 87.23% | 0.6882% | 0.0026188 | 0% | 5.03% | 0 | 0% | 5.03% | 0 | 0% | 5.03% | 0 | 0% | 2.425% | 0 | 0% | 2.425% | 0 | 0% | 2.425% | 0 |  |  |  | 0% | 11.8% | 0 | 35% | 11.8% | 0.018017 | 0% | 11.8% | 0 | 0% | 0.3705% | 0 | 0% | 0.3705% | 0 | 0% | 0.3705% | 0 | 0% | 100% | 0 | 0% | 100% | 0 | 0% | 100% | 0 | 0% | 100% | 0 |  |  | 0 |  |  | 0 |  |  | 0 | 100% | 65% |  | 100% | 65% |  | 100% | 65% |  | 100% | 65% |  | 100% | 90% |  | 100% | 90% |  | 100% | 90%
GARBERVILLE 11011514 | 0.00085627 | 10.4082 | 1.5993 | 0.067594 | 1.6669 | 0.069696 | 0.020336 | 0.008502 | 0% | 99% | 0 | 0% | 99% | 0 | 0% | 99% | 0 | 0% | 99% | 0 | 0% | 62.11% | 0 | 0% | 62.11% | 0 | 0% | 62.11% | 0 | 0% | 62.11% | 0 | 0.067594 | 100% | 1.053% | 0.016834 | 0% | 1.053% | 0 | 0% | 1.053% | 0 | 0% | 0.1212% | 0 | 0% | 0.1212% | 0 | 0% | 0.1212% | 0 | 0% | 0.3024% | 0 | 100% | 0.3024% | 0.0048361 | 0% | 0.3024% | 0 | 100% | 0.3111% | 0.0049762 | 0% | 0.3111% | 0 | 0% | 0.3111% | 0 | 7.752% | 2.26% | 0.002802 | 0% | 2.26% | 0 | 0% | 2.26% | 0 | 0% | 4.987% | 0 | 0% | 4.987% | 0 | 0% | 4.987% | 0 |  |  |  | 0% | 11.8% | 0 | 0% | 11.8% | 0 | 34.89% | 11.8% | 0.065844 | 0% | 0.3852% | 0 | 0% | 0.3852% | 0 | 0% | 0.3852% | 0 | 0% | 100% | 0 | 0% | 100% | 0 | 0% | 100% | 0 | 0% | 100% | 0 |  |  | 0 |  |  | 0 |  |  | 0 | 100% | 65% |  | 100% | 65% |  | 100% | 65% |  | 100% | 65% |  | 100% | 90% |  | 100% | 90% |  | 100% | 90%
MOLINO 1102178 | 0.00074802 | 12.4975 | 2.0463 | 0.15261 | 2.1989 | 0.08239 | 0.033357 | 0.010375 | 0% | 99% | 0 | 0% | 99% | 0 | 0% | 99% | 0 | 0% | 99% | 0 | 0% | 62.97% | 0 | 0% | 62.97% | 0 | 0% | 62.97% | 0 | 0% | 62.97% | 0 | 0.15261 | 90% | 1.347% | 0.024814 | 0% | 1.347% | 0 | 0% | 1.347% | 0 | 0% | 0.1484% | 0 | 0% | 0.1484% | 0 | 0% | 0.1484% | 0 | 0% | 0.3958% | 0 | 19.65% | 0.3958% | 0.0015918 | 1.531% | 0.3958% | 0.00012397 | 19.65% | 0.4015% | 0.0016147 | 1.531% | 0.4015% | 0.00012576 | 78.72% | 0.4015% | 0.0064674 | 5.06% | 2.946% | 0.0030509 | 0% | 2.946% | 0 | 19.2% | 2.946% | 0.011577 | 0% | 3.572% | 0 | 0% | 3.572% | 0 | 0% | 3.572% | 0 |  |  |  | 31.55% | 11.8% | 0.076179 | 0% | 11.8% | 0 | 0% | 11.8% | 0 | 0% | 0.3814% | 0 | 0% | 0.3814% | 0 | 0% | 0.3814% | 0 | 0% | 100% | 0 | 0% | 100% | 0 | 0% | 100% | 0 | 0% | 100% | 0 |  |  | 0.00016467 |  |  | 0 |  |  | 0 | 100% | 65% |  | 100% | 65% |  | 100% | 65% |  | 100% | 65% |  | 100% | 90% |  | 100% | 90% |  | 100% | 90%
MORGAN HILL 2105CB | 0.00050346 | 0 | 0.23242 | 0 | 0.23242 | 0.0030091 | 0.0077053 | 0.0036267 | 0% | 99% | 0 | 0% | 99% | 0 | 0% | 99% | 0 | 0% | 99% | 0 | 0% | 63.98% | 0 | 0% | 63.98% | 0 | 0% | 63.98% | 0 | 0% | 63.98% | 0 | 0 | 50% | 2.713% | 0.0031523 | 0% | 2.713% | 0 | 0% | 2.713% | 0 | 0% | 0.3013% | 0 | 0% | 0.3013% | 0 | 0% | 0.3013% | 0 | 0% | 0.7998% | 0 | 12.04% | 0.7998% | 0.00022386 | 80.63% | 0.7998% | 0.0014987 | 12.04% | 0.8084% | 0.00022627 | 80.63% | 0.8084% | 0.0015149 | 3.602% | 0.8084% | 6.7667e-05 | 0% | 5.945% | 0 | 0% | 5.945% | 0 | 0% | 5.945% | 0 | 0% | 0.9432% | 0 | 0% | 0.9432% | 0 | 0% | 0.9432% | 0 |  |  |  | 0% | 11.8% | 0 | 0% | 11.8% | 0 | 0% | 11.8% | 0 | 55.56% | 0.3614% | 0.00046659 | 0% | 0.3614% | 0 | 0% | 0.3614% | 0 | 0% | 100% | 0 | 0% | 100% | 0 | 0% | 100% | 0 | 0% | 100% | 0 |  |  | 0 |  |  | 0 |  |  | 0 |  |  |  |  | 65% |  |  | 65% |  | 100% | 65%
CAMP EVERS 2106130936 | 0.002636 | 2.5409 | 1.4057 | 0.0080882 | 1.4138 | 0.05311 | 0.028634 | 0.0050228 | 0% | 99% | 0 | 0% | 99% | 0 | 0% | 99% | 0 | 0% | 99% | 0 | 0% | 63.56% | 0 | 0% | 63.56% | 0 | 0% | 63.56% | 0 | 0% | 63.56% | 0 | 0.0080882 | 0% | 2.175% | 0 | 0% | 2.175% | 0 | 0% | 2.175% | 0 | 0% | 0.244% | 0 | 0% | 0.244% | 0 | 0% | 0.244% | 0 | 0% | 0.4905% | 0 | 0% | 0.4905% | 0 | 5.811% | 0.4905% | 0.00040062 | 0% | 0.5258% | 0 | 5.811% | 0.5258% | 0.0004295 | 91.19% | 0.5258% | 0.0067409 | 22.01% | 3.699% | 0.011443 | 0% | 3.699% | 0 | 0% | 3.699% | 0 | 0% | 3.771% | 0 | 0% | 3.771% | 0 | 0% | 3.771% | 0 |  |  |  | 0% | 11.8% | 0 | 0% | 11.8% | 0 | 0% | 11.8% | 0 | 0% | 0.3831% | 0 | 0% | 0.3831% | 0 | 0% | 0.3831% | 0 | 0% | 100% | 0 | 0% | 100% | 0 | 0% | 100% | 0 | 0% | 100% | 0 |  |  | 0 |  |  | 0 |  |  | 0 | 100% | 65% |  | 100% | 65% |  | 100% | 65% |  | 100% | 65% |  | 100% | 90% |  | 100% | 90% |  | 100% | 90%
SAN LUIS OBISPO 110596874 | 0.00082026 | 1.4719 | 0.18767 | 0.049404 | 0.23707 | 0.0051683 | 0.0050193 | 0.0014053 | 0% | 99% | 0 | 0% | 99% | 0 | 0% | 99% | 0 | 0% | 99% | 0 | 0% | 63.64% | 0 | 0% | 63.64% | 0 | 0% | 63.64% | 0 | 0% | 63.64% | 0 | 0.049404 | 100% | 2.344% | 0.0043997 | 0% | 2.344% | 0 | 0% | 2.344% | 0 | 0% | 0.2528% | 0 | 0% | 0.2528% | 0 | 0% | 0.2528% | 0 | 0% | 0.6596% | 0 | 0% | 0.6596% | 0 | 55% | 0.6596% | 0.00068086 | 0.08175% | 0.6712% | 1.0298e-06 | 55% | 0.6712% | 0.00069286 | 30.18% | 0.6712% | 0.00038016 | 0% | 4.913% | 0 | 62.94% | 4.913% | 0.0058031 | 0% | 4.913% | 0 | 0% | 2.051% | 0 | 0% | 2.051% | 0 | 0% | 2.051% | 0 |  |  |  | 0% | 11.8% | 0 | 27.25% | 11.8% | 0.006034 | 0% | 11.8% | 0 | 0% | 0.3722% | 0 | 0% | 0.3722% | 0 | 0% | 0.3722% | 0 | 0% | 100% | 0 | 0% | 100% | 0 | 0% | 100% | 0 | 0% | 100% | 0 |  |  | 0 |  |  | 0 |  |  | 0 | 100% | 65% |  | 100% | 65% |  | 100% | 65% |  | 100% | 65% |  | 100% | 90% |  | 100% | 90% |  | 100% | 90%
GARBERVILLE 1101438596 | 0.00047658 | 11.3595 | 1.0612 | 0.047111 | 1.1083 | 0.04681 | 0.013948 | 0.0048204 | 0% | 99% | 0 | 0% | 99% | 0 | 0% | 99% | 0 | 0% | 99% | 0 | 0% | 61.68% | 0 | 0% | 61.68% | 0 | 0% | 61.68% | 0 | 0% | 61.68% | 0 | 0.047111 | 0% | 1.172% | 0 | 0% | 1.172% | 0 | 0% | 1.172% | 0 | 0% | 0.1279% | 0 | 0% | 0.1279% | 0 | 0% | 0.1279% | 0 | 0% | 0.3178% | 0 | 100% | 0.3178% | 0.0033723 | 0% | 0.3178% | 0 | 100% | 0.3199% | 0.003395 | 0% | 0.3199% | 0 | 0% | 0.3199% | 0 | 0% | 2.354% | 0 | 0% | 2.354% | 0 | 8.97% | 2.354% | 0.0022403 | 0% | 5.163% | 0 | 0% | 5.163% | 0 | 0% | 5.163% | 0 |  |  |  | 0% | 11.8% | 0 | 0% | 11.8% | 0 | 34.89% | 11.8% | 0.043691 | 0% | 0.3844% | 0 | 0% | 0.3844% | 0 | 0% | 0.3844% | 0 | 0% | 100% | 0 | 0% | 100% | 0 | 0% | 100% | 0 | 0% | 100% | 0 |  |  | 0 |  |  | 0 |  |  | 0 | 100% | 65% |  | 100% | 65% |  | 100% | 65% |  | 100% | 65% |  | 100% | 90% |  | 100% | 90% |  | 100% | 90%
MONTE RIO 1111506 | 0.002031 | 2.3108 | 0.45391 | 0.0044292 | 0.45834 | 0.020771 | 0.0058168 | 0.0014871 | 0% | 99% | 0 | 0% | 99% | 0 | 0% | 99% | 0 | 0% | 99% | 0 | 0% | 63.5% | 0 | 0% | 63.5% | 0 | 0% | 63.5% | 0 | 0% | 63.5% | 0 | 0.0044292 | 100% | 1.131% | 0.0051317 | 0% | 1.131% | 0 | 0% | 1.131% | 0 | 0% | 0.1265% | 0 | 0% | 0.1265% | 0 | 0% | 0.1265% | 0 | 0% | 0.3107% | 0 | 0% | 0.3107% | 0 | 11.79% | 0.3107% | 0.00016635 | 0% | 0.3235% | 0 | 11.79% | 0.3235% | 0.00017318 | 88.21% | 0.3235% | 0.0012952 | 36.99% | 2.331% | 0.0039139 | 0% | 2.331% | 0 | 0% | 2.331% | 0 | 0% | 4.154% | 0 | 0% | 4.154% | 0 | 0% | 4.154% | 0 |  |  |  | 35% | 11.8% | 0.018747 | 0% | 11.8% | 0 | 0% | 11.8% | 0 | 0% | 0.3871% | 0 | 0% | 0.3871% | 0 | 0% | 0.3871% | 0 | 0% | 100% | 0 | 0% | 100% | 0 | 0% | 100% | 0 | 0% | 100% | 0 |  |  | 0 |  |  | 0 |  |  | 0 | 100% | 65% |  | 100% | 65% |  | 100% | 65% |  | 100% | 65% |  | 100% | 90% |  | 100% | 90% |  | 100% | 90%
ELECTRA 11011238 | 0.00064668 | 0.92474 | 0.19637 | 0.52101 | 0.71737 | 0.0030432 | 0.0057161 | 0.0034074 | 0% | 99% | 0 | 0% | 99% | 0 | 0% | 99% | 0 | 0% | 99% | 0 | 0% | 62.63% | 0 | 0% | 62.63% | 0 | 0% | 62.63% | 0 | 0% | 62.63% | 0 | 0.52101 | 0% | 2.108% | 0 | 0% | 2.108% | 0 | 0% | 2.108% | 0 | 0% | 0.2483% | 0 | 0% | 0.2483% | 0 | 0% | 0.2483% | 0 | 0% | 0.6914% | 0 | 0% | 0.6914% | 0 | 33.35% | 0.6914% | 0.00045276 | 0% | 0.7226% | 0 | 33.35% | 0.7226% | 0.00047319 | 65.48% | 0.7226% | 0.00092918 | 0% | 5.229% | 0 | 0% | 5.229% | 0 | 0% | 5.229% | 0 | 0% | 1.477% | 0 | 0% | 1.477% | 0 | 0% | 1.477% | 0 |  |  |  | 0% | 11.8% | 0 | 0% | 11.8% | 0 | 0% | 11.8% | 0 | 0% | 0.3702% | 0 | 0% | 0.3702% | 0 | 0% | 0.3702% | 0 | 0% | 100% | 0 | 0% | 100% | 0 | 0% | 100% | 0 | 0% | 100% | 0 |  |  | 0 |  |  | 0 |  |  | 0 | 100% | 65% |  | 100% | 65% |  | 100% | 65% |  | 100% | 65% |  | 100% | 90% |  | 100% | 90% |  | 100% | 90%
MONTE RIO 1111969182 | 0.0013163 | 5.5818 | 1.9912 | 0.059191 | 2.0504 | 0.096781 | 0.021505 | 0.0050988 | 0% | 99% | 0 | 0% | 99% | 0 | 0% | 99% | 0 | 0% | 99% | 0 | 0% | 62.78% | 0 | 0% | 62.78% | 0 | 0% | 62.78% | 0 | 0% | 62.78% | 0 | 0.059191 | 0% | 1.07% | 0 | 0% | 1.07% | 0 | 0% | 1.07% | 0 | 0% | 0.115% | 0 | 0% | 0.115% | 0 | 0% | 0.115% | 0 | 0% | 0.2655% | 0 | 0% | 0.2655% | 0 | 32.73% | 0.2655% | 0.0017306 | 0% | 0.2751% | 0 | 32.73% | 0.2751% | 0.0017931 | 67.27% | 0.2751% | 0.0036849 | 51.66% | 1.983% | 0.020401 | 3.004% | 1.983% | 0.0011864 | 0% | 1.983% | 0 | 0% | 4.982% | 0 | 0% | 4.982% | 0 | 0% | 4.982% | 0 |  |  |  | 30.98% | 11.8% | 0.072797 | 0% | 11.8% | 0 | 0% | 11.8% | 0 | 0% | 0.3896% | 0 | 0% | 0.3896% | 0 | 0% | 0.3896% | 0 | 0% | 100% | 0 | 0% | 100% | 0 | 0% | 100% | 0 | 0% | 100% | 0 |  |  | 0 |  |  | 0 |  |  | 0 | 100% | 65% |  | 100% | 65% |  | 100% | 65% |  | 100% | 65% |  | 100% | 90% |  | 100% | 90% |  | 100% | 90%
BRUNSWICK 11051030 | 0.00076051 | 18.3526 | 2.1705 | 3.6628 | 5.8333 | 0.076073 | 0.044018 | 0.014507 | 0% | 99% | 0 | 0% | 99% | 0 | 0% | 99% | 0 | 0% | 99% | 0 | 0% | 62.18% | 0 | 0% | 62.18% | 0 | 0% | 62.18% | 0 | 0% | 62.18% | 0 | 3.6628 | 6.667% | 1.656% | 0.0023967 | 0% | 1.656% | 0 | 0% | 1.656% | 0 | 0% | 0.1771% | 0 | 0% | 0.1771% | 0 | 0% | 0.1771% | 0 | 0% | 0.4948% | 0 | 0.4364% | 0.4948% | 4.6864e-05 | 9.581% | 0.4948% | 0.001029 | 0.4364% | 0.4984% | 4.7206e-05 | 9.581% | 0.4984% | 0.0010365 | 89.98% | 0.4984% | 0.0097345 | 23.92% | 3.679% | 0.019103 | 0% | 3.679% | 0 | 2.277% | 3.679% | 0.0018181 | 0% | 3.219% | 0 | 0% | 3.219% | 0 | 0% | 3.219% | 0 |  |  |  | 35% | 11.8% | 0.08964 | 0% | 11.8% | 0 | 0% | 11.8% | 0 | 0% | 0.3773% | 0 | 0% | 0.3773% | 0 | 0% | 0.3773% | 0 | 0% | 100% | 0 | 0% | 100% | 0 | 0% | 100% | 0 | 0% | 100% | 0 |  |  | 0 |  |  | 0 |  |  | 0 | 100% | 65% |  | 100% | 65% |  | 100% | 65% |  | 100% | 65% |  | 100% | 90% |  | 100% | 90% |  | 100% | 90%
OLETA 11021228 | 0.00022897 | 7.4742 | 2.8191 | 0 | 2.8191 | 0.040406 | 0.089683 | 0.045113 | 0% | 99% | 0 | 0% | 99% | 0 | 0% | 99% | 0 | 0% | 99% | 0 | 0% | 63.47% | 0 | 0% | 63.47% | 0 | 0% | 63.47% | 0 | 0% | 63.47% | 0 | 0 | 100% | 2.81% | 0.079211 | 0% | 2.81% | 0 | 0% | 2.81% | 0 | 0% | 0.3154% | 0 | 0% | 0.3154% | 0 | 0% | 0.3154% | 0 | 0% | 0.7598% | 0 | 0% | 0.7598% | 0 | 0% | 0.7598% | 0 | 0% | 0.7916% | 0 | 0% | 0.7916% | 0 | 82.18% | 0.7916% | 0.01834 | 11.36% | 5.702% | 0.018257 | 0% | 5.702% | 0 | 0% | 5.702% | 0 | 0% | 1.528% | 0 | 0% | 1.528% | 0 | 0% | 1.528% | 0 |  |  |  | 20.7% | 11.8% | 0.068849 | 0% | 11.8% | 0 | 0% | 11.8% | 0 | 0% | 0.3681% | 0 | 0% | 0.3681% | 0 | 0% | 0.3681% | 0 | 0% | 100% | 0 | 0% | 100% | 0 | 0% | 100% | 0 | 0% | 100% | 0 |  |  | 0 |  |  | 0 |  |  | 0 | 100% | 65% |  | 100% | 65% |  | 100% | 65% |  | 100% | 65% |  | 100% | 90% |  | 100% | 90% |  | 100% | 90%
PETALUMA C 1108296 | 0.00028395 | 15.7893 | 0.85654 | 0 | 0.85654 | 0.01722 | 0.027546 | 0.0085294 | 0% | 99% | 0 | 0% | 99% | 0 | 0% | 99% | 0 | 0% | 99% | 0 | 0% | 61.32% | 0 | 0% | 61.32% | 0 | 0% | 61.32% | 0 | 0% | 61.32% | 0 | 0 | 0% | 2.69% | 0 | 0% | 2.69% | 0 | 0% | 2.69% | 0 | 0% | 0.2867% | 0 | 0% | 0.2867% | 0 | 0% | 0.2867% | 0 | 0% | 0.7691% | 0 | 87.23% | 0.7691% | 0.0057461 | 12.77% | 0.7691% | 0.00084139 | 87.23% | 0.7474% | 0.0055843 | 12.77% | 0.7474% | 0.00081771 | 0% | 0.7474% | 0 | 6.724% | 5.631% | 0.0032427 | 0% | 5.631% | 0 | 0% | 5.631% | 0 | 0% | 1.877% | 0 | 0% | 1.877% | 0 | 0% | 1.877% | 0 |  |  |  | 33.52% | 11.8% | 0.033879 | 0% | 11.8% | 0 | 0% | 11.8% | 0 | 0% | 0.357% | 0 | 0% | 0.357% | 0 | 0% | 0.357% | 0 | 0% | 100% | 0 | 0% | 100% | 0 | 0% | 100% | 0 | 0% | 100% | 0 |  |  | 0 |  |  | 0 |  |  | 0 | 100% | 65% |  | 100% | 65% |  | 100% | 65% |  | 100% | 65% |  | 100% | 90% |  | 100% | 90% |  | 100% | 90%
OREGON TRAIL 11021382 | 0.00033988 | 5.9447 | 0.37759 | 2.8385 | 3.2161 | 0.0099286 | 0.00946 | 0.0041119 | 0% | 99% | 0 | 0% | 99% | 0 | 0% | 99% | 0 | 0% | 99% | 0 | 0% | 61.5% | 0 | 0% | 61.5% | 0 | 0% | 61.5% | 0 | 0% | 61.5% | 0 | 2.8385 | 0% | 1.762% | 0 | 0% | 1.762% | 0 | 0% | 1.762% | 0 | 0% | 0.1824% | 0 | 0% | 0.1824% | 0 | 0% | 0.1824% | 0 | 0% | 0.6033% | 0 | 0% | 0.6033% | 0 | 1.718% | 0.6033% | 3.9137e-05 | 0% | 0.5746% | 0 | 1.718% | 0.5746% | 3.7272e-05 | 97.33% | 0.5746% | 0.0021116 | 34.32% | 4.407% | 0.0057103 | 0% | 4.407% | 0 | 0% | 4.407% | 0 | 0% | 2.242% | 0 | 0% | 2.242% | 0 | 0% | 2.242% | 0 |  |  |  | 0% | 11.8% | 0 | 35% | 11.8% | 0.015595 | 0% | 11.8% | 0 | 0% | 0.3642% | 0 | 0% | 0.3642% | 0 | 0% | 0.3642% | 0 | 0% | 100% | 0 | 0% | 100% | 0 | 0% | 100% | 0 | 0% | 100% | 0 |  |  | 5.2634e-05 |  |  | 0 |  |  | 0 | 100% | 65% |  | 100% | 65% |  | 100% | 65% |  | 100% | 65% |  | 100% | 90% |  | 100% | 90% |  | 100% | 90%
CAMP EVERS 210595050 | 0.0042092 | 0.14266 | 0.095274 | 0 | 0.095274 | 0.0033491 | 0.0021281 | 0.00046162 | 0% | 99% | 0 | 0% | 99% | 0 | 0% | 99% | 0 | 0% | 99% | 0 | 0% | 63.9% | 0 | 0% | 63.9% | 0 | 0% | 63.9% | 0 | 0% | 63.9% | 0 | 0 | 0% | 1.843% | 0 | 0% | 1.843% | 0 | 0% | 1.843% | 0 | 0% | 0.2228% | 0 | 0% | 0.2228% | 0 | 0% | 0.2228% | 0 | 0% | 0.5156% | 0 | 0% | 0.5156% | 0 | 100% | 0.5156% | 0.00049124 | 0% | 0.5483% | 0 | 100% | 0.5483% | 0.00052238 | 0% | 0.5483% | 0 | 100% | 3.898% | 0.0037141 | 0% | 3.898% | 0 | 0% | 3.898% | 0 | 0% | 2.986% | 0 | 0% | 2.986% | 0 | 0% | 2.986% | 0 |  |  |  | 0% | 11.8% | 0 | 0% | 11.8% | 0 | 0% | 11.8% | 0 | 0% | 0.3774% | 0 | 0% | 0.3774% | 0 | 0% | 0.3774% | 0 | 0% | 100% | 0 | 0% | 100% | 0 | 0% | 100% | 0 | 0% | 100% | 0 |  |  | 0 |  |  | 0 |  |  | 0 | 100% | 65% |  | 100% | 65% |  | 100% | 65% |  | 100% | 65% |  | 100% | 90% |  | 100% | 90% |  | 100% | 90%
BRUNSWICK 11052100 | 0.0006299 | 4.1984 | 0.50184 | 0.39706 | 0.89889 | 0.018672 | 0.0091665 | 0.0034837 | 0% | 99% | 0 | 0% | 99% | 0 | 0% | 99% | 0 | 0% | 99% | 0 | 0% | 61.98% | 0 | 0% | 61.98% | 0 | 0% | 61.98% | 0 | 0% | 61.98% | 0 | 0.39706 | 42.86% | 1.551% | 0.0033361 | 0% | 1.551% | 0 | 0% | 1.551% | 0 | 0% | 0.1635% | 0 | 0% | 0.1635% | 0 | 0% | 0.1635% | 0 | 0% | 0.4434% | 0 | 26.34% | 0.4434% | 0.0005861 | 48.09% | 0.4434% | 0.00107 | 26.34% | 0.4443% | 0.0005873 | 48.09% | 0.4443% | 0.0010722 | 25.57% | 0.4443% | 0.00057026 | 21.12% | 3.287% | 0.0034842 | 0% | 3.287% | 0 | 11.31% | 3.287% | 0.0018663 | 0% | 3.501% | 0 | 0% | 3.501% | 0 | 0% | 3.501% | 0 |  |  |  | 35% | 11.8% | 0.020726 | 0% | 11.8% | 0 | 0% | 11.8% | 0 | 0% | 0.3792% | 0 | 0% | 0.3792% | 0 | 0% | 0.3792% | 0 | 0% | 100% | 0 | 0% | 100% | 0 | 0% | 100% | 0 | 0% | 100% | 0 |  |  | 0 |  |  | 0 |  |  | 0 | 100% | 65% |  | 100% | 65% |  | 100% | 65% |  | 100% | 65% |  | 100% | 90% |  | 100% | 90% |  | 100% | 90%
FRUITLAND 1142615540 | 0.00041356 | 6.5471 | 0.93005 | 0.086712 | 1.0168 | 0.041964 | 0.012976 | 0.0031353 | 0% | 99% | 0 | 0% | 99% | 0 | 0% | 99% | 0 | 0% | 99% | 0 | 0% | 61.34% | 0 | 0% | 61.34% | 0 | 0% | 61.34% | 0 | 0% | 61.34% | 0 | 0.086712 | 20% | 1.333% | 0.002479 | 0% | 1.333% | 0 | 0% | 1.333% | 0 | 100% | 0.1392% | 0.0012949 | 0% | 0.1392% | 0 | 0% | 0.1392% | 0 | 0% | 0.3415% | 0 | 47.51% | 0.3415% | 0.001509 | 52.49% | 0.3415% | 0.0016673 | 47.51% | 0.3433% | 0.0015168 | 52.49% | 0.3433% | 0.0016759 | 0% | 0.3433% | 0 | 10.38% | 2.525% | 0.002437 | 0% | 2.525% | 0 | 0% | 2.525% | 0 | 0% | 5.405% | 0 | 0% | 5.405% | 0 | 0% | 5.405% | 0 |  |  |  | 0% | 11.8% | 0 | 0% | 11.8% | 0 | 0% | 11.8% | 0 | 0% | 0.3847% | 0 | 0% | 0.3847% | 0 | 0% | 0.3847% | 0 | 0% | 100% | 0 | 0% | 100% | 0 | 0% | 100% | 0 | 0% | 100% | 0 |  |  | 0 |  |  | 0 |  |  | 0 | 100% | 65% |  | 100% | 65% |  | 100% | 65% |  | 100% | 65% |  | 100% | 90% |  | 100% | 90% |  | 100% | 90%
MIRABEL 1101298 | 0.001057 | 12.3828 | 2.4967 | 0 | 2.4967 | 0.11714 | 0.031215 | 0.0075605 | 0% | 99% | 0 | 0% | 99% | 0 | 0% | 99% | 0 | 0% | 99% | 0 | 0% | 62.48% | 0 | 0% | 62.48% | 0 | 0% | 62.48% | 0 | 0% | 62.48% | 0 | 0 | 100% | 1.222% | 0.030521 | 0% | 1.222% | 0 | 0% | 1.222% | 0 | 0% | 0.1334% | 0 | 0% | 0.1334% | 0 | 0% | 0.1334% | 0 | 0% | 0.3024% | 0 | 0% | 0.3024% | 0 | 42.41% | 0.3024% | 0.0032019 | 0% | 0.315% | 0 | 42.41% | 0.315% | 0.0033355 | 57.38% | 0.315% | 0.0045124 | 24.21% | 2.263% | 0.013678 | 0% | 2.263% | 0 | 0% | 2.263% | 0 | 0% | 4.995% | 0 | 0% | 4.995% | 0 | 0% | 4.995% | 0 |  |  |  | 34.17% | 11.8% | 0.10068 | 0% | 11.8% | 0 | 0% | 11.8% | 0 | 0% | 0.3881% | 0 | 0% | 0.3881% | 0 | 0% | 0.3881% | 0 | 0% | 100% | 0 | 0% | 100% | 0 | 0% | 100% | 0 | 0% | 100% | 0 |  |  | 0 |  |  | 0 |  |  | 0 | 100% | 65% |  | 100% | 65% |  | 100% | 65% |  | 100% | 65% |  | 100% | 90% |  | 100% | 90% |  | 100% | 90%
VOLTA 11021502 | 0.00052195 | 7.969 | 0.7129 | 2.31 | 3.0229 | 0.021895 | 0.018168 | 0.0044917 | 0% | 99% | 0 | 0% | 99% | 0 | 0% | 99% | 0 | 0% | 99% | 0 | 0% | 61.9% | 0 | 0% | 61.9% | 0 | 0% | 61.9% | 0 | 0% | 61.9% | 0 | 2.31 | 0% | 2.218% | 0 | 0% | 2.218% | 0 | 0% | 2.218% | 0 | 0% | 0.2451% | 0 | 0% | 0.2451% | 0 | 0% | 0.2451% | 0 | 0% | 0.609% | 0 | 0% | 0.609% | 0 | 6.87% | 0.609% | 0.00029824 | 0% | 0.6263% | 0 | 10.48% | 0.6263% | 0.00046771 | 89.52% | 0.6263% | 0.003997 | 0% | 4.552% | 0 | 0% | 4.552% | 0 | 0% | 4.552% | 0 | 0% | 2.829% | 0 | 0% | 2.829% | 0 | 0% | 2.829% | 0 |  |  |  | 34.99% | 11.8% | 0.029437 | 0% | 11.8% | 0 | 0% | 11.8% | 0 | 0% | 0.3735% | 0 | 0% | 0.3735% | 0 | 0% | 0.3735% | 0 | 0% | 100% | 0 | 0% | 100% | 0 | 0% | 100% | 0 | 0% | 100% | 0 |  |  | 0 |  |  | 0 |  |  | 0 | 100% | 65% |  | 100% | 65% |  | 100% | 65% |  | 100% | 65% |  | 100% | 90% |  | 100% | 90% |  | 100% | 90%
BRUNSWICK 110584480 | 0.00081441 | 4.9968 | 0.73283 | 0.40367 | 1.1365 | 0.025336 | 0.016228 | 0.0042805 | 0% | 99% | 0 | 0% | 99% | 0 | 0% | 99% | 0 | 0% | 99% | 0 | 0% | 62.1% | 0 | 0% | 62.1% | 0 | 0% | 62.1% | 0 | 0% | 62.1% | 0 | 0.40367 | 66.67% | 1.942% | 0.0094877 | 0% | 1.942% | 0 | 0% | 1.942% | 0 | 0% | 0.211% | 0 | 0% | 0.211% | 0 | 0% | 0.211% | 0 | 0% | 0.5343% | 0 | 0% | 0.5343% | 0 | 61.35% | 0.5343% | 0.0024023 | 0% | 0.5502% | 0 | 61.35% | 0.5502% | 0.0024735 | 37.58% | 0.5502% | 0.0015151 | 0% | 3.998% | 0 | 42.88% | 3.998% | 0.012562 | 10.42% | 3.998% | 0.0030542 | 0% | 3.142% | 0 | 0% | 3.142% | 0 | 0% | 3.142% | 0 |  |  |  | 35% | 11.8% | 0.030266 | 0% | 11.8% | 0 | 0% | 11.8% | 0 | 0% | 0.378% | 0 | 0% | 0.378% | 0 | 0% | 0.378% | 0 | 0% | 100% | 0 | 0% | 100% | 0 | 0% | 100% | 0 | 0% | 100% | 0 |  |  | 0 |  |  | 0 |  |  | 0 | 100% | 65% |  | 100% | 65% |  | 100% | 65% |  | 100% | 65% |  | 100% | 90% |  | 100% | 90% |  | 100% | 90%
BIG BASIN 110210254 | 0.00097093 | 2.1436 | 0.40541 | 0.0072479 | 0.41266 | 0.014309 | 0.0098744 | 0.001205 | 0% | 99% | 0 | 0% | 99% | 0 | 0% | 99% | 0 | 0% | 99% | 0 | 0% | 62.87% | 0 | 0% | 62.87% | 0 | 0% | 62.87% | 0 | 0% | 62.87% | 0 | 0.0072479 | 0% | 2.747% | 0 | 0% | 2.747% | 0 | 0% | 2.747% | 0 | 0% | 0.2962% | 0 | 0% | 0.2962% | 0 | 0% | 0.2962% | 0 | 0% | 0.5926% | 0 | 0% | 0.5926% | 0 | 11.29% | 0.5926% | 0.0002712 | 0% | 0.6332% | 0 | 11.29% | 0.6332% | 0.00028977 | 88.71% | 0.6332% | 0.0022774 | 0% | 4.463% | 0 | 0% | 4.463% | 0 | 0% | 4.463% | 0 | 0% | 3.683% | 0 | 0% | 3.683% | 0 | 0% | 3.683% | 0 |  |  |  | 0% | 11.8% | 0 | 0% | 11.8% | 0 | 0% | 11.8% | 0 | 0% | 0.3825% | 0 | 0% | 0.3825% | 0 | 0% | 0.3825% | 0 | 0% | 100% | 0 | 0% | 100% | 0 | 0% | 100% | 0 | 0% | 100% | 0 |  |  | 0 |  |  | 0 |  |  | 0 | 100% | 65% |  | 100% | 65% |  | 100% | 65% |  | 100% | 65% |  | 100% | 90% |  | 100% | 90% |  | 100% | 90%
MOLINO 110266006 | 0.00074971 | 9.9185 | 1.3927 | 0.089793 | 1.4825 | 0.056444 | 0.024713 | 0.0061019 | 0% | 99% | 0 | 0% | 99% | 0 | 10.37% | 99% | 0.14292 | 0% | 99% | 0 | 0% | 62.78% | 0 | 0% | 62.78% | 0 | 0% | 62.78% | 0 | 0% | 62.78% | 0 | 0.089793 | 100% | 1.619% | 0.022547 | 0% | 1.619% | 0 | 0% | 1.619% | 0 | 0% | 0.1792% | 0 | 0% | 0.1792% | 0 | 0% | 0.1792% | 0 | 0% | 0.4218% | 0 | 0% | 0.4218% | 0 | 12.7% | 0.4218% | 0.00074585 | 0% | 0.4342% | 0 | 12.7% | 0.4342% | 0.00076777 | 86.98% | 0.4342% | 0.0052598 | 22.62% | 3.146% | 0.0099091 | 6.258% | 3.146% | 0.002742 | 2.04% | 3.146% | 0.00089403 | 0% | 3.823% | 0 | 0% | 3.823% | 0 | 0% | 3.823% | 0 |  |  |  | 31.55% | 11.8% | 0.051846 | 0% | 11.8% | 0 | 0% | 11.8% | 0 | 0% | 0.3813% | 0 | 0% | 0.3813% | 0 | 0% | 0.3813% | 0 | 0% | 100% | 0 | 0% | 100% | 0 | 0% | 100% | 0 | 0% | 100% | 0 |  |  | 4.0322e-05 |  |  | 0 |  |  | 0 | 100% | 65% |  | 100% | 65% |  | 100% | 65% |  | 100% | 65% |  | 100% | 90% |  | 100% | 90% |  | 100% | 90%
MIRABEL 1102503294 | 0.0013338 | 4.1315 | 0.70978 | 0 | 0.70978 | 0.033442 | 0.0091789 | 0.001855 | 0% | 99% | 0 | 0% | 99% | 0 | 0% | 99% | 0 | 0% | 99% | 0 | 0% | 62.82% | 0 | 0% | 62.82% | 0 | 0% | 62.82% | 0 | 0% | 62.82% | 0 | 0 | 0% | 1.214% | 0 | 0% | 1.214% | 0 | 0% | 1.214% | 0 | 0% | 0.132% | 0 | 0% | 0.132% | 0 | 0% | 0.132% | 0 | 0% | 0.3141% | 0 | 0% | 0.3141% | 0 | 95.67% | 0.3141% | 0.0021327 | 0% | 0.3259% | 0 | 95.67% | 0.3259% | 0.0022127 | 3.436% | 0.3259% | 7.9462e-05 | 47.25% | 2.35% | 0.0078806 | 0% | 2.35% | 0 | 7.999% | 2.35% | 0.0013342 | 0% | 4.812% | 0 | 0% | 4.812% | 0 | 0% | 4.812% | 0 |  |  |  | 34.87% | 11.8% | 0.029201 | 0% | 11.8% | 0 | 0% | 11.8% | 0 | 0% | 0.3878% | 0 | 0% | 0.3878% | 0 | 0% | 0.3878% | 0 | 0% | 100% | 0 | 0% | 100% | 0 | 0% | 100% | 0 | 0% | 100% | 0 |  |  | 0 |  |  | 0 |  |  | 0 | 100% | 65% |  | 100% | 65% |  | 100% | 65% |  | 100% | 65% |  | 100% | 90% |  | 100% | 90% |  | 100% | 90%
GABILAN 1101460414 | 0.00014462 | 3.789 | 0.29213 | 0 | 0.29213 | 0.0045189 | 0.01079 | 0.0030014 | 0% | 99% | 0 | 0% | 99% | 0 | 0% | 99% | 0 | 0% | 99% | 0 | 0% | 62.56% | 0 | 0% | 62.56% | 0 | 0% | 62.56% | 0 | 0% | 62.56% | 0 | 0 | 0% | 3.645% | 0 | 0% | 3.645% | 0 | 0% | 3.645% | 0 | 0% | 0.3854% | 0 | 0% | 0.3854% | 0 | 0% | 0.3854% | 0 | 0% | 0.8919% | 0 | 0% | 0.8919% | 0 | 28.35% | 0.8919% | 0.00073872 | 0% | 0.9074% | 0 | 28.35% | 0.9074% | 0.00075156 | 71.65% | 0.9074% | 0.0018993 | 12.79% | 6.614% | 0.0024705 | 0% | 6.614% | 0 | 0% | 6.614% | 0 | 0% | 1.418% | 0 | 0% | 1.418% | 0 | 0% | 1.418% | 0 |  |  |  | 0% | 11.8% | 0 | 5.043% | 11.8% | 0.0017384 | 0% | 11.8% | 0 | 0% | 0.3625% | 0 | 0% | 0.3625% | 0 | 0% | 0.3625% | 0 | 0% | 100% | 0 | 0% | 100% | 0 | 0% | 100% | 0 | 0% | 100% | 0 |  |  | 0 |  |  | 0 |  |  | 0 | 100% | 65% |  | 100% | 65% |  | 100% | 65% |  | 100% | 65% |  | 100% | 90% |  | 100% | 90% |  | 100% | 90%
MORAGA 1101669542 | 0.00074442 | 4.0611 | 0.64165 | 0.087132 | 0.72878 | 0.019982 | 0.01684 | 0.0034317 | 0% | 99% | 0 | 0% | 99% | 0 | 0% | 99% | 0 | 0% | 99% | 0 | 0% | 63.45% | 0 | 0% | 63.45% | 0 | 0% | 63.45% | 0 | 0% | 63.45% | 0 | 0.087132 | 0% | 2.627% | 0 | 0% | 2.627% | 0 | 0% | 2.627% | 0 | 0% | 0.2815% | 0 | 0% | 0.2815% | 0 | 0% | 0.2815% | 0 | 0% | 0.6355% | 0 | 0% | 0.6355% | 0 | 71.45% | 0.6355% | 0.0029135 | 0% | 0.6592% | 0 | 71.45% | 0.6592% | 0.0030221 | 28.55% | 0.6592% | 0.0012074 | 11.54% | 4.745% | 0.0035132 | 24.89% | 4.745% | 0.0075782 | 32.62% | 4.745% | 0.0099332 | 0% | 2.296% | 0 | 0% | 2.296% | 0 | 0% | 2.296% | 0 |  |  |  | 0% | 11.8% | 0 | 34.98% | 11.8% | 0.026485 | 0% | 11.8% | 0 | 55.56% | 0.3761% | 0.0013406 | 0% | 0.3761% | 0 | 0% | 0.3761% | 0 | 0% | 100% | 0 | 0% | 100% | 0 | 0% | 100% | 0 | 0% | 100% | 0 |  |  | 0 |  |  | 0 |  |  | 0 | 100% | 65% |  | 100% | 65% |  | 100% | 65% |  | 100% | 65% |  | 100% | 90% |  | 100% | 90% |  | 100% | 90%
RIO DELL 11027124 | 0.00011102 | 0.57384 | 0.015994 | 0.0020483 | 0.018042 | 0.00027092 | 0.00060358 | 0.0001299 | 0% | 99% | 0 | 0% | 99% | 0 | 0% | 99% | 0 | 0% | 99% | 0 | 0% | 60.43% | 0 | 0% | 60.43% | 0 | 0% | 60.43% | 0 | 0% | 60.43% | 0 | 0.0020483 | 0% | 3.527% | 0 | 0% | 3.527% | 0 | 0% | 3.527% | 0 | 0% | 0.3818% | 0 | 0% | 0.3818% | 0 | 0% | 0.3818% | 0 | 0% | 0.8982% | 0 | 100% | 0.8982% | 0.00014366 | 0% | 0.8982% | 0 | 100% | 0.9077% | 0.00014518 | 0% | 0.9077% | 0 | 0% | 0.9077% | 0 | 0% | 6.655% | 0 | 0% | 6.655% | 0 | 0% | 6.655% | 0 | 0% | 2.03% | 0 | 0% | 2.03% | 0 | 0% | 2.03% | 0 |  |  |  | 34.94% | 11.8% | 0.00065945 | 0% | 11.8% | 0 | 0% | 11.8% | 0 | 0% | 0.3587% | 0 | 0% | 0.3587% | 0 | 0% | 0.3587% | 0 | 0% | 100% | 0 | 0% | 100% | 0 | 0% | 100% | 0 | 0% | 100% | 0 |  |  | 0 |  |  | 0 |  |  | 0 | 100% | 65% |  | 100% | 65% |  | 100% | 65% |  | 100% | 65% |  | 100% | 90% |  | 100% | 90% |  | 100% | 90%
VALLEY VIEW 1106P166 | 0.00055374 | 4.2573 | 0.52041 | 0.0095588 | 0.52997 | 0.012468 | 0.014702 | 0.0055201 | 0% | 99% | 0 | 0% | 99% | 0 | 0% | 99% | 0 | 0% | 99% | 0 | 0% | 63.18% | 0 | 0% | 63.18% | 0 | 0% | 63.18% | 0 | 0% | 63.18% | 0 | 0.0095588 | 50% | 2.681% | 0.0069757 | 0% | 2.681% | 0 | 0% | 2.681% | 0 | 0% | 0.2991% | 0 | 0% | 0.2991% | 0 | 0% | 0.2991% | 0 | 0% | 0.6663% | 0 | 0% | 0.6663% | 0 | 72.91% | 0.6663% | 0.0025283 | 0% | 0.6946% | 0 | 72.91% | 0.6946% | 0.0026358 | 27.09% | 0.6946% | 0.00097915 | 0% | 4.988% | 0 | 0% | 4.988% | 0 | 0% | 4.988% | 0 | 0% | 1.766% | 0 | 0% | 1.766% | 0 | 0% | 1.766% | 0 |  |  |  | 0% | 11.8% | 0 | 21.61% | 11.8% | 0.01327 | 0% | 11.8% | 0 | 0% | 0.3722% | 0 | 0% | 0.3722% | 0 | 0% | 0.3722% | 0 | 0% | 100% | 0 | 0% | 100% | 0 | 0% | 100% | 0 | 0% | 100% | 0 |  |  | 0 |  |  | 0 |  |  | 0 | 100% | 65% |  | 100% | 65% |  | 100% | 65% |  | 100% | 65% |  | 100% | 90% |  | 100% | 90% |  | 100% | 90%
BOLINAS 11011236 | 0.00037363 | 3.1585 | 0.28822 | 0 | 0.28822 | 0.0092711 | 0.0066377 | 0.0022007 | 0% | 99% | 0 | 0% | 99% | 0 | 0% | 99% | 0 | 0% | 99% | 0 | 0% | 62.44% | 0 | 0% | 62.44% | 0 | 0% | 62.44% | 0 | 0% | 62.44% | 0 | 0 | 0% | 2.112% | 0 | 0% | 2.112% | 0 | 0% | 2.112% | 0 | 0% | 0.2273% | 0 | 0% | 0.2273% | 0 | 0% | 0.2273% | 0 | 0% | 0.5523% | 0 | 72.92% | 0.5523% | 0.0011609 | 11.85% | 0.5523% | 0.00018859 | 72.92% | 0.5616% | 0.0011803 | 11.85% | 0.5616% | 0.00019175 | 15.23% | 0.5616% | 0.00024648 | 0% | 4.104% | 0 | 25.19% | 4.104% | 0.0029788 | 20.74% | 4.104% | 0.0024529 | 0% | 3.114% | 0 | 0% | 3.114% | 0 | 0% | 3.114% | 0 |  |  |  | 0% | 11.8% | 0 | 18.3% | 11.8% | 0.0062256 | 0% | 11.8% | 0 | 0% | 0.3755% | 0 | 0% | 0.3755% | 0 | 0% | 0.3755% | 0 | 0% | 100% | 0 | 0% | 100% | 0 | 0% | 100% | 0 | 0% | 100% | 0 |  |  | 0 |  |  | 0 |  |  | 0 | 100% | 65% |  | 100% | 65% |  | 100% | 65% |  | 100% | 65% |  | 100% | 90% |  | 100% | 90% |  | 100% | 90%
SPRING GAP 170210720 | 0.00044756 | 5.6044 | 0.43785 | 0.3118 | 0.74965 | 0.0119 | 0.012619 | 0.0030293 | 0% | 99% | 0 | 0% | 99% | 0 | 0% | 99% | 0 | 0% | 99% | 0 | 0% | 61.47% | 0 | 0% | 61.47% | 0 | 0% | 61.47% | 0 | 0% | 61.47% | 0 | 0.3118 | 0% | 2.575% | 0 | 0% | 2.575% | 0 | 0% | 2.575% | 0 | 0% | 0.2773% | 0 | 0% | 0.2773% | 0 | 0% | 0.2773% | 0 | 0% | 0.6847% | 0 | 0% | 0.6847% | 0 | 21.74% | 0.6847% | 0.00065184 | 0% | 0.6817% | 0 | 21.74% | 0.6817% | 0.00064892 | 78.26% | 0.6817% | 0.0023358 | 6.73% | 5.047% | 0.0014872 | 0% | 5.047% | 0 | 0% | 5.047% | 0 | 0% | 2.334% | 0 | 0% | 2.334% | 0 | 0% | 2.334% | 0 |  |  |  | 0% | 11.8% | 0 | 35% | 11.8% | 0.018083 | 0% | 11.8% | 0 | 0% | 0.3654% | 0 | 0% | 0.3654% | 0 | 0% | 0.3654% | 0 | 0% | 100% | 0 | 0% | 100% | 0 | 0% | 100% | 0 | 0% | 100% | 0 |  |  | 0 |  |  | 0 |  |  | 0 | 100% | 65% |  | 100% | 65% |  | 100% | 65% |  | 100% | 65% |  | 100% | 90% |  | 100% | 90% |  | 100% | 90%
CLOVERDALE 1102156 | 0.00021319 | 5.6684 | 0.88293 | 1.4952 | 2.3782 | 0.016514 | 0.028505 | 0.010561 | 0% | 99% | 0 | 0% | 99% | 0 | 0% | 99% | 0 | 0% | 99% | 0 | 0% | 62.95% | 0 | 0% | 62.95% | 0 | 0% | 62.95% | 0 | 0% | 62.95% | 0 | 1.4952 | 0% | 2.841% | 0 | 0% | 2.841% | 0 | 0% | 2.841% | 0 | 0% | 0.3133% | 0 | 0% | 0.3133% | 0 | 0% | 0.3133% | 0 | 0% | 0.7691% | 0 | 0% | 0.7691% | 0 | 0.06434% | 0.7691% | 4.3691e-06 | 0% | 0.7968% | 0 | 14.32% | 0.7968% | 0.0010073 | 76.21% | 0.7968% | 0.0053614 | 0% | 5.762% | 0 | 0% | 5.762% | 0 | 0% | 5.762% | 0 | 0% | 1.663% | 0 | 0% | 1.663% | 0 | 0% | 1.663% | 0 |  |  |  | 28.88% | 11.8% | 0.030086 | 0% | 11.8% | 0 | 0% | 11.8% | 0 | 0% | 0.3687% | 0 | 0% | 0.3687% | 0 | 0% | 0.3687% | 0 | 0% | 100% | 0 | 0% | 100% | 0 | 0% | 100% | 0 | 0% | 100% | 0 |  |  | 0 |  |  | 0 |  |  | 0 | 100% | 65% |  | 100% | 65% |  | 100% | 65% |  | 100% | 65% |  | 100% | 90% |  | 100% | 90% |  | 100% | 90%
DEL MONTE 210436720 | 0.00037041 | 6.217 | 0.73625 | 0 | 0.73625 | 0.01452 | 0.024538 | 0.0073261 | 0% | 99% | 0 | 0% | 99% | 0 | 0% | 99% | 0 | 0% | 99% | 0 | 0% | 62.92% | 0 | 0% | 62.92% | 0 | 0% | 62.92% | 0 | 0% | 62.92% | 0 | 0 | 0% | 3.042% | 0 | 0% | 3.042% | 0 | 0% | 3.042% | 0 | 0% | 0.3306% | 0 | 0% | 0.3306% | 0 | 0% | 0.3306% | 0 | 0% | 0.8018% | 0 | 0% | 0.8018% | 0 | 0% | 0.8018% | 0 | 0% | 0.8316% | 0 | 0% | 0.8316% | 0 | 0% | 0.8316% | 0 | 0% | 6.006% | 0 | 0% | 6.006% | 0 | 0% | 6.006% | 0 | 0% | 1.706% | 0 | 0% | 1.706% | 0 | 0% | 1.706% | 0 |  |  |  | 0% | 11.8% | 0 | 0% | 11.8% | 0 | 0% | 11.8% | 0 | 0% | 0.3694% | 0 | 0% | 0.3694% | 0 | 0% | 0.3694% | 0 | 0% | 100% | 0 | 0% | 100% | 0 | 0% | 100% | 0 | 0% | 100% | 0 |  |  | 0 |  |  | 0 |  |  | 0 | 100% | 65% |  | 100% | 65% |  | 100% | 65% |  | 100% | 65% |  | 100% | 90% |  | 100% | 90% |  | 100% | 90%
FRUITLAND 114293234 | 0.00042542 | 12.3645 | 0.98057 | 0.07647 | 1.057 | 0.048014 | 0.010592 | 0.0031895 | 0% | 99% | 0 | 0% | 99% | 0 | 0% | 99% | 0 | 0% | 99% | 0 | 0% | 61.15% | 0 | 0% | 61.15% | 0 | 0% | 61.15% | 0 | 0% | 61.15% | 0 | 0.07647 | 100% | 0.8857% | 0.0086849 | 0% | 0.8857% | 0 | 0% | 0.8857% | 0 | 0% | 0.09236% | 0 | 0% | 0.09236% | 0 | 0% | 0.09236% | 0 | 0% | 0.2604% | 0 | 99.39% | 0.2604% | 0.0025376 | 0% | 0.2604% | 0 | 99.39% | 0.2547% | 0.002482 | 0% | 0.2547% | 0 | 0% | 0.2547% | 0 | 0% | 1.912% | 0 | 0% | 1.912% | 0 | 0% | 1.912% | 0 | 0% | 5.882% | 0 | 0% | 5.882% | 0 | 0% | 5.882% | 0 |  |  |  | 0% | 11.8% | 0 | 0% | 11.8% | 0 | 0% | 11.8% | 0 | 0% | 0.3862% | 0 | 0% | 0.3862% | 0 | 0% | 0.3862% | 0 | 0% | 100% | 0 | 0% | 100% | 0 | 0% | 100% | 0 | 0% | 100% | 0 |  |  | 0 |  |  | 0 |  |  | 0 | 100% | 65% |  | 100% | 65% |  | 100% | 65% |  | 100% | 65% |  | 100% | 90% |  | 100% | 90% |  | 100% | 90%
LUCERNE 11062327 | 0.00045877 | 1.5795 | 0.10833 | 0.30115 | 0.40948 | 0.0021959 | 0.0034341 | 0.0012155 | 0% | 99% | 0 | 0% | 99% | 0 | 0% | 99% | 0 | 0% | 99% | 0 | 0% | 61.42% | 0 | 0% | 61.42% | 0 | 0% | 61.42% | 0 | 0% | 61.42% | 0 | 0.30115 | 0% | 2.072% | 0 | 0% | 2.072% | 0 | 0% | 2.072% | 0 | 0% | 0.2196% | 0 | 0% | 0.2196% | 0 | 0% | 0.2196% | 0 | 0% | 0.7559% | 0 | 100% | 0.7559% | 0.00081889 | 0% | 0.7559% | 0 | 100% | 0.7275% | 0.00078806 | 0% | 0.7275% | 0 | 0% | 0.7275% | 0 | 0% | 5.548% | 0 | 0% | 5.548% | 0 | 0% | 5.548% | 0 | 0% | 1.816% | 0 | 0% | 1.816% | 0 | 0% | 1.816% | 0 |  |  |  | 30.45% | 11.8% | 0.0038928 | 0% | 11.8% | 0 | 0% | 11.8% | 0 | 0% | 0.3572% | 0 | 0% | 0.3572% | 0 | 0% | 0.3572% | 0 | 0% | 100% | 0 | 0% | 100% | 0 | 0% | 100% | 0 | 0% | 100% | 0 |  |  | 0.00014528 |  |  | 0 |  |  | 0 | 100% | 65% |  | 100% | 65% |  | 100% | 65% |  | 100% | 65% |  | 100% | 90% |  | 100% | 90% |  | 100% | 90%
BROWNS VALLEY 11011268 | 0.00024384 | 11.0044 | 0.5182 | 0.7598 | 1.278 | 0.012019 | 0.014337 | 0.0064381 | 0% | 99% | 0 | 0% | 99% | 0 | 0% | 99% | 0 | 0% | 99% | 0 | 0% | 62.61% | 0 | 0% | 62.61% | 0 | 0% | 62.61% | 0 | 0% | 62.61% | 0 | 0.7598 | 75% | 2.318% | 0.0090073 | 0% | 2.318% | 0 | 0% | 2.318% | 0 | 0% | 0.2452% | 0 | 0% | 0.2452% | 0 | 0% | 0.2452% | 0 | 0% | 0.6558% | 0 | 21.03% | 0.6558% | 0.00071471 | 44.25% | 0.6558% | 0.0015037 | 21.03% | 0.6542% | 0.00071301 | 44.25% | 0.6542% | 0.0015002 | 32.45% | 0.6542% | 0.0011002 | 4.017% | 4.846% | 0.0010089 | 0% | 4.846% | 0 | 0% | 4.846% | 0 | 0% | 2.327% | 0 | 0% | 2.327% | 0 | 0% | 2.327% | 0 |  |  |  | 0% | 11.8% | 0 | 23.01% | 11.8% | 0.014069 | 0% | 11.8% | 0 | 0% | 0.3678% | 0 | 0% | 0.3678% | 0 | 0% | 0.3678% | 0 | 0% | 100% | 0 | 0% | 100% | 0 | 0% | 100% | 0 | 0% | 100% | 0 |  |  | 0.00010004 |  |  | 0 |  |  | 0 | 100% | 65% |  | 100% | 65% |  | 100% | 65% |  | 100% | 65% |  | 100% | 90% |  | 100% | 90% |  | 100% | 90%
COARSEGOLD 2104CB | 0.00053157 | 2.5197 | 0.24354 | 0.063725 | 0.30726 | 0.0025565 | 0.008499 | 0.0043585 | 0% | 99% | 0 | 0% | 99% | 0 | 0% | 99% | 0 | 0% | 99% | 0 | 99.88% | 63.14% | 0.15358 | 0% | 63.14% | 0 | 0% | 63.14% | 0 | 0% | 63.14% | 0 | 0.063725 | 0% | 2.16% | 0 | 0% | 2.16% | 0 | 0% | 2.16% | 0 | 0% | 0.2777% | 0 | 0% | 0.2777% | 0 | 0% | 0.2777% | 0 | 0% | 0.7788% | 0 | 0% | 0.7788% | 0 | 100% | 0.7788% | 0.0018967 | 0% | 0.8086% | 0 | 100% | 0.8086% | 0.0019693 | 0% | 0.8086% | 0 | 0% | 5.872% | 0 | 0% | 5.872% | 0 | 0% | 5.872% | 0 | 0% | 0.9672% | 0 | 0% | 0.9672% | 0 | 0% | 0.9672% | 0 |  |  |  | 0% | 11.8% | 0 | 0% | 11.8% | 0 | 0% | 11.8% | 0 | 0% | 0.3578% | 0 | 0% | 0.3578% | 0 | 0% | 0.3578% | 0 | 0% | 100% | 0 | 0% | 100% | 0 | 0% | 100% | 0 | 0% | 100% | 0 |  |  | 0 |  |  | 0 |  |  | 0 | 100% | 65% |  | 100% | 65% |  | 100% | 65% |  | 100% | 65% |  | 100% | 90% |  | 100% | 90% |  | 100% | 90%
MORAGA 1105553110 | 0.00069245 | 6.4632 | 0.81942 | 0.026838 | 0.84626 | 0.029186 | 0.017944 | 0.0048548 | 0% | 99% | 0 | 0% | 99% | 0 | 0% | 99% | 0 | 0% | 99% | 0 | 0% | 63.07% | 0 | 0% | 63.07% | 0 | 0% | 63.07% | 0 | 0% | 63.07% | 0 | 0.026838 | 0% | 2.013% | 0 | 0% | 2.013% | 0 | 0% | 2.013% | 0 | 0% | 0.2258% | 0 | 0% | 0.2258% | 0 | 0% | 0.2258% | 0 | 0% | 0.5104% | 0 | 0% | 0.5104% | 0 | 95.14% | 0.5104% | 0.0039792 | 0% | 0.5322% | 0 | 95.14% | 0.5322% | 0.0041492 | 4.86% | 0.5322% | 0.00021195 | 14.73% | 3.822% | 0.0046136 | 7.7% | 3.822% | 0.0024115 | 0% | 3.822% | 0 | 0% | 2.908% | 0 | 0% | 2.908% | 0 | 0% | 2.908% | 0 |  |  |  | 0% | 11.8% | 0 | 0% | 11.8% | 0 | 0% | 11.8% | 0 | 0% | 0.3783% | 0 | 0% | 0.3783% | 0 | 0% | 0.3783% | 0 | 0% | 100% | 0 | 0% | 100% | 0 | 0% | 100% | 0 | 0% | 100% | 0 |  |  | 0 |  |  | 0 |  |  | 0 | 100% | 65% |  | 100% | 65% |  | 100% | 65% |  | 100% | 65% |  | 100% | 90% |  | 100% | 90% |  | 100% | 90%
MAPLE CREEK 11016906 | 0.00024243 | 0 | 0.86196 | 0.10378 | 0.96574 | 0.028537 | 0.022705 | 0.0034446 | 0% | 99% | 0 | 0% | 99% | 0 | 0% | 99% | 0 | 0% | 99% | 0 | 0% | 61.17% | 0 | 0% | 61.17% | 0 | 0% | 61.17% | 0 | 0% | 61.17% | 0 | 0.10378 | 0% | 2.547% | 0 | 0% | 2.547% | 0 | 0% | 2.547% | 0 | 0% | 0.2631% | 0 | 0% | 0.2631% | 0 | 0% | 0.2631% | 0 | 0% | 0.6352% | 0 | 12.92% | 0.6352% | 0.00070762 | 77.36% | 0.6352% | 0.0042354 | 12.92% | 0.6358% | 0.00070825 | 77.36% | 0.6358% | 0.0042392 | 9.721% | 0.6358% | 0.00053271 | 20.78% | 4.687% | 0.0083969 | 22.05% | 4.687% | 0.0089076 | 0% | 4.687% | 0 | 0% | 3.59% | 0 | 0% | 3.59% | 0 | 0% | 3.59% | 0 |  |  |  | 0% | 11.8% | 0 | 35% | 11.8% | 0.035599 | 0% | 11.8% | 0 | 0% | 0.3722% | 0 | 0% | 0.3722% | 0 | 0% | 0.3722% | 0 | 0% | 100% | 0 | 0% | 100% | 0 | 0% | 100% | 0 | 0% | 100% | 0 |  |  | 0 |  |  | 0 |  |  | 0 |  |  |  |  | 65% |  |  | 65% |  | 100% | 65%
TASSAJARA 2108954811 | 0.00079751 | 0.19651 | 0.14617 | 0.023897 | 0.17007 | 0.0046596 | 0.0036705 | 0.00096592 | 0% | 99% | 0 | 0% | 99% | 0 | 0% | 99% | 0 | 0% | 99% | 0 | 0% | 63.15% | 0 | 0% | 63.15% | 0 | 0% | 63.15% | 0 | 0% | 63.15% | 0 | 0.023897 | 0% | 1.971% | 0 | 0% | 1.971% | 0 | 0% | 1.971% | 0 | 0% | 0.2216% | 0 | 0% | 0.2216% | 0 | 0% | 0.2216% | 0 | 0% | 0.584% | 0 | 0% | 0.584% | 0 | 96.64% | 0.584% | 0.00082503 | 0% | 0.5915% | 0 | 99.12% | 0.5915% | 0.000857 | 0% | 0.5915% | 0 | 0% | 4.346% | 0 | 0% | 4.346% | 0 | 0% | 4.346% | 0 | 0% | 1.632% | 0 | 0% | 1.632% | 0 | 0% | 1.632% | 0 |  |  |  | 0% | 11.8% | 0 | 0% | 11.8% | 0 | 0% | 11.8% | 0 | 0% | 0.3712% | 0 | 0% | 0.3712% | 0 | 0% | 0.3712% | 0 | 0% | 100% | 0 | 0% | 100% | 0 | 0% | 100% | 0 | 0% | 100% | 0 |  |  | 0 |  |  | 0 |  |  | 0 | 100% | 65% |  | 100% | 65% |  | 100% | 65% |  | 100% | 65% |  | 100% | 90% |  | 100% | 90% |  | 100% | 90%
STAFFORD 11011082 | 0.00067088 | 2.0664 | 0.33078 | 0 | 0.33078 | 0.0080309 | 0.010221 | 0.002812 | 0% | 99% | 0 | 0% | 99% | 0 | 0% | 99% | 0 | 0% | 99% | 0 | 0% | 62.65% | 0 | 0% | 62.65% | 0 | 0% | 62.65% | 0 | 0% | 62.65% | 0 | 0 | 0% | 2.666% | 0 | 0% | 2.666% | 0 | 0% | 2.666% | 0 | 0% | 0.2796% | 0 | 0% | 0.2796% | 0 | 0% | 0.2796% | 0 | 0% | 0.7404% | 0 | 0% | 0.7404% | 0 | 5.153% | 0.7404% | 0.0001262 | 0% | 0.737% | 0 | 5.153% | 0.737% | 0.00012563 | 41.66% | 0.737% | 0.0010157 | 4.281% | 5.468% | 0.00077423 | 0% | 5.468% | 0 | 0% | 5.468% | 0 | 0% | 1.971% | 0 | 0% | 1.971% | 0 | 0% | 1.971% | 0 |  |  |  | 0% | 11.8% | 0 | 15.7% | 11.8% | 0.0061274 | 0% | 11.8% | 0 | 0% | 0.3659% | 0 | 0% | 0.3659% | 0 | 0% | 0.3659% | 0 | 0% | 100% | 0 | 0% | 100% | 0 | 0% | 100% | 0 | 0% | 100% | 0 |  |  | 0 |  |  | 0 |  |  | 0 | 100% | 65% |  | 100% | 65% |  | 100% | 65% |  | 100% | 65% |  | 100% | 90% |  | 100% | 90% |  | 100% | 90%
MONTE RIO 1111140 | 0.002909 | 4.2145 | 1.2306 | 0 | 1.2306 | 0.063116 | 0.012413 | 0.0028682 | 0% | 99% | 0 | 0% | 99% | 0 | 0% | 99% | 0 | 0% | 99% | 0 | 0% | 64.39% | 0 | 0% | 64.39% | 0 | 0% | 64.39% | 0 | 0% | 64.39% | 0 | 0 | 0% | 0.9603% | 0 | 0% | 0.9603% | 0 | 0% | 0.9603% | 0 | 0% | 0.105% | 0 | 0% | 0.105% | 0 | 0% | 0.105% | 0 | 0% | 0.2402% | 0 | 0% | 0.2402% | 0 | 0% | 0.2402% | 0 | 0% | 0.2521% | 0 | 0% | 0.2521% | 0 | 100% | 0.2521% | 0.0031024 | 85.07% | 1.803% | 0.01888 | 0.7572% | 1.803% | 0.00016804 | 0% | 1.803% | 0 | 0% | 4.269% | 0 | 0% | 4.269% | 0 | 0% | 4.269% | 0 |  |  |  | 35% | 11.8% | 0.050824 | 0% | 11.8% | 0 | 0% | 11.8% | 0 | 0% | 0.3911% | 0 | 0% | 0.3911% | 0 | 0% | 0.3911% | 0 | 0% | 100% | 0 | 0% | 100% | 0 | 0% | 100% | 0 | 0% | 100% | 0 |  |  | 9.6649e-06 |  |  | 0 |  |  | 0 | 100% | 65% |  | 100% | 65% |  | 100% | 65% |  | 100% | 65% |  | 100% | 90% |  | 100% | 90% |  | 100% | 90%
WOODSIDE 1104555372 | 0.00063744 | 7.2824 | 0.54716 | 0 | 0.54716 | 0.013557 | 0.016486 | 0.004842 | 0% | 99% | 0 | 0% | 99% | 0 | 0% | 99% | 0 | 0% | 99% | 0 | 0% | 62.86% | 0 | 0% | 62.86% | 0 | 0% | 62.86% | 0 | 0% | 62.86% | 0 | 0 | 0% | 2.39% | 0 | 0% | 2.39% | 0 | 0% | 2.39% | 0 | 0% | 0.2535% | 0 | 0% | 0.2535% | 0 | 0% | 0.2535% | 0 | 0% | 0.7189% | 0 | 92.44% | 0.7189% | 0.0036363 | 7.556% | 0.7189% | 0.00029723 | 92.44% | 0.7142% | 0.0036128 | 7.556% | 0.7142% | 0.00029531 | 0% | 0.7142% | 0 | 24.51% | 5.316% | 0.0071292 | 0% | 5.316% | 0 | 2.707% | 5.316% | 0.00078726 | 0% | 1.994% | 0 | 0% | 1.994% | 0 | 0% | 1.994% | 0 |  |  |  | 0% | 11.8% | 0 | 24.64% | 11.8% | 0.015911 | 0% | 11.8% | 0 | 0% | 0.3659% | 0 | 0% | 0.3659% | 0 | 0% | 0.3659% | 0 | 0% | 100% | 0 | 0% | 100% | 0 | 0% | 100% | 0 | 0% | 100% | 0 |  |  | 0 |  |  | 0 |  |  | 0 | 100% | 65% |  | 100% | 65% |  | 100% | 65% |  | 100% | 65% |  | 100% | 90% |  | 100% | 90% |  | 100% | 90%
BIG BASIN 1102351054 | 0.001026 | 1.8143 | 0.33631 | 0.0045693 | 0.34087 | 0.015077 | 0.00554 | 0.00083709 | 0% | 99% | 0 | 0% | 99% | 0 | 0% | 99% | 0 | 0% | 99% | 0 | 0% | 62.63% | 0 | 0% | 62.63% | 0 | 0% | 62.63% | 0 | 0% | 62.63% | 0 | 0.0045693 | 0% | 1.765% | 0 | 0% | 1.765% | 0 | 0% | 1.765% | 0 | 0% | 0.1935% | 0 | 0% | 0.1935% | 0 | 0% | 0.1935% | 0 | 0% | 0.3904% | 0 | 0% | 0.3904% | 0 | 100% | 0.3904% | 0.0013128 | 0% | 0.418% | 0 | 100% | 0.418% | 0.0014057 | 0% | 0.418% | 0 | 0% | 2.943% | 0 | 0% | 2.943% | 0 | 0% | 2.943% | 0 | 0% | 4.863% | 0 | 0% | 4.863% | 0 | 0% | 4.863% | 0 |  |  |  | 0% | 11.8% | 0 | 24.25% | 11.8% | 0.0096248 | 0% | 11.8% | 0 | 0% | 0.3877% | 0 | 0% | 0.3877% | 0 | 0% | 0.3877% | 0 | 0% | 100% | 0 | 0% | 100% | 0 | 0% | 100% | 0 | 0% | 100% | 0 |  |  | 0 |  |  | 0 |  |  | 0 | 100% | 65% |  | 100% | 65% |  | 100% | 65% |  | 100% | 65% |  | 100% | 90% |  | 100% | 90% |  | 100% | 90%
WISE 11022054 | 0.00029919 | 14.1189 | 0.73397 | 0.45854 | 1.1925 | 0.017675 | 0.021047 | 0.0081192 | 0% | 99% | 0 | 0% | 99% | 0 | 0% | 99% | 0 | 0% | 99% | 0 | 0% | 61.8% | 0 | 0% | 61.8% | 0 | 0% | 61.8% | 0 | 0% | 61.8% | 0 | 0.45854 | 50% | 2.135% | 0.0078361 | 0% | 2.135% | 0 | 0% | 2.135% | 0 | 0% | 0.2273% | 0 | 0% | 0.2273% | 0 | 0% | 0.2273% | 0 | 0% | 0.6695% | 0 | 99.23% | 0.6695% | 0.004876 | 0% | 0.6695% | 0 | 99.23% | 0.6508% | 0.0047401 | 0% | 0.6508% | 0 | 0% | 0.6508% | 0 | 26.66% | 4.912% | 0.0096125 | 0% | 4.912% | 0 | 0% | 4.912% | 0 | 0% | 2.347% | 0 | 0% | 2.347% | 0 | 0% | 2.347% | 0 |  |  |  | 0% | 11.8% | 0 | 35% | 11.8% | 0.030313 | 0% | 11.8% | 0 | 0% | 0.3625% | 0 | 0% | 0.3625% | 0 | 0% | 0.3625% | 0 | 0% | 100% | 0 | 0% | 100% | 0 | 0% | 100% | 0 | 0% | 100% | 0 |  |  | 0 |  |  | 0 |  |  | 0 | 100% | 65% |  | 100% | 65% |  | 100% | 65% |  | 100% | 65% |  | 100% | 90% |  | 100% | 90% |  | 100% | 90%
WYANDOTTE 11031504 | 0.0005689 | 11.3976 | 1.5793 | 9.0308 | 10.61 | 0.024483 | 0.055083 | 0.021533 | 0% | 99% | 0 | 0% | 99% | 0 | 0% | 99% | 0 | 0% | 99% | 0 | 0% | 62.69% | 0 | 0% | 62.69% | 0 | 0% | 62.69% | 0 | 0% | 62.69% | 0 | 9.0308 | 20% | 2.899% | 0.0091568 | 0% | 2.899% | 0 | 0% | 2.899% | 0 | 0% | 0.3225% | 0 | 0% | 0.3225% | 0 | 0% | 0.3225% | 0 | 0% | 0.8102% | 0 | 52.62% | 0.8102% | 0.0067331 | 44.26% | 0.8102% | 0.0056633 | 52.62% | 0.8363% | 0.0069503 | 44.26% | 0.8363% | 0.005846 | 0% | 0.8363% | 0 | 0% | 6.065% | 0 | 0% | 6.065% | 0 | 10.3% | 6.065% | 0.009863 | 0% | 1.393% | 0 | 0% | 1.393% | 0 | 0% | 1.393% | 0 |  |  |  | 0% | 11.8% | 0 | 0% | 11.8% | 0 | 0% | 11.8% | 0 | 0% | 0.365% | 0 | 0% | 0.365% | 0 | 0% | 0.365% | 0 | 0% | 100% | 0 | 0% | 100% | 0 | 0% | 100% | 0 | 0% | 100% | 0 |  |  | 4.7093e-05 |  |  | 0 |  |  | 0 | 100% | 65% |  | 100% | 65% |  | 100% | 65% |  | 100% | 65% |  | 100% | 90% |  | 100% | 90% |  | 100% | 90%
MOLINO 1102509516 | 0.0012055 | 0.37576 | 0.067679 | 0.0040266 | 0.071705 | 0.0029317 | 0.0010723 | 0.0003308 | 0% | 99% | 0 | 0% | 99% | 0 | 0% | 99% | 0 | 0% | 99% | 0 | 0% | 63.47% | 0 | 0% | 63.47% | 0 | 0% | 63.47% | 0 | 0% | 63.47% | 0 | 0.0040266 | 0% | 1.45% | 0 | 0% | 1.45% | 0 | 0% | 1.45% | 0 | 0% | 0.1585% | 0 | 0% | 0.1585% | 0 | 0% | 0.1585% | 0 | 0% | 0.3723% | 0 | 0% | 0.3723% | 0 | 0% | 0.3723% | 0 | 0% | 0.3848% | 0 | 0% | 0.3848% | 0 | 100% | 0.3848% | 0.0002604 | 0% | 2.78% | 0 | 0% | 2.78% | 0 | 100% | 2.78% | 0.0018817 | 0% | 3.766% | 0 | 0% | 3.766% | 0 | 0% | 3.766% | 0 |  |  |  | 31.55% | 11.8% | 0.0025195 | 0% | 11.8% | 0 | 0% | 11.8% | 0 | 0% | 0.3845% | 0 | 0% | 0.3845% | 0 | 0% | 0.3845% | 0 | 0% | 100% | 0 | 0% | 100% | 0 | 0% | 100% | 0 | 0% | 100% | 0 |  |  | 0 |  |  | 0 |  |  | 0 | 100% | 65% |  | 100% | 65% |  | 100% | 65% |  | 100% | 65% |  | 100% | 90% |  | 100% | 90% |  | 100% | 90%
ALHAMBRA 110213333 | 0.0010312 | 0.10424 | 0.047368 | 0 | 0.047368 | 0.00085165 | 0.0016481 | 0.00053414 | 0% | 99% | 0 | 0% | 99% | 0 | 0% | 99% | 0 | 0% | 99% | 0 | 0% | 63.26% | 0 | 0% | 63.26% | 0 | 0% | 63.26% | 0 | 0% | 63.26% | 0 | 0 | 0% | 3.008% | 0 | 0% | 3.008% | 0 | 0% | 3.008% | 0 | 0% | 0.3158% | 0 | 0% | 0.3158% | 0 | 0% | 0.3158% | 0 | 0% | 0.8291% | 0 | 0% | 0.8291% | 0 | 24.6% | 0.8291% | 9.659e-05 | 0.126% | 0.8315% | 4.9615e-07 | 24.6% | 0.8315% | 9.6878e-05 | 0% | 0.8315% | 0 | 0% | 6.138% | 0 | 0% | 6.138% | 0 | 0% | 6.138% | 0 | 0% | 0.9205% | 0 | 0% | 0.9205% | 0 | 0% | 0.9205% | 0 |  |  |  | 0% | 11.8% | 0 | 0% | 11.8% | 0 | 0% | 11.8% | 0 | 0% | 0.3632% | 0 | 0% | 0.3632% | 0 | 0% | 0.3632% | 0 | 0% | 100% | 0 | 0% | 100% | 0 | 0% | 100% | 0 | 0% | 100% | 0 |  |  | 0 |  |  | 0 |  |  | 0 | 100% | 65% |  | 100% | 65% |  | 100% | 65% |  | 100% | 65% |  | 100% | 90% |  | 100% | 90% |  | 100% | 90%
TOCALOMA 0241CB | 0.00013417 | 0.039088 | 0.002739 | 0 | 0.002739 | 4.1678e-05 | 0.0001113 | 2.2451e-05 | 0% | 99% | 0 | 0% | 99% | 0 | 0% | 99% | 0 | 0% | 99% | 0 | 0% | 62.3% | 0 | 0% | 62.3% | 0 | 0% | 62.3% | 0 | 0% | 62.3% | 0 | 0 | 0% | 3.741% | 0 | 0% | 3.741% | 0 | 0% | 3.741% | 0 | 0% | 0.4278% | 0 | 0% | 0.4278% | 0 | 0% | 0.4278% | 0 | 0% | 0.9401% | 0 | 0% | 0.9401% | 0 | 0% | 0.9401% | 0 | 0% | 1.012% | 0 | 0% | 1.012% | 0 | 0% | 1.012% | 0 | 0% | 7.136% | 0 | 0% | 7.136% | 0 | 0% | 7.136% | 0 | 0% | 1.439% | 0 | 0% | 1.439% | 0 | 0% | 1.439% | 0 |  |  |  | 0% | 11.8% | 0 | 0% | 11.8% | 0 | 0% | 11.8% | 0 | 0% | 0.3683% | 0 | 0% | 0.3683% | 0 | 0% | 0.3683% | 0 | 0% | 100% | 0 | 0% | 100% | 0 | 0% | 100% | 0 | 0% | 100% | 0 |  |  | 0 |  |  | 0 |  |  | 0 | 100% | 65% |  | 100% | 65% |  | 100% | 65% |  | 100% | 65% |  | 100% | 90% |  | 100% | 90% |  | 100% | 90%
OREGON TRAIL 1102CB | 0.00055975 | 9.5293 | 0.98221 | 0.99168 | 1.9739 | 0.021187 | 0.028191 | 0.013581 | 0% | 99% | 0 | 0% | 99% | 0 | 0% | 99% | 0 | 0% | 99% | 0 | 0% | 62.12% | 0 | 0% | 62.12% | 0 | 0% | 62.12% | 0 | 0% | 62.12% | 0 | 0.99168 | 100% | 1.872% | 0.018385 | 0% | 1.872% | 0 | 0% | 1.872% | 0 | 0% | 0.2198% | 0 | 0% | 0.2198% | 0 | 0% | 0.2198% | 0 | 0% | 0.6527% | 0 | 0% | 0.6527% | 0 | 7.198% | 0.6527% | 0.00046143 | 0% | 0.6621% | 0 | 7.198% | 0.6621% | 0.00046811 | 91.46% | 0.6621% | 0.0059484 | 0.6441% | 4.882% | 0.00030885 | 0% | 4.882% | 0 | 0% | 4.882% | 0 | 0% | 1.726% | 0 | 0% | 1.726% | 0 | 0% | 1.726% | 0 |  |  |  | 0% | 11.8% | 0 | 0% | 11.8% | 0 | 0% | 11.8% | 0 | 0% | 0.3662% | 0 | 0% | 0.3662% | 0 | 0% | 0.3662% | 0 | 0% | 100% | 0 | 0% | 100% | 0 | 0% | 100% | 0 | 0% | 100% | 0 |  |  | 0 |  |  | 0 |  |  | 0 | 100% | 65% |  | 100% | 65% |  | 100% | 65% |  | 100% | 65% |  | 100% | 90% |  | 100% | 90% |  | 100% | 90%
PINECREST 04011818 | 0.00054321 | 5.3976 | 0.3652 | 0.24352 | 0.60872 | 0.014057 | 0.0084122 | 0.00096202 | 0% | 99% | 0 | 0% | 99% | 0 | 0% | 99% | 0 | 0% | 99% | 0 | 0% | 60.68% | 0 | 0% | 60.68% | 0 | 0% | 60.68% | 0 | 0% | 60.68% | 0 | 0.24352 | 0% | 1.715% | 0 | 0% | 1.715% | 0 | 0% | 1.715% | 0 | 0% | 0.1775% | 0 | 0% | 0.1775% | 0 | 0% | 0.1775% | 0 | 0% | 0.543% | 0 | 16.25% | 0.543% | 0.00032219 | 22.58% | 0.543% | 0.00044786 | 16.25% | 0.5136% | 0.00030473 | 22.58% | 0.5136% | 0.00042359 | 61.17% | 0.5136% | 0.0011473 | 40.73% | 3.949% | 0.0058735 | 0% | 3.949% | 0 | 0% | 3.949% | 0 | 0% | 3.312% | 0 | 0% | 3.312% | 0 | 0% | 3.312% | 0 |  |  |  | 0% | 11.8% | 0 | 0% | 11.8% | 0 | 0% | 11.8% | 0 | 0% | 0.3677% | 0 | 0% | 0.3677% | 0 | 0% | 0.3677% | 0 | 0% | 100% | 0 | 0% | 100% | 0 | 0% | 100% | 0 | 0% | 100% | 0 |  |  | 0 |  |  | 0 |  |  | 0 | 100% | 65% |  | 100% | 65% |  | 100% | 65% |  | 100% | 65% |  | 100% | 90% |  | 100% | 90% |  | 100% | 90%
STANISLAUS 17021804 | 0.00088659 | 9.8755 | 1.3249 | 3.1331 | 4.458 | 0.037955 | 0.034734 | 0.012324 | 0.5154% | 99% | 0.0067598 | 0% | 99% | 0 | 0% | 99% | 0 | 0% | 99% | 0 | 17.7% | 62.44% | 0.14643 | 3.483% | 62.44% | 0.028818 | 0% | 62.44% | 0 | 0% | 62.44% | 0 | 3.1331 | 0% | 2.153% | 0 | 0% | 2.153% | 0 | 0% | 2.153% | 0 | 0% | 0.2344% | 0 | 0% | 0.2344% | 0 | 0% | 0.2344% | 0 | 0% | 0.6158% | 0 | 0% | 0.6158% | 0 | 38.58% | 0.6158% | 0.0031476 | 0% | 0.6297% | 0 | 38.58% | 0.6297% | 0.0032185 | 61.06% | 0.6297% | 0.0050937 | 10.68% | 4.594% | 0.0065 | 0% | 4.594% | 0 | 0% | 4.594% | 0 | 0% | 2.378% | 0 | 0% | 2.378% | 0 | 0% | 2.378% | 0 |  |  |  | 17.25% | 11.8% | 0.026962 | 0% | 11.8% | 0 | 0% | 11.8% | 0 | 0% | 0.373% | 0 | 0% | 0.373% | 0 | 0% | 0.373% | 0 | 0% | 100% | 0 | 0% | 100% | 0 | 0% | 100% | 0 | 0% | 100% | 0 |  |  | 5.4481e-05 |  |  | 0 |  |  | 0 | 100% | 65% |  | 100% | 65% |  | 100% | 65% |  | 100% | 65% |  | 100% | 90% |  | 100% | 90% |  | 100% | 90%
EMERALD LAKE 04028872 | 0.00076434 | 4.5607 | 0.32271 | 0 | 0.32271 | 0.0074985 | 0.010911 | 0.0022988 | 0% | 99% | 0 | 0% | 99% | 0 | 0% | 99% | 0 | 0% | 99% | 0 | 0% | 62.76% | 0 | 0% | 62.76% | 0 | 0% | 62.76% | 0 | 0% | 62.76% | 0 | 0 | 0% | 2.64% | 0 | 0% | 2.64% | 0 | 0% | 2.64% | 0 | 0% | 0.2895% | 0 | 0% | 0.2895% | 0 | 0% | 0.2895% | 0 | 0% | 0.7905% | 0 | 96.71% | 0.7905% | 0.0024672 | 1.948% | 0.7905% | 4.9703e-05 | 96.71% | 0.8015% | 0.0025017 | 1.948% | 0.8015% | 5.0396e-05 | 0% | 0.8015% | 0 | 36.07% | 5.886% | 0.0068518 | 0% | 5.886% | 0 | 4.02% | 5.886% | 0.0007636 | 0% | 1.741% | 0 | 0% | 1.741% | 0 | 0% | 1.741% | 0 |  |  |  | 0% | 11.8% | 0 | 0% | 11.8% | 0 | 0% | 11.8% | 0 | 0% | 0.364% | 0 | 0% | 0.364% | 0 | 0% | 0.364% | 0 | 0% | 100% | 0 | 0% | 100% | 0 | 0% | 100% | 0 | 0% | 100% | 0 |  |  | 0 |  |  | 0 |  |  | 0 | 100% | 65% |  | 100% | 65% |  | 100% | 65% |  | 100% | 65% |  | 100% | 90% |  | 100% | 90% |  | 100% | 90%
SONOMA 1105539450 | 0.000453 | 1.5924 | 0.23919 | 0.31194 | 0.55113 | 0.0052589 | 0.0078386 | 0.0022512 | 0% | 99% | 0 | 0% | 99% | 0 | 0% | 99% | 0 | 0% | 99% | 0 | 0% | 63.46% | 0 | 0% | 63.46% | 0 | 0% | 63.46% | 0 | 0% | 63.46% | 0 | 0.31194 | 0% | 3.136% | 0 | 0% | 3.136% | 0 | 0% | 3.136% | 0 | 0% | 0.3421% | 0 | 0% | 0.3421% | 0 | 0% | 0.3421% | 0 | 0% | 0.7682% | 0 | 0% | 0.7682% | 0 | 38.16% | 0.7682% | 0.00070125 | 0% | 0.8006% | 0 | 38.16% | 0.8006% | 0.00073089 | 61.84% | 0.8006% | 0.0011842 | 0% | 5.748% | 0 | 0% | 5.748% | 0 | 0% | 5.748% | 0 | 0% | 1.881% | 0 | 0% | 1.881% | 0 | 0% | 1.881% | 0 |  |  |  | 0% | 11.8% | 0 | 22.29% | 11.8% | 0.0062919 | 0% | 11.8% | 0 | 0% | 0.3704% | 0 | 0% | 0.3704% | 0 | 0% | 0.3704% | 0 | 0% | 100% | 0 | 0% | 100% | 0 | 0% | 100% | 0 | 0% | 100% | 0 |  |  | 0 |  |  | 0 |  |  | 0 | 100% | 65% |  | 100% | 65% |  | 100% | 65% |  | 100% | 65% |  | 100% | 90% |  | 100% | 90% |  | 100% | 90%
STANISLAUS 17021850 | 0.0010798 | 16.903 | 2.5102 | 5.5852 | 8.0954 | 0.070144 | 0.06773 | 0.023201 | 0% | 99% | 0 | 0% | 99% | 0 | 0% | 99% | 0 | 0% | 99% | 0 | 0% | 62.7% | 0 | 0% | 62.7% | 0 | 0% | 62.7% | 0 | 0% | 62.7% | 0 | 5.5852 | 100% | 2.157% | 0.054142 | 0% | 2.157% | 0 | 0% | 2.157% | 0 | 0% | 0.24% | 0 | 0% | 0.24% | 0 | 0% | 0.24% | 0 | 0% | 0.6289% | 0 | 0% | 0.6289% | 0 | 28.18% | 0.6289% | 0.0044489 | 0% | 0.6483% | 0 | 31.88% | 0.6483% | 0.005189 | 67.73% | 0.6483% | 0.011023 | 16.86% | 4.709% | 0.019925 | 0.4318% | 4.709% | 0.00051042 | 1.754% | 4.709% | 0.0020734 | 0% | 2.44% | 0 | 0% | 2.44% | 0 | 0% | 2.44% | 0 |  |  |  | 17.25% | 11.8% | 0.051085 | 0% | 11.8% | 0 | 0% | 11.8% | 0 | 0% | 0.3728% | 0 | 0% | 0.3728% | 0 | 0% | 0.3728% | 0 | 0% | 100% | 0 | 0% | 100% | 0 | 0% | 100% | 0 | 0% | 100% | 0 |  |  | 2.0007e-05 |  |  | 0 |  |  | 0.0029085 | 100% | 65% |  | 100% | 65% |  | 100% | 65% |  | 100% | 65% |  | 100% | 90% |  | 100% | 90% |  | 100% | 90%
TASSAJARA 2108189700 | 0.00071519 | 0.25225 | 0.22761 | 0.0095588 | 0.23717 | 0.0077806 | 0.0051222 | 0.0017552 | 0% | 99% | 0 | 0% | 99% | 0 | 0% | 99% | 0 | 0% | 99% | 0 | 0% | 64.02% | 0 | 0% | 64.02% | 0 | 0% | 64.02% | 0 | 0% | 64.02% | 0 | 0.0095588 | 0% | 1.884% | 0 | 0% | 1.884% | 0 | 0% | 1.884% | 0 | 0% | 0.2013% | 0 | 0% | 0.2013% | 0 | 0% | 0.2013% | 0 | 0% | 0.5286% | 0 | 0% | 0.5286% | 0 | 40.79% | 0.5286% | 0.00049068 | 0% | 0.53% | 0 | 40.79% | 0.53% | 0.00049203 | 3.954% | 0.53% | 4.7694e-05 | 55.14% | 3.914% | 0.0049127 | 0% | 3.914% | 0 | 0% | 3.914% | 0 | 0% | 1.744% | 0 | 0% | 1.744% | 0 | 0% | 1.744% | 0 |  |  |  | 0% | 11.8% | 0 | 0% | 11.8% | 0 | 0% | 11.8% | 0 | 0% | 0.3751% | 0 | 0% | 0.3751% | 0 | 0% | 0.3751% | 0 | 0% | 100% | 0 | 0% | 100% | 0 | 0% | 100% | 0 | 0% | 100% | 0 |  |  | 0 |  |  | 0 |  |  | 0 | 100% | 65% |  | 100% | 65% |  | 100% | 65% |  | 100% | 65% |  | 100% | 90% |  | 100% | 90% |  | 100% | 90%
SHINGLE SPRINGS 2109CB | 0.00061034 | 29.6152 | 2.8012 | 0.066666 | 2.8678 | 0.066787 | 0.078763 | 0.034908 | 0% | 99% | 0 | 0% | 99% | 0 | 0% | 99% | 0 | 0% | 99% | 0 | 0% | 63.08% | 0 | 0% | 63.08% | 0 | 0% | 63.08% | 0 | 0% | 63.08% | 0 | 0.066666 | 50% | 2.227% | 0.03119 | 0% | 2.227% | 0 | 0% | 2.227% | 0 | 0% | 0.249% | 0 | 0% | 0.249% | 0 | 0% | 0.249% | 0 | 0% | 0.6498% | 0 | 0% | 0.6498% | 0 | 14.12% | 0.6498% | 0.002571 | 0% | 0.6714% | 0 | 14.12% | 0.6714% | 0.0026565 | 85.38% | 0.6714% | 0.016057 | 17.93% | 4.873% | 0.024474 | 0% | 4.873% | 0 | 0% | 4.873% | 0 | 0% | 2.394% | 0 | 0% | 2.394% | 0 | 0% | 2.394% | 0 |  |  |  | 0% | 11.8% | 0 | 0% | 11.8% | 0 | 0% | 11.8% | 0 | 0% | 0.3719% | 0 | 0% | 0.3719% | 0 | 0% | 0.3719% | 0 | 0.1148% | 100% | 0.0032162 | 0% | 100% | 0 | 0% | 100% | 0 | 0% | 100% | 0 |  |  | 0.0003632 |  |  | 0 |  |  | 0 | 100% | 65% |  | 100% | 65% |  | 100% | 65% |  | 100% | 65% |  | 100% | 90% |  | 100% | 90% |  | 100% | 90%
BURNS 2101CB | 0.0022686 | 1.914 | 0.64416 | 0.026891 | 0.67105 | 0.025489 | 0.014406 | 0.0016403 | 0% | 99% | 0 | 0% | 99% | 0 | 0% | 99% | 0 | 0% | 99% | 0 | 0% | 63.04% | 0 | 0% | 63.04% | 0 | 0% | 63.04% | 0 | 0% | 63.04% | 0 | 0.026891 | 50% | 2.36% | 0.0076002 | 0% | 2.36% | 0 | 0% | 2.36% | 0 | 0% | 0.257% | 0 | 0% | 0.257% | 0 | 0% | 0.257% | 0 | 0% | 0.5244% | 0 | 0% | 0.5244% | 0 | 99.07% | 0.5244% | 0.0033464 | 0% | 0.5567% | 0 | 99.07% | 0.5567% | 0.0035528 | 0% | 0.5567% | 0 | 13.27% | 3.94% | 0.0033678 | 9.768% | 3.94% | 0.0024791 | 3.721% | 3.94% | 0.0009443 | 0% | 3.894% | 0 | 0% | 3.894% | 0 | 0% | 3.894% | 0 |  |  |  | 0% | 11.8% | 0 | 0% | 11.8% | 0 | 0% | 11.8% | 0 | 0% | 0.3827% | 0 | 0% | 0.3827% | 0 | 0% | 0.3827% | 0 | 0% | 100% | 0 | 0% | 100% | 0 | 0% | 100% | 0 | 0% | 100% | 0 |  |  | 0 |  |  | 0 |  |  | 0 | 100% | 65% |  | 100% | 65% |  | 100% | 65% |  | 100% | 65% |  | 100% | 90% |  | 100% | 90% |  | 100% | 90%
SUMMIT 11022302 | 0.00056666 | 1.4465 | 0.14681 | 0.21838 | 0.36519 | 0.0026405 | 0.0061473 | 0.00068456 | 0% | 99% | 0 | 0% | 99% | 0 | 0% | 99% | 0 | 0% | 99% | 0 | 0% | 60.41% | 0 | 0% | 60.41% | 0 | 0% | 60.41% | 0 | 0% | 60.41% | 0 | 0.21838 | 0% | 3.614% | 0 | 0% | 3.614% | 0 | 0% | 3.614% | 0 | 0% | 0.3871% | 0 | 0% | 0.3871% | 0 | 0% | 0.3871% | 0 | 0% | 0.9833% | 0 | 8.452% | 0.9833% | 0.00012201 | 38.38% | 0.9833% | 0.00055403 | 8.452% | 1.004% | 0.00012457 | 38.38% | 1.004% | 0.00056566 | 52.54% | 1.004% | 0.00077436 | 3.968% | 7.336% | 0.0004273 | 71.13% | 7.336% | 0.0076609 | 0% | 7.336% | 0 | 0% | 1.345% | 0 | 0% | 1.345% | 0 | 0% | 1.345% | 0 |  |  |  | 0% | 11.8% | 0 | 0% | 11.8% | 0 | 0% | 11.8% | 0 | 0% | 0.3596% | 0 | 0% | 0.3596% | 0 | 0% | 0.3596% | 0 | 0% | 100% | 0 | 0% | 100% | 0 | 0% | 100% | 0 | 0% | 100% | 0 |  |  | 0 |  |  | 0 |  |  | 0 | 100% | 65% |  | 100% | 65% |  | 100% | 65% |  | 100% | 65% |  | 100% | 90% |  | 100% | 90% |  | 100% | 90%
OREGON TRAIL 1103CB | 0.00063024 | 3.0096 | 0.37827 | 0.37216 | 0.75043 | 0.0072842 | 0.011576 | 0.0055576 | 28.02% | 99% | 0.10495 | 0% | 99% | 0 | 0% | 99% | 0 | 0% | 99% | 0 | 0% | 62.17% | 0 | 0% | 62.17% | 0 | 0% | 62.17% | 0 | 0% | 62.17% | 0 | 0.37216 | 0% | 1.95% | 0 | 0% | 1.95% | 0 | 0% | 1.95% | 0 | 0% | 0.2333% | 0 | 14.74% | 0.2333% | 0.00013014 | 0% | 0.2333% | 0 | 0% | 0.6889% | 0 | 0% | 0.6889% | 0 | 12.03% | 0.6889% | 0.00031348 | 5.12% | 0.704% | 0.00013636 | 12.03% | 0.704% | 0.00032036 | 81.66% | 0.704% | 0.0021748 | 0% | 5.168% | 0 | 0% | 5.168% | 0 | 0% | 5.168% | 0 | 0% | 1.506% | 0 | 0% | 1.506% | 0 | 0% | 1.506% | 0 |  |  |  | 0% | 11.8% | 0 | 0% | 11.8% | 0 | 0% | 11.8% | 0 | 0% | 0.365% | 0 | 0% | 0.365% | 0 | 0% | 0.365% | 0 | 0% | 100% | 0 | 0% | 100% | 0 | 0% | 100% | 0 | 0% | 100% | 0 |  |  | 0 |  |  | 0 |  |  | 0 | 100% | 65% |  | 100% | 65% |  | 100% | 65% |  | 100% | 65% |  | 100% | 90% |  | 100% | 90% |  | 100% | 90%
STANISLAUS 17024905 | 0.00064982 | 2.4416 | 0.26749 | 0.6835 | 0.95099 | 0.0079119 | 0.0071448 | 0.002272 | 0% | 99% | 0 | 0% | 99% | 0 | 0% | 99% | 0 | 0% | 99% | 0 | 0% | 61.95% | 0 | 0% | 61.95% | 0 | 0% | 61.95% | 0 | 0% | 61.95% | 0 | 0.6835 | 0% | 2.077% | 0 | 0% | 2.077% | 0 | 0% | 2.077% | 0 | 0% | 0.2173% | 0 | 0% | 0.2173% | 0 | 0% | 0.2173% | 0 | 0% | 0.6241% | 0 | 0% | 0.6241% | 0 | 33.08% | 0.6241% | 0.00055228 | 0% | 0.624% | 0 | 33.08% | 0.624% | 0.00055219 | 66.92% | 0.624% | 0.0011169 | 8.287% | 4.623% | 0.0010247 | 0% | 4.623% | 0 | 0% | 4.623% | 0 | 0% | 2.511% | 0 | 0% | 2.511% | 0 | 0% | 2.511% | 0 |  |  |  | 17.25% | 11.8% | 0.0054436 | 0% | 11.8% | 0 | 0% | 11.8% | 0 | 0% | 0.3704% | 0 | 0% | 0.3704% | 0 | 0% | 0.3704% | 0 | 0% | 100% | 0 | 0% | 100% | 0 | 0% | 100% | 0 | 0% | 100% | 0 |  |  | 0 |  |  | 0 |  |  | 0 | 100% | 65% |  | 100% | 65% |  | 100% | 65% |  | 100% | 65% |  | 100% | 90% |  | 100% | 90% |  | 100% | 90%
WILLITS 1104936096 | 0.00073971 | 3.5513 | 0.43607 | 0 | 0.43607 | 0.019383 | 0.00676 | 0.0021239 | 0% | 99% | 0 | 0% | 99% | 0 | 0% | 99% | 0 | 0% | 99% | 0 | 0% | 62.62% | 0 | 0% | 62.62% | 0 | 0% | 62.62% | 0 | 0% | 62.62% | 0 | 0 | 0% | 1.286% | 0 | 0% | 1.286% | 0 | 0% | 1.286% | 0 | 0% | 0.14% | 0 | 0% | 0.14% | 0 | 0% | 0.14% | 0 | 0% | 0.3591% | 0 | 0% | 0.3591% | 0 | 77.06% | 0.3591% | 0.0012066 | 0% | 0.3671% | 0 | 77.06% | 0.3671% | 0.0012335 | 22.94% | 0.3671% | 0.00036716 | 25.13% | 2.676% | 0.002932 | 0% | 2.676% | 0 | 0% | 2.676% | 0 | 0% | 4.439% | 0 | 0% | 4.439% | 0 | 0% | 4.439% | 0 |  |  |  | 31.56% | 11.8% | 0.016242 | 0% | 11.8% | 0 | 0% | 11.8% | 0 | 0% | 0.384% | 0 | 0% | 0.384% | 0 | 0% | 0.384% | 0 | 0% | 100% | 0 | 0% | 100% | 0 | 0% | 100% | 0 | 0% | 100% | 0 |  |  | 5.0018e-05 |  |  | 0 |  |  | 0 | 100% | 65% |  | 100% | 65% |  | 100% | 65% |  | 100% | 65% |  | 100% | 90% |  | 100% | 90% |  | 100% | 90%
SUMMIT 1102CB | 0.00054495 | 1.4921 | 0.15985 | 0.55462 | 0.71447 | 0.0035597 | 0.0062269 | 0.0006093 | 0% | 99% | 0 | 0% | 99% | 0 | 0% | 99% | 0 | 0% | 99% | 0 | 0% | 61.36% | 0 | 0% | 61.36% | 0 | 0% | 61.36% | 0 | 0% | 61.36% | 0 | 0.55462 | 100% | 3.41% | 0.0054506 | 0% | 3.41% | 0 | 0% | 3.41% | 0 | 0% | 0.3716% | 0 | 0% | 0.3716% | 0 | 0% | 0.3716% | 0 | 0% | 0.9036% | 0 | 21.38% | 0.9036% | 0.00030876 | 40.71% | 0.9036% | 0.00058799 | 21.38% | 0.9316% | 0.00031831 | 40.71% | 0.9316% | 0.00060618 | 37.16% | 0.9316% | 0.00055338 | 1.171% | 6.752% | 0.00012643 | 0% | 6.752% | 0 | 21.96% | 6.752% | 0.0023701 | 0% | 1.753% | 0 | 0% | 1.753% | 0 | 0% | 1.753% | 0 |  |  |  | 0% | 11.8% | 0 | 0% | 11.8% | 0 | 0% | 11.8% | 0 | 0% | 0.3633% | 0 | 0% | 0.3633% | 0 | 0% | 0.3633% | 0 | 0% | 100% | 0 | 0% | 100% | 0 | 0% | 100% | 0 | 0% | 100% | 0 |  |  | 0 |  |  | 0 |  |  | 0 | 100% | 65% |  | 100% | 65% |  | 100% | 65% |  | 100% | 65% |  | 100% | 90% |  | 100% | 90% |  | 100% | 90%
ANDERSON 1101337668 | 0.00085556 | 0.4579 | 0.055202 | 0.038725 | 0.093927 | 0.0012443 | 0.0013766 | 0.00097344 | 0% | 99% | 0 | 0% | 99% | 0 | 0% | 99% | 0 | 0% | 99% | 0 | 0% | 64.91% | 0 | 0% | 64.91% | 0 | 0% | 64.91% | 0 | 0% | 64.91% | 0 | 0.038725 | 0% | 2.088% | 0 | 0% | 2.088% | 0 | 0% | 2.088% | 0 | 0% | 0.2354% | 0 | 0% | 0.2354% | 0 | 0% | 0.2354% | 0 | 0% | 0.5712% | 0 | 0% | 0.5712% | 0 | 0% | 0.5712% | 0 | 0% | 0.5934% | 0 | 0% | 0.5934% | 0 | 75.37% | 0.5934% | 0.00024689 | 0% | 4.282% | 0 | 0% | 4.282% | 0 | 0% | 4.282% | 0 | 0% | 1.562% | 0 | 0% | 1.562% | 0 | 0% | 1.562% | 0 |  |  |  | 0% | 11.8% | 0 | 0% | 11.8% | 0 | 0% | 11.8% | 0 | 0% | 0.3756% | 0 | 0% | 0.3756% | 0 | 0% | 0.3756% | 0 | 0% | 100% | 0 | 0% | 100% | 0 | 0% | 100% | 0 | 0% | 100% | 0 |  |  | 0 |  |  | 0 |  |  | 0 | 100% | 65% |  | 100% | 65% |  | 100% | 65% |  | 100% | 65% |  | 100% | 90% |  | 100% | 90% |  | 100% | 90%
MENLO 11037902 | 0.0010211 | 0 | 0.27996 | 0 | 0.27996 | 0.0070654 | 0.0084318 | 0.0027405 | 0% | 99% | 0 | 0% | 99% | 0 | 0% | 99% | 0 | 0% | 99% | 0 | 0% | 63.96% | 0 | 0% | 63.96% | 0 | 0% | 63.96% | 0 | 0% | 63.96% | 0 | 0 | 0% | 2.58% | 0 | 0% | 2.58% | 0 | 0% | 2.58% | 0 | 0% | 0.2892% | 0 | 0% | 0.2892% | 0 | 0% | 0.2892% | 0 | 0% | 0.6888% | 0 | 95.38% | 0.6888% | 0.0018393 | 0% | 0.6888% | 0 | 95.38% | 0.7201% | 0.0019229 | 1.1% | 0.7201% | 2.2174e-05 | 3.522% | 0.7201% | 7.1007e-05 | 0% | 5.174% | 0 | 0% | 5.174% | 0 | 100% | 5.174% | 0.014486 | 0% | 1.901% | 0 | 0% | 1.901% | 0 | 0% | 1.901% | 0 |  |  |  | 0% | 11.8% | 0 | 0.0568% | 11.8% | 1.8766e-05 | 0% | 11.8% | 0 | 0% | 0.3725% | 0 | 0% | 0.3725% | 0 | 0% | 0.3725% | 0 | 0% | 100% | 0 | 0% | 100% | 0 | 0% | 100% | 0 | 0% | 100% | 0 |  |  | 0 |  |  | 0 |  |  | 0 |  |  |  |  | 65% |  |  | 65% |  | 100% | 65%
CAMP EVERS 210637210 | 0.0015202 | 5.7 | 1.7512 | 0 | 1.7512 | 0.088197 | 0.021825 | 0.0040814 | 0% | 99% | 0 | 0% | 99% | 0 | 0% | 99% | 0 | 0% | 99% | 0 | 0% | 63.03% | 0 | 0% | 63.03% | 0 | 0% | 63.03% | 0 | 0% | 63.03% | 0 | 0 | 40% | 1.22% | 0.0085489 | 0% | 1.22% | 0 | 0% | 1.22% | 0 | 0% | 0.1311% | 0 | 0% | 0.1311% | 0 | 0% | 0.1311% | 0 | 0% | 0.2922% | 0 | 0% | 0.2922% | 0 | 69.6% | 0.2922% | 0.0035606 | 0% | 0.3049% | 0 | 69.6% | 0.3049% | 0.0037162 | 30.4% | 0.3049% | 0.0016235 | 35.58% | 2.187% | 0.013625 | 0% | 2.187% | 0 | 0.6356% | 2.187% | 0.00024339 | 0% | 5.012% | 0 | 0% | 5.012% | 0 | 0% | 5.012% | 0 |  |  |  | 0% | 11.8% | 0 | 0% | 11.8% | 0 | 0% | 11.8% | 0 | 0% | 0.3894% | 0 | 0% | 0.3894% | 0 | 0% | 0.3894% | 0 | 0% | 100% | 0 | 0% | 100% | 0 | 0% | 100% | 0 | 0% | 100% | 0 |  |  | 0 |  |  | 0 |  |  | 0 | 100% | 65% |  | 100% | 65% |  | 100% | 65% |  | 100% | 65% |  | 100% | 90% |  | 100% | 90% |  | 100% | 90%
SUMMIT 110249484 | 0.00083631 | 3.24 | 0.41685 | 0.68981 | 1.1067 | 0.0077871 | 0.017358 | 0.0020172 | 0% | 99% | 0 | 0% | 99% | 0 | 0% | 99% | 0 | 0% | 99% | 0 | 0% | 61.53% | 0 | 0% | 61.53% | 0 | 0% | 61.53% | 0 | 0% | 61.53% | 0 | 0.68981 | 20% | 3.801% | 0.0031693 | 0% | 3.801% | 0 | 0% | 3.801% | 0 | 0% | 0.4174% | 0 | 0% | 0.4174% | 0 | 0% | 0.4174% | 0 | 0% | 0.9599% | 0 | 37.71% | 0.9599% | 0.0015089 | 22.94% | 0.9599% | 0.00091786 | 37.71% | 1.002% | 0.0015749 | 22.94% | 1.002% | 0.000958 | 38.95% | 1.002% | 0.0016269 | 0% | 7.199% | 0 | 34.19% | 7.199% | 0.010262 | 0% | 7.199% | 0 | 0% | 1.336% | 0 | 0% | 1.336% | 0 | 0% | 1.336% | 0 |  |  |  | 0% | 11.8% | 0 | 0% | 11.8% | 0 | 0% | 11.8% | 0 | 0% | 0.3633% | 0 | 0% | 0.3633% | 0 | 0% | 0.3633% | 0 | 0% | 100% | 0 | 0% | 100% | 0 | 0% | 100% | 0 | 0% | 100% | 0 |  |  | 0 |  |  | 0 |  |  | 0 | 100% | 65% |  | 100% | 65% |  | 100% | 65% |  | 100% | 65% |  | 100% | 90% |  | 100% | 90% |  | 100% | 90%
GARBERVILLE 11012026 | 0.00059656 | 6.593 | 0.83863 | 0.020483 | 0.85911 | 0.041706 | 0.0097471 | 0.0031947 | 0% | 99% | 0 | 0% | 99% | 0 | 0% | 99% | 0 | 0% | 99% | 0 | 0% | 62.08% | 0 | 0% | 62.08% | 0 | 0% | 62.08% | 0 | 0% | 62.08% | 0 | 0.020483 | 0% | 1.117% | 0 | 0% | 1.117% | 0 | 0% | 1.117% | 0 | 0% | 0.1217% | 0 | 0% | 0.1217% | 0 | 0% | 0.1217% | 0 | 0% | 0.2694% | 0 | 100% | 0.2694% | 0.0022594 | 0% | 0.2694% | 0 | 100% | 0.2793% | 0.002342 | 0% | 0.2793% | 0 | 0% | 0.2793% | 0 | 0% | 2.011% | 0 | 0% | 2.011% | 0 | 0% | 2.011% | 0 | 0% | 5.485% | 0 | 0% | 5.485% | 0 | 0% | 5.485% | 0 |  |  |  | 0% | 11.8% | 0 | 0% | 11.8% | 0 | 34.89% | 11.8% | 0.034526 | 0% | 0.389% | 0 | 0% | 0.389% | 0 | 0% | 0.389% | 0 | 0% | 100% | 0 | 0% | 100% | 0 | 0% | 100% | 0 | 0% | 100% | 0 |  |  | 0 |  |  | 0 |  |  | 0 | 100% | 65% |  | 100% | 65% |  | 100% | 65% |  | 100% | 65% |  | 100% | 90% |  | 100% | 90% |  | 100% | 90%
REDBUD 1101400 | 0.00061196 | 1.1381 | 0.12093 | 0.51785 | 0.63879 | 0.0020307 | 0.0043375 | 0.0015204 | 0% | 99% | 0 | 0% | 99% | 0 | 0% | 99% | 0 | 0% | 99% | 0 | 0% | 61.48% | 0 | 0% | 61.48% | 0 | 0% | 61.48% | 0 | 0% | 61.48% | 0 | 0.51785 | 0% | 2.349% | 0 | 0% | 2.349% | 0 | 0% | 2.349% | 0 | 0% | 0.2594% | 0 | 0% | 0.2594% | 0 | 0% | 0.2594% | 0 | 0% | 0.8234% | 0 | 100% | 0.8234% | 0.00099572 | 0% | 0.8234% | 0 | 100% | 0.8173% | 0.00098838 | 0% | 0.8173% | 0 | 0% | 0.8173% | 0 | 0% | 6.11% | 0 | 0% | 6.11% | 0 | 0% | 6.11% | 0 | 0% | 1.398% | 0 | 0% | 1.398% | 0 | 0% | 1.398% | 0 |  |  |  | 32.12% | 11.8% | 0.0045833 | 0% | 11.8% | 0 | 0% | 11.8% | 0 | 0% | 0.358% | 0 | 0% | 0.358% | 0 | 0% | 0.358% | 0 | 0% | 100% | 0 | 0% | 100% | 0 | 0% | 100% | 0 | 0% | 100% | 0 |  |  | 0 |  |  | 0 |  |  | 0 | 100% | 65% |  | 100% | 65% |  | 100% | 65% |  | 100% | 65% |  | 100% | 90% |  | 100% | 90% |  | 100% | 90%
CAMP EVERS 210612760 | 0.0013237 | 28.4997 | 6.5333 | 0 | 6.5333 | 0.31408 | 0.092447 | 0.019867 | 0% | 99% | 0 | 0% | 99% | 0 | 0% | 99% | 0 | 0% | 99% | 0 | 0% | 63.11% | 0 | 0% | 63.11% | 0 | 0% | 63.11% | 0 | 0% | 63.11% | 0 | 0 | 0% | 1.359% | 0 | 0% | 1.359% | 0 | 0% | 1.359% | 0 | 0% | 0.1472% | 0 | 0% | 0.1472% | 0 | 0% | 0.1472% | 0 | 0% | 0.3297% | 0 | 0% | 0.3297% | 0 | 58.59% | 0.3297% | 0.01262 | 0% | 0.3457% | 0 | 58.59% | 0.3457% | 0.013232 | 41.06% | 0.3457% | 0.0092749 | 40.04% | 2.473% | 0.064703 | 3.457% | 2.473% | 0.0055855 | 4.707% | 2.473% | 0.0076054 | 0% | 4.688% | 0 | 0% | 4.688% | 0 | 0% | 4.688% | 0 |  |  |  | 0% | 11.8% | 0 | 0% | 11.8% | 0 | 0% | 11.8% | 0 | 0% | 0.3882% | 0 | 0% | 0.3882% | 0 | 0% | 0.3882% | 0 | 0% | 100% | 0 | 0% | 100% | 0 | 0% | 100% | 0 | 0% | 100% | 0 |  |  | 4.0322e-05 |  |  | 0 |  |  | 0.00024778 | 100% | 65% |  | 100% | 65% |  | 100% | 65% |  | 100% | 65% |  | 100% | 90% |  | 100% | 90% |  | 100% | 90%
RIO DELL 110275970 | 0.00027463 | 7.1672 | 0.40007 | 0.018435 | 0.4185 | 0.013616 | 0.010721 | 0.0017825 | 0% | 99% | 0 | 0% | 99% | 0 | 0% | 99% | 0 | 0% | 99% | 0 | 0% | 61.1% | 0 | 0% | 61.1% | 0 | 0% | 61.1% | 0 | 0% | 61.1% | 0 | 0.018435 | 0% | 2.493% | 0 | 0% | 2.493% | 0 | 0% | 2.493% | 0 | 0% | 0.2668% | 0 | 0% | 0.2668% | 0 | 0% | 0.2668% | 0 | 0% | 0.6202% | 0 | 84.61% | 0.6202% | 0.0020994 | 15.39% | 0.6202% | 0.00038182 | 84.61% | 0.6308% | 0.0021354 | 15.39% | 0.6308% | 0.00038836 | 0% | 0.6308% | 0 | 0% | 4.604% | 0 | 0% | 4.604% | 0 | 0% | 4.604% | 0 | 0% | 3.85% | 0 | 0% | 3.85% | 0 | 0% | 3.85% | 0 |  |  |  | 34.94% | 11.8% | 0.016496 | 0% | 11.8% | 0 | 0% | 11.8% | 0 | 0% | 0.3735% | 0 | 0% | 0.3735% | 0 | 0% | 0.3735% | 0 | 0% | 100% | 0 | 0% | 100% | 0 | 0% | 100% | 0 | 0% | 100% | 0 |  |  | 0 |  |  | 0 |  |  | 0 | 100% | 65% |  | 100% | 65% |  | 100% | 65% |  | 100% | 65% |  | 100% | 90% |  | 100% | 90% |  | 100% | 90%
WISE 1102CB | 0.00052015 | 16.3473 | 1.359 | 0.56386 | 1.9228 | 0.03698 | 0.036349 | 0.015454 | 0% | 99% | 0 | 0% | 99% | 0 | 0% | 99% | 0 | 0% | 99% | 0 | 0% | 62.16% | 0 | 0% | 62.16% | 0 | 0% | 62.16% | 0 | 0% | 62.16% | 0 | 0.56386 | 100% | 1.778% | 0.024161 | 0% | 1.778% | 0 | 0% | 1.778% | 0 | 0% | 0.2009% | 0 | 0% | 0.2009% | 0 | 0% | 0.2009% | 0 | 0% | 0.6043% | 0 | 96.12% | 0.6043% | 0.0078937 | 2.487% | 0.6043% | 0.00020422 | 96.12% | 0.6065% | 0.0079219 | 2.487% | 0.6065% | 0.00020495 | 0% | 0.6065% | 0 | 1.69% | 4.498% | 0.0010328 | 0% | 4.498% | 0 | 0% | 4.498% | 0 | 0% | 2.639% | 0 | 0% | 2.639% | 0 | 0% | 2.639% | 0 |  |  |  | 0% | 11.8% | 0 | 0% | 11.8% | 0 | 0% | 11.8% | 0 | 0% | 0.3688% | 0 | 0% | 0.3688% | 0 | 0% | 0.3688% | 0 | 0% | 100% | 0 | 0% | 100% | 0 | 0% | 100% | 0 | 0% | 100% | 0 |  |  | 6.7716e-05 |  |  | 0 |  |  | 0 | 100% | 65% |  | 100% | 65% |  | 100% | 65% |  | 100% | 65% |  | 100% | 90% |  | 100% | 90% |  | 100% | 90%
FITCH MOUNTAIN 1113775992 | 0.00051897 | 2.1171 | 0.34774 | 0 | 0.34774 | 0.012548 | 0.006962 | 0.00325 | 0% | 99% | 0 | 0% | 99% | 0 | 0% | 99% | 0 | 0% | 99% | 0 | 0% | 63.37% | 0 | 0% | 63.37% | 0 | 0% | 63.37% | 0 | 0% | 63.37% | 0 | 0 | 100% | 1.758% | 0.0061139 | 0% | 1.758% | 0 | 0% | 1.758% | 0 | 0% | 0.1928% | 0 | 0% | 0.1928% | 0 | 0% | 0.1928% | 0 | 0% | 0.4555% | 0 | 82.31% | 0.4555% | 0.0013038 | 2.368% | 0.4555% | 3.751e-05 | 82.31% | 0.4654% | 0.0013322 | 2.368% | 0.4654% | 3.8328e-05 | 11.12% | 0.4654% | 0.00018 | 0% | 3.387% | 0 | 0% | 3.387% | 0 | 0% | 3.387% | 0 | 0% | 3.213% | 0 | 0% | 3.213% | 0 | 0% | 3.213% | 0 |  |  |  | 0% | 11.8% | 0 | 4.664% | 11.8% | 0.0019137 | 0% | 11.8% | 0 | 0% | 0.3792% | 0 | 0% | 0.3792% | 0 | 0% | 0.3792% | 0 | 0% | 100% | 0 | 0% | 100% | 0 | 0% | 100% | 0 | 0% | 100% | 0 |  |  | 0 |  |  | 0 |  |  | 0 | 100% | 65% |  | 100% | 65% |  | 100% | 65% |  | 100% | 65% |  | 100% | 90% |  | 100% | 90% |  | 100% | 90%
HALSEY 11015731 | 0.00062315 | 3.7044 | 0.36779 | 0.19874 | 0.56653 | 0.014642 | 0.0068441 | 0.0025995 | 0% | 99% | 0 | 0% | 99% | 0 | 0% | 99% | 0 | 0% | 99% | 0 | 0% | 61.93% | 0 | 0% | 61.93% | 0 | 0% | 61.93% | 0 | 0% | 61.93% | 0 | 0.19874 | 0% | 1.424% | 0 | 0% | 1.424% | 0 | 0% | 1.424% | 0 | 0% | 0.1492% | 0 | 0% | 0.1492% | 0 | 0% | 0.1492% | 0 | 0% | 0.4301% | 0 | 98.81% | 0.4301% | 0.0015629 | 0% | 0.4301% | 0 | 98.81% | 0.4247% | 0.0015435 | 0% | 0.4247% | 0 | 0% | 0.4247% | 0 | 12.75% | 3.172% | 0.0014877 | 0% | 3.172% | 0 | 0% | 3.172% | 0 | 0% | 4.266% | 0 | 0% | 4.266% | 0 | 0% | 4.266% | 0 |  |  |  | 0% | 11.8% | 0 | 0% | 11.8% | 0 | 0% | 11.8% | 0 | 0% | 0.3784% | 0 | 0% | 0.3784% | 0 | 0% | 0.3784% | 0 | 0% | 100% | 0 | 0% | 100% | 0 | 0% | 100% | 0 | 0% | 100% | 0 |  |  | 0 |  |  | 0 |  |  | 0 | 100% | 65% |  | 100% | 65% |  | 100% | 65% |  | 100% | 65% |  | 100% | 90% |  | 100% | 90% |  | 100% | 90%
REDBUD 1102CB | 0.00068734 | 0.76348 | 0.098575 | 0.078151 | 0.17673 | 0.00076721 | 0.0040824 | 0.0016147 | 0% | 99% | 0 | 0% | 99% | 0 | 0% | 99% | 0 | 0% | 99% | 0 | 0% | 62.62% | 0 | 0% | 62.62% | 0 | 0% | 62.62% | 0 | 0% | 62.62% | 0 | 0.078151 | 0% | 2.847% | 0 | 0% | 2.847% | 0 | 0% | 2.847% | 0 | 0% | 0.345% | 0 | 0% | 0.345% | 0 | 0% | 0.345% | 0 | 0% | 0.9035% | 0 | 97.61% | 0.9035% | 0.00086935 | 0% | 0.9035% | 0 | 97.61% | 0.9299% | 0.00089476 | 0% | 0.9299% | 0 | 0% | 0.9299% | 0 | 0% | 6.767% | 0 | 0% | 6.767% | 0 | 0% | 6.767% | 0 | 0% | 0.6197% | 0 | 0% | 0.6197% | 0 | 0% | 0.6197% | 0 |  |  |  | 0% | 11.8% | 0 | 0% | 11.8% | 0 | 0% | 11.8% | 0 | 0% | 0.3525% | 0 | 0% | 0.3525% | 0 | 0% | 0.3525% | 0 | 0% | 100% | 0 | 0% | 100% | 0 | 0% | 100% | 0 | 0% | 100% | 0 |  |  | 0 |  |  | 0 |  |  | 0 | 100% | 65% |  | 100% | 65% |  | 100% | 65% |  | 100% | 65% |  | 100% | 90% |  | 100% | 90% |  | 100% | 90%
FAIRVIEW 2207P304 | 0.00043459 | 6.2164 | 0.47092 | 0.27095 | 0.74188 | 0.0070452 | 0.018282 | 0.005595 | 0% | 99% | 0 | 0% | 99% | 0 | 0% | 99% | 0 | 0% | 99% | 0 | 0% | 61.91% | 0 | 0% | 61.91% | 0 | 0% | 61.91% | 0 | 0% | 61.91% | 0 | 0.27095 | 100% | 3.311% | 0.01559 | 0% | 3.311% | 0 | 0% | 3.311% | 0 | 0% | 0.3535% | 0 | 0% | 0.3535% | 0 | 0% | 0.3535% | 0 | 0% | 0.8889% | 0 | 1.469% | 0.8889% | 6.1477e-05 | 41.44% | 0.8889% | 0.0017347 | 1.934% | 0.8839% | 8.0523e-05 | 41.44% | 0.8839% | 0.0017251 | 55.66% | 0.8839% | 0.002317 | 53.29% | 6.555% | 0.016451 | 0% | 6.555% | 0 | 0% | 6.555% | 0 | 0% | 1.107% | 0 | 0% | 1.107% | 0 | 0% | 1.107% | 0 |  |  |  | 0% | 11.8% | 0 | 0% | 11.8% | 0 | 0% | 11.8% | 0 | 0% | 0.3566% | 0 | 0% | 0.3566% | 0 | 0% | 0.3566% | 0 | 0% | 100% | 0 | 0% | 100% | 0 | 0% | 100% | 0 | 0% | 100% | 0 |  |  | 0.00071564 |  |  | 0 |  |  | 0 | 100% | 65% |  | 100% | 65% |  | 100% | 65% |  | 100% | 65% |  | 100% | 90% |  | 100% | 90% |  | 100% | 90%
BEN LOMOND 0401CB | 0.0025749 | 10.8659 | 3.2135 | 0 | 3.2135 | 0.15755 | 0.047062 | 0.0065837 | 0% | 99% | 0 | 0% | 99% | 0 | 0% | 99% | 0 | 0% | 99% | 0 | 0% | 63.33% | 0 | 0% | 63.33% | 0 | 0% | 63.33% | 0 | 0% | 63.33% | 0 | 0 | 0% | 1.321% | 0 | 0% | 1.321% | 0 | 0% | 1.321% | 0 | 0% | 0.1452% | 0 | 0% | 0.1452% | 0 | 0% | 0.1452% | 0 | 0% | 0.3363% | 0 | 0% | 0.3363% | 0 | 71.74% | 0.3363% | 0.0077535 | 0% | 0.3509% | 0 | 71.74% | 0.3509% | 0.0080888 | 28.26% | 0.3509% | 0.003187 | 0% | 2.52% | 0 | 0% | 2.52% | 0 | 0% | 2.52% | 0 | 0% | 4.45% | 0 | 0% | 4.45% | 0 | 0% | 4.45% | 0 |  |  |  | 0% | 11.8% | 0 | 0% | 11.8% | 0 | 0% | 11.8% | 0 | 0% | 0.387% | 0 | 0% | 0.387% | 0 | 0% | 0.387% | 0 | 0% | 100% | 0 | 0% | 100% | 0 | 0% | 100% | 0 | 0% | 100% | 0 |  |  | 0 |  |  | 0 |  |  | 0 | 100% | 65% |  | 100% | 65% |  | 100% | 65% |  | 100% | 65% |  | 100% | 90% |  | 100% | 90% |  | 100% | 90%
CASTRO VALLEY 1110610800 | 0.00044771 | 3.2581 | 0.21389 | 0 | 0.21389 | 0.0055332 | 0.0062301 | 0.0023363 | 0% | 99% | 0 | 0% | 99% | 0 | 0% | 99% | 0 | 0% | 99% | 0 | 0% | 63.18% | 0 | 0% | 63.18% | 0 | 0% | 63.18% | 0 | 0% | 63.18% | 0 | 0 | 0% | 2.394% | 0 | 0% | 2.394% | 0 | 0% | 2.394% | 0 | 0% | 0.2566% | 0 | 0% | 0.2566% | 0 | 0% | 0.2566% | 0 | 0% | 0.6679% | 0 | 46.75% | 0.6679% | 0.00066787 | 0% | 0.6679% | 0 | 46.75% | 0.6795% | 0.00067944 | 0% | 0.6795% | 0 | 53.25% | 0.6795% | 0.00077397 | 66% | 4.973% | 0.0070196 | 0% | 4.973% | 0 | 0% | 4.973% | 0 | 0% | 1.713% | 0 | 0% | 1.713% | 0 | 0% | 1.713% | 0 |  |  |  | 0% | 11.8% | 0 | 0% | 11.8% | 0 | 0% | 11.8% | 0 | 0% | 0.3711% | 0 | 0% | 0.3711% | 0 | 0% | 0.3711% | 0 | 0% | 100% | 0 | 0% | 100% | 0 | 0% | 100% | 0 | 0% | 100% | 0 |  |  | 0 |  |  | 0 |  |  | 0 | 100% | 65% |  | 100% | 65% |  | 100% | 65% |  | 100% | 65% |  | 100% | 90% |  | 100% | 90% |  | 100% | 90%
WISE 1102465074 | 0.00048044 | 5.4284 | 0.42178 | 0.28235 | 0.70413 | 0.011446 | 0.012145 | 0.0042448 | 0% | 99% | 0 | 0% | 99% | 0 | 0% | 99% | 0 | 0% | 99% | 0 | 0% | 61.41% | 0 | 0% | 61.41% | 0 | 0% | 61.41% | 0 | 0% | 61.41% | 0 | 0.28235 | 100% | 1.771% | 0.0074685 | 0% | 1.771% | 0 | 0% | 1.771% | 0 | 0% | 0.1991% | 0 | 0% | 0.1991% | 0 | 0% | 0.1991% | 0 | 0% | 0.6535% | 0 | 100% | 0.6535% | 0.0027563 | 0% | 0.6535% | 0 | 100% | 0.6675% | 0.0028154 | 0% | 0.6675% | 0 | 0% | 0.6675% | 0 | 0% | 4.916% | 0 | 0% | 4.916% | 0 | 0% | 4.916% | 0 | 0% | 2.638% | 0 | 0% | 2.638% | 0 | 0% | 2.638% | 0 |  |  |  | 0% | 11.8% | 0 | 35% | 11.8% | 0.017417 | 0% | 11.8% | 0 | 0% | 0.3711% | 0 | 0% | 0.3711% | 0 | 0% | 0.3711% | 0 | 0% | 100% | 0 | 0% | 100% | 0 | 0% | 100% | 0 | 0% | 100% | 0 |  |  | 0 |  |  | 0 |  |  | 0 | 100% | 65% |  | 100% | 65% |  | 100% | 65% |  | 100% | 65% |  | 100% | 90% |  | 100% | 90% |  | 100% | 90%
CAMP EVERS 210512590 | 0.0026049 | 7.5692 | 2.2867 | 0.45318 | 2.7399 | 0.11229 | 0.032031 | 0.0066952 | 0% | 99% | 0 | 0% | 99% | 0 | 0% | 99% | 0 | 0% | 99% | 0 | 0% | 63.69% | 0 | 0% | 63.69% | 0 | 0% | 63.69% | 0 | 0% | 63.69% | 0 | 0.45318 | 0% | 1.337% | 0 | 0% | 1.337% | 0 | 0% | 1.337% | 0 | 0% | 0.1449% | 0 | 0% | 0.1449% | 0 | 0% | 0.1449% | 0 | 0% | 0.3241% | 0 | 0% | 0.3241% | 0 | 67.12% | 0.3241% | 0.0049745 | 0% | 0.3409% | 0 | 67.12% | 0.3409% | 0.0052332 | 32.88% | 0.3409% | 0.0025631 | 38.4% | 2.434% | 0.021372 | 0% | 2.434% | 0 | 29.29% | 2.434% | 0.016305 | 0% | 4.503% | 0 | 0% | 4.503% | 0 | 0% | 4.503% | 0 |  |  |  | 0% | 11.8% | 0 | 0% | 11.8% | 0 | 0% | 11.8% | 0 | 0% | 0.3889% | 0 | 0% | 0.3889% | 0 | 0% | 0.3889% | 0 | 0% | 100% | 0 | 0% | 100% | 0 | 0% | 100% | 0 | 0% | 100% | 0 |  |  | 0.0036567 |  |  | 0 |  |  | 0.00028533 | 100% | 65% |  | 100% | 65% |  | 100% | 65% |  | 100% | 65% |  | 100% | 90% |  | 100% | 90% |  | 100% | 90%
MORAGA 1101108540 | 0.00055034 | 5.5665 | 0.44523 | 0.064338 | 0.50956 | 0.012406 | 0.013333 | 0.0036683 | 0% | 99% | 0 | 0% | 99% | 0 | 0% | 99% | 0 | 0% | 99% | 0 | 0% | 62.98% | 0 | 0% | 62.98% | 0 | 0% | 62.98% | 0 | 0% | 62.98% | 0 | 0.064338 | 0% | 2.66% | 0 | 0% | 2.66% | 0 | 0% | 2.66% | 0 | 0% | 0.2921% | 0 | 0% | 0.2921% | 0 | 0% | 0.2921% | 0 | 0% | 0.6778% | 0 | 1.498% | 0.6778% | 4.5215e-05 | 86.45% | 0.6778% | 0.0026088 | 1.498% | 0.7006% | 4.6738e-05 | 86.45% | 0.7006% | 0.0026966 | 12.05% | 0.7006% | 0.00037603 | 55.49% | 5.062% | 0.012506 | 8.004% | 5.062% | 0.0018038 | 4.912% | 5.062% | 0.001107 | 0% | 1.978% | 0 | 0% | 1.978% | 0 | 0% | 1.978% | 0 |  |  |  | 0% | 11.8% | 0 | 34.98% | 11.8% | 0.018377 | 0% | 11.8% | 0 | 55.56% | 0.3717% | 0.00091929 | 0% | 0.3717% | 0 | 0% | 0.3717% | 0 | 0% | 100% | 0 | 0% | 100% | 0 | 0% | 100% | 0 | 0% | 100% | 0 |  |  | 0 |  |  | 0 |  |  | 0 | 100% | 65% |  | 100% | 65% |  | 100% | 65% |  | 100% | 65% |  | 100% | 90% |  | 100% | 90% |  | 100% | 90%
MIRABEL 11022043 | 0.0017041 | 1.2865 | 0.1845 | 0 | 0.1845 | 0.0087573 | 0.0028618 | 0.00056764 | 0% | 99% | 0 | 0% | 99% | 0 | 0% | 99% | 0 | 0% | 99% | 0 | 0% | 62.99% | 0 | 0% | 62.99% | 0 | 0% | 62.99% | 0 | 0% | 62.99% | 0 | 0 | 0% | 1.334% | 0 | 0% | 1.334% | 0 | 0% | 1.334% | 0 | 0% | 0.1438% | 0 | 0% | 0.1438% | 0 | 0% | 0.1438% | 0 | 0% | 0.3571% | 0 | 0% | 0.3571% | 0 | 0% | 0.3571% | 0 | 0% | 0.3654% | 0 | 0% | 0.3654% | 0 | 98.37% | 0.3654% | 0.00066315 | 68.58% | 2.661% | 0.0033671 | 0% | 2.661% | 0 | 0% | 2.661% | 0 | 0% | 4.274% | 0 | 0% | 4.274% | 0 | 0% | 4.274% | 0 |  |  |  | 34.87% | 11.8% | 0.0075905 | 0% | 11.8% | 0 | 0% | 11.8% | 0 | 0% | 0.385% | 0 | 0% | 0.385% | 0 | 0% | 0.385% | 0 | 0% | 100% | 0 | 0% | 100% | 0 | 0% | 100% | 0 | 0% | 100% | 0 |  |  | 0 |  |  | 0 |  |  | 0 | 100% | 65% |  | 100% | 65% |  | 100% | 65% |  | 100% | 65% |  | 100% | 90% |  | 100% | 90% |  | 100% | 90%
SOBRANTE 1102L510R | 0.00089135 | 14.3233 | 1.529 | 0.29816 | 1.8272 | 0.056334 | 0.032772 | 0.012209 | 0% | 99% | 0 | 0% | 99% | 0 | 0% | 99% | 0 | 0% | 99% | 0 | 0% | 63.45% | 0 | 0% | 63.45% | 0 | 0% | 63.45% | 0 | 0% | 63.45% | 0 | 0.29816 | 0% | 1.701% | 0 | 0% | 1.701% | 0 | 0% | 1.701% | 0 | 0% | 0.1811% | 0 | 0% | 0.1811% | 0 | 0% | 0.1811% | 0 | 0% | 0.4894% | 0 | 24.74% | 0.4894% | 0.0018511 | 49.64% | 0.4894% | 0.0037149 | 24.74% | 0.4899% | 0.0018527 | 49.64% | 0.4899% | 0.0037183 | 25.62% | 0.4899% | 0.0019193 | 34.88% | 3.624% | 0.019329 | 4.512% | 3.624% | 0.0025002 | 20.96% | 3.624% | 0.011612 | 0% | 2.188% | 0 | 0% | 2.188% | 0 | 0% | 2.188% | 0 |  |  |  | 0% | 11.8% | 0 | 34.63% | 11.8% | 0.062485 | 0% | 11.8% | 0 | 55.56% | 0.3767% | 0.0031997 | 0% | 0.3767% | 0 | 0% | 0.3767% | 0 | 0% | 100% | 0 | 0% | 100% | 0 | 0% | 100% | 0 | 0% | 100% | 0 |  |  | 0.00060637 |  |  | 0 |  |  | 0.001273 | 100% | 65% |  | 100% | 65% |  | 100% | 65% |  | 100% | 65% |  | 100% | 90% |  | 100% | 90% |  | 100% | 90%
LOS GATOS 1101CB | 0.0009318 | 0.014595 | 0.70089 | 0 | 0.70089 | 0.015844 | 0.021607 | 0.0089949 | 0% | 99% | 0 | 0% | 99% | 0 | 0% | 99% | 0 | 0% | 99% | 0 | 0% | 64.42% | 0 | 0% | 64.42% | 0 | 0% | 64.42% | 0 | 0% | 64.42% | 0 | 0 | 0% | 2.117% | 0 | 0% | 2.117% | 0 | 0% | 2.117% | 0 | 0% | 0.2579% | 0 | 0% | 0.2579% | 0 | 0% | 0.2579% | 0 | 0% | 0.666% | 0 | 0.8548% | 0.666% | 3.9901e-05 | 32.86% | 0.666% | 0.0015338 | 33.71% | 0.6869% | 0.0016232 | 0.421% | 0.6869% | 2.0268e-05 | 55.44% | 0.6869% | 0.0026693 | 58.16% | 4.99% | 0.020338 | 3.04% | 4.99% | 0.0010632 | 0% | 4.99% | 0 | 0% | 1.552% | 0 | 0% | 1.552% | 0 | 0% | 1.552% | 0 |  |  |  | 0% | 11.8% | 0 | 0% | 11.8% | 0 | 0% | 11.8% | 0 | 0% | 0.3654% | 0 | 0% | 0.3654% | 0 | 0% | 0.3654% | 0 | 0% | 100% | 0 | 0% | 100% | 0 | 0% | 100% | 0 | 0% | 100% | 0 |  |  | 0 |  |  | 0 |  |  | 0 | 100% | 65% |  | 100% | 65% |  | 100% | 65% |  | 100% | 65% |  | 100% | 90% |  | 100% | 90% |  | 100% | 90%
MONTE RIO 1113346 | 0.00079263 | 13.0984 | 1.6581 | 0 | 1.6581 | 0.073085 | 0.029348 | 0.0075291 | 0% | 99% | 0 | 0% | 99% | 0 | 0% | 99% | 0 | 0% | 99% | 0 | 0% | 62.96% | 0 | 0% | 62.96% | 0 | 0% | 62.96% | 0 | 0% | 62.96% | 0 | 0 | 66.67% | 1.509% | 0.01668 | 0% | 1.509% | 0 | 0% | 1.509% | 0 | 0% | 0.1667% | 0 | 0% | 0.1667% | 0 | 0% | 0.1667% | 0 | 0% | 0.4035% | 0 | 0% | 0.4035% | 0 | 31.82% | 0.4035% | 0.0021291 | 0% | 0.4214% | 0 | 31.82% | 0.4214% | 0.0022239 | 68.18% | 0.4214% | 0.0047642 | 20.65% | 3.029% | 0.010372 | 0% | 3.029% | 0 | 0% | 3.029% | 0 | 0% | 4.149% | 0 | 0% | 4.149% | 0 | 0% | 4.149% | 0 |  |  |  | 35% | 11.8% | 0.06848 | 0% | 11.8% | 0 | 0% | 11.8% | 0 | 0% | 0.3845% | 0 | 0% | 0.3845% | 0 | 0% | 0.3845% | 0 | 0% | 100% | 0 | 0% | 100% | 0 | 0% | 100% | 0 | 0% | 100% | 0 |  |  | 0 |  |  | 0 |  |  | 0 | 100% | 65% |  | 100% | 65% |  | 100% | 65% |  | 100% | 65% |  | 100% | 90% |  | 100% | 90% |  | 100% | 90%
STANISLAUS 170275348 | 0.00074658 | 5.7319 | 0.69217 | 1.983 | 2.6752 | 0.020301 | 0.018893 | 0.0068164 | 0% | 99% | 0 | 0% | 99% | 0 | 0% | 99% | 0 | 0% | 99% | 0 | 0% | 62.4% | 0 | 0% | 62.4% | 0 | 0% | 62.4% | 0 | 0% | 62.4% | 0 | 1.983 | 0% | 2.043% | 0 | 0% | 2.043% | 0 | 0% | 2.043% | 0 | 0% | 0.2178% | 0 | 0% | 0.2178% | 0 | 0% | 0.2178% | 0 | 0% | 0.619% | 0 | 0% | 0.619% | 0 | 0% | 0.619% | 0 | 0% | 0.6252% | 0 | 0% | 0.6252% | 0 | 100% | 0.6252% | 0.0043275 | 19.18% | 4.603% | 0.0061121 | 0% | 4.603% | 0 | 0% | 4.603% | 0 | 0% | 2.201% | 0 | 0% | 2.201% | 0 | 0% | 2.201% | 0 |  |  |  | 17.25% | 11.8% | 0.014086 | 0% | 11.8% | 0 | 0% | 11.8% | 0 | 0% | 0.3712% | 0 | 0% | 0.3712% | 0 | 0% | 0.3712% | 0 | 0% | 100% | 0 | 0% | 100% | 0 | 0% | 100% | 0 | 0% | 100% | 0 |  |  | 0 |  |  | 0 |  |  | 0 | 100% | 65% |  | 100% | 65% |  | 100% | 65% |  | 100% | 65% |  | 100% | 90% |  | 100% | 90% |  | 100% | 90%
WOODACRE 1101404 | 0.00087565 | 19.0074 | 2.2107 | 0.6335 | 2.8442 | 0.097884 | 0.040391 | 0.0086937 | 0% | 99% | 0 | 0% | 99% | 0 | 0% | 99% | 0 | 0% | 99% | 0 | 0% | 62.87% | 0 | 0% | 62.87% | 0 | 0% | 62.87% | 0 | 0% | 62.87% | 0 | 0.6335 | 25% | 1.445% | 0.0079853 | 0% | 1.445% | 0 | 0% | 1.445% | 0 | 0% | 0.159% | 0 | 0% | 0.159% | 0 | 0% | 0.159% | 0 | 0% | 0.4144% | 0 | 0% | 0.4144% | 0 | 58.73% | 0.4144% | 0.0053811 | 0% | 0.4241% | 0 | 58.73% | 0.4241% | 0.0055065 | 41.27% | 0.4241% | 0.0038687 | 42.82% | 3.093% | 0.029276 | 4.713% | 3.093% | 0.0032225 | 0% | 3.093% | 0 | 0% | 3.917% | 0 | 0% | 3.917% | 0 | 0% | 3.917% | 0 |  |  |  | 0% | 11.8% | 0 | 35% | 11.8% | 0.091301 | 0% | 11.8% | 0 | 55.56% | 0.3819% | 0.0046904 | 0% | 0.3819% | 0 | 0% | 0.3819% | 0 | 0% | 100% | 0 | 0% | 100% | 0 | 0% | 100% | 0 | 0% | 100% | 0 |  |  | 2.9857e-05 |  |  | 0 |  |  | 0 | 100% | 65% |  | 100% | 65% |  | 100% | 65% |  | 100% | 65% |  | 100% | 90% |  | 100% | 90% |  | 100% | 90%
RED BLUFF 1105146070 | 0.00037907 | 12.9457 | 1.093 | 1.4226 | 2.5156 | 0.024595 | 0.031468 | 0.016608 | 0% | 99% | 0 | 0% | 99% | 0 | 0% | 99% | 0 | 0% | 99% | 0 | 0% | 63.19% | 0 | 0% | 63.19% | 0 | 0% | 63.19% | 0 | 0% | 63.19% | 0 | 1.4226 | 75% | 2.05% | 0.016801 | 0% | 2.05% | 0 | 0% | 2.05% | 0 | 0% | 0.2277% | 0 | 0% | 0.2277% | 0 | 0% | 0.2277% | 0 | 0% | 0.6383% | 0 | 0% | 0.6383% | 0 | 19.39% | 0.6383% | 0.0013527 | 0.46% | 0.64% | 3.2174e-05 | 23.44% | 0.64% | 0.0016395 | 75.8% | 0.64% | 0.0053024 | 12.45% | 4.736% | 0.0064469 | 0% | 4.736% | 0 | 0% | 4.736% | 0 | 0% | 1.681% | 0 | 0% | 1.681% | 0 | 0% | 1.681% | 0 |  |  |  | 17.62% | 11.8% | 0.022728 | 0% | 11.8% | 0 | 0% | 11.8% | 0 | 0% | 0.3668% | 0 | 0% | 0.3668% | 0 | 0% | 0.3668% | 0 | 0% | 100% | 0 | 0% | 100% | 0 | 0% | 100% | 0 | 0% | 100% | 0 |  |  | 0.00011696 |  |  | 0 |  |  | 0 | 100% | 65% |  | 100% | 65% |  | 100% | 65% |  | 100% | 65% |  | 100% | 90% |  | 100% | 90% |  | 100% | 90%
PLACERVILLE 11118582 | 0.00056623 | 10.8727 | 1.0336 | 0.72745 | 1.7611 | 0.022552 | 0.031255 | 0.014931 | 0% | 99% | 0 | 0% | 99% | 0 | 0% | 99% | 0 | 0% | 99% | 0 | 0% | 62.92% | 0 | 0% | 62.92% | 0 | 0% | 62.92% | 0 | 0% | 62.92% | 0 | 0.72745 | 14.29% | 2.322% | 0.0034282 | 0% | 2.322% | 0 | 0% | 2.322% | 0 | 100% | 0.2519% | 0.0026035 | 0% | 0.2519% | 0 | 0% | 0.2519% | 0 | 0% | 0.688% | 0 | 84.85% | 0.688% | 0.0060341 | 14.59% | 0.688% | 0.0010375 | 84.85% | 0.7075% | 0.0062052 | 14.59% | 0.7075% | 0.0010669 | 0% | 0.7075% | 0 | 40.56% | 5.156% | 0.021618 | 0% | 5.156% | 0 | 0% | 5.156% | 0 | 0% | 1.969% | 0 | 0% | 1.969% | 0 | 0% | 1.969% | 0 |  |  |  | 30.61% | 11.8% | 0.03733 | 0% | 11.8% | 0 | 0% | 11.8% | 0 | 0% | 0.372% | 0 | 0% | 0.372% | 0 | 0% | 0.372% | 0 | 0% | 100% | 0 | 0% | 100% | 0 | 0% | 100% | 0 | 0% | 100% | 0 |  |  | 0 |  |  | 0 |  |  | 0 | 100% | 65% |  | 100% | 65% |  | 100% | 65% |  | 100% | 65% |  | 100% | 90% |  | 100% | 90% |  | 100% | 90%
STANISLAUS 170237276 | 0.00081474 | 13.2909 | 1.6024 | 3.6284 | 5.2308 | 0.052835 | 0.040348 | 0.013486 | 0% | 99% | 0 | 0% | 99% | 0 | 0% | 99% | 0 | 0% | 99% | 0 | 0% | 62.28% | 0 | 0% | 62.28% | 0 | 0% | 62.28% | 0 | 0% | 62.28% | 0 | 3.6284 | 0% | 1.86% | 0 | 0% | 1.86% | 0 | 0% | 1.86% | 0 | 0% | 0.1986% | 0 | 0% | 0.1986% | 0 | 0% | 0.1986% | 0 | 0% | 0.5722% | 0 | 0% | 0.5722% | 0 | 21.06% | 0.5722% | 0.0019314 | 0% | 0.5768% | 0 | 21.06% | 0.5768% | 0.0019469 | 78.19% | 0.5768% | 0.0072269 | 24.46% | 4.254% | 0.01667 | 0% | 4.254% | 0 | 0% | 4.254% | 0 | 0% | 2.703% | 0 | 0% | 2.703% | 0 | 0% | 2.703% | 0 |  |  |  | 34.96% | 11.8% | 0.066101 | 0% | 11.8% | 0 | 0% | 11.8% | 0 | 0% | 0.3735% | 0 | 0% | 0.3735% | 0 | 0% | 0.3735% | 0 | 0% | 100% | 0 | 0% | 100% | 0 | 0% | 100% | 0 | 0% | 100% | 0 |  |  | 0 |  |  | 0 |  |  | 0 | 100% | 65% |  | 100% | 65% |  | 100% | 65% |  | 100% | 65% |  | 100% | 90% |  | 100% | 90% |  | 100% | 90%
COTATI 1103148 | 0.00028154 | 15.5305 | 0.84292 | 0 | 0.84292 | 0.024367 | 0.026416 | 0.0054335 | 0% | 99% | 0 | 0% | 99% | 0 | 0% | 99% | 0 | 0% | 99% | 0 | 0% | 61.99% | 0 | 0% | 61.99% | 0 | 0% | 61.99% | 0 | 0% | 61.99% | 0 | 0 | 88.89% | 2.65% | 0.019859 | 0% | 2.65% | 0 | 0% | 2.65% | 0 | 0% | 0.2872% | 0 | 0% | 0.2872% | 0 | 0% | 0.2872% | 0 | 0% | 0.7032% | 0 | 99.94% | 0.7032% | 0.0059239 | 0.05873% | 0.7032% | 3.4815e-06 | 99.94% | 0.7075% | 0.0059599 | 0.05873% | 0.7075% | 3.5026e-06 | 0% | 0.7075% | 0 | 0% | 5.204% | 0 | 0% | 5.204% | 0 | 0% | 5.204% | 0 | 0% | 2.376% | 0 | 0% | 2.376% | 0 | 0% | 2.376% | 0 |  |  |  | 25.89% | 11.8% | 0.025752 | 0% | 11.8% | 0 | 0% | 11.8% | 0 | 0% | 0.3666% | 0 | 0% | 0.3666% | 0 | 0% | 0.3666% | 0 | 0% | 100% | 0 | 0% | 100% | 0 | 0% | 100% | 0 | 0% | 100% | 0 |  |  | 0 |  |  | 0 |  |  | 0 | 100% | 65% |  | 100% | 65% |  | 100% | 65% |  | 100% | 65% |  | 100% | 90% |  | 100% | 90% |  | 100% | 90%
CAMP EVERS 21055146 | 0.0024029 | 7.9358 | 2.3161 | 0 | 2.3161 | 0.099204 | 0.043406 | 0.011862 | 0% | 99% | 0 | 0% | 99% | 0 | 0% | 99% | 0 | 0% | 99% | 0 | 0% | 63.92% | 0 | 0% | 63.92% | 0 | 0% | 63.92% | 0 | 0% | 63.92% | 0 | 0 | 0% | 1.643% | 0 | 0% | 1.643% | 0 | 0% | 1.643% | 0 | 0% | 0.1854% | 0 | 0% | 0.1854% | 0 | 0% | 0.1854% | 0 | 0% | 0.4203% | 0 | 0% | 0.4203% | 0 | 66.64% | 0.4203% | 0.0064868 | 0% | 0.4454% | 0 | 66.64% | 0.4454% | 0.0068735 | 33.36% | 0.4454% | 0.0034415 | 55.87% | 3.169% | 0.041007 | 2.877% | 3.169% | 0.0021113 | 22.19% | 3.169% | 0.016284 | 0% | 3.589% | 0 | 0% | 3.589% | 0 | 0% | 3.589% | 0 |  |  |  | 0% | 11.8% | 0 | 0% | 11.8% | 0 | 0% | 11.8% | 0 | 0% | 0.3845% | 0 | 0% | 0.3845% | 0 | 0% | 0.3845% | 0 | 0% | 100% | 0 | 0% | 100% | 0 | 0% | 100% | 0 | 0% | 100% | 0 |  |  | 0 |  |  | 0 |  |  | 0.0092544 | 100% | 65% |  | 100% | 65% |  | 100% | 65% |  | 100% | 65% |  | 100% | 90% |  | 100% | 90% |  | 100% | 90%
MONTE RIO 1112CB | 0.0020435 | 6.4423 | 1.1412 | 0 | 1.1412 | 0.050878 | 0.01989 | 0.0053517 | 0% | 99% | 0 | 0% | 99% | 0 | 0% | 99% | 0 | 0% | 99% | 0 | 0% | 63.51% | 0 | 0% | 63.51% | 0 | 0% | 63.51% | 0 | 0% | 63.51% | 0 | 0 | 0% | 1.486% | 0 | 0% | 1.486% | 0 | 0% | 1.486% | 0 | 0% | 0.1684% | 0 | 0% | 0.1684% | 0 | 0% | 0.1684% | 0 | 0% | 0.3891% | 0 | 0% | 0.3891% | 0 | 0% | 0.3891% | 0 | 0% | 0.4098% | 0 | 0% | 0.4098% | 0 | 100% | 0.4098% | 0.0046773 | 32.47% | 2.928% | 0.010848 | 43.27% | 2.928% | 0.014458 | 0% | 2.928% | 0 | 0% | 3.735% | 0 | 0% | 3.735% | 0 | 0% | 3.735% | 0 |  |  |  | 0% | 11.8% | 0 | 0% | 11.8% | 0 | 0% | 11.8% | 0 | 0% | 0.3846% | 0 | 0% | 0.3846% | 0 | 0% | 0.3846% | 0 | 0% | 100% | 0 | 0% | 100% | 0 | 0% | 100% | 0 | 0% | 100% | 0 |  |  | 0.004519 |  |  | 0.0018373 |  |  | 0 | 100% | 65% |  | 100% | 65% |  | 100% | 65% |  | 100% | 65% |  | 100% | 90% |  | 100% | 90% |  | 100% | 90%
OLETA 1102793776 | 0.00028716 | 1.1816 | 0.0587 | 0 | 0.0587 | 0.0013246 | 0.0016934 | 0.00090026 | 0% | 99% | 0 | 0% | 99% | 0 | 0% | 99% | 0 | 0% | 99% | 0 | 0% | 62.8% | 0 | 0% | 62.8% | 0 | 0% | 62.8% | 0 | 0% | 62.8% | 0 | 0 | 0% | 2.598% | 0 | 0% | 2.598% | 0 | 0% | 2.598% | 0 | 0% | 0.2816% | 0 | 0% | 0.2816% | 0 | 0% | 0.2816% | 0 | 0% | 0.6451% | 0 | 0% | 0.6451% | 0 | 0% | 0.6451% | 0 | 0% | 0.6529% | 0 | 0% | 0.6529% | 0 | 92.34% | 0.6529% | 0.00035394 | 100% | 4.776% | 0.0028037 | 0% | 4.776% | 0 | 0% | 4.776% | 0 | 0% | 2.224% | 0 | 0% | 2.224% | 0 | 0% | 2.224% | 0 |  |  |  | 0% | 11.8% | 0 | 0% | 11.8% | 0 | 34.99% | 11.8% | 0.0024235 | 0% | 0.3697% | 0 | 0% | 0.3697% | 0 | 0% | 0.3697% | 0 | 0% | 100% | 0 | 0% | 100% | 0 | 0% | 100% | 0 | 0% | 100% | 0 |  |  | 0 |  |  | 0 |  |  | 0 | 100% | 65% |  | 100% | 65% |  | 100% | 65% |  | 100% | 65% |  | 100% | 90% |  | 100% | 90% |  | 100% | 90%
GARBERVILLE 1101574630 | 0.00056081 | 5.2732 | 0.55928 | 0.020483 | 0.57977 | 0.024225 | 0.0096833 | 0.0034463 | 0% | 99% | 0 | 0% | 99% | 0 | 0% | 99% | 0 | 0% | 99% | 0 | 0% | 61.66% | 0 | 0% | 61.66% | 0 | 0% | 61.66% | 0 | 0% | 61.66% | 0 | 0.020483 | 100% | 1.206% | 0.0067473 | 0% | 1.206% | 0 | 0% | 1.206% | 0 | 0% | 0.1416% | 0 | 0% | 0.1416% | 0 | 0% | 0.1416% | 0 | 0% | 0.3788% | 0 | 98.43% | 0.3788% | 0.0020854 | 0% | 0.3788% | 0 | 98.43% | 0.3891% | 0.002142 | 0% | 0.3891% | 0 | 0% | 0.3891% | 0 | 0% | 2.839% | 0 | 0% | 2.839% | 0 | 0% | 2.839% | 0 | 0% | 4.576% | 0 | 0% | 4.576% | 0 | 0% | 4.576% | 0 |  |  |  | 0% | 11.8% | 0 | 0% | 11.8% | 0 | 34.89% | 11.8% | 0.023026 | 0% | 0.3815% | 0 | 0% | 0.3815% | 0 | 0% | 0.3815% | 0 | 0% | 100% | 0 | 0% | 100% | 0 | 0% | 100% | 0 | 0% | 100% | 0 |  |  | 0 |  |  | 0 |  |  | 0 | 100% | 65% |  | 100% | 65% |  | 100% | 65% |  | 100% | 65% |  | 100% | 90% |  | 100% | 90% |  | 100% | 90%
PARADISE 110599226 | 0.00073358 | 1.4215 | 0.41062 | 2.607 | 3.0176 | 0.011891 | 0.011325 | 0.0042592 | 0% | 99% | 0 | 0% | 99% | 0 | 0% | 99% | 0 | 0% | 99% | 0 | 0% | 62.49% | 0 | 0% | 62.49% | 0 | 0% | 62.49% | 0 | 0% | 62.49% | 0 | 2.607 | 0% | 2.086% | 0 | 0% | 2.086% | 0 | 0% | 2.086% | 0 | 0% | 0.2338% | 0 | 0% | 0.2338% | 0 | 0% | 0.2338% | 0 | 0% | 0.615% | 0 | 0% | 0.615% | 0 | 24.07% | 0.615% | 0.00060775 | 0% | 0.6268% | 0 | 24.07% | 0.6268% | 0.00061939 | 75.66% | 0.6268% | 0.0019473 | 0% | 4.587% | 0 | 0% | 4.587% | 0 | 0% | 4.587% | 0 | 0% | 2.6% | 0 | 0% | 2.6% | 0 | 0% | 2.6% | 0 |  |  |  | 0% | 11.8% | 0 | 0% | 11.8% | 0 | 0% | 11.8% | 0 | 0% | 0.3716% | 0 | 0% | 0.3716% | 0 | 0% | 0.3716% | 0 | 0% | 100% | 0 | 0% | 100% | 0 | 0% | 100% | 0 | 0% | 100% | 0 |  |  | 0 |  |  | 0 |  |  | 0 | 100% | 65% |  | 100% | 65% |  | 100% | 65% |  | 100% | 65% |  | 100% | 90% |  | 100% | 90% |  | 100% | 90%
PANORAMA 1102280170 | 0.00024667 | 10.4037 | 0.9281 | 0.3052 | 1.2333 | 0.01774 | 0.029558 | 0.014954 | 0% | 99% | 0 | 0% | 99% | 0 | 0% | 99% | 0 | 0% | 99% | 0 | 0% | 62.4% | 0 | 0% | 62.4% | 0 | 0% | 62.4% | 0 | 0% | 62.4% | 0 | 0.3052 | 0% | 2.268% | 0 | 0% | 2.268% | 0 | 0% | 2.268% | 0 | 0% | 0.2577% | 0 | 0% | 0.2577% | 0 | 0% | 0.2577% | 0 | 0% | 0.6888% | 0 | 54.53% | 0.6888% | 0.0034855 | 39.58% | 0.6888% | 0.0025301 | 54.53% | 0.6805% | 0.0034438 | 39.58% | 0.6805% | 0.0024999 | 0% | 0.6805% | 0 | 0% | 5.077% | 0 | 0% | 5.077% | 0 | 0% | 5.077% | 0 | 0% | 1.686% | 0 | 0% | 1.686% | 0 | 0% | 1.686% | 0 |  |  |  | 0% | 11.8% | 0 | 20.39% | 11.8% | 0.022335 | 0% | 11.8% | 0 | 0% | 0.3597% | 0 | 0% | 0.3597% | 0 | 0% | 0.3597% | 0 | 0% | 100% | 0 | 0% | 100% | 0 | 0% | 100% | 0 | 0% | 100% | 0 |  |  | 0 |  |  | 0 |  |  | 0 | 100% | 65% |  | 100% | 65% |  | 100% | 65% |  | 100% | 65% |  | 100% | 90% |  | 100% | 90% |  | 100% | 90%
SOBRANTE 1103CB | 0.00087825 | 4.6918 | 0.70948 | 0.39926 | 1.1087 | 0.022105 | 0.01849 | 0.0070434 | 0% | 99% | 0 | 0% | 99% | 0 | 0% | 99% | 0 | 0% | 99% | 0 | 0% | 63.33% | 0 | 0% | 63.33% | 0 | 0% | 63.33% | 0 | 0% | 63.33% | 0 | 0.39926 | 20% | 2.221% | 0.0031519 | 0% | 2.221% | 0 | 0% | 2.221% | 0 | 0% | 0.2476% | 0 | 0% | 0.2476% | 0 | 0% | 0.2476% | 0 | 0% | 0.5767% | 0 | 7.055% | 0.5767% | 0.00028866 | 89.41% | 0.5767% | 0.0036581 | 7.055% | 0.5993% | 0.00029999 | 89.41% | 0.5993% | 0.0038017 | 3.538% | 0.5993% | 0.00015043 | 73.05% | 4.317% | 0.022374 | 4.789% | 4.317% | 0.0014667 | 0% | 4.317% | 0 | 0% | 2.192% | 0 | 0% | 2.192% | 0 | 0% | 2.192% | 0 |  |  |  | 0% | 11.8% | 0 | 0% | 11.8% | 0 | 0% | 11.8% | 0 | 0% | 0.3756% | 0 | 0% | 0.3756% | 0 | 0% | 0.3756% | 0 | 0% | 100% | 0 | 0% | 100% | 0 | 0% | 100% | 0 | 0% | 100% | 0 |  |  | 0 |  |  | 0 |  |  | 0 | 100% | 65% |  | 100% | 65% |  | 100% | 65% |  | 100% | 65% |  | 100% | 90% |  | 100% | 90% |  | 100% | 90%
RACETRACK 1703759144 | 0.00055305 | 10.919 | 1.0163 | 0 | 1.0163 | 0.01947 | 0.027723 | 0.021167 | 0% | 99% | 0 | 0% | 99% | 0 | 0% | 99% | 0 | 0% | 99% | 0 | 0% | 63.21% | 0 | 0% | 63.21% | 0 | 0% | 63.21% | 0 | 0% | 63.21% | 0 | 0 | 0% | 1.863% | 0 | 0% | 1.863% | 0 | 0% | 1.863% | 0 | 0% | 0.2151% | 0 | 0% | 0.2151% | 0 | 0% | 0.2151% | 0 | 0% | 0.5939% | 0 | 98.32% | 0.5939% | 0.0059346 | 0% | 0.5939% | 0 | 98.32% | 0.6025% | 0.0060201 | 0% | 0.6025% | 0 | 0.2569% | 0.6025% | 1.5732e-05 | 0.4361% | 4.427% | 0.00019619 | 0% | 4.427% | 0 | 20.68% | 4.427% | 0.0093049 | 0% | 1.726% | 0 | 0% | 1.726% | 0 | 0% | 1.726% | 0 |  |  |  | 0% | 11.8% | 0 | 0% | 11.8% | 0 | 0% | 11.8% | 0 | 0% | 0.3689% | 0 | 0% | 0.3689% | 0 | 0% | 0.3689% | 0 | 0% | 100% | 0 | 0% | 100% | 0 | 0% | 100% | 0 | 0% | 100% | 0 |  |  | 3.1396e-05 |  |  | 0 |  |  | 0 | 100% | 65% |  | 100% | 65% |  | 100% | 65% |  | 100% | 65% |  | 100% | 90% |  | 100% | 90% |  | 100% | 90%
PARADISE 1105CB | 0.00084828 | 7.7481 | 1.0436 | 2.7192 | 3.7629 | 0.030256 | 0.028761 | 0.011209 | 0% | 99% | 0 | 100% | 99% | 1.0332 | 0% | 99% | 0 | 0% | 99% | 0 | 0% | 62.88% | 0 | 0% | 62.88% | 0 | 0% | 62.88% | 0 | 0% | 62.88% | 0 | 2.7192 | 0% | 2.168% | 0 | 0% | 2.168% | 0 | 0% | 2.168% | 0 | 0% | 0.2466% | 0 | 0% | 0.2466% | 0 | 0% | 0.2466% | 0 | 0% | 0.6067% | 0 | 1.01% | 0.6067% | 6.3967e-05 | 36.19% | 0.6067% | 0.0022911 | 0.2314% | 0.6299% | 1.5208e-05 | 36.19% | 0.6299% | 0.0023786 | 62.86% | 0.6299% | 0.0041323 | 0.6665% | 4.55% | 0.00031647 | 89.5% | 4.55% | 0.042499 | 0% | 4.55% | 0 | 0% | 2.62% | 0 | 0% | 2.62% | 0 | 0% | 2.62% | 0 |  |  |  | 0% | 11.8% | 0 | 0% | 11.8% | 0 | 0% | 11.8% | 0 | 0% | 0.3738% | 0 | 0% | 0.3738% | 0 | 0% | 0.3738% | 0 | 0% | 100% | 0 | 0% | 100% | 0 | 0% | 100% | 0 | 0% | 100% | 0 |  |  | 0 |  |  | 0 |  |  | 0 | 100% | 65% |  | 100% | 65% |  | 100% | 65% |  | 100% | 65% |  | 100% | 90% |  | 100% | 90% |  | 100% | 90%
HAMILTON BRANCH 11012046 | 0.00027403 | 10.0366 | 0.51138 | 0.37052 | 0.8819 | 0.013861 | 0.015961 | 0.0046899 | 0% | 99% | 0 | 0% | 99% | 0 | 0% | 99% | 0 | 0% | 99% | 0 | 0% | 60.86% | 0 | 0% | 60.86% | 0 | 0% | 60.86% | 0 | 0% | 60.86% | 0 | 0.37052 | 11.11% | 2.033% | 0.0011551 | 0% | 2.033% | 0 | 0% | 2.033% | 0 | 0% | 0.2188% | 0 | 0% | 0.2188% | 0 | 0% | 0.2188% | 0 | 0% | 0.6813% | 0 | 96.52% | 0.6813% | 0.0033627 | 0% | 0.6813% | 0 | 96.52% | 0.6412% | 0.0031649 | 0% | 0.6412% | 0 | 0% | 0.6412% | 0 | 21.12% | 4.95% | 0.0053474 | 0% | 4.95% | 0 | 0% | 4.95% | 0 | 0% | 2.038% | 0 | 0% | 2.038% | 0 | 0% | 2.038% | 0 |  |  |  | 0% | 11.8% | 0 | 34.86% | 11.8% | 0.021038 | 0% | 11.8% | 0 | 0% | 0.3558% | 0 | 0% | 0.3558% | 0 | 0% | 0.3558% | 0 | 0% | 100% | 0 | 0% | 100% | 0 | 0% | 100% | 0 | 0% | 100% | 0 |  |  | 0 |  |  | 0 |  |  | 0 | 100% | 65% |  | 100% | 65% |  | 100% | 65% |  | 100% | 65% |  | 100% | 90% |  | 100% | 90% |  | 100% | 90%
WILLOW CREEK 110129362 | 0.00057635 | 7.1322 | 1.1948 | 0.048477 | 1.2433 | 0.058153 | 0.018161 | 0.0043913 | 0% | 99% | 0 | 0% | 99% | 0 | 0% | 99% | 0 | 0% | 99% | 0 | 0% | 62.13% | 0 | 0% | 62.13% | 0 | 0% | 62.13% | 0 | 0% | 62.13% | 0 | 0.048477 | 0% | 1.43% | 0 | 0% | 1.43% | 0 | 0% | 1.43% | 0 | 0% | 0.1532% | 0 | 0% | 0.1532% | 0 | 0% | 0.1532% | 0 | 0% | 0.3412% | 0 | 0% | 0.3412% | 0 | 94.18% | 0.3412% | 0.0038398 | 0% | 0.3527% | 0 | 94.18% | 0.3527% | 0.0039682 | 2.968% | 0.3527% | 0.00012507 | 26.59% | 2.544% | 0.0080831 | 16.67% | 2.544% | 0.0050665 | 0% | 2.544% | 0 | 0% | 5.106% | 0 | 0% | 5.106% | 0 | 0% | 5.106% | 0 |  |  |  | 26.25% | 11.8% | 0.037006 | 0% | 11.8% | 0 | 0% | 11.8% | 0 | 0% | 0.3865% | 0 | 0% | 0.3865% | 0 | 0% | 0.3865% | 0 | 0% | 100% | 0 | 0% | 100% | 0 | 0% | 100% | 0 | 0% | 100% | 0 |  |  | 0 |  |  | 0 |  |  | 0 | 100% | 65% |  | 100% | 65% |  | 100% | 65% |  | 100% | 65% |  | 100% | 90% |  | 100% | 90% |  | 100% | 90%
GARBERVILLE 1102176634 | 0.00025116 | 4.2883 | 0.20368 | 0.0075105 | 0.21119 | 0.0060875 | 0.0058783 | 0.0018021 | 0% | 99% | 0 | 0% | 99% | 0 | 0% | 99% | 0 | 0% | 99% | 0 | 0% | 61.79% | 0 | 0% | 61.79% | 0 | 0% | 61.79% | 0 | 0% | 61.79% | 0 | 0.0075105 | 0% | 2.51% | 0 | 0% | 2.51% | 0 | 0% | 2.51% | 0 | 0% | 0.2753% | 0 | 0% | 0.2753% | 0 | 0% | 0.2753% | 0 | 0% | 0.6361% | 0 | 23.66% | 0.6361% | 0.00030646 | 76.34% | 0.6361% | 0.00098907 | 23.66% | 0.6516% | 0.00031397 | 76.34% | 0.6516% | 0.0010133 | 0% | 0.6516% | 0 | 0% | 4.734% | 0 | 0% | 4.734% | 0 | 0% | 4.734% | 0 | 0% | 3.043% | 0 | 0% | 3.043% | 0 | 0% | 3.043% | 0 |  |  |  | 33.62% | 11.8% | 0.0080804 | 0% | 11.8% | 0 | 0% | 11.8% | 0 | 0% | 0.3717% | 0 | 0% | 0.3717% | 0 | 0% | 0.3717% | 0 | 0% | 100% | 0 | 0% | 100% | 0 | 0% | 100% | 0 | 0% | 100% | 0 |  |  | 0 |  |  | 0 |  |  | 0 | 100% | 65% |  | 100% | 65% |  | 100% | 65% |  | 100% | 65% |  | 100% | 90% |  | 100% | 90% |  | 100% | 90%
MESA 1103198354 | 3.1881e-05 | 8.568 | 0.047184 | 0 | 0.047184 | 1.8086e-05 | 0.0030963 | 7.6878e-05 | 0% | 99% | 0 | 0% | 99% | 0 | 0% | 99% | 0 | 0% | 99% | 0 | 0% | 49.87% | 0 | 0% | 49.87% | 0 | 0% | 49.87% | 0 | 0% | 49.87% | 0 | 0 | 0% | 1.846% | 0 | 0% | 1.846% | 0 | 0% | 1.846% | 0 | 0% | 0.0312% | 0 | 0% | 0.0312% | 0 | 0% | 0.0312% | 0 | 0% | 1.539% | 0 | 66.93% | 1.539% | 0.00048608 | 27.6% | 1.539% | 0.00020045 | 66.93% | 1.204% | 0.00038022 | 27.6% | 1.204% | 0.0001568 | 5.413% | 1.204% | 3.075e-05 | 15.46% | 10.69% | 0.00077943 | 0% | 10.69% | 0 | 0% | 10.69% | 0 | 0% | 0.03824% | 0 | 0% | 0.03824% | 0 | 0% | 0.03824% | 0 |  |  |  | 0% | 11.8% | 0 | 0% | 11.8% | 0 | 0.9957% | 11.8% | 5.5436e-05 | 55.56% | 0.2729% | 7.1536e-05 | 0% | 0.2729% | 0 | 0% | 0.2729% | 0 | 0% | 100% | 0 | 0% | 100% | 0 | 0% | 100% | 0 | 0% | 100% | 0 |  |  | 0 |  |  | 0 |  |  | 0 | 100% | 65% |  | 100% | 65% |  | 100% | 65% |  | 100% | 65% |  | 100% | 90% |  | 100% | 90% |  | 100% | 90%
PINECREST 0401CB | 0.0013761 | 0.013798 | 0.0046822 | 0 | 0.0046822 | 0.0001903 | 0.00011183 | 1.4573e-05 | 0% | 99% | 0 | 0% | 99% | 0 | 0% | 99% | 0 | 0% | 99% | 0 | 0% | 61.89% | 0 | 0% | 61.89% | 0 | 0% | 61.89% | 0 | 0% | 61.89% | 0 | 0 | 0% | 1.983% | 0 | 0% | 1.983% | 0 | 0% | 1.983% | 0 | 0% | 0.2129% | 0 | 0% | 0.2129% | 0 | 0% | 0.2129% | 0 | 0% | 0.5333% | 0 | 0% | 0.5333% | 0 | 0% | 0.5333% | 0 | 0% | 0.5354% | 0 | 0% | 0.5354% | 0 | 100% | 0.5354% | 2.5066e-05 | 0% | 3.946% | 0 | 0% | 3.946% | 0 | 0% | 3.946% | 0 | 0% | 3.439% | 0 | 0% | 3.439% | 0 | 0% | 3.439% | 0 |  |  |  | 0% | 11.8% | 0 | 0% | 11.8% | 0 | 0% | 11.8% | 0 | 0% | 0.375% | 0 | 0% | 0.375% | 0 | 0% | 0.375% | 0 | 0% | 100% | 0 | 0% | 100% | 0 | 0% | 100% | 0 | 0% | 100% | 0 |  |  | 0 |  |  | 0 |  |  | 0 | 100% | 65% |  | 100% | 65% |  | 100% | 65% |  | 100% | 65% |  | 100% | 90% |  | 100% | 90% |  | 100% | 90%
VOLTA 1102453266 | 0.00059284 | 0.333 | 0.036308 | 0.049369 | 0.085677 | 0.0012473 | 0.00095446 | 0.00025414 | 0% | 99% | 0 | 0% | 99% | 0 | 0% | 99% | 0 | 0% | 99% | 0 | 0% | 62.66% | 0 | 0% | 62.66% | 0 | 0% | 62.66% | 0 | 0% | 62.66% | 0 | 0.049369 | 0% | 2.585% | 0 | 0% | 2.585% | 0 | 0% | 2.585% | 0 | 0% | 0.2787% | 0 | 0% | 0.2787% | 0 | 0% | 0.2787% | 0 | 0% | 0.5873% | 0 | 0% | 0.5873% | 0 | 0% | 0.5873% | 0 | 0% | 0.6134% | 0 | 0% | 0.6134% | 0 | 100% | 0.6134% | 0.00022272 | 0% | 4.39% | 0 | 0% | 4.39% | 0 | 0% | 4.39% | 0 | 0% | 2.845% | 0 | 0% | 2.845% | 0 | 0% | 2.845% | 0 |  |  |  | 34.99% | 11.8% | 0.0014992 | 0% | 11.8% | 0 | 0% | 11.8% | 0 | 0% | 0.3781% | 0 | 0% | 0.3781% | 0 | 0% | 0.3781% | 0 | 0% | 100% | 0 | 0% | 100% | 0 | 0% | 100% | 0 | 0% | 100% | 0 |  |  | 0 |  |  | 0 |  |  | 0 | 100% | 65% |  | 100% | 65% |  | 100% | 65% |  | 100% | 65% |  | 100% | 90% |  | 100% | 90% |  | 100% | 90%
OLETA 1101994386 | 0.00051777 | 0.15036 | 0.02114 | 0 | 0.02114 | 0.00031496 | 0.0007756 | 0.00033937 | 0% | 99% | 0 | 0% | 99% | 0 | 0% | 99% | 0 | 0% | 99% | 0 | 0% | 63.15% | 0 | 0% | 63.15% | 0 | 0% | 63.15% | 0 | 0% | 63.15% | 0 | 0 | 0% | 2.78% | 0 | 0% | 2.78% | 0 | 0% | 2.78% | 0 | 0% | 0.3105% | 0 | 0% | 0.3105% | 0 | 0% | 0.3105% | 0 | 0% | 0.809% | 0 | 0% | 0.809% | 0 | 0% | 0.809% | 0 | 0% | 0.838% | 0 | 0% | 0.838% | 0 | 56.89% | 0.838% | 0.00010079 | 0% | 6.069% | 0 | 0% | 6.069% | 0 | 0% | 6.069% | 0 | 0% | 1.247% | 0 | 0% | 1.247% | 0 | 0% | 1.247% | 0 |  |  |  | 7.007% | 11.8% | 0.0001748 | 0% | 11.8% | 0 | 0% | 11.8% | 0 | 0% | 0.3657% | 0 | 0% | 0.3657% | 0 | 0% | 0.3657% | 0 | 0% | 100% | 0 | 0% | 100% | 0 | 0% | 100% | 0 | 0% | 100% | 0 |  |  | 0 |  |  | 0 |  |  | 0 | 100% | 65% |  | 100% | 65% |  | 100% | 65% |  | 100% | 65% |  | 100% | 90% |  | 100% | 90% |  | 100% | 90%
FORT ORD 21069656 | 0.00040741 | 0.1163 | 0.0062378 | 0 | 0.0062378 | 2.5268e-05 | 0.00029263 | 0.00010403 | 0% | 99% | 0 | 0% | 99% | 0 | 0% | 99% | 0 | 0% | 99% | 0 | 0% | 62.21% | 0 | 0% | 62.21% | 0 | 0% | 62.21% | 0 | 0% | 62.21% | 0 | 0 | 0% | 4.516% | 0 | 0% | 4.516% | 0 | 0% | 4.516% | 0 | 0% | 0.4788% | 0 | 0% | 0.4788% | 0 | 0% | 0.4788% | 0 | 0% | 1.068% | 0 | 0% | 1.068% | 0 | 100% | 1.068% | 6.6649e-05 | 0% | 1.127% | 0 | 100% | 1.127% | 7.0274e-05 | 0% | 1.127% | 0 | 0% | 8.045% | 0 | 0% | 8.045% | 0 | 0% | 8.045% | 0 | 0% | 0.354% | 0 | 0% | 0.354% | 0 | 0% | 0.354% | 0 |  |  |  | 0% | 11.8% | 0 | 24.91% | 11.8% | 0.00018334 | 0% | 11.8% | 0 | 55.56% | 0.3681% | 1.2757e-05 | 0% | 0.3681% | 0 | 0% | 0.3681% | 0 | 0% | 100% | 0 | 0% | 100% | 0 | 0% | 100% | 0 | 0% | 100% | 0 |  |  | 0 |  |  | 0 |  |  | 0 | 100% | 65% |  | 100% | 65% |  | 100% | 65% |  | 100% | 65% |  | 100% | 90% |  | 100% | 90% |  | 100% | 90%
BIG BASIN 1102243760 | 0.0012218 | 5.6422 | 1.231 | 0.067647 | 1.2986 | 0.055824 | 0.023713 | 0.003807 | 0% | 99% | 0 | 0% | 99% | 0 | 0% | 99% | 0 | 0% | 99% | 0 | 0% | 62.65% | 0 | 0% | 62.65% | 0 | 0% | 62.65% | 0 | 0% | 62.65% | 0 | 0.067647 | 0% | 1.888% | 0 | 0% | 1.888% | 0 | 0% | 1.888% | 0 | 0% | 0.2053% | 0 | 0% | 0.2053% | 0 | 0% | 0.2053% | 0 | 0% | 0.4316% | 0 | 0% | 0.4316% | 0 | 40.85% | 0.4316% | 0.0021704 | 0% | 0.458% | 0 | 40.85% | 0.458% | 0.002303 | 54.22% | 0.458% | 0.0030565 | 5.768% | 3.247% | 0.0023053 | 12.17% | 3.247% | 0.0048626 | 0% | 3.247% | 0 | 0% | 4.532% | 0 | 0% | 4.532% | 0 | 0% | 4.532% | 0 |  |  |  | 0% | 11.8% | 0 | 0% | 11.8% | 0 | 0% | 11.8% | 0 | 0% | 0.3859% | 0 | 0% | 0.3859% | 0 | 0% | 0.3859% | 0 | 0% | 100% | 0 | 0% | 100% | 0 | 0% | 100% | 0 | 0% | 100% | 0 |  |  | 0 |  |  | 0 |  |  | 0 | 100% | 65% |  | 100% | 65% |  | 100% | 65% |  | 100% | 65% |  | 100% | 90% |  | 100% | 90% |  | 100% | 90%
POINT ARENA 11012637 | 0.00047412 | 4.1735 | 0.36739 | 0 | 0.36739 | 0.017991 | 0.0056414 | 0.001254 | 0% | 99% | 0 | 0% | 99% | 0 | 0% | 99% | 0 | 0% | 99% | 0 | 0% | 61.78% | 0 | 0% | 61.78% | 0 | 0% | 61.78% | 0 | 0% | 61.78% | 0 | 0 | 0% | 1.375% | 0 | 0% | 1.375% | 0 | 0% | 1.375% | 0 | 0% | 0.145% | 0 | 0% | 0.145% | 0 | 0% | 0.145% | 0 | 0% | 0.3447% | 0 | 0% | 0.3447% | 0 | 100% | 0.3447% | 0.0012665 | 0% | 0.3495% | 0 | 100% | 0.3495% | 0.0012842 | 0% | 0.3495% | 0 | 7.953% | 2.556% | 0.00074666 | 0% | 2.556% | 0 | 0% | 2.556% | 0 | 0% | 5.068% | 0 | 0% | 5.068% | 0 | 0% | 5.068% | 0 |  |  |  | 0% | 11.8% | 0 | 29.77% | 11.8% | 0.012905 | 0% | 11.8% | 0 | 0% | 0.385% | 0 | 0% | 0.385% | 0 | 0% | 0.385% | 0 | 0% | 100% | 0 | 0% | 100% | 0 | 0% | 100% | 0 | 0% | 100% | 0 |  |  | 0 |  |  | 0 |  |  | 0 | 100% | 65% |  | 100% | 65% |  | 100% | 65% |  | 100% | 65% |  | 100% | 90% |  | 100% | 90% |  | 100% | 90%
ANDERSON 1101583708 | 0.00066872 | 1.087 | 0.10221 | 0.76603 | 0.86824 | 0.0021038 | 0.0033214 | 0.0015016 | 0% | 99% | 0 | 0% | 99% | 0 | 0% | 99% | 0 | 0% | 99% | 0 | 0% | 62.25% | 0 | 0% | 62.25% | 0 | 0% | 62.25% | 0 | 0% | 62.25% | 0 | 0.76603 | 0% | 2.235% | 0 | 0% | 2.235% | 0 | 0% | 2.235% | 0 | 0% | 0.2344% | 0 | 0% | 0.2344% | 0 | 0% | 0.2344% | 0 | 0% | 0.7264% | 0 | 0% | 0.7264% | 0 | 0% | 0.7264% | 0 | 0% | 0.7007% | 0 | 0% | 0.7007% | 0 | 69.82% | 0.7007% | 0.00050004 | 0% | 5.324% | 0 | 0% | 5.324% | 0 | 0% | 5.324% | 0 | 0% | 1.375% | 0 | 0% | 1.375% | 0 | 0% | 1.375% | 0 |  |  |  | 0% | 11.8% | 0 | 0% | 11.8% | 0 | 0% | 11.8% | 0 | 0% | 0.3601% | 0 | 0% | 0.3601% | 0 | 0% | 0.3601% | 0 | 0% | 100% | 0 | 0% | 100% | 0 | 0% | 100% | 0 | 0% | 100% | 0 |  |  | 2.9857e-05 |  |  | 0 |  |  | 0 | 100% | 65% |  | 100% | 65% |  | 100% | 65% |  | 100% | 65% |  | 100% | 90% |  | 100% | 90% |  | 100% | 90%
BEN LOMOND 040116010 | 0.0024034 | 2.8691 | 0.74406 | 0 | 0.74406 | 0.031781 | 0.015794 | 0.0028568 | 0% | 99% | 0 | 0% | 99% | 0 | 0% | 99% | 0 | 0% | 99% | 0 | 0% | 63.25% | 0 | 0% | 63.25% | 0 | 0% | 63.25% | 0 | 0% | 63.25% | 0 | 0 | 0% | 1.773% | 0 | 0% | 1.773% | 0 | 0% | 1.773% | 0 | 0% | 0.1984% | 0 | 0% | 0.1984% | 0 | 0% | 0.1984% | 0 | 0% | 0.4706% | 0 | 0% | 0.4706% | 0 | 100% | 0.4706% | 0.0035014 | 0% | 0.4942% | 0 | 100% | 0.4942% | 0.0036771 | 0% | 0.4942% | 0 | 17.49% | 3.542% | 0.004609 | 20.44% | 3.542% | 0.0053874 | 53.5% | 3.542% | 0.014098 | 0% | 3.501% | 0 | 0% | 3.501% | 0 | 0% | 3.501% | 0 |  |  |  | 0% | 11.8% | 0 | 0% | 11.8% | 0 | 0% | 11.8% | 0 | 0% | 0.3823% | 0 | 0% | 0.3823% | 0 | 0% | 0.3823% | 0 | 0% | 100% | 0 | 0% | 100% | 0 | 0% | 100% | 0 | 0% | 100% | 0 |  |  | 0 |  |  | 0 |  |  | 0.0028468 | 100% | 65% |  | 100% | 65% |  | 100% | 65% |  | 100% | 65% |  | 100% | 90% |  | 100% | 90% |  | 100% | 90%
PETALUMA C 1108208 | 0.00023317 | 12.9778 | 0.60536 | 0 | 0.60536 | 0.013292 | 0.020807 | 0.0069352 | 0% | 99% | 0 | 0% | 99% | 0 | 0% | 99% | 0 | 0% | 99% | 0 | 0% | 61.04% | 0 | 0% | 61.04% | 0 | 0% | 61.04% | 0 | 0% | 61.04% | 0 | 0 | 0% | 2.428% | 0 | 0% | 2.428% | 0 | 0% | 2.428% | 0 | 0% | 0.2638% | 0 | 0% | 0.2638% | 0 | 0% | 0.2638% | 0 | 0% | 0.7434% | 0 | 100% | 0.7434% | 0.0045005 | 0% | 0.7434% | 0 | 100% | 0.7097% | 0.0042963 | 0% | 0.7097% | 0 | 0% | 0.7097% | 0 | 0.9193% | 5.414% | 0.00030131 | 0% | 5.414% | 0 | 0% | 5.414% | 0 | 0% | 1.83% | 0 | 0% | 1.83% | 0 | 0% | 1.83% | 0 |  |  |  | 33.52% | 11.8% | 0.023944 | 0% | 11.8% | 0 | 0% | 11.8% | 0 | 0% | 0.3532% | 0 | 0% | 0.3532% | 0 | 0% | 0.3532% | 0 | 0% | 100% | 0 | 0% | 100% | 0 | 0% | 100% | 0 | 0% | 100% | 0 |  |  | 0 |  |  | 0 |  |  | 0 | 100% | 65% |  | 100% | 65% |  | 100% | 65% |  | 100% | 65% |  | 100% | 90% |  | 100% | 90% |  | 100% | 90%
ANNAPOLIS 1101CB | 0.00021437 | 0.75314 | 0.028665 | 0.0007528 | 0.029418 | 0.0008249 | 0.0008628 | 0.00025539 | 0% | 99% | 0 | 0% | 99% | 0 | 0% | 99% | 0 | 0% | 99% | 0 | 0% | 61.64% | 0 | 0% | 61.64% | 0 | 0% | 61.64% | 0 | 0% | 61.64% | 0 | 0.0007528 | 0% | 2.465% | 0 | 0% | 2.465% | 0 | 0% | 2.465% | 0 | 0% | 0.2687% | 0 | 0% | 0.2687% | 0 | 0% | 0.2687% | 0 | 0% | 0.6618% | 0 | 100% | 0.6618% | 0.0001897 | 0% | 0.6618% | 0 | 100% | 0.6717% | 0.00019254 | 0% | 0.6717% | 0 | 0% | 0.6717% | 0 | 0% | 4.917% | 0 | 0% | 4.917% | 0 | 0% | 4.917% | 0 | 0% | 2.893% | 0 | 0% | 2.893% | 0 | 0% | 2.893% | 0 |  |  |  | 0% | 11.8% | 0 | 0% | 11.8% | 0 | 0% | 11.8% | 0 | 0% | 0.3693% | 0 | 0% | 0.3693% | 0 | 0% | 0.3693% | 0 | 0% | 100% | 0 | 0% | 100% | 0 | 0% | 100% | 0 | 0% | 100% | 0 |  |  | 0 |  |  | 0 |  |  | 0 | 100% | 65% |  | 100% | 65% |  | 100% | 65% |  | 100% | 65% |  | 100% | 90% |  | 100% | 90% |  | 100% | 90%
LAKEWOOD 2224568670 | 0.00041257 | 0.00064558 | 0.25185 | 0 | 0.25185 | 0.0076273 | 0.0072958 | 0.0021618 | 0% | 99% | 0 | 0% | 99% | 0 | 0% | 99% | 0 | 0% | 99% | 0 | 0% | 63.05% | 0 | 0% | 63.05% | 0 | 0% | 63.05% | 0 | 0% | 63.05% | 0 | 0 | 0% | 2.232% | 0 | 0% | 2.232% | 0 | 0% | 2.232% | 0 | 0% | 0.2411% | 0 | 0% | 0.2411% | 0 | 0% | 0.2411% | 0 | 0% | 0.6382% | 0 | 0% | 0.6382% | 0 | 14.25% | 0.6382% | 0.00022899 | 0% | 0.6348% | 0 | 33.47% | 0.6348% | 0.00053513 | 66.53% | 0.6348% | 0.0010636 | 29.9% | 4.714% | 0.0035505 | 0% | 4.714% | 0 | 0% | 4.714% | 0 | 0% | 1.562% | 0 | 0% | 1.562% | 0 | 0% | 1.562% | 0 |  |  |  | 0% | 11.8% | 0 | 5.584% | 11.8% | 0.0016594 | 0% | 11.8% | 0 | 0% | 0.3677% | 0 | 0% | 0.3677% | 0 | 0% | 0.3677% | 0 | 0% | 100% | 0 | 0% | 100% | 0 | 0% | 100% | 0 | 0% | 100% | 0 |  |  | 0 |  |  | 0 |  |  | 0 | 100% | 65% |  | 100% | 65% |  | 100% | 65% |  | 100% | 65% |  | 100% | 90% |  | 100% | 90% |  | 100% | 90%
POINT ARENA 11014923 | 0.00036544 | 3.0241 | 0.24447 | 0 | 0.24447 | 0.010258 | 0.0049175 | 0.0014103 | 0% | 99% | 0 | 0% | 99% | 0 | 0% | 99% | 0 | 0% | 99% | 0 | 0% | 62.34% | 0 | 0% | 62.34% | 0 | 0% | 62.34% | 0 | 0% | 62.34% | 0 | 0 | 0% | 1.762% | 0 | 0% | 1.762% | 0 | 0% | 1.762% | 0 | 0% | 0.1985% | 0 | 0% | 0.1985% | 0 | 0% | 0.1985% | 0 | 0% | 0.4376% | 0 | 100% | 0.4376% | 0.0010699 | 0% | 0.4376% | 0 | 100% | 0.456% | 0.0011147 | 0% | 0.456% | 0 | 0% | 0.456% | 0 | 38.72% | 3.273% | 0.0030978 | 0% | 3.273% | 0 | 0% | 3.273% | 0 | 0% | 4.238% | 0 | 0% | 4.238% | 0 | 0% | 4.238% | 0 |  |  |  | 0% | 11.8% | 0 | 29.77% | 11.8% | 0.0085872 | 0% | 11.8% | 0 | 0% | 0.3809% | 0 | 0% | 0.3809% | 0 | 0% | 0.3809% | 0 | 0% | 100% | 0 | 0% | 100% | 0 | 0% | 100% | 0 | 0% | 100% | 0 |  |  | 0 |  |  | 0 |  |  | 0 | 100% | 65% |  | 100% | 65% |  | 100% | 65% |  | 100% | 65% |  | 100% | 90% |  | 100% | 90% |  | 100% | 90%
ECHO SUMMIT 11012500 | 6.4343e-05 | 3.2254 | 0.028236 | 0 | 0.028236 | 0.0002774 | 0.001615 | 2.5009e-05 | 0% | 99% | 0 | 0% | 99% | 0 | 0% | 99% | 0 | 0% | 99% | 0 | 0% | 45.11% | 0 | 0% | 45.11% | 0 | 0% | 45.11% | 0 | 0% | 45.11% | 0 | 0 | 20% | 2.077% | 0.00011728 | 0% | 2.077% | 0 | 0% | 2.077% | 0 | 0% | 0.06063% | 0 | 0% | 0.06063% | 0 | 0% | 0.06063% | 0 | 0% | 1.323% | 0 | 0% | 1.323% | 0 | 0% | 1.323% | 0 | 0% | 0.8601% | 0 | 0% | 0.8601% | 0 | 95.85% | 0.8601% | 0.00023277 | 48.8% | 8.685% | 0.0011967 | 0% | 8.685% | 0 | 0% | 8.685% | 0 | 0% | 0.6617% | 0 | 0% | 0.6617% | 0 | 0% | 0.6617% | 0 |  |  |  | 0% | 11.8% | 0 | 14.49% | 11.8% | 0.00048278 | 0% | 11.8% | 0 | 0% | 0.2508% | 0 | 0% | 0.2508% | 0 | 0% | 0.2508% | 0 | 0% | 100% | 0 | 0% | 100% | 0 | 0% | 100% | 0 | 0% | 100% | 0 |  |  | 0.00024932 |  |  | 0 |  |  | 0 | 100% | 65% |  | 100% | 65% |  | 100% | 65% |  | 100% | 65% |  | 100% | 90% |  | 100% | 90% |  | 100% | 90%
LOS GATOS 1106CB | 0.0013189 | 0.18021 | 0.12859 | 0.042909 | 0.1715 | 0.0022764 | 0.0045518 | 0.0019077 | 0% | 99% | 0 | 0% | 99% | 0 | 0% | 99% | 0 | 0% | 99% | 0 | 0% | 63.55% | 0 | 0% | 63.55% | 0 | 0% | 63.55% | 0 | 0% | 63.55% | 0 | 0.042909 | 0% | 2.817% | 0 | 0% | 2.817% | 0 | 0% | 2.817% | 0 | 0% | 0.3057% | 0 | 0% | 0.3057% | 0 | 0% | 0.3057% | 0 | 0% | 0.7815% | 0 | 1.531% | 0.7815% | 1.5386e-05 | 87.24% | 0.7815% | 0.00087668 | 1.531% | 0.7872% | 1.5498e-05 | 87.29% | 0.7872% | 0.0008836 | 0% | 0.7872% | 0 | 0% | 5.795% | 0 | 0% | 5.795% | 0 | 91.47% | 5.795% | 0.0068164 | 0% | 1.189% | 0 | 0% | 1.189% | 0 | 0% | 1.189% | 0 |  |  |  | 0% | 11.8% | 0 | 0% | 11.8% | 0 | 0% | 11.8% | 0 | 0% | 0.3635% | 0 | 0% | 0.3635% | 0 | 0% | 0.3635% | 0 | 0% | 100% | 0 | 0% | 100% | 0 | 0% | 100% | 0 | 0% | 100% | 0 |  |  | 0 |  |  | 0 |  |  | 0 | 100% | 65% |  | 100% | 65% |  | 100% | 65% |  | 100% | 65% |  | 100% | 90% |  | 100% | 90% |  | 100% | 90%
CABRILLO 1103Y12 | 0.00017379 | 26.0063 | 1.1279 | 0 | 1.1279 | 0.010664 | 0.053269 | 0.012702 | 0% | 99% | 0 | 0% | 99% | 0 | 0% | 99% | 0 | 0% | 99% | 0 | 0% | 60.79% | 0 | 0% | 60.79% | 0 | 0% | 60.79% | 0 | 0% | 60.79% | 0 | 0 | 66.67% | 3.838% | 0.02886 | 0% | 3.838% | 0 | 0% | 3.838% | 0 | 0% | 0.4021% | 0 | 0% | 0.4021% | 0 | 0% | 0.4021% | 0 | 0% | 1.071% | 0 | 6.937% | 1.071% | 0.00083772 | 66.57% | 1.071% | 0.0080388 | 6.937% | 1.102% | 0.00086206 | 66.57% | 1.102% | 0.0082724 | 24.61% | 1.102% | 0.0030589 | 8.641% | 8.022% | 0.0078187 | 0% | 8.022% | 0 | 0% | 8.022% | 0 | 0% | 0.8513% | 0 | 0% | 0.8513% | 0 | 0% | 0.8513% | 0 |  |  |  | 0% | 11.8% | 0 | 0% | 11.8% | 0 | 0% | 11.8% | 0 | 0% | 0.3614% | 0 | 0% | 0.3614% | 0 | 0% | 0.3614% | 0 | 0% | 100% | 0 | 0% | 100% | 0 | 0% | 100% | 0 | 0% | 100% | 0 |  |  | 0 |  |  | 0 |  |  | 0 | 100% | 65% |  | 100% | 65% |  | 100% | 65% |  | 100% | 65% |  | 100% | 90% |  | 100% | 90% |  | 100% | 90%
BANGOR 1101614048 | 0.00020748 | 14.5199 | 0.61722 | 1.8622 | 2.4795 | 0.012433 | 0.019338 | 0.010206 | 0% | 99% | 0 | 0% | 99% | 0 | 0% | 99% | 0 | 0% | 99% | 0 | 0% | 62.98% | 0 | 0% | 62.98% | 0 | 0% | 62.98% | 0 | 0% | 62.98% | 0 | 1.8622 | 0% | 2.541% | 0 | 0% | 2.541% | 0 | 0% | 2.541% | 0 | 0% | 0.2752% | 0 | 0% | 0.2752% | 0 | 0% | 0.2752% | 0 | 0% | 0.6853% | 0 | 52.61% | 0.6853% | 0.0022253 | 47.22% | 0.6853% | 0.0019974 | 52.61% | 0.6886% | 0.002236 | 47.22% | 0.6886% | 0.0020071 | 0% | 0.6886% | 0 | 0% | 5.07% | 0 | 0% | 5.07% | 0 | 0% | 5.07% | 0 | 0% | 1.672% | 0 | 0% | 1.672% | 0 | 0% | 1.672% | 0 |  |  |  | 0% | 11.8% | 0 | 0% | 11.8% | 0 | 0% | 11.8% | 0 | 55.56% | 0.3663% | 0.0012559 | 0% | 0.3663% | 0 | 0% | 0.3663% | 0 | 0% | 100% | 0 | 0% | 100% | 0 | 0% | 100% | 0 | 0% | 100% | 0 |  |  | 0 |  |  | 0 |  |  | 0 | 100% | 65% |  | 100% | 65% |  | 100% | 65% |  | 100% | 65% |  | 100% | 90% |  | 100% | 90% |  | 100% | 90%
HOOPA 11013304 | 0.00049608 | 17.3567 | 1.7085 | 0.080567 | 1.7891 | 0.072337 | 0.03167 | 0.01225 | 0% | 99% | 0 | 0% | 99% | 0 | 0% | 99% | 0 | 0% | 99% | 0 | 0% | 61.23% | 0 | 0% | 61.23% | 0 | 0% | 61.23% | 0 | 0% | 61.23% | 0 | 0.080567 | 78.57% | 1.592% | 0.021365 | 0% | 1.592% | 0 | 0% | 1.592% | 0 | 0% | 0.1771% | 0 | 0% | 0.1771% | 0 | 0% | 0.1771% | 0 | 0% | 0.4084% | 0 | 100% | 0.4084% | 0.0069768 | 0% | 0.4084% | 0 | 100% | 0.4281% | 0.0073143 | 0% | 0.4281% | 0 | 0% | 0.4281% | 0 | 28.51% | 3.069% | 0.014951 | 0% | 3.069% | 0 | 0% | 3.069% | 0 | 0% | 4.64% | 0 | 0% | 4.64% | 0 | 0% | 4.64% | 0 |  |  |  | 35% | 11.8% | 0.070561 | 0% | 11.8% | 0 | 0% | 11.8% | 0 | 0% | 0.3839% | 0 | 0% | 0.3839% | 0 | 0% | 0.3839% | 0 | 0% | 100% | 0 | 0% | 100% | 0 | 0% | 100% | 0 | 0% | 100% | 0 |  |  | 0 |  |  | 0 |  |  | 0 | 100% | 65% |  | 100% | 65% |  | 100% | 65% |  | 100% | 65% |  | 100% | 90% |  | 100% | 90% |  | 100% | 90%
MORRO BAY 1102868170 | 0.00018559 | 9.1816 | 0.28501 | 0 | 0.28501 | 0.0017466 | 0.014637 | 0.0030542 | 0% | 99% | 0 | 0% | 99% | 0 | 0% | 99% | 0 | 0% | 99% | 0 | 0% | 62.02% | 0 | 0% | 62.02% | 0 | 0% | 62.02% | 0 | 0% | 62.02% | 0 | 0 | 33.33% | 4.701% | 0.0044662 | 0% | 4.701% | 0 | 0% | 4.701% | 0 | 0% | 0.4999% | 0 | 0% | 0.4999% | 0 | 0% | 0.4999% | 0 | 0% | 1.141% | 0 | 0% | 1.141% | 0 | 91.84% | 1.141% | 0.0029861 | 0% | 1.169% | 0 | 91.84% | 1.169% | 0.0030606 | 7.929% | 1.169% | 0.00026423 | 0.6079% | 8.484% | 0.00014698 | 0% | 8.484% | 0 | 0% | 8.484% | 0 | 0% | 0.5401% | 0 | 0% | 0.5401% | 0 | 0% | 0.5401% | 0 |  |  |  | 0% | 11.8% | 0 | 18.46% | 11.8% | 0.0062087 | 0% | 11.8% | 0 | 0% | 0.3544% | 0 | 0% | 0.3544% | 0 | 0% | 0.3544% | 0 | 0% | 100% | 0 | 0% | 100% | 0 | 0% | 100% | 0 | 0% | 100% | 0 |  |  | 0 |  |  | 0 |  |  | 0 | 100% | 65% |  | 100% | 65% |  | 100% | 65% |  | 100% | 65% |  | 100% | 90% |  | 100% | 90% |  | 100% | 90%
FORT BRAGG A 11014698 | 0.00043119 | 8.8933 | 0.65881 | 0 | 0.65881 | 0.023457 | 0.017464 | 0.0040424 | 0% | 99% | 0 | 0% | 99% | 0 | 0% | 99% | 0 | 0% | 99% | 0 | 0% | 61.84% | 0 | 0% | 61.84% | 0 | 0% | 61.84% | 0 | 0% | 61.84% | 0 | 0 | 0% | 2.028% | 0 | 0% | 2.028% | 0 | 0% | 2.028% | 0 | 0% | 0.2227% | 0 | 0% | 0.2227% | 0 | 0% | 0.2227% | 0 | 0% | 0.5853% | 0 | 21.89% | 0.5853% | 0.00084398 | 29.71% | 0.5853% | 0.0011457 | 21.89% | 0.6019% | 0.00086801 | 29.71% | 0.6019% | 0.0011783 | 48.19% | 0.6019% | 0.0019111 | 10.29% | 4.379% | 0.0029696 | 27.87% | 4.379% | 0.0080416 | 5.262% | 4.379% | 0.0015181 | 0% | 3.6% | 0 | 0% | 3.6% | 0 | 0% | 3.6% | 0 |  |  |  | 33.76% | 11.8% | 0.026244 | 0% | 11.8% | 0 | 0% | 11.8% | 0 | 55.56% | 0.3755% | 0.0013743 | 0% | 0.3755% | 0 | 0% | 0.3755% | 0 | 0% | 100% | 0 | 0% | 100% | 0 | 0% | 100% | 0 | 0% | 100% | 0 |  |  | 0 |  |  | 0 |  |  | 0 | 100% | 65% |  | 100% | 65% |  | 100% | 65% |  | 100% | 65% |  | 100% | 90% |  | 100% | 90% |  | 100% | 90%
CAMBRIA 1101858200 | 0.00028456 | 5.9952 | 0.34469 | 0 | 0.34469 | 0.0037225 | 0.015136 | 0.0046795 | 0% | 99% | 0 | 0% | 99% | 0 | 0% | 99% | 0 | 0% | 99% | 0 | 0% | 62.02% | 0 | 0% | 62.02% | 0 | 0% | 62.02% | 0 | 0% | 62.02% | 0 | 0 | 100% | 3.486% | 0.012015 | 0% | 3.486% | 0 | 0% | 3.486% | 0 | 0% | 0.3868% | 0 | 0% | 0.3868% | 0 | 0% | 0.3868% | 0 | 0% | 0.9705% | 0 | 0% | 0.9705% | 0 | 100% | 0.9705% | 0.0033452 | 0% | 1.023% | 0 | 100% | 1.023% | 0.0035246 | 0% | 1.023% | 0 | 64.81% | 7.339% | 0.016394 | 0% | 7.339% | 0 | 0% | 7.339% | 0 | 0% | 0.8833% | 0 | 0% | 0.8833% | 0 | 0% | 0.8833% | 0 |  |  |  | 0% | 11.8% | 0 | 0% | 11.8% | 0 | 0% | 11.8% | 0 | 0% | 0.366% | 0 | 0% | 0.366% | 0 | 0% | 0.366% | 0 | 0% | 100% | 0 | 0% | 100% | 0 | 0% | 100% | 0 | 0% | 100% | 0 |  |  | 0 |  |  | 0 |  |  | 0 | 100% | 65% |  | 100% | 65% |  | 100% | 65% |  | 100% | 65% |  | 100% | 90% |  | 100% | 90% |  | 100% | 90%
LOYOLA 110260128 | 0.00055995 | 0 | 1.2961 | 0 | 1.2961 | 0.037006 | 0.038913 | 0.012654 | 0% | 99% | 0 | 0% | 99% | 0 | 0% | 99% | 0 | 0% | 99% | 0 | 0% | 63.8% | 0 | 0% | 63.8% | 0 | 0% | 63.8% | 0 | 0% | 63.8% | 0 | 0 | 0% | 2.349% | 0 | 0% | 2.349% | 0 | 0% | 2.349% | 0 | 0% | 0.2561% | 0 | 0% | 0.2561% | 0 | 0% | 0.2561% | 0 | 0% | 0.6617% | 0 | 85.8% | 0.6617% | 0.0073585 | 0% | 0.6617% | 0 | 85.8% | 0.6763% | 0.0075216 | 0% | 0.6763% | 0 | 0.3428% | 0.6763% | 3.0049e-05 | 0% | 4.935% | 0 | 0% | 4.935% | 0 | 0% | 4.935% | 0 | 0% | 2.129% | 0 | 0% | 2.129% | 0 | 0% | 2.129% | 0 |  |  |  | 0% | 11.8% | 0 | 1.011% | 11.8% | 0.0015461 | 0% | 11.8% | 0 | 0% | 0.3715% | 0 | 0% | 0.3715% | 0 | 0% | 0.3715% | 0 | 0% | 100% | 0 | 0% | 100% | 0 | 0% | 100% | 0 | 0% | 100% | 0 |  |  | 0 |  |  | 0 |  |  | 0 |  |  |  |  | 65% |  |  | 65% |  | 100% | 65%
PETALUMA C 1108632 | 0.00015562 | 14.885 | 0.45564 | 0 | 0.45564 | 0.0074715 | 0.018604 | 0.0050841 | 0% | 99% | 0 | 0% | 99% | 0 | 0% | 99% | 0 | 0% | 99% | 0 | 0% | 60.64% | 0 | 0% | 60.64% | 0 | 0% | 60.64% | 0 | 0% | 60.64% | 0 | 0 | 0% | 3.067% | 0 | 0% | 3.067% | 0 | 0% | 3.067% | 0 | 0% | 0.3295% | 0 | 0% | 0.3295% | 0 | 0% | 0.3295% | 0 | 0% | 0.8819% | 0 | 100% | 0.8819% | 0.0040185 | 0% | 0.8819% | 0 | 100% | 0.8504% | 0.0038749 | 0% | 0.8504% | 0 | 0% | 0.8504% | 0 | 9.085% | 6.438% | 0.0026647 | 0% | 6.438% | 0 | 0% | 6.438% | 0 | 0% | 1.43% | 0 | 0% | 1.43% | 0 | 0% | 1.43% | 0 |  |  |  | 33.52% | 11.8% | 0.018022 | 0% | 11.8% | 0 | 0% | 11.8% | 0 | 0% | 0.3481% | 0 | 0% | 0.3481% | 0 | 0% | 0.3481% | 0 | 0% | 100% | 0 | 0% | 100% | 0 | 0% | 100% | 0 | 0% | 100% | 0 |  |  | 0 |  |  | 0 |  |  | 0 | 100% | 65% |  | 100% | 65% |  | 100% | 65% |  | 100% | 65% |  | 100% | 90% |  | 100% | 90% |  | 100% | 90%
ARCATA 11224218 | 0.00031048 | 5.1576 | 0.28177 | 0.021166 | 0.30293 | 0.012075 | 0.0061585 | 0.0010573 | 0% | 99% | 0 | 0% | 99% | 0 | 0% | 99% | 0 | 0% | 99% | 0 | 0% | 61.67% | 0 | 0% | 61.67% | 0 | 0% | 61.67% | 0 | 0% | 61.67% | 0 | 0.021166 | 0% | 2.02% | 0 | 0% | 2.02% | 0 | 0% | 2.02% | 0 | 0% | 0.2161% | 0 | 0% | 0.2161% | 0 | 0% | 0.2161% | 0 | 0% | 0.4857% | 0 | 0% | 0.4857% | 0 | 0% | 0.4857% | 0 | 0% | 0.5008% | 0 | 0% | 0.5008% | 0 | 0% | 0.5008% | 0 | 0% | 3.618% | 0 | 0% | 3.618% | 0 | 0% | 3.618% | 0 | 0% | 4.393% | 0 | 0% | 4.393% | 0 | 0% | 4.393% | 0 |  |  |  | 0% | 11.8% | 0 | 0% | 11.8% | 0 | 0% | 11.8% | 0 | 0% | 0.3809% | 0 | 0% | 0.3809% | 0 | 0% | 0.3809% | 0 | 0% | 100% | 0 | 0% | 100% | 0 | 0% | 100% | 0 | 0% | 100% | 0 |  |  | 0 |  |  | 0 |  |  | 0 | 100% | 65% |  | 100% | 65% |  | 100% | 65% |  | 100% | 65% |  | 100% | 90% |  | 100% | 90% |  | 100% | 90%
PAUL SWEET 21045394 | 0.00087008 | 15.3931 | 2.3866 | 0 | 2.3866 | 0.10633 | 0.046134 | 0.011426 | 0% | 99% | 0 | 0% | 99% | 0 | 0% | 99% | 0 | 0% | 99% | 0 | 0% | 63.33% | 0 | 0% | 63.33% | 0 | 0% | 63.33% | 0 | 0% | 63.33% | 0 | 0 | 0% | 1.778% | 0 | 0% | 1.778% | 0 | 0% | 1.778% | 0 | 0% | 0.1905% | 0 | 0% | 0.1905% | 0 | 0% | 0.1905% | 0 | 0% | 0.4278% | 0 | 0% | 0.4278% | 0 | 78.58% | 0.4278% | 0.008024 | 0% | 0.4448% | 0 | 78.96% | 0.4448% | 0.0083816 | 21.02% | 0.4448% | 0.0022307 | 26.88% | 3.198% | 0.020511 | 11.96% | 3.198% | 0.009129 | 17.35% | 3.198% | 0.013239 | 0% | 3.953% | 0 | 0% | 3.953% | 0 | 0% | 3.953% | 0 |  |  |  | 0% | 11.8% | 0 | 0% | 11.8% | 0 | 0% | 11.8% | 0 | 0% | 0.384% | 0 | 0% | 0.384% | 0 | 0% | 0.384% | 0 | 0% | 100% | 0 | 0% | 100% | 0 | 0% | 100% | 0 | 0% | 100% | 0 |  |  | 0.0048972 |  |  | 0 |  |  | 0.0079429 | 100% | 65% |  | 100% | 65% |  | 100% | 65% |  | 100% | 65% |  | 100% | 90% |  | 100% | 90% |  | 100% | 90%
PARADISE 1106CB | 0.00092573 | 5.9225 | 0.67261 | 1.8242 | 2.4969 | 0.021835 | 0.01748 | 0.0068911 | 0% | 99% | 0 | 0% | 99% | 0 | 16.43% | 99% | 0.10943 | 0% | 99% | 0 | 0% | 62.8% | 0 | 0% | 62.8% | 0 | 0% | 62.8% | 0 | 0% | 62.8% | 0 | 1.8242 | 0% | 1.998% | 0 | 0% | 1.998% | 0 | 0% | 1.998% | 0 | 0% | 0.2267% | 0 | 0% | 0.2267% | 0 | 0% | 0.2267% | 0 | 0% | 0.5613% | 0 | 1.004% | 0.5613% | 3.792e-05 | 6.976% | 0.5613% | 0.00026335 | 0.0703% | 0.5807% | 2.7457e-06 | 6.976% | 0.5807% | 0.00027246 | 88.65% | 0.5807% | 0.0034625 | 0% | 4.204% | 0 | 87.91% | 4.204% | 0.024862 | 0% | 4.204% | 0 | 0% | 2.901% | 0 | 0% | 2.901% | 0 | 0% | 2.901% | 0 |  |  |  | 0% | 11.8% | 0 | 0% | 11.8% | 0 | 0% | 11.8% | 0 | 0% | 0.3754% | 0 | 0% | 0.3754% | 0 | 0% | 0.3754% | 0 | 0% | 100% | 0 | 0% | 100% | 0 | 0% | 100% | 0 | 0% | 100% | 0 |  |  | 0 |  |  | 0 |  |  | 0 | 100% | 65% |  | 100% | 65% |  | 100% | 65% |  | 100% | 65% |  | 100% | 90% |  | 100% | 90% |  | 100% | 90%
OAKLAND J 1102CR102 | 0.00069162 | 0.3181 | 0.025178 | 0.35 | 0.37518 | 0.00070336 | 0.00075306 | 0.00027436 | 0% | 99% | 0 | 0% | 99% | 0 | 0% | 99% | 0 | 0% | 99% | 0 | 0% | 63.19% | 0 | 0% | 63.19% | 0 | 0% | 63.19% | 0 | 0% | 63.19% | 0 | 0.35 | 0% | 2.364% | 0 | 0% | 2.364% | 0 | 0% | 2.364% | 0 | 0% | 0.2543% | 0 | 0% | 0.2543% | 0 | 0% | 0.2543% | 0 | 0% | 0.6552% | 0 | 98.72% | 0.6552% | 0.00016286 | 0% | 0.6552% | 0 | 98.72% | 0.6582% | 0.0001636 | 0% | 0.6582% | 0 | 0% | 0.6582% | 0 | 0% | 4.853% | 0 | 0% | 4.853% | 0 | 0% | 4.853% | 0 | 0% | 1.731% | 0 | 0% | 1.731% | 0 | 0% | 1.731% | 0 |  |  |  | 0% | 11.8% | 0 | 25.41% | 11.8% | 0.00075491 | 0% | 11.8% | 0 | 55.56% | 0.3692% | 5.1647e-05 | 0% | 0.3692% | 0 | 0% | 0.3692% | 0 | 0% | 100% | 0 | 0% | 100% | 0 | 0% | 100% | 0 | 0% | 100% | 0 |  |  | 0 |  |  | 0 |  |  | 0 | 100% | 65% |  | 100% | 65% |  | 100% | 65% |  | 100% | 65% |  | 100% | 90% |  | 100% | 90% |  | 100% | 90%
VOLTA 110293418 | 0.00037199 | 2.5678 | 0.16656 | 0.12342 | 0.28999 | 0.0061602 | 0.0039688 | 0.0013257 | 0% | 99% | 0 | 0% | 99% | 0 | 0% | 99% | 0 | 0% | 99% | 0 | 0% | 62% | 0 | 0% | 62% | 0 | 0% | 62% | 0 | 0% | 62% | 0 | 0.12342 | 0% | 1.892% | 0 | 0% | 1.892% | 0 | 0% | 1.892% | 0 | 0% | 0.2027% | 0 | 0% | 0.2027% | 0 | 0% | 0.2027% | 0 | 0% | 0.5172% | 0 | 44.13% | 0.5172% | 0.00038015 | 20.23% | 0.5172% | 0.00017425 | 44.13% | 0.5128% | 0.00037691 | 20.23% | 0.5128% | 0.00017276 | 35.64% | 0.5128% | 0.00030443 | 0% | 3.811% | 0 | 0% | 3.811% | 0 | 0% | 3.811% | 0 | 0% | 2.822% | 0 | 0% | 2.822% | 0 | 0% | 2.822% | 0 |  |  |  | 34.99% | 11.8% | 0.0068778 | 0% | 11.8% | 0 | 0% | 11.8% | 0 | 0% | 0.3732% | 0 | 0% | 0.3732% | 0 | 0% | 0.3732% | 0 | 0% | 100% | 0 | 0% | 100% | 0 | 0% | 100% | 0 | 0% | 100% | 0 |  |  | 0 |  |  | 0 |  |  | 0 | 100% | 65% |  | 100% | 65% |  | 100% | 65% |  | 100% | 65% |  | 100% | 90% |  | 100% | 90% |  | 100% | 90%
GARBERVILLE 11022540 | 0.00045184 | 14.9274 | 1.5059 | 0.14816 | 1.6541 | 0.056539 | 0.03653 | 0.010751 | 0% | 99% | 0 | 0% | 99% | 0 | 0% | 99% | 0 | 0% | 99% | 0 | 0% | 61.85% | 0 | 0% | 61.85% | 0 | 0% | 61.85% | 0 | 0% | 61.85% | 0 | 0.14816 | 54.55% | 1.976% | 0.016234 | 0% | 1.976% | 0 | 0% | 1.976% | 0 | 0% | 0.2221% | 0 | 0% | 0.2221% | 0 | 0% | 0.2221% | 0 | 0% | 0.5229% | 0 | 98.13% | 0.5229% | 0.007727 | 0% | 0.5229% | 0 | 98.13% | 0.5458% | 0.0080647 | 0% | 0.5458% | 0 | 0% | 0.5458% | 0 | 0% | 3.925% | 0 | 10.55% | 3.925% | 0.0062381 | 0% | 3.925% | 0 | 0% | 3.836% | 0 | 0% | 3.836% | 0 | 0% | 3.836% | 0 |  |  |  | 33.62% | 11.8% | 0.059743 | 0% | 11.8% | 0 | 0% | 11.8% | 0 | 0% | 0.3786% | 0 | 0% | 0.3786% | 0 | 0% | 0.3786% | 0 | 0% | 100% | 0 | 0% | 100% | 0 | 0% | 100% | 0 | 0% | 100% | 0 |  |  | 0 |  |  | 0 |  |  | 0 | 100% | 65% |  | 100% | 65% |  | 100% | 65% |  | 100% | 65% |  | 100% | 90% |  | 100% | 90% |  | 100% | 90%
STILLWATER 110148950 | 0.00040165 | 13.948 | 0.94378 | 2.7988 | 3.7426 | 0.025846 | 0.030334 | 0.0089031 | 0% | 99% | 0 | 0% | 99% | 0 | 0% | 99% | 0 | 0% | 99% | 0 | 1.023% | 61.15% | 0.0059024 | 0% | 61.15% | 0 | 0% | 61.15% | 0 | 0% | 61.15% | 0 | 2.7988 | 66.67% | 2.442% | 0.015365 | 0% | 2.442% | 0 | 0% | 2.442% | 0 | 0% | 0.2549% | 0 | 0% | 0.2549% | 0 | 0% | 0.2549% | 0 | 0% | 0.7097% | 0 | 54.8% | 0.7097% | 0.0036706 | 34.23% | 0.7097% | 0.0022923 | 54.8% | 0.7071% | 0.003657 | 34.23% | 0.7071% | 0.0022839 | 4.078% | 0.7071% | 0.00027212 | 15.49% | 5.25% | 0.0076734 | 0% | 5.25% | 0 | 0% | 5.25% | 0 | 0% | 2.461% | 0 | 0% | 2.461% | 0 | 0% | 2.461% | 0 |  |  |  | 34.77% | 11.8% | 0.038726 | 0% | 11.8% | 0 | 0% | 11.8% | 0 | 0% | 0.367% | 0 | 0% | 0.367% | 0 | 0% | 0.367% | 0 | 0% | 100% | 0 | 0% | 100% | 0 | 0% | 100% | 0 | 0% | 100% | 0 |  |  | 6.433e-05 |  |  | 0 |  |  | 0 | 100% | 65% |  | 100% | 65% |  | 100% | 65% |  | 100% | 65% |  | 100% | 90% |  | 100% | 90% |  | 100% | 90%
CAMP EVERS 210510728 | 0.0022953 | 16.5511 | 3.9574 | 0 | 3.9574 | 0.18462 | 0.0737 | 0.015355 | 0% | 99% | 0 | 0% | 99% | 0 | 0% | 99% | 0 | 0% | 99% | 0 | 0% | 63.77% | 0 | 0% | 63.77% | 0 | 0% | 63.77% | 0 | 0% | 63.77% | 0 | 0 | 16.67% | 1.529% | 0.010088 | 0% | 1.529% | 0 | 0% | 1.529% | 0 | 0% | 0.1704% | 0 | 0% | 0.1704% | 0 | 0% | 0.1704% | 0 | 0% | 0.4081% | 0 | 0% | 0.4081% | 0 | 81.89% | 0.4081% | 0.013224 | 0% | 0.4317% | 0 | 81.89% | 0.4317% | 0.013989 | 17.68% | 0.4317% | 0.00302 | 36.56% | 3.081% | 0.044568 | 19.16% | 3.081% | 0.02336 | 22.63% | 3.081% | 0.027582 | 0% | 3.771% | 0 | 0% | 3.771% | 0 | 0% | 3.771% | 0 |  |  |  | 0% | 11.8% | 0 | 0% | 11.8% | 0 | 0% | 11.8% | 0 | 0% | 0.3858% | 0 | 0% | 0.3858% | 0 | 0% | 0.3858% | 0 | 0% | 100% | 0 | 0% | 100% | 0 | 0% | 100% | 0 | 0% | 100% | 0 |  |  | 0 |  |  | 0 |  |  | 0.0021206 | 100% | 65% |  | 100% | 65% |  | 100% | 65% |  | 100% | 65% |  | 100% | 90% |  | 100% | 90% |  | 100% | 90%
BIG RIVER 11012183 | 0.00037334 | 2.554 | 0.16963 | 0 | 0.16963 | 0.0077806 | 0.0030609 | 0.00089865 | 0% | 99% | 0 | 0% | 99% | 0 | 0% | 99% | 0 | 0% | 99% | 0 | 0% | 62.22% | 0 | 0% | 62.22% | 0 | 0% | 62.22% | 0 | 0% | 62.22% | 0 | 0 | 0% | 1.353% | 0 | 0% | 1.353% | 0 | 0% | 1.353% | 0 | 0% | 0.1395% | 0 | 0% | 0.1395% | 0 | 0% | 0.1395% | 0 | 0% | 0.3953% | 0 | 100% | 0.3953% | 0.00067054 | 0% | 0.3953% | 0 | 100% | 0.3909% | 0.0006631 | 0% | 0.3909% | 0 | 0% | 0.3909% | 0 | 0% | 2.914% | 0 | 0% | 2.914% | 0 | 0% | 2.914% | 0 | 0% | 4.314% | 0 | 0% | 4.314% | 0 | 0% | 4.314% | 0 |  |  |  | 21.93% | 11.8% | 0.0043898 | 0% | 11.8% | 0 | 0% | 11.8% | 0 | 0% | 0.3805% | 0 | 0% | 0.3805% | 0 | 0% | 0.3805% | 0 | 0% | 100% | 0 | 0% | 100% | 0 | 0% | 100% | 0 | 0% | 100% | 0 |  |  | 0 |  |  | 0 |  |  | 0 | 100% | 65% |  | 100% | 65% |  | 100% | 65% |  | 100% | 65% |  | 100% | 90% |  | 100% | 90% |  | 100% | 90%
BRIDGEVILLE 1102384530 | 0.00064558 | 3.8186 | 0.48935 | 0.0061449 | 0.49549 | 0.025765 | 0.0060835 | 0.0020412 | 0% | 99% | 0 | 0% | 99% | 0 | 0% | 99% | 0 | 0% | 99% | 0 | 0% | 62.26% | 0 | 0% | 62.26% | 0 | 0% | 62.26% | 0 | 0% | 62.26% | 0 | 0.0061449 | 0% | 1.123% | 0 | 0% | 1.123% | 0 | 0% | 1.123% | 0 | 0% | 0.1238% | 0 | 0% | 0.1238% | 0 | 0% | 0.1238% | 0 | 0% | 0.269% | 0 | 0% | 0.269% | 0 | 0% | 0.269% | 0 | 0% | 0.279% | 0 | 0% | 0.279% | 0 | 0% | 0.279% | 0 | 0% | 2.007% | 0 | 0% | 2.007% | 0 | 0% | 2.007% | 0 | 0% | 5.151% | 0 | 0% | 5.151% | 0 | 0% | 5.151% | 0 |  |  |  | 0% | 11.8% | 0 | 0% | 11.8% | 0 | 0% | 11.8% | 0 | 0% | 0.3885% | 0 | 0% | 0.3885% | 0 | 0% | 0.3885% | 0 | 0% | 100% | 0 | 0% | 100% | 0 | 0% | 100% | 0 | 0% | 100% | 0 |  |  | 0 |  |  | 0 |  |  | 0 | 100% | 65% |  | 100% | 65% |  | 100% | 65% |  | 100% | 65% |  | 100% | 90% |  | 100% | 90% |  | 100% | 90%
OLEMA 110150396 | 0.00032912 | 15.7392 | 0.81126 | 0 | 0.81126 | 0.031628 | 0.020959 | 0.003599 | 0% | 99% | 0 | 0% | 99% | 0 | 0% | 99% | 0 | 0% | 99% | 0 | 0% | 60.63% | 0 | 0% | 60.63% | 0 | 0% | 60.63% | 0 | 0% | 60.63% | 0 | 0 | 18.75% | 1.615% | 0.0024573 | 0% | 1.615% | 0 | 0% | 1.615% | 0 | 0% | 0.1694% | 0 | 0% | 0.1694% | 0 | 0% | 0.1694% | 0 | 0% | 0.5687% | 0 | 57.97% | 0.5687% | 0.0026742 | 21.23% | 0.5687% | 0.00097939 | 57.97% | 0.5521% | 0.0025963 | 21.23% | 0.5521% | 0.00095086 | 20.79% | 0.5521% | 0.00093127 | 26.01% | 4.186% | 0.0088334 | 0% | 4.186% | 0 | 0% | 4.186% | 0 | 0% | 3.788% | 0 | 0% | 3.788% | 0 | 0% | 3.788% | 0 |  |  |  | 0% | 11.8% | 0 | 22.74% | 11.8% | 0.021767 | 0% | 11.8% | 0 | 0% | 0.3701% | 0 | 0% | 0.3701% | 0 | 0% | 0.3701% | 0 | 0% | 100% | 0 | 0% | 100% | 0 | 0% | 100% | 0 | 2.883% | 100% | 0.02339 |  |  | 0.00017506 |  |  | 0 |  |  | 0 | 100% | 65% |  | 100% | 65% |  | 100% | 65% |  | 100% | 65% |  | 100% | 90% |  | 100% | 90% |  | 100% | 90%
PAUL SWEET 2107774760 | 0.0015107 | 3.5555 | 0.84964 | 0 | 0.84964 | 0.041305 | 0.014689 | 0.0029083 | 0% | 99% | 0 | 0% | 99% | 0 | 0% | 99% | 0 | 0% | 99% | 0 | 0% | 63.38% | 0 | 0% | 63.38% | 0 | 0% | 63.38% | 0 | 0% | 63.38% | 0 | 0 | 0% | 1.626% | 0 | 0% | 1.626% | 0 | 0% | 1.626% | 0 | 0% | 0.1766% | 0 | 0% | 0.1766% | 0 | 0% | 0.1766% | 0 | 0% | 0.3771% | 0 | 0% | 0.3771% | 0 | 0% | 0.3771% | 0 | 0% | 0.3965% | 0 | 0% | 0.3965% | 0 | 0% | 0.3965% | 0 | 0% | 2.827% | 0 | 0% | 2.827% | 0 | 0% | 2.827% | 0 | 0% | 4.289% | 0 | 0% | 4.289% | 0 | 0% | 4.289% | 0 |  |  |  | 0% | 11.8% | 0 | 0% | 11.8% | 0 | 0% | 11.8% | 0 | 0% | 0.3864% | 0 | 0% | 0.3864% | 0 | 0% | 0.3864% | 0 | 0% | 100% | 0 | 0% | 100% | 0 | 0% | 100% | 0 | 0% | 100% | 0 |  |  | 0 |  |  | 0 |  |  | 0 | 100% | 65% |  | 100% | 65% |  | 100% | 65% |  | 100% | 65% |  | 100% | 90% |  | 100% | 90% |  | 100% | 90%
OAKLAND K 110217430 | 0.00063489 | 1.4558 | 0.18496 | 0.0066176 | 0.19158 | 0.0057932 | 0.0054185 | 0.0016276 | 0% | 99% | 0 | 0% | 99% | 0 | 0% | 99% | 0 | 0% | 99% | 0 | 0% | 63.95% | 0 | 0% | 63.95% | 0 | 0% | 63.95% | 0 | 0% | 63.95% | 0 | 0.0066176 | 0% | 2.723% | 0 | 0% | 2.723% | 0 | 0% | 2.723% | 0 | 0% | 0.3017% | 0 | 0% | 0.3017% | 0 | 0% | 0.3017% | 0 | 0% | 0.6283% | 0 | 0% | 0.6283% | 0 | 21.57% | 0.6283% | 0.00025065 | 0% | 0.6647% | 0 | 21.57% | 0.6647% | 0.00026516 | 78.43% | 0.6647% | 0.00096428 | 0% | 4.718% | 0 | 0% | 4.718% | 0 | 0% | 4.718% | 0 | 0% | 2.064% | 0 | 0% | 2.064% | 0 | 0% | 2.064% | 0 |  |  |  | 0% | 11.8% | 0 | 35% | 11.8% | 0.007639 | 0% | 11.8% | 0 | 0% | 0.3766% | 0 | 0% | 0.3766% | 0 | 0% | 0.3766% | 0 | 0% | 100% | 0 | 0% | 100% | 0 | 0% | 100% | 0 | 0% | 100% | 0 |  |  | 0 |  |  | 0 |  |  | 0 | 100% | 65% |  | 100% | 65% |  | 100% | 65% |  | 100% | 65% |  | 100% | 90% |  | 100% | 90% |  | 100% | 90%
OLEMA 11011200 | 0.00048987 | 4.8817 | 0.26191 | 0 | 0.26191 | 0.010156 | 0.0071948 | 0.00084065 | 0% | 99% | 0 | 0% | 99% | 0 | 0% | 99% | 0 | 0% | 99% | 0 | 0% | 61.12% | 0 | 0% | 61.12% | 0 | 0% | 61.12% | 0 | 0% | 61.12% | 0 | 0 | 40% | 1.681% | 0.0017615 | 0% | 1.681% | 0 | 0% | 1.681% | 0 | 0% | 0.1848% | 0 | 0% | 0.1848% | 0 | 0% | 0.1848% | 0 | 0% | 0.6022% | 0 | 88.66% | 0.6022% | 0.0013983 | 9.232% | 0.6022% | 0.00014561 | 88.66% | 0.6042% | 0.001403 | 9.232% | 0.6042% | 0.0001461 | 0.9147% | 0.6042% | 1.4475e-05 | 6.77% | 4.487% | 0.00079557 | 0% | 4.487% | 0 | 0% | 4.487% | 0 | 0% | 3.669% | 0 | 0% | 3.669% | 0 | 0% | 3.669% | 0 |  |  |  | 0% | 11.8% | 0 | 22.74% | 11.8% | 0.0070273 | 0% | 11.8% | 0 | 0% | 0.372% | 0 | 0% | 0.372% | 0 | 0% | 0.372% | 0 | 0% | 100% | 0 | 0% | 100% | 0 | 0% | 100% | 0 | 0% | 100% | 0 |  |  | 3.2935e-05 |  |  | 0 |  |  | 0 | 100% | 65% |  | 100% | 65% |  | 100% | 65% |  | 100% | 65% |  | 100% | 90% |  | 100% | 90% |  | 100% | 90%
ROSSMOOR 11018132 | 0.00062996 | 3.9171 | 0.50869 | 0.1136 | 0.6223 | 0.014654 | 0.015151 | 0.0055476 | 0% | 99% | 0 | 0% | 99% | 0 | 0% | 99% | 0 | 0% | 99% | 0 | 0% | 63.23% | 0 | 0% | 63.23% | 0 | 0% | 63.23% | 0 | 0% | 63.23% | 0 | 0.1136 | 0% | 2.372% | 0 | 0% | 2.372% | 0 | 0% | 2.372% | 0 | 0% | 0.2525% | 0 | 0% | 0.2525% | 0 | 0% | 0.2525% | 0 | 0% | 0.6479% | 0 | 51.15% | 0.6479% | 0.0016859 | 44.77% | 0.6479% | 0.0014757 | 51.15% | 0.648% | 0.0016862 | 44.77% | 0.648% | 0.0014759 | 0% | 0.648% | 0 | 0% | 4.789% | 0 | 0% | 4.789% | 0 | 0% | 4.789% | 0 | 0% | 1.625% | 0 | 0% | 1.625% | 0 | 0% | 1.625% | 0 |  |  |  | 0% | 11.8% | 0 | 27.27% | 11.8% | 0.016371 | 0% | 11.8% | 0 | 0% | 0.3695% | 0 | 0% | 0.3695% | 0 | 0% | 0.3695% | 0 | 0% | 100% | 0 | 0% | 100% | 0 | 0% | 100% | 0 | 0% | 100% | 0 |  |  | 0 |  |  | 0 |  |  | 0 | 100% | 65% |  | 100% | 65% |  | 100% | 65% |  | 100% | 65% |  | 100% | 90% |  | 100% | 90% |  | 100% | 90%
SAN LUIS OBISPO 1103153199 | 0.00015635 | 2.5773 | 0.20605 | 0.12141 | 0.32746 | 0.0027701 | 0.0085665 | 0.0029839 | 0% | 99% | 0 | 0% | 99% | 0 | 0% | 99% | 0 | 0% | 99% | 0 | 0% | 63.11% | 0 | 0% | 63.11% | 0 | 0% | 63.11% | 0 | 0% | 63.11% | 0 | 0.12141 | 0% | 3.394% | 0 | 0% | 3.394% | 0 | 0% | 3.394% | 0 | 0% | 0.3654% | 0 | 0% | 0.3654% | 0 | 0% | 0.3654% | 0 | 0% | 0.8989% | 0 | 0% | 0.8989% | 0 | 0% | 0.8989% | 0 | 0% | 0.9196% | 0 | 0% | 0.9196% | 0 | 80.75% | 0.9196% | 0.00153 | 0% | 6.693% | 0 | 0% | 6.693% | 0 | 0% | 6.693% | 0 | 0% | 1.07% | 0 | 0% | 1.07% | 0 | 0% | 1.07% | 0 |  |  |  | 0% | 11.8% | 0 | 20.15% | 11.8% | 0.0048984 | 0% | 11.8% | 0 | 0% | 0.3614% | 0 | 0% | 0.3614% | 0 | 0% | 0.3614% | 0 | 0% | 100% | 0 | 0% | 100% | 0 | 0% | 100% | 0 | 0% | 100% | 0 |  |  | 0 |  |  | 0 |  |  | 0 | 100% | 65% |  | 100% | 65% |  | 100% | 65% |  | 100% | 65% |  | 100% | 90% |  | 100% | 90% |  | 100% | 90%
LUCERNE 11031663 | 0.00053079 | 1.7677 | 0.10467 | 0.34946 | 0.45413 | 0.0020551 | 0.0036144 | 0.0016076 | 0% | 99% | 0 | 0% | 99% | 0 | 0% | 99% | 0 | 0% | 99% | 0 | 0% | 62.88% | 0 | 0% | 62.88% | 0 | 0% | 62.88% | 0 | 0% | 62.88% | 0 | 0.34946 | 0% | 2.234% | 0 | 0% | 2.234% | 0 | 0% | 2.234% | 0 | 0% | 0.2462% | 0 | 0% | 0.2462% | 0 | 0% | 0.2462% | 0 | 0% | 0.7496% | 0 | 55.07% | 0.7496% | 0.00043205 | 44.93% | 0.7496% | 0.00035256 | 55.07% | 0.7537% | 0.00043441 | 44.93% | 0.7537% | 0.00035448 | 0% | 0.7537% | 0 | 0% | 5.58% | 0 | 0% | 5.58% | 0 | 0% | 5.58% | 0 | 0% | 1.5% | 0 | 0% | 1.5% | 0 | 0% | 1.5% | 0 |  |  |  | 15.62% | 11.8% | 0.001929 | 0% | 11.8% | 0 | 0% | 11.8% | 0 | 0% | 0.3644% | 0 | 0% | 0.3644% | 0 | 0% | 0.3644% | 0 | 0% | 100% | 0 | 0% | 100% | 0 | 0% | 100% | 0 | 0% | 100% | 0 |  |  | 0 |  |  | 0 |  |  | 0 | 100% | 65% |  | 100% | 65% |  | 100% | 65% |  | 100% | 65% |  | 100% | 90% |  | 100% | 90% |  | 100% | 90%
JESSUP 1103728460 | 0.00046034 | 0.88092 | 0.15294 | 0.77738 | 0.93032 | 0.0037589 | 0.0044577 | 0.0024192 | 0% | 99% | 0 | 37.4% | 99% | 0.056629 | 0% | 99% | 0 | 0% | 99% | 0 | 0% | 63.37% | 0 | 0% | 63.37% | 0 | 0% | 63.37% | 0 | 0% | 63.37% | 0 | 0.77738 | 0% | 1.988% | 0 | 0% | 1.988% | 0 | 0% | 1.988% | 0 | 0% | 0.2138% | 0 | 0% | 0.2138% | 0 | 0% | 0.2138% | 0 | 0% | 0.6318% | 0 | 35.28% | 0.6318% | 0.00034087 | 0% | 0.6318% | 0 | 35.28% | 0.625% | 0.00033721 | 0% | 0.625% | 0 | 34.45% | 0.625% | 0.00032933 | 34.92% | 4.671% | 0.0024943 | 0% | 4.671% | 0 | 0% | 4.671% | 0 | 0% | 1.675% | 0 | 0% | 1.675% | 0 | 0% | 1.675% | 0 |  |  |  | 0% | 11.8% | 0 | 17.29% | 11.8% | 0.0031201 | 0% | 11.8% | 0 | 0% | 0.368% | 0 | 0% | 0.368% | 0 | 0% | 0.368% | 0 | 0% | 100% | 0 | 0% | 100% | 0 | 0% | 100% | 0 | 0% | 100% | 0 |  |  | 0 |  |  | 0 |  |  | 0 | 100% | 65% |  | 100% | 65% |  | 100% | 65% |  | 100% | 65% |  | 100% | 90% |  | 100% | 90% |  | 100% | 90%
BELL 11072400 | 0.00029744 | 27.7646 | 1.5115 | 1.3902 | 2.9017 | 0.03793 | 0.047374 | 0.019814 | 0% | 99% | 0 | 0% | 99% | 0 | 0% | 99% | 0 | 0% | 99% | 0 | 0% | 61.77% | 0 | 0% | 61.77% | 0 | 0% | 61.77% | 0 | 0% | 61.77% | 0 | 1.3902 | 0% | 2.036% | 0 | 0% | 2.036% | 0 | 0% | 2.036% | 0 | 0% | 0.2188% | 0 | 0% | 0.2188% | 0 | 0% | 0.2188% | 0 | 0% | 0.6738% | 0 | 14.93% | 0.6738% | 0.001521 | 5.127% | 0.6738% | 0.00052216 | 14.93% | 0.6641% | 0.0014992 | 5.127% | 0.6641% | 0.00051466 | 79.29% | 0.6641% | 0.0079598 | 7.721% | 4.979% | 0.0058112 | 0% | 4.979% | 0 | 0% | 4.979% | 0 | 0% | 2.314% | 0 | 0% | 2.314% | 0 | 0% | 2.314% | 0 |  |  |  | 0% | 11.8% | 0 | 0% | 11.8% | 0 | 0% | 11.8% | 0 | 0% | 0.3646% | 0 | 0% | 0.3646% | 0 | 0% | 0.3646% | 0 | 0% | 100% | 0 | 0% | 100% | 0 | 0% | 100% | 0 | 0% | 100% | 0 |  |  | 0.00027887 |  |  | 0 |  |  | 0 | 100% | 65% |  | 100% | 65% |  | 100% | 65% |  | 100% | 65% |  | 100% | 90% |  | 100% | 90% |  | 100% | 90%
OLEMA 1101416 | 0.00048461 | 21.2727 | 1.9773 | 0 | 1.9773 | 0.085071 | 0.043491 | 0.009056 | 0% | 99% | 0 | 0% | 99% | 0 | 0% | 99% | 0 | 0% | 99% | 0 | 0% | 62.53% | 0 | 0% | 62.53% | 0 | 0% | 62.53% | 0 | 0% | 62.53% | 0 | 0 | 75% | 1.967% | 0.029172 | 0% | 1.967% | 0 | 0% | 1.967% | 0 | 0% | 0.2152% | 0 | 0% | 0.2152% | 0 | 0% | 0.2152% | 0 | 0% | 0.475% | 0 | 0% | 0.475% | 0 | 51.39% | 0.475% | 0.0048266 | 0% | 0.4949% | 0 | 51.39% | 0.4949% | 0.0050288 | 48.61% | 0.4949% | 0.004756 | 45.64% | 3.552% | 0.032056 | 0% | 3.552% | 0 | 0% | 3.552% | 0 | 0% | 3.952% | 0 | 0% | 3.952% | 0 | 0% | 3.952% | 0 |  |  |  | 0% | 11.8% | 0 | 34.19% | 11.8% | 0.079782 | 0% | 11.8% | 0 | 0% | 0.3814% | 0 | 0% | 0.3814% | 0 | 0% | 0.3814% | 0 | 0% | 100% | 0 | 0% | 100% | 0 | 0% | 100% | 0 | 0% | 100% | 0 |  |  | 2.17e-05 |  |  | 0 |  |  | 0 | 100% | 65% |  | 100% | 65% |  | 100% | 65% |  | 100% | 65% |  | 100% | 90% |  | 100% | 90% |  | 100% | 90%
BRIDGEVILLE 1102839652 | 0.00068524 | 0 | 0.19243 | 0.038918 | 0.23135 | 0.0065425 | 0.0057242 | 0.001132 | 0% | 99% | 0 | 0% | 99% | 0 | 0% | 99% | 0 | 0% | 99% | 0 | 0% | 62.59% | 0 | 0% | 62.59% | 0 | 0% | 62.59% | 0 | 0% | 62.59% | 0 | 0.038918 | 0% | 2.479% | 0 | 0% | 2.479% | 0 | 0% | 2.479% | 0 | 0% | 0.2786% | 0 | 0% | 0.2786% | 0 | 0% | 0.2786% | 0 | 0% | 0.6406% | 0 | 0% | 0.6406% | 0 | 18.06% | 0.6406% | 0.0002226 | 0% | 0.6809% | 0 | 18.06% | 0.6809% | 0.00023659 | 81.94% | 0.6809% | 0.0010736 | 12.27% | 4.837% | 0.0011417 | 0% | 4.837% | 0 | 39.42% | 4.837% | 0.0036698 | 0% | 3.334% | 0 | 0% | 3.334% | 0 | 0% | 3.334% | 0 |  |  |  | 0% | 11.8% | 0 | 34.79% | 11.8% | 0.0078993 | 0% | 11.8% | 0 | 0% | 0.3775% | 0 | 0% | 0.3775% | 0 | 0% | 0.3775% | 0 | 0% | 100% | 0 | 0% | 100% | 0 | 0% | 100% | 0 | 0% | 100% | 0 |  |  | 0 |  |  | 0 |  |  | 0 |  |  |  |  | 65% |  |  | 65% |  | 100% | 65%
FORT BRAGG A 11014622 | 0.00036024 | 14.4244 | 0.99705 | 0 | 0.99705 | 0.035521 | 0.026518 | 0.00744 | 0% | 99% | 0 | 0% | 99% | 0 | 0% | 99% | 0 | 0% | 99% | 0 | 0% | 62.15% | 0 | 0% | 62.15% | 0 | 0% | 62.15% | 0 | 0% | 62.15% | 0 | 0 | 60% | 2.238% | 0.013387 | 0% | 2.238% | 0 | 0% | 2.238% | 0 | 0% | 0.2445% | 0 | 0% | 0.2445% | 0 | 0% | 0.2445% | 0 | 0% | 0.5749% | 0 | 0% | 0.5749% | 0 | 32.3% | 0.5749% | 0.0018517 | 0% | 0.5943% | 0 | 32.3% | 0.5943% | 0.0019142 | 67.7% | 0.5943% | 0.0040113 | 9.534% | 4.295% | 0.0040826 | 0% | 4.295% | 0 | 6.014% | 4.295% | 0.0025753 | 0% | 3.545% | 0 | 0% | 3.545% | 0 | 0% | 3.545% | 0 |  |  |  | 33.76% | 11.8% | 0.039717 | 0% | 11.8% | 0 | 0% | 11.8% | 0 | 55.56% | 0.3766% | 0.002086 | 0% | 0.3766% | 0 | 0% | 0.3766% | 0 | 0% | 100% | 0 | 0% | 100% | 0 | 0% | 100% | 0 | 0% | 100% | 0 |  |  | 0 |  |  | 0 |  |  | 0 | 100% | 65% |  | 100% | 65% |  | 100% | 65% |  | 100% | 65% |  | 100% | 90% |  | 100% | 90% |  | 100% | 90%
ANNAPOLIS 1101528344 | 0.00036291 | 27.8032 | 1.9593 | 0.14303 | 2.1023 | 0.10053 | 0.02799 | 0.0080192 | 0% | 99% | 0 | 0% | 99% | 0 | 0% | 99% | 0 | 0% | 99% | 0 | 0% | 61.57% | 0 | 0% | 61.57% | 0 | 0% | 61.57% | 0 | 0% | 61.57% | 0 | 0.14303 | 64% | 1.202% | 0.015069 | 0% | 1.202% | 0 | 0% | 1.202% | 0 | 0% | 0.1236% | 0 | 0% | 0.1236% | 0 | 0% | 0.1236% | 0 | 0% | 0.3135% | 0 | 98.06% | 0.3135% | 0.0060238 | 1.942% | 0.3135% | 0.00011928 | 98.06% | 0.3087% | 0.0059299 | 1.942% | 0.3087% | 0.00011742 | 0% | 0.3087% | 0 | 3.202% | 2.302% | 0.001444 | 0% | 2.302% | 0 | 40.4% | 2.302% | 0.018219 | 0% | 5.238% | 0 | 0% | 5.238% | 0 | 0% | 5.238% | 0 |  |  |  | 5.972% | 11.8% | 0.013807 | 0% | 11.8% | 0 | 0% | 11.8% | 0 | 0% | 0.3846% | 0 | 0% | 0.3846% | 0 | 0% | 0.3846% | 0 | 0% | 100% | 0 | 0% | 100% | 0 | 0% | 100% | 0 | 0% | 100% | 0 |  |  | 0 |  |  | 0 |  |  | 0 | 100% | 65% |  | 100% | 65% |  | 100% | 65% |  | 100% | 65% |  | 100% | 90% |  | 100% | 90% |  | 100% | 90%
CAMP EVERS 210355638 | 0.001303 | 1.5834 | 0.7418 | 0 | 0.7418 | 0.030796 | 0.016238 | 0.0047423 | 0% | 99% | 0 | 0% | 99% | 0 | 0% | 99% | 0 | 0% | 99% | 0 | 0% | 63.77% | 0 | 0% | 63.77% | 0 | 0% | 63.77% | 0 | 0% | 63.77% | 0 | 0 | 0% | 1.746% | 0 | 0% | 1.746% | 0 | 0% | 1.746% | 0 | 0% | 0.1933% | 0 | 0% | 0.1933% | 0 | 0% | 0.1933% | 0 | 0% | 0.4709% | 0 | 0% | 0.4709% | 0 | 52.49% | 0.4709% | 0.0018335 | 0% | 0.4881% | 0 | 52.49% | 0.4881% | 0.0019008 | 19.86% | 0.4881% | 0.00071901 | 9.946% | 3.526% | 0.0026018 | 0% | 3.526% | 0 | 13.82% | 3.526% | 0.0036161 | 0% | 3.169% | 0 | 0% | 3.169% | 0 | 0% | 3.169% | 0 |  |  |  | 0% | 11.8% | 0 | 0% | 11.8% | 0 | 0% | 11.8% | 0 | 0% | 0.3807% | 0 | 0% | 0.3807% | 0 | 0% | 0.3807% | 0 | 0% | 100% | 0 | 0% | 100% | 0 | 0% | 100% | 0 | 0% | 100% | 0 |  |  | 0 |  |  | 0 |  |  | 0 | 100% | 65% |  | 100% | 65% |  | 100% | 65% |  | 100% | 65% |  | 100% | 90% |  | 100% | 90% |  | 100% | 90%
HALF MOON BAY 1103869962 | 0.00069385 | 0.89754 | 0.17482 | 0 | 0.17482 | 0.0026816 | 0.0081314 | 0.0013974 | 0% | 99% | 0 | 0% | 99% | 0 | 0% | 99% | 0 | 0% | 99% | 0 | 0% | 62.14% | 0 | 0% | 62.14% | 0 | 0% | 62.14% | 0 | 0% | 62.14% | 0 | 0 | 100% | 3.589% | 0.0062744 | 0% | 3.589% | 0 | 0% | 3.589% | 0 | 0% | 0.4105% | 0 | 0% | 0.4105% | 0 | 0% | 0.4105% | 0 | 0% | 0.9912% | 0 | 99.21% | 0.9912% | 0.001719 | 0% | 0.9912% | 0 | 100% | 1.055% | 0.0018442 | 0% | 1.055% | 0 | 0% | 1.055% | 0 | 43.02% | 7.514% | 0.0056505 | 0% | 7.514% | 0 | 0% | 7.514% | 0 | 0% | 1.188% | 0 | 0% | 1.188% | 0 | 0% | 1.188% | 0 |  |  |  | 0% | 11.8% | 0 | 2.728% | 11.8% | 0.00056277 | 0% | 11.8% | 0 | 55.56% | 0.3649% | 0.00035444 | 0% | 0.3649% | 0 | 0% | 0.3649% | 0 | 0% | 100% | 0 | 0% | 100% | 0 | 0% | 100% | 0 | 0% | 100% | 0 |  |  | 0 |  |  | 0 |  |  | 0 | 100% | 65% |  | 100% | 65% |  | 100% | 65% |  | 100% | 65% |  | 100% | 90% |  | 100% | 90% |  | 100% | 90%
OAKHURST 1102204618 | 0.0011911 | 0 | 0.044485 | 0.080304 | 0.12479 | 0.0006223 | 0.0015921 | 0.00089287 | 0% | 99% | 0 | 0% | 99% | 0 | 0% | 99% | 0 | 0% | 99% | 0 | 0% | 63.54% | 0 | 0% | 63.54% | 0 | 0% | 63.54% | 0 | 0% | 63.54% | 0 | 0.080304 | 0% | 2.43% | 0 | 0% | 2.43% | 0 | 0% | 2.43% | 0 | 0% | 0.2817% | 0 | 0% | 0.2817% | 0 | 0% | 0.2817% | 0 | 0% | 0.7575% | 0 | 100% | 0.7575% | 0.00033696 | 0% | 0.7575% | 0 | 98% | 0.8042% | 0.00035056 | 0% | 0.8042% | 0 | 2.003% | 0.8042% | 7.1644e-06 | 0% | 5.754% | 0 | 0% | 5.754% | 0 | 0% | 5.754% | 0 | 0% | 0.9765% | 0 | 0% | 0.9765% | 0 | 0% | 0.9765% | 0 |  |  |  | 0% | 11.8% | 0 | 0% | 11.8% | 0 | 0% | 11.8% | 0 | 0% | 0.3711% | 0 | 0% | 0.3711% | 0 | 0% | 0.3711% | 0 | 0% | 100% | 0 | 0% | 100% | 0 | 0% | 100% | 0 | 0% | 100% | 0 |  |  | 0 |  |  | 0 |  |  | 0 |  |  |  |  | 65% |  |  | 65% |  | 100% | 65%
BRUNSWICK 11032784 | 0.00072231 | 21.6761 | 2.1813 | 4.9202 | 7.1015 | 0.081094 | 0.053956 | 0.017425 | 0% | 99% | 0 | 0% | 99% | 0 | 0% | 99% | 0 | 0% | 99% | 0 | 0% | 62.18% | 0 | 0% | 62.18% | 0 | 0% | 62.18% | 0 | 0% | 62.18% | 0 | 4.9202 | 20.45% | 1.695% | 0.0075608 | 0% | 1.695% | 0 | 0% | 1.695% | 0 | 0% | 0.1832% | 0 | 0% | 0.1832% | 0 | 0% | 0.1832% | 0 | 0% | 0.5344% | 0 | 35.43% | 0.5344% | 0.0041292 | 6.42% | 0.5344% | 0.00074838 | 35.43% | 0.5335% | 0.0041229 | 6.42% | 0.5335% | 0.00074724 | 55.99% | 0.5335% | 0.0065162 | 23.16% | 3.963% | 0.020026 | 8.24% | 3.963% | 0.0071236 | 5.688% | 3.963% | 0.0049178 | 0% | 2.837% | 0 | 0% | 2.837% | 0 | 0% | 2.837% | 0 |  |  |  | 35% | 11.8% | 0.09009 | 0% | 11.8% | 0 | 0% | 11.8% | 0 | 0% | 0.374% | 0 | 0% | 0.374% | 0 | 0% | 0.374% | 0 | 0% | 100% | 0 | 0% | 100% | 0 | 0% | 100% | 0 | 0% | 100% | 0 |  |  | 0 |  |  | 0 |  |  | 8.8031e-05 | 100% | 65% |  | 100% | 65% |  | 100% | 65% |  | 100% | 65% |  | 100% | 90% |  | 100% | 90% |  | 100% | 90%
MESA 1103126697 | 3.6145e-05 | 1.0914 | 0.0052753 | 0 | 0.0052753 | 0 | 0.0003688 | 0 | 0% | 99% | 0 | 0% | 99% | 0 | 0% | 99% | 0 | 0% | 99% | 0 | 0% | 41.41% | 0 | 0% | 41.41% | 0 | 0% | 41.41% | 0 | 0% | 41.41% | 0 | 0 | 0% | 1.961% | 0 | 0% | 1.961% | 0 | 0% | 1.961% | 0 | 0% | 0% | 0 | 0% | 0% | 0 | 0% | 0% | 0 | 0% | 1.58% | 0 | 0% | 1.58% | 0 | 99.86% | 1.58% | 8.3231e-05 | 0% | 1.011% | 0 | 99.86% | 1.011% | 5.325e-05 | 0% | 1.011% | 0 | 0% | 10.36% | 0 | 0% | 10.36% | 0 | 0% | 10.36% | 0 | 0% | 0.005313% | 0 | 0% | 0.005313% | 0 | 0% | 0.005313% | 0 |  |  |  | 0% | 11.8% | 0 | 0% | 11.8% | 0 | 4.946% | 11.8% | 3.079e-05 | 55.56% | 0.2206% | 6.4648e-06 | 0% | 0.2206% | 0 | 0% | 0.2206% | 0 | 0% | 100% | 0 | 0% | 100% | 0 | 0% | 100% | 0 | 0% | 100% | 0 |  |  | 0 |  |  | 0 |  |  | 0 | 100% | 65% |  | 100% | 65% |  | 100% | 65% |  | 100% | 65% |  | 100% | 90% |  | 100% | 90% |  | 100% | 90%
BRUNSWICK 1103164092 | 0.0012964 | 0.095721 | 0.010959 | 0.1125 | 0.12346 | 0.00030034 | 0.00035835 | 0.0001084 | 0% | 99% | 0 | 0% | 99% | 0 | 0% | 99% | 0 | 0% | 99% | 0 | 0% | 61.39% | 0 | 0% | 61.39% | 0 | 0% | 61.39% | 0 | 0% | 61.39% | 0 | 0.1125 | 0% | 2.194% | 0 | 0% | 2.194% | 0 | 0% | 2.194% | 0 | 0% | 0.2317% | 0 | 0% | 0.2317% | 0 | 0% | 0.2317% | 0 | 0% | 0.7066% | 0 | 0.6836% | 0.7066% | 5.2938e-07 | 0.3911% | 0.7066% | 3.0285e-07 | 0.6836% | 0.6946% | 5.2036e-07 | 0.3911% | 0.6946% | 2.9769e-07 | 98.73% | 0.6946% | 7.5153e-05 | 0% | 5.215% | 0 | 0% | 5.215% | 0 | 100% | 5.215% | 0.00057152 | 0% | 2.142% | 0 | 0% | 2.142% | 0 | 0% | 2.142% | 0 |  |  |  | 0% | 11.8% | 0 | 0% | 11.8% | 0 | 0% | 11.8% | 0 | 0% | 0.3641% | 0 | 0% | 0.3641% | 0 | 0% | 0.3641% | 0 | 0% | 100% | 0 | 0% | 100% | 0 | 0% | 100% | 0 | 0% | 100% | 0 |  |  | 0 |  |  | 0 |  |  | 0 | 100% | 65% |  | 100% | 65% |  | 100% | 65% |  | 100% | 65% |  | 100% | 90% |  | 100% | 90% |  | 100% | 90%
LUCERNE 1103CB | 0.00057129 | 2.2958 | 0.48572 | 1.2187 | 1.7044 | 0.0066304 | 0.0189 | 0.0085204 | 0% | 99% | 0 | 0% | 99% | 0 | 0% | 99% | 0 | 0% | 99% | 0 | 0% | 62.28% | 0 | 0% | 62.28% | 0 | 0% | 62.28% | 0 | 0% | 62.28% | 0 | 1.2187 | 0% | 2.39% | 0 | 0% | 2.39% | 0 | 0% | 2.39% | 0 | 0% | 0.2827% | 0 | 0% | 0.2827% | 0 | 0% | 0.2827% | 0 | 0% | 0.8077% | 0 | 14.11% | 0.8077% | 0.00055366 | 79.74% | 0.8077% | 0.003128 | 14.11% | 0.8217% | 0.00056329 | 79.74% | 0.8217% | 0.0031824 | 3.51% | 0.8217% | 0.00014011 | 7.888% | 6.039% | 0.002314 | 0% | 6.039% | 0 | 0% | 6.039% | 0 | 0% | 1.062% | 0 | 0% | 1.062% | 0 | 0% | 1.062% | 0 |  |  |  | 0% | 11.8% | 0 | 0% | 11.8% | 0 | 0% | 11.8% | 0 | 0% | 0.3584% | 0 | 0% | 0.3584% | 0 | 0% | 0.3584% | 0 | 0% | 100% | 0 | 0% | 100% | 0 | 0% | 100% | 0 | 0% | 100% | 0 |  |  | 0 |  |  | 0 |  |  | 0 | 100% | 65% |  | 100% | 65% |  | 100% | 65% |  | 100% | 65% |  | 100% | 90% |  | 100% | 90% |  | 100% | 90%
FROGTOWN 1702739858 | 0.00029594 | 4.8797 | 0.27208 | 0.035819 | 0.3079 | 0.0034603 | 0.0077362 | 0.0078813 | 0% | 99% | 0 | 0% | 99% | 0 | 0% | 99% | 0 | 0% | 99% | 0 | 0% | 65.02% | 0 | 0% | 65.02% | 0 | 0% | 65.02% | 0 | 0% | 65.02% | 0 | 0.035819 | 0% | 2.015% | 0 | 0% | 2.015% | 0 | 0% | 2.015% | 0 | 0% | 0.2311% | 0 | 0% | 0.2311% | 0 | 0% | 0.2311% | 0 | 0% | 0.5905% | 0 | 66.53% | 0.5905% | 0.0010689 | 25.97% | 0.5905% | 0.00041731 | 66.53% | 0.6005% | 0.0010869 | 25.97% | 0.6005% | 0.00042435 | 5.205% | 0.6005% | 8.5044e-05 | 0% | 4.393% | 0 | 0% | 4.393% | 0 | 0% | 4.393% | 0 | 0% | 1.171% | 0 | 0% | 1.171% | 0 | 0% | 1.171% | 0 |  |  |  | 0% | 11.8% | 0 | 0% | 11.8% | 0 | 0% | 11.8% | 0 | 0% | 0.3683% | 0 | 0% | 0.3683% | 0 | 0% | 0.3683% | 0 | 0% | 100% | 0 | 0% | 100% | 0 | 0% | 100% | 0 | 0% | 100% | 0 |  |  | 0.00027902 |  |  | 0 |  |  | 0 | 100% | 65% |  | 100% | 65% |  | 100% | 65% |  | 100% | 65% |  | 100% | 90% |  | 100% | 90% |  | 100% | 90%
CASTRO VALLEY 1110MR243 | 0.00066496 | 8.802 | 0.66018 | 0 | 0.66018 | 0.017593 | 0.021008 | 0.0077323 | 0% | 99% | 0 | 0% | 99% | 0 | 0% | 99% | 0 | 0% | 99% | 0 | 0% | 63.75% | 0 | 0% | 63.75% | 0 | 0% | 63.75% | 0 | 0% | 63.75% | 0 | 0 | 40% | 2.675% | 0.0070638 | 0% | 2.675% | 0 | 0% | 2.675% | 0 | 0% | 0.2917% | 0 | 0% | 0.2917% | 0 | 0% | 0.2917% | 0 | 0% | 0.6842% | 0 | 0.07268% | 0.6842% | 3.283e-06 | 44.39% | 0.6842% | 0.0020049 | 0.07268% | 0.7114% | 3.4134e-06 | 44.39% | 0.7114% | 0.0020845 | 55.39% | 0.7114% | 0.0026012 | 11.76% | 5.123% | 0.003976 | 9.046% | 5.123% | 0.0030591 | 0% | 5.123% | 0 | 0% | 1.626% | 0 | 0% | 1.626% | 0 | 0% | 1.626% | 0 |  |  |  | 0% | 11.8% | 0 | 24.13% | 11.8% | 0.018796 | 0% | 11.8% | 0 | 0% | 0.3734% | 0 | 0% | 0.3734% | 0 | 0% | 0.3734% | 0 | 0% | 100% | 0 | 0% | 100% | 0 | 0% | 100% | 0 | 0% | 100% | 0 |  |  | 0 |  |  | 0 |  |  | 0 | 100% | 65% |  | 100% | 65% |  | 100% | 65% |  | 100% | 65% |  | 100% | 90% |  | 100% | 90% |  | 100% | 90%
VOLTA 11029742 | 0.00032826 | 8.9277 | 0.5859 | 2.7664 | 3.3523 | 0.021392 | 0.016218 | 0.0035428 | 0% | 99% | 0 | 0% | 99% | 0 | 0% | 99% | 0 | 0% | 99% | 0 | 0% | 62.06% | 0 | 0% | 62.06% | 0 | 0% | 62.06% | 0 | 0% | 62.06% | 0 | 2.7664 | 0% | 2.23% | 0 | 0% | 2.23% | 0 | 0% | 2.23% | 0 | 0% | 0.2368% | 0 | 0% | 0.2368% | 0 | 0% | 0.2368% | 0 | 0% | 0.5973% | 0 | 0% | 0.5973% | 0 | 29.84% | 0.5973% | 0.0010443 | 0% | 0.6027% | 0 | 29.84% | 0.6027% | 0.0010537 | 70.16% | 0.6027% | 0.0024774 | 33% | 4.429% | 0.0085641 | 0% | 4.429% | 0 | 47.33% | 4.429% | 0.012281 | 0% | 2.764% | 0 | 0% | 2.764% | 0 | 0% | 2.764% | 0 |  |  |  | 34.99% | 11.8% | 0.024193 | 0% | 11.8% | 0 | 0% | 11.8% | 0 | 0% | 0.3733% | 0 | 0% | 0.3733% | 0 | 0% | 0.3733% | 0 | 0% | 100% | 0 | 0% | 100% | 0 | 0% | 100% | 0 | 0% | 100% | 0 |  |  | 0 |  |  | 0 |  |  | 0 | 100% | 65% |  | 100% | 65% |  | 100% | 65% |  | 100% | 65% |  | 100% | 90% |  | 100% | 90% |  | 100% | 90%
ECHO SUMMIT 11018922 | 4.6677e-05 | 2.0484 | 0.010518 | 0 | 0.010518 | 0 | 0.00073875 | 0 | 0% | 99% | 0 | 0% | 99% | 0 | 0% | 99% | 0 | 0% | 99% | 0 | 0% | 36.82% | 0 | 0% | 36.82% | 0 | 0% | 36.82% | 0 | 0% | 36.82% | 0 | 0 | 0% | 2.099% | 0 | 0% | 2.099% | 0 | 0% | 2.099% | 0 | 0% | 0% | 0 | 0% | 0% | 0 | 0% | 0% | 0 | 0% | 1.572% | 0 | 0% | 1.572% | 0 | 0% | 1.572% | 0 | 0% | 0.8821% | 0 | 0% | 0.8821% | 0 | 54.48% | 0.8821% | 5.0546e-05 | 50.01% | 9.96% | 0.00052386 | 0% | 9.96% | 0 | 0% | 9.96% | 0 | 0% | 0.00619% | 0 | 0% | 0.00619% | 0 | 0% | 0.00619% | 0 |  |  |  | 0% | 11.8% | 0 | 14.49% | 11.8% | 0.00017983 | 0% | 11.8% | 0 | 0% | 0.1937% | 0 | 0% | 0.1937% | 0 | 0% | 0.1937% | 0 | 0% | 100% | 0 | 0% | 100% | 0 | 0% | 100% | 0 | 0% | 100% | 0 |  |  | 0 |  |  | 0 |  |  | 0 | 100% | 65% |  | 100% | 65% |  | 100% | 65% |  | 100% | 65% |  | 100% | 90% |  | 100% | 90% |  | 100% | 90%
SAN RAMON 2107MR441 | 0.0012097 | 0.018482 | 0.084041 | 0.067752 | 0.15179 | 0.00074401 | 0.0035631 | 0.001598 | 0% | 99% | 0 | 0% | 99% | 0 | 0% | 99% | 0 | 0% | 99% | 0 | 0% | 64.35% | 0 | 0% | 64.35% | 0 | 0% | 64.35% | 0 | 0% | 64.35% | 0 | 0.067752 | 0% | 3.365% | 0 | 0% | 3.365% | 0 | 0% | 3.365% | 0 | 0% | 0.3839% | 0 | 0% | 0.3839% | 0 | 0% | 0.3839% | 0 | 0% | 0.8957% | 0 | 0% | 0.8957% | 0 | 0% | 0.8957% | 0 | 0% | 0.9496% | 0 | 0% | 0.9496% | 0 | 99.81% | 0.9496% | 0.00079656 | 0% | 6.768% | 0 | 0% | 6.768% | 0 | 0% | 6.768% | 0 | 0% | 0.4043% | 0 | 0% | 0.4043% | 0 | 0% | 0.4043% | 0 |  |  |  | 0% | 11.8% | 0 | 0% | 11.8% | 0 | 0% | 11.8% | 0 | 55.56% | 0.3662% | 0.00017098 | 0% | 0.3662% | 0 | 0% | 0.3662% | 0 | 0% | 100% | 0 | 0% | 100% | 0 | 0% | 100% | 0 | 0% | 100% | 0 |  |  | 0 |  |  | 0 |  |  | 0 | 100% | 65% |  | 100% | 65% |  | 100% | 65% |  | 100% | 65% |  | 100% | 90% |  | 100% | 90% |  | 100% | 90%
CAMP EVERS 210312990 | 0.0012558 | 15.6225 | 3.1315 | 0 | 3.1315 | 0.15056 | 0.057449 | 0.012125 | 0% | 99% | 0 | 0% | 99% | 0 | 0% | 99% | 0 | 0% | 99% | 0 | 0% | 63.22% | 0 | 0% | 63.22% | 0 | 0% | 63.22% | 0 | 0% | 63.22% | 0 | 0 | 0% | 1.578% | 0 | 0% | 1.578% | 0 | 0% | 1.578% | 0 | 0% | 0.1732% | 0 | 0% | 0.1732% | 0 | 0% | 0.1732% | 0 | 0% | 0.3933% | 0 | 2.445% | 0.3933% | 0.00030107 | 80.12% | 0.3933% | 0.0098669 | 2.445% | 0.4117% | 0.00031516 | 80.12% | 0.4117% | 0.010328 | 17.3% | 0.4117% | 0.0022297 | 29.01% | 2.95% | 0.026794 | 0% | 2.95% | 0 | 1.379% | 2.95% | 0.0012737 | 0% | 4.242% | 0 | 0% | 4.242% | 0 | 0% | 4.242% | 0 |  |  |  | 0% | 11.8% | 0 | 0% | 11.8% | 0 | 0% | 11.8% | 0 | 0% | 0.3851% | 0 | 0% | 0.3851% | 0 | 0% | 0.3851% | 0 | 0% | 100% | 0 | 0% | 100% | 0 | 0% | 100% | 0 | 0% | 100% | 0 |  |  | 0 |  |  | 0 |  |  | 0 | 100% | 65% |  | 100% | 65% |  | 100% | 65% |  | 100% | 65% |  | 100% | 90% |  | 100% | 90% |  | 100% | 90%
BRUNSWICK 1105733408 | 0.00066988 | 4.7978 | 0.47204 | 0.9033 | 1.3753 | 0.017484 | 0.011963 | 0.0037503 | 0% | 99% | 0 | 0% | 99% | 0 | 0% | 99% | 0 | 0% | 99% | 0 | 0% | 61.92% | 0 | 0% | 61.92% | 0 | 0% | 61.92% | 0 | 0% | 61.92% | 0 | 0.9033 | 100% | 1.78% | 0.0084016 | 0% | 1.78% | 0 | 0% | 1.78% | 0 | 0% | 0.1935% | 0 | 0% | 0.1935% | 0 | 0% | 0.1935% | 0 | 0% | 0.543% | 0 | 0% | 0.543% | 0 | 0% | 0.543% | 0 | 0% | 0.5469% | 0 | 0% | 0.5469% | 0 | 100% | 0.5469% | 0.0025817 | 0% | 4.037% | 0 | 0% | 4.037% | 0 | 0% | 4.037% | 0 | 0% | 2.928% | 0 | 0% | 2.928% | 0 | 0% | 2.928% | 0 |  |  |  | 0% | 11.8% | 0 | 0% | 11.8% | 0 | 0% | 11.8% | 0 | 0% | 0.3744% | 0 | 0% | 0.3744% | 0 | 0% | 0.3744% | 0 | 0% | 100% | 0 | 0% | 100% | 0 | 0% | 100% | 0 | 0% | 100% | 0 |  |  | 0 |  |  | 0 |  |  | 0 | 100% | 65% |  | 100% | 65% |  | 100% | 65% |  | 100% | 65% |  | 100% | 90% |  | 100% | 90% |  | 100% | 90%
BELLEVUE 2103646 | 0.00036239 | 8.5126 | 0.87537 | 0.52696 | 1.4023 | 0.025117 | 0.030495 | 0.0059852 | 0% | 99% | 0 | 0% | 99% | 0 | 0% | 99% | 0 | 0% | 99% | 0 | 0% | 62.76% | 0 | 0% | 62.76% | 0 | 0% | 62.76% | 0 | 0% | 62.76% | 0 | 0.52696 | 0% | 3.162% | 0 | 0% | 3.162% | 0 | 0% | 3.162% | 0 | 0% | 0.3338% | 0 | 0% | 0.3338% | 0 | 0% | 0.3338% | 0 | 0% | 0.7561% | 0 | 0% | 0.7561% | 0 | 0% | 0.7561% | 0 | 0% | 0.7796% | 0 | 0% | 0.7796% | 0 | 0% | 0.7796% | 0 | 0% | 5.633% | 0 | 0% | 5.633% | 0 | 0% | 5.633% | 0 | 0% | 2.407% | 0 | 0% | 2.407% | 0 | 0% | 2.407% | 0 |  |  |  | 0% | 11.8% | 0 | 0% | 11.8% | 0 | 0% | 11.8% | 0 | 0% | 0.3717% | 0 | 0% | 0.3717% | 0 | 0% | 0.3717% | 0 | 0% | 100% | 0 | 0% | 100% | 0 | 0% | 100% | 0 | 0% | 100% | 0 |  |  | 0 |  |  | 0 |  |  | 0 | 100% | 65% |  | 100% | 65% |  | 100% | 65% |  | 100% | 65% |  | 100% | 90% |  | 100% | 90% |  | 100% | 90%
MENLO 11038982 | 0.0011682 | 5.1593 | 1.0417 | 0.19914 | 1.2409 | 0.05761 | 0.014229 | 0.0014728 | 0% | 99% | 0 | 0% | 99% | 0 | 0% | 99% | 0 | 0% | 99% | 0 | 0% | 61.75% | 0 | 0% | 61.75% | 0 | 0% | 61.75% | 0 | 0% | 61.75% | 0 | 0.19914 | 20% | 1.347% | 0.0028056 | 0% | 1.347% | 0 | 0% | 1.347% | 0 | 0% | 0.1409% | 0 | 0% | 0.1409% | 0 | 0% | 0.1409% | 0 | 0% | 0.3016% | 0 | 59.61% | 0.3016% | 0.0018726 | 40.39% | 0.3016% | 0.001269 | 59.61% | 0.316% | 0.0019622 | 40.39% | 0.316% | 0.0013297 | 0% | 0.316% | 0 | 42.91% | 2.257% | 0.010086 | 0% | 2.257% | 0 | 0% | 2.257% | 0 | 0% | 5.902% | 0 | 0% | 5.902% | 0 | 0% | 5.902% | 0 |  |  |  | 0% | 11.8% | 0 | 0.0568% | 11.8% | 6.9826e-05 | 0% | 11.8% | 0 | 0% | 0.3904% | 0 | 0% | 0.3904% | 0 | 0% | 0.3904% | 0 | 0% | 100% | 0 | 0% | 100% | 0 | 0% | 100% | 0 | 0% | 100% | 0 |  |  | 0 |  |  | 0 |  |  | 0 | 100% | 65% |  | 100% | 65% |  | 100% | 65% |  | 100% | 65% |  | 100% | 90% |  | 100% | 90% |  | 100% | 90%
GUALALA 1111887180 | 0.00051755 | 5.3615 | 0.55952 | 0.69107 | 1.2506 | 0.02422 | 0.010057 | 0.0051154 | 0% | 99% | 0 | 0% | 99% | 0 | 0% | 99% | 0 | 0% | 99% | 0 | 0% | 62.76% | 0 | 0% | 62.76% | 0 | 0% | 62.76% | 0 | 0% | 62.76% | 0 | 0.69107 | 0% | 1.247% | 0 | 0% | 1.247% | 0 | 0% | 1.247% | 0 | 0% | 0.1434% | 0 | 0% | 0.1434% | 0 | 0% | 0.1434% | 0 | 0% | 0.3738% | 0 | 91.23% | 0.3738% | 0.0019079 | 8.768% | 0.3738% | 0.00018335 | 91.23% | 0.3824% | 0.0019518 | 8.768% | 0.3824% | 0.00018757 | 0% | 0.3824% | 0 | 38.34% | 2.792% | 0.0059908 | 0% | 2.792% | 0 | 0% | 2.792% | 0 | 0% | 3.599% | 0 | 0% | 3.599% | 0 | 0% | 3.599% | 0 |  |  |  | 0% | 11.8% | 0 | 0% | 11.8% | 0 | 0% | 11.8% | 0 | 0% | 0.3812% | 0 | 0% | 0.3812% | 0 | 0% | 0.3812% | 0 | 0% | 100% | 0 | 0% | 100% | 0 | 0% | 100% | 0 | 0% | 100% | 0 |  |  | 0 |  |  | 0 |  |  | 0 | 100% | 65% |  | 100% | 65% |  | 100% | 65% |  | 100% | 65% |  | 100% | 90% |  | 100% | 90% |  | 100% | 90%
CALISTOGA 1102CB | 0.0019345 | 0.053457 | 0.07552 | 0.030462 | 0.10598 | 0.0011376 | 0.0034425 | 0.00073843 | 0% | 99% | 0 | 0% | 99% | 0 | 0% | 99% | 0 | 0% | 99% | 0 | 0% | 62.13% | 0 | 0% | 62.13% | 0 | 0% | 62.13% | 0 | 0% | 62.13% | 0 | 0.030462 | 0% | 2.367% | 0 | 0% | 2.367% | 0 | 0% | 2.367% | 0 | 0% | 0.3324% | 0 | 0% | 0.3324% | 0 | 0% | 0.3324% | 0 | 0% | 0.8823% | 0 | 1.564% | 0.8823% | 1.042e-05 | 0% | 0.8823% | 0 | 1.564% | 0.9274% | 1.0952e-05 | 0% | 0.9274% | 0 | 0% | 0.9274% | 0 | 0% | 6.676% | 0 | 0% | 6.676% | 0 | 0% | 6.676% | 0 | 0% | 1.11% | 0 | 0% | 1.11% | 0 | 0% | 1.11% | 0 |  |  |  | 0% | 11.8% | 0 | 0% | 11.8% | 0 | 0% | 11.8% | 0 | 0% | 0.3485% | 0 | 0% | 0.3485% | 0 | 0% | 0.3485% | 0 | 0% | 100% | 0 | 0% | 100% | 0 | 0% | 100% | 0 | 0% | 100% | 0 |  |  | 0 |  |  | 0 |  |  | 0 | 100% | 65% |  | 100% | 65% |  | 100% | 65% |  | 100% | 65% |  | 100% | 90% |  | 100% | 90% |  | 100% | 90%
SALT SPRINGS 21011232 | 0.00049794 | 7.3307 | 0.94596 | 0.43785 | 1.3838 | 0.024198 | 0.036234 | 0.0062382 | 0% | 99% | 0 | 0% | 99% | 0 | 0% | 99% | 0 | 0% | 99% | 0 | 0% | 61.76% | 0 | 0% | 61.76% | 0 | 0% | 61.76% | 0 | 0% | 61.76% | 0 | 0.43785 | 0% | 2.875% | 0 | 0% | 2.875% | 0 | 0% | 2.875% | 0 | 100% | 0.3276% | 0.0030991 | 0% | 0.3276% | 0 | 0% | 0.3276% | 0 | 0% | 0.7989% | 0 | 77.34% | 0.7989% | 0.0058454 | 11.68% | 0.7989% | 0.0008826 | 77.34% | 0.823% | 0.006021 | 11.68% | 0.823% | 0.00090911 | 6.527% | 0.823% | 0.00050814 | 38.81% | 5.972% | 0.021926 | 0% | 5.972% | 0 | 0% | 5.972% | 0 | 0% | 1.776% | 0 | 0% | 1.776% | 0 | 0% | 1.776% | 0 |  |  |  | 0% | 11.8% | 0 | 0% | 11.8% | 0 | 0% | 11.8% | 0 | 0% | 0.3629% | 0 | 0% | 0.3629% | 0 | 0% | 0.3629% | 0 | 0% | 100% | 0 | 0% | 100% | 0 | 0% | 100% | 0 | 0% | 100% | 0 |  |  | 0 |  |  | 0 |  |  | 0 | 100% | 65% |  | 100% | 65% |  | 100% | 65% |  | 100% | 65% |  | 100% | 90% |  | 100% | 90% |  | 100% | 90%
PHILO 11022600 | 0.00038907 | 20.9409 | 1.539 | 0 | 1.539 | 0.080352 | 0.021877 | 0.006279 | 0% | 99% | 0 | 0% | 99% | 0 | 0% | 99% | 0 | 0% | 99% | 0 | 0% | 61.56% | 0 | 0% | 61.56% | 0 | 0% | 61.56% | 0 | 0% | 61.56% | 0 | 0 | 88.89% | 1.145% | 0.01566 | 0% | 1.145% | 0 | 0% | 1.145% | 0 | 0% | 0.1214% | 0 | 0% | 0.1214% | 0 | 0% | 0.1214% | 0 | 0% | 0.3044% | 0 | 91.96% | 0.3044% | 0.0043082 | 8.039% | 0.3044% | 0.00037661 | 91.96% | 0.3037% | 0.0042981 | 8.039% | 0.3037% | 0.00037573 | 0% | 0.3037% | 0 | 4.415% | 2.246% | 0.001526 | 23.67% | 2.246% | 0.0081829 | 0% | 2.246% | 0 | 0% | 5.396% | 0 | 0% | 5.396% | 0 | 0% | 5.396% | 0 |  |  |  | 0% | 11.8% | 0 | 0% | 11.8% | 0 | 0% | 11.8% | 0 | 0% | 0.3851% | 0 | 0% | 0.3851% | 0 | 0% | 0.3851% | 0 | 0% | 100% | 0 | 0% | 100% | 0 | 0% | 100% | 0 | 0% | 100% | 0 |  |  | 0 |  |  | 0 |  |  | 0 | 100% | 65% |  | 100% | 65% |  | 100% | 65% |  | 100% | 65% |  | 100% | 90% |  | 100% | 90% |  | 100% | 90%
CAMP EVERS 210311046 | 0.0013011 | 18.69 | 4.0143 | 0 | 4.0143 | 0.18783 | 0.079187 | 0.016097 | 0% | 99% | 0 | 0% | 99% | 0 | 0% | 99% | 0 | 0.0615% | 99% | 0.002444 | 0% | 63.04% | 0 | 0% | 63.04% | 0 | 0% | 63.04% | 0 | 0% | 63.04% | 0 | 0 | 5.263% | 1.706% | 0.0036054 | 0% | 1.706% | 0 | 0% | 1.706% | 0 | 0% | 0.1884% | 0 | 0% | 0.1884% | 0 | 0% | 0.1884% | 0 | 0% | 0.4198% | 0 | 0% | 0.4198% | 0 | 82.94% | 0.4198% | 0.013978 | 0% | 0.4405% | 0 | 82.94% | 0.4405% | 0.014667 | 17.06% | 0.4405% | 0.0030172 | 26.67% | 3.15% | 0.03372 | 6.773% | 3.15% | 0.0085635 | 3.499% | 3.15% | 0.0044238 | 0% | 4.243% | 0 | 0% | 4.243% | 0 | 0% | 4.243% | 0 |  |  |  | 0% | 11.8% | 0 | 0% | 11.8% | 0 | 0% | 11.8% | 0 | 0% | 0.384% | 0 | 0% | 0.384% | 0 | 0% | 0.384% | 0 | 0% | 100% | 0 | 0% | 100% | 0 | 0% | 100% | 0 | 1.149% | 100% | 0.046125 |  |  | 0.0018309 |  |  | 0 |  |  | 0 | 100% | 65% |  | 100% | 65% |  | 100% | 65% |  | 100% | 65% |  | 100% | 90% |  | 100% | 90% |  | 100% | 90%
OCEANO 1104891294 | 0.00028139 | 14.3193 | 0.69161 | 0 | 0.69161 | 0.015631 | 0.025168 | 0.0080529 | 0% | 99% | 0 | 0% | 99% | 0 | 0% | 99% | 0 | 0% | 99% | 0 | 0% | 62.61% | 0 | 0% | 62.61% | 0 | 0% | 62.61% | 0 | 0% | 62.61% | 0 | 0 | 50% | 2.776% | 0.0095982 | 0% | 2.776% | 0 | 0% | 2.776% | 0 | 0% | 0.2917% | 0 | 0% | 0.2917% | 0 | 0% | 0.2917% | 0 | 0% | 0.7862% | 0 | 3.164% | 0.7862% | 0.00017202 | 54.71% | 0.7862% | 0.0029747 | 3.164% | 0.7936% | 0.00017363 | 54.71% | 0.7936% | 0.0030025 | 41.56% | 0.7936% | 0.0022808 | 11.28% | 5.841% | 0.0045573 | 11.38% | 5.841% | 0.0045969 | 4.558% | 5.841% | 0.0018411 | 0% | 1.899% | 0 | 0% | 1.899% | 0 | 0% | 1.899% | 0 |  |  |  | 0% | 11.8% | 0 | 0% | 11.8% | 0 | 0% | 11.8% | 0 | 0% | 0.3662% | 0 | 0% | 0.3662% | 0 | 0% | 0.3662% | 0 | 0% | 100% | 0 | 0% | 100% | 0 | 0% | 100% | 0 | 0% | 100% | 0 |  |  | 0 |  |  | 0 |  |  | 0 | 100% | 65% |  | 100% | 65% |  | 100% | 65% |  | 100% | 65% |  | 100% | 90% |  | 100% | 90% |  | 100% | 90%
SAN LUIS OBISPO 1107248566 | 0.00034288 | 1.7252 | 0.11335 | 0 | 0.11335 | 0.0012232 | 0.0054672 | 0.0013289 | 0% | 99% | 0 | 0% | 99% | 0 | 0% | 99% | 0 | 0% | 99% | 0 | 0% | 62.56% | 0 | 0% | 62.56% | 0 | 0% | 62.56% | 0 | 0% | 62.56% | 0 | 0 | 0% | 4.243% | 0 | 0% | 4.243% | 0 | 0% | 4.243% | 0 | 0% | 0.4631% | 0 | 0% | 0.4631% | 0 | 0% | 0.4631% | 0 | 0% | 1.023% | 0 | 0% | 1.023% | 0 | 64.51% | 1.023% | 0.00074789 | 0% | 1.059% | 0 | 64.51% | 1.059% | 0.00077468 | 35.49% | 1.059% | 0.00042617 | 0% | 7.633% | 0 | 0% | 7.633% | 0 | 0% | 7.633% | 0 | 0% | 0.797% | 0 | 0% | 0.797% | 0 | 0% | 0.797% | 0 |  |  |  | 31.09% | 11.8% | 0.0041583 | 0% | 11.8% | 0 | 0% | 11.8% | 0 | 0% | 0.3592% | 0 | 0% | 0.3592% | 0 | 0% | 0.3592% | 0 | 0% | 100% | 0 | 0% | 100% | 0 | 0% | 100% | 0 | 0% | 100% | 0 |  |  | 0 |  |  | 0 |  |  | 0 | 100% | 65% |  | 100% | 65% |  | 100% | 65% |  | 100% | 65% |  | 100% | 90% |  | 100% | 90% |  | 100% | 90%
WISE 1102697216 | 0.00022504 | 12.1224 | 0.53829 | 0.32045 | 0.85874 | 0.012724 | 0.018336 | 0.0070281 | 0% | 99% | 0 | 0% | 99% | 0 | 0% | 99% | 0 | 0% | 99% | 0 | 0% | 61.76% | 0 | 0% | 61.76% | 0 | 0% | 61.76% | 0 | 0% | 61.76% | 0 | 0.32045 | 100% | 2.366% | 0.012738 | 0% | 2.366% | 0 | 0% | 2.366% | 0 | 100% | 0.2514% | 0.0013531 | 0% | 0.2514% | 0 | 0% | 0.2514% | 0 | 0% | 0.7189% | 0 | 98.79% | 0.7189% | 0.0038227 | 0% | 0.7189% | 0 | 98.79% | 0.7024% | 0.0037353 | 0% | 0.7024% | 0 | 0.6125% | 0.7024% | 2.3158e-05 | 0% | 5.281% | 0 | 0% | 5.281% | 0 | 0% | 5.281% | 0 | 0% | 2.126% | 0 | 0% | 2.126% | 0 | 0% | 2.126% | 0 |  |  |  | 0% | 11.8% | 0 | 34.99% | 11.8% | 0.022228 | 0% | 11.8% | 0 | 0% | 0.3608% | 0 | 0% | 0.3608% | 0 | 0% | 0.3608% | 0 | 0% | 100% | 0 | 0% | 100% | 0 | 0% | 100% | 0 | 0% | 100% | 0 |  |  | 0 |  |  | 0 |  |  | 0 | 100% | 65% |  | 100% | 65% |  | 100% | 65% |  | 100% | 65% |  | 100% | 90% |  | 100% | 90% |  | 100% | 90%
DEL MONTE 21042762 | 0.00039773 | 9.5742 | 0.95022 | 0 | 0.95022 | 0.017948 | 0.035309 | 0.014027 | 0% | 99% | 0 | 0% | 99% | 0 | 0% | 99% | 0 | 0% | 99% | 0 | 0% | 63.05% | 0 | 0% | 63.05% | 0 | 0% | 63.05% | 0 | 0% | 63.05% | 0 | 0 | 0% | 2.994% | 0 | 0% | 2.994% | 0 | 0% | 2.994% | 0 | 0% | 0.3248% | 0 | 0% | 0.3248% | 0 | 0% | 0.3248% | 0 | 0% | 0.7903% | 0 | 0% | 0.7903% | 0 | 87.5% | 0.7903% | 0.0065706 | 0% | 0.8159% | 0 | 87.5% | 0.8159% | 0.0067835 | 12.5% | 0.8159% | 0.00096925 | 19.73% | 5.908% | 0.011077 | 0% | 5.908% | 0 | 20.34% | 5.908% | 0.011417 | 0% | 1.509% | 0 | 0% | 1.509% | 0 | 0% | 1.509% | 0 |  |  |  | 0% | 11.8% | 0 | 0% | 11.8% | 0 | 0% | 11.8% | 0 | 0% | 0.3681% | 0 | 0% | 0.3681% | 0 | 0% | 0.3681% | 0 | 0% | 100% | 0 | 0% | 100% | 0 | 0% | 100% | 0 | 0% | 100% | 0 |  |  | 0 |  |  | 0 |  |  | 0 | 100% | 65% |  | 100% | 65% |  | 100% | 65% |  | 100% | 65% |  | 100% | 90% |  | 100% | 90% |  | 100% | 90%
CORRAL 110136652 | 0.0001771 | 38.4167 | 1.1717 | 0 | 1.1717 | 0.018603 | 0.040779 | 0.023712 | 0% | 99% | 0 | 0% | 99% | 0 | 0% | 99% | 0 | 0% | 99% | 0 | 0% | 62.3% | 0 | 0% | 62.3% | 0 | 0% | 62.3% | 0 | 0% | 62.3% | 0 | 0 | 33.33% | 2.271% | 0.0088688 | 0% | 2.271% | 0 | 0% | 2.271% | 0 | 0% | 0.2429% | 0 | 0% | 0.2429% | 0 | 0% | 0.2429% | 0 | 0% | 0.7347% | 0 | 100% | 0.7347% | 0.0086088 | 0% | 0.7347% | 0 | 100% | 0.7234% | 0.0084759 | 0% | 0.7234% | 0 | 0% | 0.7234% | 0 | 0% | 5.424% | 0 | 0% | 5.424% | 0 | 0% | 5.424% | 0 | 0% | 1.299% | 0 | 0% | 1.299% | 0 | 0% | 1.299% | 0 |  |  |  | 0% | 11.8% | 0 | 34.98% | 11.8% | 0.048365 | 0% | 11.8% | 0 | 0% | 0.3611% | 0 | 0% | 0.3611% | 0 | 0% | 0.3611% | 0 | 0% | 100% | 0 | 0% | 100% | 0 | 0% | 100% | 0 | 0% | 100% | 0 |  |  | 0.00013605 |  |  | 0 |  |  | 0 | 100% | 65% |  | 100% | 65% |  | 100% | 65% |  | 100% | 65% |  | 100% | 90% |  | 100% | 90% |  | 100% | 90%
PAUL SWEET 21065178 | 0.0013409 | 4.051 | 2.3361 | 0 | 2.3361 | 0.11111 | 0.044485 | 0.010098 | 0% | 99% | 0 | 0% | 99% | 0 | 0% | 99% | 0 | 0% | 99% | 0 | 0% | 63.1% | 0 | 0% | 63.1% | 0 | 0% | 63.1% | 0 | 0% | 63.1% | 0 | 0 | 0% | 1.707% | 0 | 0% | 1.707% | 0 | 0% | 1.707% | 0 | 0% | 0.1853% | 0 | 0% | 0.1853% | 0 | 0% | 0.1853% | 0 | 0% | 0.4097% | 0 | 0% | 0.4097% | 0 | 55.45% | 0.4097% | 0.0053075 | 0% | 0.4342% | 0 | 55.45% | 0.4342% | 0.0056247 | 43.44% | 0.4342% | 0.0044063 | 23.85% | 3.085% | 0.017193 | 2.023% | 3.085% | 0.0014582 | 4.346% | 3.085% | 0.0031324 | 0% | 4.467% | 0 | 0% | 4.467% | 0 | 0% | 4.467% | 0 |  |  |  | 0% | 11.8% | 0 | 0% | 11.8% | 0 | 0% | 11.8% | 0 | 0% | 0.3867% | 0 | 0% | 0.3867% | 0 | 0% | 0.3867% | 0 | 0% | 100% | 0 | 0% | 100% | 0 | 0% | 100% | 0 | 0% | 100% | 0 |  |  | 0 |  |  | 0 |  |  | 0.0054246 | 100% | 65% |  | 100% | 65% |  | 100% | 65% |  | 100% | 65% |  | 100% | 90% |  | 100% | 90% |  | 100% | 90%
OAKLAND X 1106CR266 | 0.00066135 | 1.2782 | 0.15012 | 0.005147 | 0.15527 | 0.0063066 | 0.0034722 | 0.00087989 | 0% | 99% | 0 | 0% | 99% | 0 | 0% | 99% | 0 | 0% | 99% | 0 | 0% | 63.89% | 0 | 0% | 63.89% | 0 | 0% | 63.89% | 0 | 0% | 63.89% | 0 | 0.005147 | 0% | 2.173% | 0 | 0% | 2.173% | 0 | 0% | 2.173% | 0 | 0% | 0.2364% | 0 | 0% | 0.2364% | 0 | 0% | 0.2364% | 0 | 0% | 0.49% | 0 | 0% | 0.49% | 0 | 66.92% | 0.49% | 0.00049228 | 0% | 0.5145% | 0 | 66.92% | 0.5145% | 0.00051687 | 33.08% | 0.5145% | 0.00025546 | 0% | 3.667% | 0 | 0% | 3.667% | 0 | 0% | 3.667% | 0 | 0% | 2.773% | 0 | 0% | 2.773% | 0 | 0% | 2.773% | 0 |  |  |  | 0% | 11.8% | 0 | 33.44% | 11.8% | 0.0059237 | 0% | 11.8% | 0 | 0% | 0.3817% | 0 | 0% | 0.3817% | 0 | 0% | 0.3817% | 0 | 0% | 100% | 0 | 0% | 100% | 0 | 0% | 100% | 0 | 0% | 100% | 0 |  |  | 0 |  |  | 0 |  |  | 0 | 100% | 65% |  | 100% | 65% |  | 100% | 65% |  | 100% | 65% |  | 100% | 90% |  | 100% | 90% |  | 100% | 90%
LAS GALLINAS A 1105126886 | 0.00076447 | 0.48229 | 0.10635 | 0.11789 | 0.22424 | 0.0015836 | 0.0045008 | 0.0014701 | 0% | 99% | 0 | 0% | 99% | 0 | 0% | 99% | 0 | 0% | 99% | 0 | 0% | 64.19% | 0 | 0% | 64.19% | 0 | 0% | 64.19% | 0 | 0% | 64.19% | 0 | 0.11789 | 0% | 3.484% | 0 | 0% | 3.484% | 0 | 0% | 3.484% | 0 | 0% | 0.3955% | 0 | 0% | 0.3955% | 0 | 0% | 0.3955% | 0 | 0% | 0.8809% | 0 | 0% | 0.8809% | 0 | 44.54% | 0.8809% | 0.0004173 | 0% | 0.9366% | 0 | 44.54% | 0.9366% | 0.00044368 | 0% | 0.9366% | 0 | 0% | 6.649% | 0 | 0% | 6.649% | 0 | 0% | 6.649% | 0 | 0% | 1.02% | 0 | 0% | 1.02% | 0 | 0% | 1.02% | 0 |  |  |  | 0% | 11.8% | 0 | 0% | 11.8% | 0 | 0% | 11.8% | 0 | 0% | 0.3672% | 0 | 0% | 0.3672% | 0 | 0% | 0.3672% | 0 | 0% | 100% | 0 | 0% | 100% | 0 | 0% | 100% | 0 | 0% | 100% | 0 |  |  | 0 |  |  | 0 |  |  | 0 | 100% | 65% |  | 100% | 65% |  | 100% | 65% |  | 100% | 65% |  | 100% | 90% |  | 100% | 90% |  | 100% | 90%
BRUNSWICK 110456468 | 0.00059921 | 7.7303 | 0.84408 | 2.7948 | 3.6389 | 0.031447 | 0.02008 | 0.008481 | 0% | 99% | 0 | 0% | 99% | 0 | 0% | 99% | 0 | 0% | 99% | 0 | 0% | 62.11% | 0 | 0% | 62.11% | 0 | 0% | 62.11% | 0 | 0% | 62.11% | 0 | 2.7948 | 0% | 1.454% | 0 | 0% | 1.454% | 0 | 0% | 1.454% | 0 | 0% | 0.1569% | 0 | 0% | 0.1569% | 0 | 0% | 0.1569% | 0 | 0% | 0.5042% | 0 | 99.4% | 0.5042% | 0.0042304 | 0% | 0.5042% | 0 | 99.4% | 0.5005% | 0.0041992 | 0% | 0.5005% | 0 | 0% | 0.5005% | 0 | 16.56% | 3.743% | 0.005232 | 0% | 3.743% | 0 | 0% | 3.743% | 0 | 0% | 2.968% | 0 | 0% | 2.968% | 0 | 0% | 2.968% | 0 |  |  |  | 34.51% | 11.8% | 0.034373 | 0% | 11.8% | 0 | 0% | 11.8% | 0 | 0% | 0.3747% | 0 | 0% | 0.3747% | 0 | 0% | 0.3747% | 0 | 0% | 100% | 0 | 0% | 100% | 0 | 0% | 100% | 0 | 0% | 100% | 0 |  |  | 0.001322 |  |  | 0 |  |  | 0 | 100% | 65% |  | 100% | 65% |  | 100% | 65% |  | 100% | 65% |  | 100% | 90% |  | 100% | 90% |  | 100% | 90%
CAMP EVERS 210612840 | 0.0017784 | 4.3007 | 1.2839 | 0 | 1.2839 | 0.063626 | 0.022949 | 0.0047162 | 0% | 99% | 0 | 0% | 99% | 0 | 0% | 99% | 0 | 0% | 99% | 0 | 0% | 63.06% | 0 | 0% | 63.06% | 0 | 0% | 63.06% | 0 | 0% | 63.06% | 0 | 0 | 0% | 1.651% | 0 | 0% | 1.651% | 0 | 0% | 1.651% | 0 | 0% | 0.1803% | 0 | 0% | 0.1803% | 0 | 0% | 0.1803% | 0 | 0% | 0.3805% | 0 | 0% | 0.3805% | 0 | 67.4% | 0.3805% | 0.0032924 | 0% | 0.4035% | 0 | 67.4% | 0.4035% | 0.0034915 | 32.6% | 0.4035% | 0.0016887 | 45.44% | 2.861% | 0.016692 | 0% | 2.861% | 0 | 0% | 2.861% | 0 | 0% | 4.633% | 0 | 0% | 4.633% | 0 | 0% | 4.633% | 0 |  |  |  | 0% | 11.8% | 0 | 0% | 11.8% | 0 | 0% | 11.8% | 0 | 0% | 0.3871% | 0 | 0% | 0.3871% | 0 | 0% | 0.3871% | 0 | 0% | 100% | 0 | 0% | 100% | 0 | 0% | 100% | 0 | 0% | 100% | 0 |  |  | 0 |  |  | 0 |  |  | 0 | 100% | 65% |  | 100% | 65% |  | 100% | 65% |  | 100% | 65% |  | 100% | 90% |  | 100% | 90% |  | 100% | 90%
DESCHUTES 11011654 | 0.0002227 | 18.3041 | 0.7611 | 0.84154 | 1.6026 | 0.02403 | 0.022404 | 0.0077861 | 0% | 99% | 0 | 0% | 99% | 0 | 0% | 99% | 0 | 0% | 99% | 0 | 0% | 61.46% | 0 | 0% | 61.46% | 0 | 0% | 61.46% | 0 | 0% | 61.46% | 0 | 0.84154 | 100% | 1.927% | 0.014669 | 0% | 1.927% | 0 | 0% | 1.927% | 0 | 0% | 0.2081% | 0 | 0% | 0.2081% | 0 | 0% | 0.2081% | 0 | 0% | 0.6131% | 0 | 0% | 0.6131% | 0 | 0% | 0.6131% | 0 | 0% | 0.599% | 0 | 0% | 0.599% | 0 | 100% | 0.599% | 0.0045591 | 3.409% | 4.509% | 0.0011698 | 0% | 4.509% | 0 | 0% | 4.509% | 0 | 0% | 2.846% | 0 | 0% | 2.846% | 0 | 0% | 2.846% | 0 |  |  |  | 31.43% | 11.8% | 0.028228 | 0% | 11.8% | 0 | 0% | 11.8% | 0 | 0% | 0.3657% | 0 | 0% | 0.3657% | 0 | 0% | 0.3657% | 0 | 1.065% | 100% | 0.0081062 | 0% | 100% | 0 | 0% | 100% | 0 | 0% | 100% | 0 |  |  | 0 |  |  | 0 |  |  | 0 | 100% | 65% |  | 100% | 65% |  | 100% | 65% |  | 100% | 65% |  | 100% | 90% |  | 100% | 90% |  | 100% | 90%
BIG BASIN 110110720 | 0.0019396 | 6.0449 | 1.6911 | 0.32132 | 2.0124 | 0.084473 | 0.030199 | 0.0058003 | 0% | 99% | 0 | 2.331% | 99% | 0.039028 | 0% | 99% | 0 | 0% | 99% | 0 | 1.554% | 63.07% | 0.016577 | 0% | 63.07% | 0 | 0% | 63.07% | 0 | 0% | 63.07% | 0 | 0.32132 | 0% | 1.627% | 0 | 0% | 1.627% | 0 | 0% | 1.627% | 0 | 0% | 0.1762% | 0 | 0% | 0.1762% | 0 | 0% | 0.1762% | 0 | 0% | 0.3817% | 0 | 0% | 0.3817% | 0 | 77.25% | 0.3817% | 0.0049859 | 0% | 0.4021% | 0 | 77.25% | 0.4021% | 0.0052527 | 22.75% | 0.4021% | 0.0015467 | 75.59% | 2.866% | 0.036633 | 0% | 2.866% | 0 | 14.34% | 2.866% | 0.0069489 | 0% | 4.433% | 0 | 0% | 4.433% | 0 | 0% | 4.433% | 0 |  |  |  | 0% | 11.8% | 0 | 26.15% | 11.8% | 0.052179 | 0% | 11.8% | 0 | 0% | 0.387% | 0 | 0% | 0.387% | 0 | 0% | 0.387% | 0 | 0% | 100% | 0 | 0% | 100% | 0 | 0% | 100% | 0 | 0% | 100% | 0 |  |  | 0 |  |  | 0 |  |  | 0.0070446 | 100% | 65% |  | 100% | 65% |  | 100% | 65% |  | 100% | 65% |  | 100% | 90% |  | 100% | 90% |  | 100% | 90%
WILLITS 1103826 | 0.00054018 | 8.43 | 0.70523 | 0 | 0.70523 | 0.033833 | 0.012337 | 0.0040866 | 0% | 99% | 0 | 0% | 99% | 0 | 0% | 99% | 0 | 0% | 99% | 0 | 0% | 62.16% | 0 | 0% | 62.16% | 0 | 0% | 62.16% | 0 | 0% | 62.16% | 0 | 0 | 100% | 1.253% | 0.0088331 | 0% | 1.253% | 0 | 0% | 1.253% | 0 | 0% | 0.1323% | 0 | 0% | 0.1323% | 0 | 0% | 0.1323% | 0 | 0% | 0.3714% | 0 | 35.65% | 0.3714% | 0.00093374 | 43.56% | 0.3714% | 0.0011409 | 35.65% | 0.3703% | 0.000931 | 43.56% | 0.3703% | 0.0011376 | 20.78% | 0.3703% | 0.00054265 | 1.216% | 2.748% | 0.00023564 | 0% | 2.748% | 0 | 0% | 2.748% | 0 | 0% | 4.441% | 0 | 0% | 4.441% | 0 | 0% | 4.441% | 0 |  |  |  | 32.17% | 11.8% | 0.02677 | 0% | 11.8% | 0 | 0% | 11.8% | 0 | 0% | 0.382% | 0 | 0% | 0.382% | 0 | 0% | 0.382% | 0 | 0% | 100% | 0 | 0% | 100% | 0 | 0% | 100% | 0 | 0% | 100% | 0 |  |  | 0 |  |  | 0 |  |  | 0 | 100% | 65% |  | 100% | 65% |  | 100% | 65% |  | 100% | 65% |  | 100% | 90% |  | 100% | 90% |  | 100% | 90%
GARBERVILLE 110197300 | 0.00042528 | 3.464 | 0.26552 | 0.023897 | 0.28942 | 0.010278 | 0.0063597 | 0.0022986 | 0% | 99% | 0 | 0% | 99% | 0 | 0% | 99% | 0 | 0% | 99% | 0 | 0% | 61.7% | 0 | 0% | 61.7% | 0 | 0% | 61.7% | 0 | 0% | 61.7% | 0 | 0.023897 | 100% | 1.484% | 0.0039402 | 0% | 1.484% | 0 | 0% | 1.484% | 0 | 0% | 0.1756% | 0 | 0% | 0.1756% | 0 | 0% | 0.1756% | 0 | 0% | 0.4873% | 0 | 100% | 0.4873% | 0.0012938 | 0% | 0.4873% | 0 | 100% | 0.4986% | 0.001324 | 0% | 0.4986% | 0 | 0% | 0.4986% | 0 | 61.47% | 3.648% | 0.0059545 | 0% | 3.648% | 0 | 0% | 3.648% | 0 | 0% | 3.708% | 0 | 0% | 3.708% | 0 | 0% | 3.708% | 0 |  |  |  | 0% | 11.8% | 0 | 0% | 11.8% | 0 | 34.89% | 11.8% | 0.010932 | 0% | 0.3751% | 0 | 0% | 0.3751% | 0 | 0% | 0.3751% | 0 | 0% | 100% | 0 | 0% | 100% | 0 | 0% | 100% | 0 | 0% | 100% | 0 |  |  | 0 |  |  | 0 |  |  | 0 | 100% | 65% |  | 100% | 65% |  | 100% | 65% |  | 100% | 65% |  | 100% | 90% |  | 100% | 90% |  | 100% | 90%
ALTO 11221260 | 0.0012094 | 5.6293 | 0.58597 | 0 | 0.58597 | 0.027784 | 0.011275 | 0.0027742 | 0% | 99% | 0 | 0% | 99% | 0 | 0% | 99% | 0 | 0% | 99% | 0 | 0% | 63.46% | 0 | 0% | 63.46% | 0 | 0% | 63.46% | 0 | 0% | 63.46% | 0 | 0 | 66.67% | 1.503% | 0.0058729 | 0% | 1.503% | 0 | 0% | 1.503% | 0 | 0% | 0.1587% | 0 | 0% | 0.1587% | 0 | 0% | 0.1587% | 0 | 0% | 0.4121% | 0 | 0% | 0.4121% | 0 | 40.5% | 0.4121% | 0.00097795 | 0% | 0.4171% | 0 | 40.5% | 0.4171% | 0.00098988 | 59.47% | 0.4171% | 0.0014537 | 29.23% | 3.061% | 0.0052421 | 4.581% | 3.061% | 0.00082164 | 0% | 3.061% | 0 | 0% | 3.667% | 0 | 0% | 3.667% | 0 | 0% | 3.667% | 0 |  |  |  | 0% | 11.8% | 0 | 21.27% | 11.8% | 0.014709 | 0% | 11.8% | 0 | 0% | 0.3824% | 0 | 0% | 0.3824% | 0 | 0% | 0.3824% | 0 | 0% | 100% | 0 | 0% | 100% | 0 | 0% | 100% | 0 | 0% | 100% | 0 |  |  | 0 |  |  | 0 |  |  | 0 | 100% | 65% |  | 100% | 65% |  | 100% | 65% |  | 100% | 65% |  | 100% | 90% |  | 100% | 90% |  | 100% | 90%
ALTO 1122591122 | 0.0011434 | 0.84519 | 0.10828 | 0 | 0.10828 | 0.0059021 | 0.0014813 | 0.00034816 | 0% | 99% | 0 | 0% | 99% | 0 | 0% | 99% | 0 | 0% | 99% | 0 | 0% | 63.33% | 0 | 0% | 63.33% | 0 | 0% | 63.33% | 0 | 0% | 63.33% | 0 | 0 | 0% | 1.018% | 0 | 0% | 1.018% | 0 | 0% | 1.018% | 0 | 0% | 0.1054% | 0 | 0% | 0.1054% | 0 | 0% | 0.1054% | 0 | 0% | 0.2944% | 0 | 0% | 0.2944% | 0 | 0% | 0.2944% | 0 | 0% | 0.2904% | 0 | 0% | 0.2904% | 0 | 99.57% | 0.2904% | 0.00031313 | 2.953% | 2.169% | 6.9369e-05 | 0% | 2.169% | 0 | 0% | 2.169% | 0 | 0% | 4.541% | 0 | 0% | 4.541% | 0 | 0% | 4.541% | 0 |  |  |  | 0% | 11.8% | 0 | 21.27% | 11.8% | 0.002718 | 0% | 11.8% | 0 | 0% | 0.3859% | 0 | 0% | 0.3859% | 0 | 0% | 0.3859% | 0 | 0% | 100% | 0 | 0% | 100% | 0 | 0% | 100% | 0 | 0% | 100% | 0 |  |  | 0 |  |  | 0 |  |  | 0 | 100% | 65% |  | 100% | 65% |  | 100% | 65% |  | 100% | 65% |  | 100% | 90% |  | 100% | 90% |  | 100% | 90%
DESCHUTES 1104116082 | 0.00029531 | 2.782 | 0.24759 | 0.21934 | 0.46693 | 0.0057814 | 0.0079413 | 0.0039653 | 0% | 99% | 0 | 0% | 99% | 0 | 0% | 99% | 0 | 0% | 99% | 0 | 0% | 62.26% | 0 | 0% | 62.26% | 0 | 0% | 62.26% | 0 | 0% | 62.26% | 0 | 0.21934 | 0% | 2.102% | 0 | 0% | 2.102% | 0 | 0% | 2.102% | 0 | 0% | 0.2283% | 0 | 0% | 0.2283% | 0 | 0% | 0.2283% | 0 | 0% | 0.6654% | 0 | 8.744% | 0.6654% | 0.00014406 | 91.09% | 0.6654% | 0.0015007 | 8.744% | 0.6495% | 0.00014062 | 91.09% | 0.6495% | 0.0014649 | 0.1345% | 0.6495% | 2.163e-06 | 0% | 4.892% | 0 | 0% | 4.892% | 0 | 0% | 4.892% | 0 | 0% | 1.669% | 0 | 0% | 1.669% | 0 | 0% | 1.669% | 0 |  |  |  | 0% | 11.8% | 0 | 0% | 11.8% | 0 | 0% | 11.8% | 0 | 0% | 0.3622% | 0 | 0% | 0.3622% | 0 | 0% | 0.3622% | 0 | 0% | 100% | 0 | 0% | 100% | 0 | 0% | 100% | 0 | 0% | 100% | 0 |  |  | 0 |  |  | 0 |  |  | 0 | 100% | 65% |  | 100% | 65% |  | 100% | 65% |  | 100% | 65% |  | 100% | 90% |  | 100% | 90% |  | 100% | 90%
PERRY 1101W26 | 0.00019644 | 2.7701 | 0.10234 | 0.0080532 | 0.1104 | 0.0019434 | 0.0040224 | 0.0013465 | 0% | 99% | 0 | 0% | 99% | 0 | 0% | 99% | 0 | 0% | 99% | 0 | 0% | 62.81% | 0 | 0% | 62.81% | 0 | 0% | 62.81% | 0 | 0% | 62.81% | 0 | 0.0080532 | 0% | 3.061% | 0 | 0% | 3.061% | 0 | 0% | 3.061% | 0 | 0% | 0.3386% | 0 | 0% | 0.3386% | 0 | 0% | 0.3386% | 0 | 0% | 0.819% | 0 | 0% | 0.819% | 0 | 92.64% | 0.819% | 0.00077649 | 0% | 0.8415% | 0 | 92.64% | 0.8415% | 0.00079781 | 7.361% | 0.8415% | 6.339e-05 | 0% | 6.112% | 0 | 0% | 6.112% | 0 | 0% | 6.112% | 0 | 0% | 1.422% | 0 | 0% | 1.422% | 0 | 0% | 1.422% | 0 |  |  |  | 35% | 11.8% | 0.0042267 | 0% | 11.8% | 0 | 0% | 11.8% | 0 | 0% | 0.364% | 0 | 0% | 0.364% | 0 | 0% | 0.364% | 0 | 0% | 100% | 0 | 0% | 100% | 0 | 0% | 100% | 0 | 0% | 100% | 0 |  |  | 0 |  |  | 0 |  |  | 0 | 100% | 65% |  | 100% | 65% |  | 100% | 65% |  | 100% | 65% |  | 100% | 90% |  | 100% | 90% |  | 100% | 90%
SALT SPRINGS 21013116 | 0.00035861 | 0.9611 | 0.084164 | 0.074124 | 0.15829 | 0.0024659 | 0.0032002 | 0.00034942 | 0% | 99% | 0 | 0% | 99% | 0 | 0% | 99% | 0 | 0% | 99% | 0 | 0% | 60.32% | 0 | 0% | 60.32% | 0 | 0% | 60.32% | 0 | 0% | 60.32% | 0 | 0.074124 | 0% | 2.391% | 0 | 0% | 2.391% | 0 | 0% | 2.391% | 0 | 100% | 0.2752% | 0.00023162 | 0% | 0.2752% | 0 | 0% | 0.2752% | 0 | 0% | 0.7702% | 0 | 96.6% | 0.7702% | 0.00062619 | 0% | 0.7702% | 0 | 96.6% | 0.7568% | 0.00061529 | 0% | 0.7568% | 0 | 0% | 0.7568% | 0 | 0% | 5.671% | 0 | 60.65% | 5.671% | 0.0028949 | 0% | 5.671% | 0 | 0% | 2.284% | 0 | 0% | 2.284% | 0 | 0% | 2.284% | 0 |  |  |  | 0% | 11.8% | 0 | 0% | 11.8% | 0 | 0% | 11.8% | 0 | 0% | 0.3537% | 0 | 0% | 0.3537% | 0 | 0% | 0.3537% | 0 | 0% | 100% | 0 | 0% | 100% | 0 | 0% | 100% | 0 | 0% | 100% | 0 |  |  | 0 |  |  | 0 |  |  | 0 | 100% | 65% |  | 100% | 65% |  | 100% | 65% |  | 100% | 65% |  | 100% | 90% |  | 100% | 90% |  | 100% | 90%
SNEATH LANE 1106CB | 0.00035746 | 3.6977 | 0.79186 | 0 | 0.79186 | 0.016126 | 0.034332 | 0.0061471 | 0% | 99% | 0 | 0% | 99% | 0 | 0% | 99% | 0 | 0% | 99% | 0 | 0% | 62.73% | 0 | 0% | 62.73% | 0 | 0% | 62.73% | 0 | 0% | 62.73% | 0 | 0 | 0% | 3.653% | 0 | 0% | 3.653% | 0 | 0% | 3.653% | 0 | 0% | 0.3885% | 0 | 0% | 0.3885% | 0 | 0% | 0.3885% | 0 | 0% | 0.9268% | 0 | 58.55% | 0.9268% | 0.0042967 | 14.21% | 0.9268% | 0.0010432 | 58.55% | 0.9471% | 0.0043907 | 14.21% | 0.9471% | 0.0010661 | 2.876% | 0.9471% | 0.00021566 | 0% | 6.896% | 0 | 0% | 6.896% | 0 | 64.11% | 6.896% | 0.035009 | 0% | 1.433% | 0 | 0% | 1.433% | 0 | 0% | 1.433% | 0 |  |  |  | 0% | 11.8% | 0 | 0% | 11.8% | 0 | 0% | 11.8% | 0 | 0% | 0.3634% | 0 | 0% | 0.3634% | 0 | 0% | 0.3634% | 0 | 0% | 100% | 0 | 0% | 100% | 0 | 0% | 100% | 0 | 0% | 100% | 0 |  |  | 0 |  |  | 0 |  |  | 0.00053865 | 100% | 65% |  | 100% | 65% |  | 100% | 65% |  | 100% | 65% |  | 100% | 90% |  | 100% | 90% |  | 100% | 90%
CAMP EVERS 210310946 | 0.0013322 | 4.8603 | 1.0061 | 0 | 1.0061 | 0.045473 | 0.019474 | 0.0069726 | 0% | 99% | 0 | 0% | 99% | 0 | 0% | 99% | 0 | 0% | 99% | 0 | 0% | 64.01% | 0 | 0% | 64.01% | 0 | 0% | 64.01% | 0 | 0% | 64.01% | 0 | 0 | 0% | 1.451% | 0 | 0% | 1.451% | 0 | 0% | 1.451% | 0 | 0% | 0.1632% | 0 | 0% | 0.1632% | 0 | 0% | 0.1632% | 0 | 0% | 0.4037% | 0 | 0% | 0.4037% | 0 | 100% | 0.4037% | 0.0040613 | 0% | 0.419% | 0 | 100% | 0.419% | 0.004215 | 0% | 0.419% | 0 | 21.32% | 3.027% | 0.006492 | 5.523% | 3.027% | 0.001682 | 0% | 3.027% | 0 | 0% | 3.377% | 0 | 0% | 3.377% | 0 | 0% | 3.377% | 0 |  |  |  | 0% | 11.8% | 0 | 0% | 11.8% | 0 | 0% | 11.8% | 0 | 0% | 0.3828% | 0 | 0% | 0.3828% | 0 | 0% | 0.3828% | 0 | 0% | 100% | 0 | 0% | 100% | 0 | 0% | 100% | 0 | 0% | 100% | 0 |  |  | 0 |  |  | 0 |  |  | 0 | 100% | 65% |  | 100% | 65% |  | 100% | 65% |  | 100% | 65% |  | 100% | 90% |  | 100% | 90% |  | 100% | 90%
PETALUMA C 1108636 | 0.00025233 | 10.6118 | 0.46373 | 0 | 0.46373 | 0.00745 | 0.019812 | 0.0059237 | 0% | 99% | 0 | 0% | 99% | 0 | 0% | 99% | 0 | 0% | 99% | 0 | 0% | 61.19% | 0 | 0% | 61.19% | 0 | 0% | 61.19% | 0 | 0% | 61.19% | 0 | 0 | 0% | 2.891% | 0 | 0% | 2.891% | 0 | 0% | 2.891% | 0 | 0% | 0.3215% | 0 | 0% | 0.3215% | 0 | 0% | 0.3215% | 0 | 0% | 0.877% | 0 | 100% | 0.877% | 0.004067 | 0% | 0.877% | 0 | 100% | 0.8649% | 0.0040109 | 0% | 0.8649% | 0 | 0% | 0.8649% | 0 | 3.633% | 6.463% | 0.0010888 | 0% | 6.463% | 0 | 0% | 6.463% | 0 | 0% | 1.244% | 0 | 0% | 1.244% | 0 | 0% | 1.244% | 0 |  |  |  | 0% | 11.8% | 0 | 17.47% | 11.8% | 0.0095578 | 0% | 11.8% | 0 | 0% | 0.3512% | 0 | 0% | 0.3512% | 0 | 0% | 0.3512% | 0 | 0% | 100% | 0 | 0% | 100% | 0 | 0% | 100% | 0 | 0% | 100% | 0 |  |  | 0 |  |  | 0 |  |  | 0 | 100% | 65% |  | 100% | 65% |  | 100% | 65% |  | 100% | 65% |  | 100% | 90% |  | 100% | 90% |  | 100% | 90%
FRUITLAND 114195324 | 0.00063839 | 6.7691 | 0.79819 | 0.030725 | 0.82892 | 0.042344 | 0.011109 | 0.003675 | 0% | 99% | 0 | 0% | 99% | 0 | 0% | 99% | 0 | 0% | 99% | 0 | 0% | 61.88% | 0 | 0% | 61.88% | 0 | 0% | 61.88% | 0 | 0% | 61.88% | 0 | 0.030725 | 0% | 1.032% | 0 | 0% | 1.032% | 0 | 0% | 1.032% | 0 | 0% | 0.1156% | 0 | 0% | 0.1156% | 0 | 0% | 0.1156% | 0 | 0% | 0.2876% | 0 | 78.14% | 0.2876% | 0.0017938 | 21.86% | 0.2876% | 0.00050194 | 78.14% | 0.2921% | 0.0018216 | 21.86% | 0.2921% | 0.00050972 | 0% | 0.2921% | 0 | 0% | 2.138% | 0 | 0% | 2.138% | 0 | 0% | 2.138% | 0 | 0% | 5.148% | 0 | 0% | 5.148% | 0 | 0% | 5.148% | 0 |  |  |  | 25% | 11.8% | 0.023546 | 0% | 11.8% | 0 | 0% | 11.8% | 0 | 0% | 0.3856% | 0 | 0% | 0.3856% | 0 | 0% | 0.3856% | 0 | 0% | 100% | 0 | 0% | 100% | 0 | 0% | 100% | 0 | 0% | 100% | 0 |  |  | 0 |  |  | 0 |  |  | 0 | 100% | 65% |  | 100% | 65% |  | 100% | 65% |  | 100% | 65% |  | 100% | 90% |  | 100% | 90% |  | 100% | 90%
ROB ROY 2104588930 | 0.0011709 | 4.9396 | 1.1197 | 0.04459 | 1.1643 | 0.055429 | 0.02097 | 0.003788 | 0% | 99% | 0 | 0% | 99% | 0 | 0% | 99% | 0 | 0% | 99% | 0 | 0% | 62.62% | 0 | 0% | 62.62% | 0 | 0% | 62.62% | 0 | 0% | 62.62% | 0 | 0.04459 | 0% | 1.829% | 0 | 0% | 1.829% | 0 | 0% | 1.829% | 0 | 0% | 0.1965% | 0 | 0% | 0.1965% | 0 | 0% | 0.1965% | 0 | 0% | 0.4006% | 0 | 0% | 0.4006% | 0 | 100% | 0.4006% | 0.0044854 | 0% | 0.4267% | 0 | 100% | 0.4267% | 0.0047774 | 0% | 0.4267% | 0 | 3.293% | 3.013% | 0.0011107 | 9.339% | 3.013% | 0.0031505 | 0% | 3.013% | 0 | 0% | 5.028% | 0 | 0% | 5.028% | 0 | 0% | 5.028% | 0 |  |  |  | 0% | 11.8% | 0 | 0% | 11.8% | 0 | 0% | 11.8% | 0 | 0% | 0.3878% | 0 | 0% | 0.3878% | 0 | 0% | 0.3878% | 0 | 0% | 100% | 0 | 0% | 100% | 0 | 0% | 100% | 0 | 0% | 100% | 0 |  |  | 0 |  |  | 0 |  |  | 0 | 100% | 65% |  | 100% | 65% |  | 100% | 65% |  | 100% | 65% |  | 100% | 90% |  | 100% | 90% |  | 100% | 90%
GUALALA 11121294 | 0.00039596 | 21.3908 | 1.5828 | 0.42382 | 2.0066 | 0.075069 | 0.029164 | 0.0091392 | 0% | 99% | 0 | 0% | 99% | 0 | 0% | 99% | 0 | 0% | 99% | 0 | 0% | 61.93% | 0 | 0% | 61.93% | 0 | 0% | 61.93% | 0 | 0% | 61.93% | 0 | 0.42382 | 75% | 1.233% | 0.014636 | 0% | 1.233% | 0 | 0% | 1.233% | 0 | 0% | 0.1282% | 0 | 0% | 0.1282% | 0 | 0% | 0.1282% | 0 | 0% | 0.3875% | 0 | 47.79% | 0.3875% | 0.0029309 | 52.21% | 0.3875% | 0.0032019 | 47.79% | 0.3755% | 0.0028406 | 52.21% | 0.3755% | 0.0031032 | 0% | 0.3755% | 0 | 13.54% | 2.841% | 0.0060877 | 0% | 2.841% | 0 | 5.907% | 2.841% | 0.0026559 | 0% | 4.106% | 0 | 0% | 4.106% | 0 | 0% | 4.106% | 0 |  |  |  | 32.77% | 11.8% | 0.061209 | 0% | 11.8% | 0 | 0% | 11.8% | 0 | 0% | 0.3784% | 0 | 0% | 0.3784% | 0 | 0% | 0.3784% | 0 | 0% | 100% | 0 | 0% | 100% | 0 | 0% | 100% | 0 | 0% | 100% | 0 |  |  | 0 |  |  | 0 |  |  | 0 | 100% | 65% |  | 100% | 65% |  | 100% | 65% |  | 100% | 65% |  | 100% | 90% |  | 100% | 90% |  | 100% | 90%
BIG BASIN 11015000 | 0.0018854 | 1.9784 | 0.54601 | 0.051995 | 0.598 | 0.024325 | 0.013314 | 0.0014729 | 0% | 99% | 0 | 13.21% | 99% | 0.071421 | 0% | 99% | 0 | 0% | 99% | 0 | 0% | 63.03% | 0 | 1.626% | 63.03% | 0.0055969 | 0% | 63.03% | 0 | 0% | 63.03% | 0 | 0.051995 | 0% | 2.241% | 0 | 0% | 2.241% | 0 | 0% | 2.241% | 0 | 0% | 0.2462% | 0 | 0% | 0.2462% | 0 | 0% | 0.2462% | 0 | 0% | 0.514% | 0 | 0% | 0.514% | 0 | 96.52% | 0.514% | 0.0027088 | 0% | 0.5479% | 0 | 96.52% | 0.5479% | 0.0028874 | 3.484% | 0.5479% | 0.00010424 | 0% | 3.873% | 0 | 29.13% | 3.873% | 0.0061604 | 25.74% | 3.873% | 0.0054441 | 0% | 3.894% | 0 | 0% | 3.894% | 0 | 0% | 3.894% | 0 |  |  |  | 0% | 11.8% | 0 | 0% | 11.8% | 0 | 0% | 11.8% | 0 | 0% | 0.3833% | 0 | 0% | 0.3833% | 0 | 0% | 0.3833% | 0 | 0% | 100% | 0 | 0% | 100% | 0 | 0% | 100% | 0 | 0% | 100% | 0 |  |  | 0 |  |  | 0 |  |  | 0 | 100% | 65% |  | 100% | 65% |  | 100% | 65% |  | 100% | 65% |  | 100% | 90% |  | 100% | 90% |  | 100% | 90%
CAMP EVERS 210595394 | 0.007736 | 0.71287 | 0.31849 | 0 | 0.31849 | 0.016453 | 0.0055823 | 0.0007865 | 0% | 99% | 0 | 0% | 99% | 0 | 0% | 99% | 0 | 0% | 99% | 0 | 0% | 63.82% | 0 | 0% | 63.82% | 0 | 0% | 63.82% | 0 | 0% | 63.82% | 0 | 0 | 0% | 1.146% | 0 | 0% | 1.146% | 0 | 0% | 1.146% | 0 | 0% | 0.1457% | 0 | 0% | 0.1457% | 0 | 0% | 0.1457% | 0 | 0% | 0.3435% | 0 | 0% | 0.3435% | 0 | 0% | 0.3435% | 0 | 0% | 0.3633% | 0 | 0% | 0.3633% | 0 | 0% | 0.3633% | 0 | 0% | 2.593% | 0 | 0% | 2.593% | 0 | 0% | 2.593% | 0 | 0% | 4.145% | 0 | 0% | 4.145% | 0 | 0% | 4.145% | 0 |  |  |  | 0% | 11.8% | 0 | 0% | 11.8% | 0 | 0% | 11.8% | 0 | 0% | 0.3824% | 0 | 0% | 0.3824% | 0 | 0% | 0.3824% | 0 | 0% | 100% | 0 | 0% | 100% | 0 | 0% | 100% | 0 | 0% | 100% | 0 |  |  | 0 |  |  | 0 |  |  | 0 | 100% | 65% |  | 100% | 65% |  | 100% | 65% |  | 100% | 65% |  | 100% | 90% |  | 100% | 90% |  | 100% | 90%
NORTH DUBLIN 2101MR765 | 0.00075421 | 0.029406 | 0.0051323 | 1.2408 | 1.2459 | 1.5828e-05 | 0.00026094 | 9.1001e-05 | 0% | 99% | 0 | 0% | 99% | 0 | 0% | 99% | 0 | 0% | 99% | 0 | 0% | 61.02% | 0 | 0% | 61.02% | 0 | 0% | 61.02% | 0 | 0% | 61.02% | 0 | 1.2408 | 0% | 3.011% | 0 | 0% | 3.011% | 0 | 0% | 3.011% | 0 | 0% | 0.3643% | 0 | 0% | 0.3643% | 0 | 0% | 0.3643% | 0 | 0% | 1.024% | 0 | 100% | 1.024% | 5.2546e-05 | 0% | 1.024% | 0 | 100% | 1.047% | 5.375e-05 | 0% | 1.047% | 0 | 0% | 1.047% | 0 | 0% | 7.678% | 0 | 0% | 7.678% | 0 | 0% | 7.678% | 0 | 0% | 0.203% | 0 | 0% | 0.203% | 0 | 0% | 0.203% | 0 |  |  |  | 0% | 11.8% | 0 | 0% | 11.8% | 0 | 0% | 11.8% | 0 | 0% | 0.3472% | 0 | 0% | 0.3472% | 0 | 0% | 0.3472% | 0 | 0% | 100% | 0 | 0% | 100% | 0 | 0% | 100% | 0 | 0% | 100% | 0 |  |  | 0 |  |  | 0 |  |  | 0 | 100% | 65% |  | 100% | 65% |  | 100% | 65% |  | 100% | 65% |  | 100% | 90% |  | 100% | 90% |  | 100% | 90%
COTATI 1105213984 | 0.00019479 | 4.8762 | 0.17636 | 0 | 0.17636 | 0.0025904 | 0.0076523 | 0.0023945 | 0% | 99% | 0 | 0% | 99% | 0 | 0% | 99% | 0 | 0% | 99% | 0 | 0% | 61% | 0 | 0% | 61% | 0 | 0% | 61% | 0 | 0% | 61% | 0 | 0 | 0% | 3.067% | 0 | 0% | 3.067% | 0 | 0% | 3.067% | 0 | 0% | 0.3339% | 0 | 0% | 0.3339% | 0 | 0% | 0.3339% | 0 | 0% | 0.8943% | 0 | 80.93% | 0.8943% | 0.0012764 | 19.07% | 0.8943% | 0.00030071 | 80.93% | 0.8727% | 0.0012456 | 19.07% | 0.8727% | 0.00029345 | 0% | 0.8727% | 0 | 0% | 6.558% | 0 | 0% | 6.558% | 0 | 0% | 6.558% | 0 | 0% | 1.165% | 0 | 0% | 1.165% | 0 | 0% | 1.165% | 0 |  |  |  | 0% | 11.8% | 0 | 13.45% | 11.8% | 0.0027999 | 0% | 11.8% | 0 | 0% | 0.3493% | 0 | 0% | 0.3493% | 0 | 0% | 0.3493% | 0 | 0% | 100% | 0 | 0% | 100% | 0 | 0% | 100% | 0 | 0% | 100% | 0 |  |  | 0 |  |  | 0 |  |  | 0 | 100% | 65% |  | 100% | 65% |  | 100% | 65% |  | 100% | 65% |  | 100% | 90% |  | 100% | 90% |  | 100% | 90%
ECHO SUMMIT 110155262 | 6.9831e-05 | 0.21127 | 0.00095038 | 0 | 0.00095038 | 0 | 6.8102e-05 | 0 | 0% | 99% | 0 | 0% | 99% | 0 | 0% | 99% | 0 | 0% | 99% | 0 | 0% | 36.33% | 0 | 0% | 36.33% | 0 | 0% | 36.33% | 0 | 0% | 36.33% | 0 | 0 | 0% | 2.114% | 0 | 0% | 2.114% | 0 | 0% | 2.114% | 0 | 0% | 0% | 0 | 0% | 0% | 0 | 0% | 0% | 0 | 0% | 1.571% | 0 | 0% | 1.571% | 0 | 0% | 1.571% | 0 | 0% | 0.8684% | 0 | 0% | 0.8684% | 0 | 100% | 0.8684% | 8.2528e-06 | 38.33% | 9.918% | 3.6126e-05 | 0% | 9.918% | 0 | 0% | 9.918% | 0 | 0% | 0.006284% | 0 | 0% | 0.006284% | 0 | 0% | 0.006284% | 0 |  |  |  | 0% | 11.8% | 0 | 14.49% | 11.8% | 1.625e-05 | 0% | 11.8% | 0 | 0% | 0.1909% | 0 | 0% | 0.1909% | 0 | 0% | 0.1909% | 0 | 0% | 100% | 0 | 0% | 100% | 0 | 0% | 100% | 0 | 0% | 100% | 0 |  |  | 0 |  |  | 0 |  |  | 0 | 100% | 65% |  | 100% | 65% |  | 100% | 65% |  | 100% | 65% |  | 100% | 90% |  | 100% | 90% |  | 100% | 90%
BIG BASIN 110276752 | 0.0020276 | 3.4861 | 0.95202 | 0.27904 | 1.2311 | 0.048225 | 0.016465 | 0.0035302 | 0% | 99% | 0 | 0% | 99% | 0 | 0% | 99% | 0 | 0% | 99% | 0 | 0% | 63.4% | 0 | 0% | 63.4% | 0 | 0% | 63.4% | 0 | 0% | 63.4% | 0 | 0.27904 | 0% | 1.585% | 0 | 0% | 1.585% | 0 | 0% | 1.585% | 0 | 0% | 0.1718% | 0 | 0% | 0.1718% | 0 | 0% | 0.1718% | 0 | 0% | 0.3676% | 0 | 0% | 0.3676% | 0 | 83.9% | 0.3676% | 0.0029363 | 0% | 0.3886% | 0 | 83.9% | 0.3886% | 0.0031041 | 16.1% | 0.3886% | 0.00059565 | 0.7989% | 2.761% | 0.00021002 | 7.489% | 2.761% | 0.0019688 | 1.796% | 2.761% | 0.00047204 | 0% | 4.431% | 0 | 0% | 4.431% | 0 | 0% | 4.431% | 0 |  |  |  | 0% | 11.8% | 0 | 34.94% | 11.8% | 0.039248 | 0% | 11.8% | 0 | 0% | 0.3877% | 0 | 0% | 0.3877% | 0 | 0% | 0.3877% | 0 | 0% | 100% | 0 | 0% | 100% | 0 | 0% | 100% | 0 | 0% | 100% | 0 |  |  | 0 |  |  | 0 |  |  | 0.0046881 | 100% | 65% |  | 100% | 65% |  | 100% | 65% |  | 100% | 65% |  | 100% | 90% |  | 100% | 90% |  | 100% | 90%
CAMP EVERS 2105BL 2101 | 0.044857 | 0.0032255 | 0.091574 | 0 | 0.091574 | 0.0054105 | 0.0010484 | 0.00010305 | 0% | 99% | 0 | 0% | 99% | 0 | 0% | 99% | 0 | 0% | 99% | 0 | 0% | 64.36% | 0 | 0% | 64.36% | 0 | 0% | 64.36% | 0 | 0% | 64.36% | 0 | 0 | 0% | 0.4895% | 0 | 0% | 0.4895% | 0 | 0% | 0.4895% | 0 | 0% | 0.07942% | 0 | 0% | 0.07942% | 0 | 0% | 0.07942% | 0 | 0% | 0.2068% | 0 | 0% | 0.2068% | 0 | 0% | 0.2068% | 0 | 0% | 0.2165% | 0 | 0% | 0.2165% | 0 | 0% | 0.2165% | 0 | 0% | 1.56% | 0 | 0% | 1.56% | 0 | 0% | 1.56% | 0 | 0% | 4.409% | 0 | 0% | 4.409% | 0 | 0% | 4.409% | 0 |  |  |  | 0% | 11.8% | 0 | 0% | 11.8% | 0 | 0% | 11.8% | 0 | 0% | 0.3846% | 0 | 0% | 0.3846% | 0 | 0% | 0.3846% | 0 | 0% | 100% | 0 | 0% | 100% | 0 | 0% | 100% | 0 | 0% | 100% | 0 |  |  | 0 |  |  | 0 |  |  | 0 | 100% | 65% |  | 100% | 65% |  | 100% | 65% |  | 100% | 65% |  | 100% | 90% |  | 100% | 90% |  | 100% | 90%
SALT SPRINGS 21023118 | 0.0018886 | 0.064923 | 0.019277 | 0 | 0.019277 | 0.00031652 | 0.00099833 | 6.6538e-05 | 0% | 99% | 0 | 0% | 99% | 0 | 0% | 99% | 0 | 0% | 99% | 0 | 0% | 60.22% | 0 | 0% | 60.22% | 0 | 0% | 60.22% | 0 | 0% | 60.22% | 0 | 0 | 0% | 1.715% | 0 | 0% | 1.715% | 0 | 0% | 1.715% | 0 | 0% | 0.3014% | 0 | 0% | 0.3014% | 0 | 0% | 0.3014% | 0 | 0% | 0.9233% | 0 | 100% | 0.9233% | 0.00017799 | 0% | 0.9233% | 0 | 100% | 0.9207% | 0.00017748 | 0% | 0.9207% | 0 | 0% | 0.9207% | 0 | 0% | 6.863% | 0 | 98.2% | 6.863% | 0.0012991 | 0% | 6.863% | 0 | 0% | 1.184% | 0 | 0% | 1.184% | 0 | 0% | 1.184% | 0 |  |  |  | 0% | 11.8% | 0 | 0% | 11.8% | 0 | 0% | 11.8% | 0 | 0% | 0.3204% | 0 | 0% | 0.3204% | 0 | 0% | 0.3204% | 0 | 0% | 100% | 0 | 0% | 100% | 0 | 0% | 100% | 0 | 0% | 100% | 0 |  |  | 0 |  |  | 0 |  |  | 0 | 100% | 65% |  | 100% | 65% |  | 100% | 65% |  | 100% | 65% |  | 100% | 90% |  | 100% | 90% |  | 100% | 90%
CURTIS 170511790 | 0.0010348 | 0.014229 | 0.005281 | 0 | 0.005281 | 0.00010977 | 0.00014835 | 0.00012031 | 0% | 99% | 0 | 0% | 99% | 0 | 0% | 99% | 0 | 0% | 99% | 0 | 0% | 63.14% | 0 | 0% | 63.14% | 0 | 0% | 63.14% | 0 | 0% | 63.14% | 0 | 0 | 0% | 1.689% | 0 | 0% | 1.689% | 0 | 0% | 1.689% | 0 | 0% | 0.2113% | 0 | 0% | 0.2113% | 0 | 0% | 0.2113% | 0 | 0% | 0.5573% | 0 | 100% | 0.5573% | 2.9433e-05 | 0% | 0.5573% | 0 | 100% | 0.5791% | 3.0583e-05 | 0% | 0.5791% | 0 | 0% | 0.5791% | 0 | 0% | 4.197% | 0 | 0% | 4.197% | 0 | 0% | 4.197% | 0 | 0% | 1.414% | 0 | 0% | 1.414% | 0 | 0% | 1.414% | 0 |  |  |  | 34.94% | 11.8% | 0.0002177 | 0% | 11.8% | 0 | 0% | 11.8% | 0 | 0% | 0.3704% | 0 | 0% | 0.3704% | 0 | 0% | 0.3704% | 0 | 0% | 100% | 0 | 0% | 100% | 0 | 0% | 100% | 0 | 0% | 100% | 0 |  |  | 0 |  |  | 0 |  |  | 0 | 100% | 65% |  | 100% | 65% |  | 100% | 65% |  | 100% | 65% |  | 100% | 90% |  | 100% | 90% |  | 100% | 90%
HIGGINS 1108CB | 0.00088232 | 0 | 0.0045031 | 0 | 0.0045031 | 4.1397e-05 | 0.00019939 | 8.1891e-05 | 0% | 99% | 0 | 0% | 99% | 0 | 0% | 99% | 0 | 0% | 99% | 0 | 0% | 60.49% | 0 | 0% | 60.49% | 0 | 0% | 60.49% | 0 | 0% | 60.49% | 0 | 0 | 0% | 2.219% | 0 | 0% | 2.219% | 0 | 0% | 2.219% | 0 | 0% | 0.2795% | 0 | 0% | 0.2795% | 0 | 0% | 0.2795% | 0 | 0% | 0.8893% | 0 | 100% | 0.8893% | 4.0045e-05 | 0% | 0.8893% | 0 | 100% | 0.9129% | 4.1109e-05 | 0% | 0.9129% | 0 | 0% | 0.9129% | 0 | 0% | 6.709% | 0 | 0% | 6.709% | 0 | 0% | 6.709% | 0 | 0% | 0.7343% | 0 | 0% | 0.7343% | 0 | 0% | 0.7343% | 0 |  |  |  | 0% | 11.8% | 0 | 0% | 11.8% | 0 | 0% | 11.8% | 0 | 0% | 0.3544% | 0 | 0% | 0.3544% | 0 | 0% | 0.3544% | 0 | 0% | 100% | 0 | 0% | 100% | 0 | 0% | 100% | 0 | 0% | 100% | 0 |  |  | 0 |  |  | 0 |  |  | 0 |  |  |  |  | 65% |  |  | 65% |  | 100% | 65%
IGNACIO 1105683542 | 0.000715 | 0.1783 | 0.021895 | 0 | 0.021895 | 0.00039782 | 0.00082622 | 0.00034489 | 0% | 99% | 0 | 0% | 99% | 0 | 0% | 99% | 0 | 0% | 99% | 0 | 0% | 64.78% | 0 | 0% | 64.78% | 0 | 0% | 64.78% | 0 | 0% | 64.78% | 0 | 0 | 0% | 3.409% | 0 | 0% | 3.409% | 0 | 0% | 3.409% | 0 | 0% | 0.3653% | 0 | 0% | 0.3653% | 0 | 0% | 0.3653% | 0 | 0% | 0.8036% | 0 | 0% | 0.8036% | 0 | 0% | 0.8036% | 0 | 0% | 0.8423% | 0 | 0% | 0.8423% | 0 | 100% | 0.8423% | 0.00018442 | 100% | 6.021% | 0.0013183 | 0% | 6.021% | 0 | 0% | 6.021% | 0 | 0% | 1.259% | 0 | 0% | 1.259% | 0 | 0% | 1.259% | 0 |  |  |  | 0% | 11.8% | 0 | 3.667% | 11.8% | 9.4751e-05 | 0% | 11.8% | 0 | 0% | 0.3724% | 0 | 0% | 0.3724% | 0 | 0% | 0.3724% | 0 | 0% | 100% | 0 | 0% | 100% | 0 | 0% | 100% | 0 | 0% | 100% | 0 |  |  | 0 |  |  | 0 |  |  | 0 | 100% | 65% |  | 100% | 65% |  | 100% | 65% |  | 100% | 65% |  | 100% | 90% |  | 100% | 90% |  | 100% | 90%
MOLINO 1101277292 | 0.00043275 | 1.6494 | 0.10822 | 0.014496 | 0.12272 | 0.0053694 | 0.0019409 | 0.00044458 | 0% | 99% | 0 | 0% | 99% | 0 | 0% | 99% | 0 | 0% | 99% | 0 | 0% | 62.36% | 0 | 0% | 62.36% | 0 | 0% | 62.36% | 0 | 0% | 62.36% | 0 | 0.014496 | 0% | 1.261% | 0 | 0% | 1.261% | 0 | 0% | 1.261% | 0 | 0% | 0.1293% | 0 | 0% | 0.1293% | 0 | 0% | 0.1293% | 0 | 0% | 0.3824% | 0 | 53.62% | 0.3824% | 0.00022187 | 38.16% | 0.3824% | 0.00015792 | 53.62% | 0.3738% | 0.00021688 | 38.16% | 0.3738% | 0.00015437 | 8.223% | 0.3738% | 3.3263e-05 | 0% | 2.811% | 0 | 0% | 2.811% | 0 | 0% | 2.811% | 0 | 0% | 3.98% | 0 | 0% | 3.98% | 0 | 0% | 3.98% | 0 |  |  |  | 24.09% | 11.8% | 0.0030766 | 0% | 11.8% | 0 | 0% | 11.8% | 0 | 55.56% | 0.3805% | 0.00022877 | 0% | 0.3805% | 0 | 0% | 0.3805% | 0 | 0% | 100% | 0 | 0% | 100% | 0 | 0% | 100% | 0 | 0% | 100% | 0 |  |  | 0 |  |  | 0 |  |  | 0 | 100% | 65% |  | 100% | 65% |  | 100% | 65% |  | 100% | 65% |  | 100% | 90% |  | 100% | 90% |  | 100% | 90%
DIAMOND SPRINGS 1107203504 | 0.00035995 | 0.13508 | 0.023882 | 0.012185 | 0.036066 | 0.00067729 | 0.00070347 | 0.00033055 | 0% | 99% | 0 | 0% | 99% | 0 | 0% | 99% | 0 | 0% | 99% | 0 | 0% | 63.44% | 0 | 0% | 63.44% | 0 | 0% | 63.44% | 0 | 0% | 63.44% | 0 | 0.012185 | 0% | 2.3% | 0 | 0% | 2.3% | 0 | 0% | 2.3% | 0 | 0% | 0.2483% | 0 | 0% | 0.2483% | 0 | 0% | 0.2483% | 0 | 0% | 0.6244% | 0 | 0% | 0.6244% | 0 | 45.19% | 0.6244% | 6.7394e-05 | 54.81% | 0.643% | 8.4167e-05 | 45.19% | 0.643% | 6.9402e-05 | 0% | 0.643% | 0 | 0% | 4.666% | 0 | 0% | 4.666% | 0 | 0% | 4.666% | 0 | 0% | 2.431% | 0 | 0% | 2.431% | 0 | 0% | 2.431% | 0 |  |  |  | 0% | 11.8% | 0 | 0% | 11.8% | 0 | 15.17% | 11.8% | 0.00042756 | 55.56% | 0.3749% | 4.9745e-05 | 0% | 0.3749% | 0 | 0% | 0.3749% | 0 | 0% | 100% | 0 | 0% | 100% | 0 | 0% | 100% | 0 | 0% | 100% | 0 |  |  | 0 |  |  | 0 |  |  | 0 | 100% | 65% |  | 100% | 65% |  | 100% | 65% |  | 100% | 65% |  | 100% | 90% |  | 100% | 90% |  | 100% | 90%
POINT MORETTI 1101CB | 0.00024774 | 0.012784 | 0.0012644 | 0 | 0.0012644 | 1.1098e-05 | 7.1471e-05 | 8.0319e-06 | 0% | 99% | 0 | 0% | 99% | 0 | 0% | 99% | 0 | 0% | 99% | 0 | 0% | 55.44% | 0 | 0% | 55.44% | 0 | 0% | 55.44% | 0 | 0% | 55.44% | 0 | 0 | 0% | 3.776% | 0 | 0% | 3.776% | 0 | 0% | 3.776% | 0 | 0% | 0.367% | 0 | 0% | 0.367% | 0 | 0% | 0.367% | 0 | 0% | 1.211% | 0 | 0% | 1.211% | 0 | 100% | 1.211% | 1.5311e-05 | 0% | 1.116% | 0 | 100% | 1.116% | 1.4111e-05 | 0% | 1.116% | 0 | 0% | 8.758% | 0 | 0% | 8.758% | 0 | 0% | 8.758% | 0 | 0% | 0.8219% | 0 | 0% | 0.8219% | 0 | 0% | 0.8219% | 0 |  |  |  | 0% | 11.8% | 0 | 0% | 11.8% | 0 | 0% | 11.8% | 0 | 55.56% | 0.3286% | 2.3081e-06 | 0% | 0.3286% | 0 | 0% | 0.3286% | 0 | 0% | 100% | 0 | 0% | 100% | 0 | 0% | 100% | 0 | 0% | 100% | 0 |  |  | 0 |  |  | 0 |  |  | 0 | 100% | 65% |  | 100% | 65% |  | 100% | 65% |  | 100% | 65% |  | 100% | 90% |  | 100% | 90% |  | 100% | 90%
PETALUMA C 1108883512 | 0.00020211 | 0.17411 | 0.0051575 | 0 | 0.0051575 | 0.00013898 | 0.00018015 | 5.0445e-05 | 0% | 99% | 0 | 0% | 99% | 0 | 0% | 99% | 0 | 0% | 99% | 0 | 0% | 63.83% | 0 | 0% | 63.83% | 0 | 0% | 63.83% | 0 | 0% | 63.83% | 0 | 0 | 0% | 3.116% | 0 | 0% | 3.116% | 0 | 0% | 3.116% | 0 | 0% | 0.3552% | 0 | 0% | 0.3552% | 0 | 0% | 0.3552% | 0 | 0% | 0.718% | 0 | 0% | 0.718% | 0 | 0% | 0.718% | 0 | 0% | 0.7736% | 0 | 0% | 0.7736% | 0 | 0% | 0.7736% | 0 | 0% | 5.428% | 0 | 0% | 5.428% | 0 | 0% | 5.428% | 0 | 0% | 2.205% | 0 | 0% | 2.205% | 0 | 0% | 2.205% | 0 |  |  |  | 0% | 11.8% | 0 | 17.47% | 11.8% | 0.0001063 | 0% | 11.8% | 0 | 0% | 0.3748% | 0 | 0% | 0.3748% | 0 | 0% | 0.3748% | 0 | 0% | 100% | 0 | 0% | 100% | 0 | 0% | 100% | 0 | 0% | 100% | 0 |  |  | 0 |  |  | 0 |  |  | 0 | 100% | 65% |  | 100% | 65% |  | 100% | 65% |  | 100% | 65% |  | 100% | 90% |  | 100% | 90% |  | 100% | 90%
COTATI 1105844060 | 0.00016132 | 2.2567 | 0.06988 | 0 | 0.06988 | 0.0016347 | 0.0025942 | 0.00077859 | 0% | 99% | 0 | 0% | 99% | 0 | 0% | 99% | 0 | 0% | 99% | 0 | 0% | 60.03% | 0 | 0% | 60.03% | 0 | 0% | 60.03% | 0 | 0% | 60.03% | 0 | 0 | 0% | 2.607% | 0 | 0% | 2.607% | 0 | 0% | 2.607% | 0 | 0% | 0.2644% | 0 | 0% | 0.2644% | 0 | 0% | 0.2644% | 0 | 0% | 0.775% | 0 | 100% | 0.775% | 0.00054155 | 0% | 0.775% | 0 | 100% | 0.7121% | 0.00049763 | 0% | 0.7121% | 0 | 0% | 0.7121% | 0 | 0% | 5.568% | 0 | 0% | 5.568% | 0 | 0% | 5.568% | 0 | 0% | 1.929% | 0 | 0% | 1.929% | 0 | 0% | 1.929% | 0 |  |  |  | 0% | 11.8% | 0 | 13.45% | 11.8% | 0.0011094 | 0% | 11.8% | 0 | 0% | 0.3488% | 0 | 0% | 0.3488% | 0 | 0% | 0.3488% | 0 | 0% | 100% | 0 | 0% | 100% | 0 | 0% | 100% | 0 | 0% | 100% | 0 |  |  | 0 |  |  | 0 |  |  | 0 | 100% | 65% |  | 100% | 65% |  | 100% | 65% |  | 100% | 65% |  | 100% | 90% |  | 100% | 90% |  | 100% | 90%
SMUD 15805CB | 0 | 0.0070409 | 0 | 0 | 0 | 0 | 0 | 0 | 0% |  | 0 | 0% |  | 0 | 0% |  | 0 | 0% |  | 0 | 0% |  | 0 | 0% |  | 0 | 0% |  | 0 | 0% |  | 0 | 0 | 0% |  | 0 | 0% |  | 0 | 0% |  | 0 | 0% |  | 0 | 0% |  | 0 | 0% |  | 0 | 0% |  | 0 | 0% |  | 0 | 0% |  | 0 | 0% |  | 0 | 0% |  | 0 | 0% |  | 0 | 0% |  | 0 | 0% |  | 0 | 0% |  | 0 | 0% |  | 0 | 0% |  | 0 | 0% |  | 0 |  |  |  | 0% |  | 0 | 0% |  | 0 | 0% |  | 0 | 0% |  | 0 | 0% |  | 0 | 0% |  | 0 | 0% |  | 0 | 0% |  | 0 | 0% |  | 0 | 0% |  | 0 |  |  | 0 |  |  | 0 |  |  | 0 | 100% | 65% |  | 100% | 65% |  | 100% | 65% |  | 100% | 65% |  | 100% | 90% |  | 100% | 90% |  | 100% | 90%
ECHO SUMMIT 1101CB | 7.0484e-05 | 0.092284 | 0.00023982 | 0 | 0.00023982 | 0 | 1.7185e-05 | 0 | 0% | 99% | 0 | 0% | 99% | 0 | 0% | 99% | 0 | 0% | 99% | 0 | 0% | 45.7% | 0 | 0% | 45.7% | 0 | 0% | 45.7% | 0 | 0% | 45.7% | 0 | 0 | 0% | 1.833% | 0 | 0% | 1.833% | 0 | 0% | 1.833% | 0 | 0% | 0% | 0 | 0% | 0% | 0 | 0% | 0% | 0 | 0% | 1.588% | 0 | 0% | 1.588% | 0 | 0% | 1.588% | 0 | 0% | 1.131% | 0 | 0% | 1.131% | 0 | 0% | 1.131% | 0 | 0% | 10.72% | 0 | 0% | 10.72% | 0 | 0% | 10.72% | 0 | 0% | 0.004497% | 0 | 0% | 0.004497% | 0 | 0% | 0.004497% | 0 |  |  |  | 0% | 11.8% | 0 | 0% | 11.8% | 0 | 0% | 11.8% | 0 | 0% | 0.2456% | 0 | 0% | 0.2456% | 0 | 0% | 0.2456% | 0 | 0% | 100% | 0 | 0% | 100% | 0 | 0% | 100% | 0 | 0% | 100% | 0 |  |  | 0 |  |  | 0 |  |  | 0 | 100% | 65% |  | 100% | 65% |  | 100% | 65% |  | 100% | 65% |  | 100% | 90% |  | 100% | 90% |  | 100% | 90%
SNEATH LANE 1101CB | 0.0011533 | 0.44955 | 0.18657 | 0 | 0.18657 | 0.0022373 | 0.0094556 | 0.0016879 | 0% | 99% | 0 | 0% | 99% | 0 | 0% | 99% | 0 | 0% | 99% | 0 | 0% | 62.83% | 0 | 0% | 62.83% | 0 | 0% | 62.83% | 0 | 0% | 62.83% | 0 | 0 | 0% | 4.262% | 0 | 0% | 4.262% | 0 | 0% | 4.262% | 0 | 0% | 0.4685% | 0 | 0% | 0.4685% | 0 | 0% | 0.4685% | 0 | 0% | 1.065% | 0 | 0% | 1.065% | 0 | 26.29% | 1.065% | 0.00052234 | 0% | 1.115% | 0 | 26.29% | 1.115% | 0.00054669 | 2.145% | 1.115% | 4.4604e-05 | 0% | 7.991% | 0 | 0% | 7.991% | 0 | 0% | 7.991% | 0 | 0% | 0.857% | 0 | 0% | 0.857% | 0 | 0% | 0.857% | 0 |  |  |  | 0% | 11.8% | 0 | 0% | 11.8% | 0 | 0% | 11.8% | 0 | 0% | 0.3609% | 0 | 0% | 0.3609% | 0 | 0% | 0.3609% | 0 | 0% | 100% | 0 | 0% | 100% | 0 | 0% | 100% | 0 | 0% | 100% | 0 |  |  | 0 |  |  | 0 |  |  | 0 | 100% | 65% |  | 100% | 65% |  | 100% | 65% |  | 100% | 65% |  | 100% | 90% |  | 100% | 90% |  | 100% | 90%
CORRAL 110213498 | 0.00049201 | 0.87783 | 0.093109 | 0 | 0.093109 | 0.0010969 | 0.0036183 | 0.0019631 | 0% | 99% | 0 | 0% | 99% | 0 | 0% | 99% | 0 | 0% | 99% | 0 | 0% | 61.23% | 0 | 0% | 61.23% | 0 | 0% | 61.23% | 0 | 0% | 61.23% | 0 | 0 | 0% | 2.013% | 0 | 0% | 2.013% | 0 | 0% | 2.013% | 0 | 0% | 0.2506% | 0 | 0% | 0.2506% | 0 | 0% | 0.2506% | 0 | 0% | 0.7888% | 0 | 22.74% | 0.7888% | 0.00016705 | 24.19% | 0.7888% | 0.00017764 | 22.74% | 0.8229% | 0.00017427 | 24.19% | 0.8229% | 0.00018532 | 53.07% | 0.8229% | 0.0004066 | 0% | 5.987% | 0 | 0% | 5.987% | 0 | 0% | 5.987% | 0 | 0% | 0.8934% | 0 | 0% | 0.8934% | 0 | 0% | 0.8934% | 0 |  |  |  | 0% | 11.8% | 0 | 0% | 11.8% | 0 | 0% | 11.8% | 0 | 0% | 0.3639% | 0 | 0% | 0.3639% | 0 | 0% | 0.3639% | 0 | 0% | 100% | 0 | 0% | 100% | 0 | 0% | 100% | 0 | 0% | 100% | 0 |  |  | 0 |  |  | 0 |  |  | 0 | 100% | 65% |  | 100% | 65% |  | 100% | 65% |  | 100% | 65% |  | 100% | 90% |  | 100% | 90% |  | 100% | 90%
MONTE RIO 1111240 | 0.0011843 | 4.0885 | 1.1748 | 0.064828 | 1.2396 | 0.065341 | 0.015562 | 0.0034857 | 0% | 99% | 0 | 0% | 99% | 0 | 0% | 99% | 0 | 0% | 99% | 0 | 0% | 62.81% | 0 | 0% | 62.81% | 0 | 0% | 62.81% | 0 | 0% | 62.81% | 0 | 0.064828 | 0% | 1.115% | 0 | 0% | 1.115% | 0 | 0% | 1.115% | 0 | 0% | 0.117% | 0 | 0% | 0.117% | 0 | 0% | 0.117% | 0 | 0% | 0.2831% | 0 | 0% | 0.2831% | 0 | 19.07% | 0.2831% | 0.00063443 | 0% | 0.2895% | 0 | 19.07% | 0.2895% | 0.00064876 | 80.7% | 0.2895% | 0.0027451 | 34.8% | 2.106% | 0.0086107 | 5.5% | 2.106% | 0.0013609 | 0% | 2.106% | 0 | 0% | 4.772% | 0 | 0% | 4.772% | 0 | 0% | 4.772% | 0 |  |  |  | 30.98% | 11.8% | 0.04295 | 0% | 11.8% | 0 | 0% | 11.8% | 0 | 0% | 0.3885% | 0 | 0% | 0.3885% | 0 | 0% | 0.3885% | 0 | 0% | 100% | 0 | 0% | 100% | 0 | 0% | 100% | 0 | 0% | 100% | 0 |  |  | 0 |  |  | 0 |  |  | 0 | 100% | 65% |  | 100% | 65% |  | 100% | 65% |  | 100% | 65% |  | 100% | 90% |  | 100% | 90% |  | 100% | 90%
MOLINO 1101322 | 0.00048239 | 15.6466 | 1.2759 | 0.16791 | 1.4438 | 0.063286 | 0.02279 | 0.0055851 | 0% | 99% | 0 | 0% | 99% | 0 | 0% | 99% | 0 | 0% | 99% | 0 | 0% | 62.63% | 0 | 0% | 62.63% | 0 | 0% | 62.63% | 0 | 0% | 62.63% | 0 | 0.16791 | 72.22% | 1.287% | 0.011862 | 0% | 1.287% | 0 | 0% | 1.287% | 0 | 0% | 0.1358% | 0 | 0% | 0.1358% | 0 | 0% | 0.1358% | 0 | 0% | 0.3755% | 0 | 27.04% | 0.3755% | 0.0012956 | 24.45% | 0.3755% | 0.0011715 | 27.04% | 0.3698% | 0.0012761 | 24.45% | 0.3698% | 0.0011538 | 48.16% | 0.3698% | 0.0022724 | 46.96% | 2.764% | 0.016562 | 0% | 2.764% | 0 | 0% | 2.764% | 0 | 0% | 3.903% | 0 | 0% | 3.903% | 0 | 0% | 3.903% | 0 |  |  |  | 24.09% | 11.8% | 0.036273 | 0% | 11.8% | 0 | 0% | 11.8% | 0 | 55.56% | 0.3807% | 0.0026983 | 0% | 0.3807% | 0 | 0% | 0.3807% | 0 | 0% | 100% | 0 | 0% | 100% | 0 | 0% | 100% | 0 | 0% | 100% | 0 |  |  | 0 |  |  | 0 |  |  | 0 | 100% | 65% |  | 100% | 65% |  | 100% | 65% |  | 100% | 65% |  | 100% | 90% |  | 100% | 90% |  | 100% | 90%
ALTO 112081716 | 0.00057363 | 0.41704 | 0.031311 | 0 | 0.031311 | 0.0010387 | 0.00097188 | 0.00024149 | 0% | 99% | 0 | 0% | 99% | 0 | 0% | 99% | 0 | 0% | 99% | 0 | 0% | 63.03% | 0 | 0% | 63.03% | 0 | 0% | 63.03% | 0 | 0% | 63.03% | 0 | 0 | 100% | 2.352% | 0.00073652 | 0% | 2.352% | 0 | 0% | 2.352% | 0 | 0% | 0.2524% | 0 | 0% | 0.2524% | 0 | 0% | 0.2524% | 0 | 0% | 0.6569% | 0 | 0% | 0.6569% | 0 | 56.18% | 0.6569% | 0.00011556 | 0% | 0.6696% | 0 | 56.18% | 0.6696% | 0.00011779 | 43.3% | 0.6696% | 9.0784e-05 | 55.17% | 4.895% | 0.00084561 | 0% | 4.895% | 0 | 0% | 4.895% | 0 | 0% | 2.627% | 0 | 0% | 2.627% | 0 | 0% | 2.627% | 0 |  |  |  | 0% | 11.8% | 0 | 12.75% | 11.8% | 0.0004709 | 0% | 11.8% | 0 | 0% | 0.3727% | 0 | 0% | 0.3727% | 0 | 0% | 0.3727% | 0 | 0% | 100% | 0 | 0% | 100% | 0 | 0% | 100% | 0 | 0% | 100% | 0 |  |  | 0 |  |  | 0 |  |  | 0 | 100% | 65% |  | 100% | 65% |  | 100% | 65% |  | 100% | 65% |  | 100% | 90% |  | 100% | 90% |  | 100% | 90%
FORT ROSS 1121134 | 0.00046321 | 8.4048 | 0.72762 | 0.13475 | 0.86237 | 0.036398 | 0.011521 | 0.0044631 | 0% | 99% | 0 | 0% | 99% | 0 | 0% | 99% | 0 | 0% | 99% | 0 | 0% | 62.28% | 0 | 0% | 62.28% | 0 | 0% | 62.28% | 0 | 0% | 62.28% | 0 | 0.13475 | 33.33% | 1.151% | 0.0027924 | 0% | 1.151% | 0 | 0% | 1.151% | 0 | 0% | 0.123% | 0 | 0% | 0.123% | 0 | 0% | 0.123% | 0 | 0% | 0.3291% | 0 | 100% | 0.3291% | 0.0023948 | 0% | 0.3291% | 0 | 100% | 0.3261% | 0.0023726 | 0% | 0.3261% | 0 | 0% | 0.3261% | 0 | 1.979% | 2.426% | 0.00034938 | 0% | 2.426% | 0 | 0% | 2.426% | 0 | 0% | 4.374% | 0 | 0% | 4.374% | 0 | 0% | 4.374% | 0 |  |  |  | 34.8% | 11.8% | 0.029882 | 0% | 11.8% | 0 | 0% | 11.8% | 0 | 55.56% | 0.3826% | 0.0015467 | 0% | 0.3826% | 0 | 0% | 0.3826% | 0 | 0% | 100% | 0 | 0% | 100% | 0 | 0% | 100% | 0 | 0% | 100% | 0 |  |  | 0 |  |  | 0 |  |  | 0 | 100% | 65% |  | 100% | 65% |  | 100% | 65% |  | 100% | 65% |  | 100% | 90% |  | 100% | 90% |  | 100% | 90%
BRUNSWICK 11102664 | 0.0003594 | 9.1717 | 0.93419 | 2.9912 | 3.9254 | 0.033082 | 0.025443 | 0.008757 | 0% | 99% | 0 | 0% | 99% | 0 | 0% | 99% | 0 | 0% | 99% | 0 | 0% | 61.64% | 0 | 0% | 61.64% | 0 | 0% | 61.64% | 0 | 0% | 61.64% | 0 | 2.9912 | 100% | 1.782% | 0.016643 | 0% | 1.782% | 0 | 0% | 1.782% | 0 | 0% | 0.1904% | 0 | 0% | 0.1904% | 0 | 0% | 0.1904% | 0 | 0% | 0.5701% | 0 | 74.73% | 0.5701% | 0.0039798 | 12.84% | 0.5701% | 0.00068383 | 74.73% | 0.5634% | 0.0039329 | 12.84% | 0.5634% | 0.00067577 | 0% | 0.5634% | 0 | 0% | 4.215% | 0 | 0% | 4.215% | 0 | 0% | 4.215% | 0 | 0% | 2.898% | 0 | 0% | 2.898% | 0 | 0% | 2.898% | 0 |  |  |  | 29.68% | 11.8% | 0.03272 | 0% | 11.8% | 0 | 0% | 11.8% | 0 | 0% | 0.3711% | 0 | 0% | 0.3711% | 0 | 0% | 0.3711% | 0 | 0% | 100% | 0 | 0% | 100% | 0 | 0% | 100% | 0 | 0% | 100% | 0 |  |  | 0 |  |  | 0 |  |  | 0 | 100% | 65% |  | 100% | 65% |  | 100% | 65% |  | 100% | 65% |  | 100% | 90% |  | 100% | 90% |  | 100% | 90%
SALT SPRINGS 2101TS4913 | 0.00041683 | 4.0054 | 0.27753 | 0.58814 | 0.86568 | 0.0090034 | 0.0097128 | 0.00128 | 0% | 99% | 0 | 0% | 99% | 0 | 0% | 99% | 0 | 0% | 99% | 0 | 0% | 61.19% | 0 | 0% | 61.19% | 0 | 0% | 61.19% | 0 | 0% | 61.19% | 0 | 0.58814 | 0% | 2.811% | 0 | 0% | 2.811% | 0 | 0% | 2.811% | 0 | 0% | 0.2835% | 0 | 0% | 0.2835% | 0 | 0% | 0.2835% | 0 | 0% | 0.7496% | 0 | 100% | 0.7496% | 0.0020804 | 0% | 0.7496% | 0 | 100% | 0.7496% | 0.0020803 | 0% | 0.7496% | 0 | 0% | 0.7496% | 0 | 4.715% | 5.541% | 0.00072501 | 0% | 5.541% | 0 | 0% | 5.541% | 0 | 0% | 2.482% | 0 | 0% | 2.482% | 0 | 0% | 2.482% | 0 |  |  |  | 0% | 11.8% | 0 | 0% | 11.8% | 0 | 0% | 11.8% | 0 | 0% | 0.3681% | 0 | 0% | 0.3681% | 0 | 0% | 0.3681% | 0 | 0% | 100% | 0 | 0% | 100% | 0 | 0% | 100% | 0 | 0% | 100% | 0 |  |  | 0 |  |  | 0 |  |  | 0 | 100% | 65% |  | 100% | 65% |  | 100% | 65% |  | 100% | 65% |  | 100% | 90% |  | 100% | 90% |  | 100% | 90%
OAKLAND X 1104CR214 | 0.00094429 | 5.5219 | 0.45738 | 0.090808 | 0.54819 | 0.017453 | 0.01259 | 0.0029141 | 0% | 99% | 0 | 0% | 99% | 0 | 0% | 99% | 0 | 0% | 99% | 0 | 0% | 63.26% | 0 | 0% | 63.26% | 0 | 0% | 63.26% | 0 | 0% | 63.26% | 0 | 0.090808 | 0% | 2.153% | 0 | 0% | 2.153% | 0 | 0% | 2.153% | 0 | 0% | 0.2317% | 0 | 0% | 0.2317% | 0 | 0% | 0.2317% | 0 | 0% | 0.5756% | 0 | 0% | 0.5756% | 0 | 81.39% | 0.5756% | 0.0021425 | 0% | 0.5804% | 0 | 81.39% | 0.5804% | 0.0021604 | 18.61% | 0.5804% | 0.0004941 | 7.419% | 4.265% | 0.001447 | 0% | 4.265% | 0 | 12.7% | 4.265% | 0.0024781 | 0% | 2.307% | 0 | 0% | 2.307% | 0 | 0% | 2.307% | 0 |  |  |  | 0% | 11.8% | 0 | 30.9% | 11.8% | 0.016675 | 0% | 11.8% | 0 | 0% | 0.3735% | 0 | 0% | 0.3735% | 0 | 0% | 0.3735% | 0 | 0% | 100% | 0 | 0% | 100% | 0 | 0% | 100% | 0 | 0% | 100% | 0 |  |  | 0 |  |  | 0 |  |  | 0.0015021 | 100% | 65% |  | 100% | 65% |  | 100% | 65% |  | 100% | 65% |  | 100% | 90% |  | 100% | 90% |  | 100% | 90%
ANNAPOLIS 110176842 | 0.00038606 | 5.6438 | 0.43111 | 0.016562 | 0.44767 | 0.020576 | 0.0079904 | 0.0025135 | 0% | 99% | 0 | 0% | 99% | 0 | 0% | 99% | 0 | 0% | 99% | 0 | 0% | 61.89% | 0 | 0% | 61.89% | 0 | 0% | 61.89% | 0 | 0% | 61.89% | 0 | 0.016562 | 0% | 1.525% | 0 | 0% | 1.525% | 0 | 0% | 1.525% | 0 | 0% | 0.164% | 0 | 0% | 0.164% | 0 | 0% | 0.164% | 0 | 0% | 0.3865% | 0 | 100% | 0.3865% | 0.0016662 | 0% | 0.3865% | 0 | 100% | 0.3916% | 0.0016884 | 0% | 0.3916% | 0 | 0% | 0.3916% | 0 | 0% | 2.865% | 0 | 0% | 2.865% | 0 | 0% | 2.865% | 0 | 0% | 4.614% | 0 | 0% | 4.614% | 0 | 0% | 4.614% | 0 |  |  |  | 5.972% | 11.8% | 0.0030381 | 0% | 11.8% | 0 | 0% | 11.8% | 0 | 0% | 0.3823% | 0 | 0% | 0.3823% | 0 | 0% | 0.3823% | 0 | 0% | 100% | 0 | 0% | 100% | 0 | 0% | 100% | 0 | 0% | 100% | 0 |  |  | 0 |  |  | 0 |  |  | 0 | 100% | 65% |  | 100% | 65% |  | 100% | 65% |  | 100% | 65% |  | 100% | 90% |  | 100% | 90% |  | 100% | 90%
GARBERVILLE 11028652 | 0.00059107 | 13.758 | 1.5621 | 0.08876 | 1.6509 | 0.086272 | 0.019432 | 0.0069185 | 0% | 99% | 0 | 0% | 99% | 0 | 0% | 99% | 0 | 0% | 99% | 0 | 0% | 61.51% | 0 | 0% | 61.51% | 0 | 0% | 61.51% | 0 | 0% | 61.51% | 0 | 0.08876 | 75% | 1.006% | 0.011782 | 0% | 1.006% | 0 | 0% | 1.006% | 0 | 0% | 0.1089% | 0 | 0% | 0.1089% | 0 | 0% | 0.1089% | 0 | 0% | 0.26% | 0 | 99.17% | 0.26% | 0.0040282 | 0% | 0.26% | 0 | 99.17% | 0.2651% | 0.0041071 | 0% | 0.2651% | 0 | 0% | 0.2651% | 0 | 3.048% | 1.932% | 0.00091985 | 0% | 1.932% | 0 | 0% | 1.932% | 0 | 0% | 5.798% | 0 | 0% | 5.798% | 0 | 0% | 5.798% | 0 |  |  |  | 33.62% | 11.8% | 0.061971 | 0% | 11.8% | 0 | 0% | 11.8% | 0 | 0% | 0.3882% | 0 | 0% | 0.3882% | 0 | 0% | 0.3882% | 0 | 0% | 100% | 0 | 0% | 100% | 0 | 0% | 100% | 0 | 0% | 100% | 0 |  |  | 4.3246e-05 |  |  | 0 |  |  | 0 | 100% | 65% |  | 100% | 65% |  | 100% | 65% |  | 100% | 65% |  | 100% | 90% |  | 100% | 90% |  | 100% | 90%
OLEMA 110175686 | 9.4249e-05 | 4.3448 | 0.123 | 0 | 0.123 | 0.0034981 | 0.0042787 | 0.0011094 | 0% | 99% | 0 | 0% | 99% | 0 | 0% | 99% | 0 | 0% | 99% | 0 | 0% | 61.98% | 0 | 0% | 61.98% | 0 | 0% | 61.98% | 0 | 0% | 61.98% | 0 | 0 | 100% | 2.891% | 0.0035559 | 0% | 2.891% | 0 | 0% | 2.891% | 0 | 0% | 0.3091% | 0 | 0% | 0.3091% | 0 | 0% | 0.3091% | 0 | 0% | 0.7233% | 0 | 73.2% | 0.7233% | 0.00065122 | 20.53% | 0.7233% | 0.00018269 | 73.2% | 0.7316% | 0.00065871 | 20.53% | 0.7316% | 0.00018479 | 5.331% | 0.7316% | 4.7969e-05 | 0% | 5.357% | 0 | 0% | 5.357% | 0 | 0% | 5.357% | 0 | 0% | 2.363% | 0 | 0% | 2.363% | 0 | 0% | 2.363% | 0 |  |  |  | 0% | 11.8% | 0 | 34.19% | 11.8% | 0.0049629 | 0% | 11.8% | 0 | 0% | 0.3673% | 0 | 0% | 0.3673% | 0 | 0% | 0.3673% | 0 | 0% | 100% | 0 | 0% | 100% | 0 | 0% | 100% | 0 | 0% | 100% | 0 |  |  | 0 |  |  | 0 |  |  | 0 | 100% | 65% |  | 100% | 65% |  | 100% | 65% |  | 100% | 65% |  | 100% | 90% |  | 100% | 90% |  | 100% | 90%
SONOMA 1103581588 | 0.00027347 | 0.1348 | 0.071211 | 0.15522 | 0.22643 | 0.0019799 | 0.0024768 | 0.00069015 | 0% | 99% | 0 | 0% | 99% | 0 | 0% | 99% | 0 | 0% | 99% | 0 | 0% | 63.23% | 0 | 0% | 63.23% | 0 | 0% | 63.23% | 0 | 0% | 63.23% | 0 | 0.15522 | 0% | 2.962% | 0 | 0% | 2.962% | 0 | 0% | 2.962% | 0 | 0% | 0.3129% | 0 | 0% | 0.3129% | 0 | 0% | 0.3129% | 0 | 0% | 0.7333% | 0 | 0% | 0.7333% | 0 | 0% | 0.7333% | 0 | 0% | 0.7526% | 0 | 0% | 0.7526% | 0 | 92.71% | 0.7526% | 0.00049682 | 0% | 5.459% | 0 | 0% | 5.459% | 0 | 0% | 5.459% | 0 | 0% | 2.096% | 0 | 0% | 2.096% | 0 | 0% | 2.096% | 0 |  |  |  | 24.3% | 11.8% | 0.0020421 | 0% | 11.8% | 0 | 0% | 11.8% | 0 | 0% | 0.3713% | 0 | 0% | 0.3713% | 0 | 0% | 0.3713% | 0 | 0% | 100% | 0 | 0% | 100% | 0 | 0% | 100% | 0 | 0% | 100% | 0 |  |  | 0 |  |  | 0 |  |  | 0 | 100% | 65% |  | 100% | 65% |  | 100% | 65% |  | 100% | 65% |  | 100% | 90% |  | 100% | 90% |  | 100% | 90%
POINT ARENA 110183354 | 0.00021268 | 5.4228 | 0.22118 | 0 | 0.22118 | 0.0090377 | 0.0052893 | 0.0016768 | 0% | 99% | 0 | 0% | 99% | 0 | 0% | 99% | 0 | 0% | 99% | 0 | 0% | 61.54% | 0 | 0% | 61.54% | 0 | 0% | 61.54% | 0 | 0% | 61.54% | 0 | 0 | 66.67% | 1.874% | 0.0027627 | 0% | 1.874% | 0 | 0% | 1.874% | 0 | 0% | 0.1995% | 0 | 0% | 0.1995% | 0 | 0% | 0.1995% | 0 | 0% | 0.4953% | 0 | 82.32% | 0.4953% | 0.00090186 | 17.68% | 0.4953% | 0.00019374 | 82.32% | 0.4913% | 0.00089456 | 17.68% | 0.4913% | 0.00019217 | 0% | 0.4913% | 0 | 0% | 3.647% | 0 | 0% | 3.647% | 0 | 0% | 3.647% | 0 | 0% | 3.789% | 0 | 0% | 3.789% | 0 | 0% | 3.789% | 0 |  |  |  | 0% | 11.8% | 0 | 34.81% | 11.8% | 0.0090851 | 0% | 11.8% | 0 | 0% | 0.3748% | 0 | 0% | 0.3748% | 0 | 0% | 0.3748% | 0 | 0% | 100% | 0 | 0% | 100% | 0 | 0% | 100% | 0 | 0% | 100% | 0 |  |  | 0 |  |  | 0 |  |  | 0 | 100% | 65% |  | 100% | 65% |  | 100% | 65% |  | 100% | 65% |  | 100% | 90% |  | 100% | 90% |  | 100% | 90%
BIG BASIN 110212758 | 0.0026407 | 7.9898 | 2.6443 | 0.48923 | 3.1335 | 0.13526 | 0.048482 | 0.0076212 | 0% | 99% | 0 | 1.484% | 99% | 0.038838 | 0% | 99% | 0 | 0% | 99% | 0 | 0% | 62.87% | 0 | 1.503% | 62.87% | 0.024981 | 0% | 62.87% | 0 | 0% | 62.87% | 0 | 0.48923 | 0% | 1.727% | 0 | 0% | 1.727% | 0 | 0% | 1.727% | 0 | 0% | 0.1864% | 0 | 0% | 0.1864% | 0 | 0% | 0.1864% | 0 | 0% | 0.3867% | 0 | 0% | 0.3867% | 0 | 34.49% | 0.3867% | 0.0035267 | 0% | 0.4098% | 0 | 34.49% | 0.4098% | 0.0037382 | 62.25% | 0.4098% | 0.0067463 | 38.17% | 2.905% | 0.029326 | 10.81% | 2.905% | 0.0083014 | 22.74% | 2.905% | 0.01747 | 0% | 4.725% | 0 | 0% | 4.725% | 0 | 0% | 4.725% | 0 |  |  |  | 0% | 11.8% | 0 | 0% | 11.8% | 0 | 0% | 11.8% | 0 | 0% | 0.3876% | 0 | 0% | 0.3876% | 0 | 0% | 0.3876% | 0 | 0% | 100% | 0 | 0% | 100% | 0 | 0% | 100% | 0 | 0% | 100% | 0 |  |  | 0 |  |  | 0 |  |  | 0.014046 | 100% | 65% |  | 100% | 65% |  | 100% | 65% |  | 100% | 65% |  | 100% | 90% |  | 100% | 90% |  | 100% | 90%
POINT MORETTI 110135874 | 0.00021201 | 0.21817 | 0.0065085 | 0 | 0.0065085 | 6.1715e-05 | 0.00036598 | 4.3358e-05 | 100% | 99% | 0.0064435 | 0% | 99% | 0 | 0% | 99% | 0 | 0% | 99% | 0 | 73.08% | 58.18% | 0.0027674 | 0% | 58.18% | 0 | 0% | 58.18% | 0 | 0% | 58.18% | 0 | 0 | 0% | 4.18% | 0 | 0% | 4.18% | 0 | 0% | 4.18% | 0 | 0% | 0.4306% | 0 | 0% | 0.4306% | 0 | 0% | 0.4306% | 0 | 0% | 1.19% | 0 | 0% | 1.19% | 0 | 100% | 1.19% | 7.7431e-05 | 0% | 1.169% | 0 | 100% | 1.169% | 7.6117e-05 | 0% | 1.169% | 0 | 70.92% | 8.774% | 0.00040502 | 0% | 8.774% | 0 | 0% | 8.774% | 0 | 0% | 0.8825% | 0 | 0% | 0.8825% | 0 | 0% | 0.8825% | 0 |  |  |  | 0% | 11.8% | 0 | 0% | 11.8% | 0 | 0% | 11.8% | 0 | 55.56% | 0.3448% | 1.2466e-05 | 0% | 0.3448% | 0 | 0% | 0.3448% | 0 | 0% | 100% | 0 | 0% | 100% | 0 | 0% | 100% | 0 | 0% | 100% | 0 |  |  | 0 |  |  | 0 |  |  | 0 | 100% | 65% |  | 100% | 65% |  | 100% | 65% |  | 100% | 65% |  | 100% | 90% |  | 100% | 90% |  | 100% | 90%
HALF MOON BAY 11038894 | 0.00056956 | 11.8178 | 1.2018 | 0 | 1.2018 | 0.058362 | 0.024172 | 0.0044601 | 0% | 99% | 0 | 0% | 99% | 0 | 0% | 99% | 0 | 0% | 99% | 0 | 0% | 62.09% | 0 | 0% | 62.09% | 0 | 0% | 62.09% | 0 | 0% | 62.09% | 0 | 0 | 0% | 1.672% | 0 | 0% | 1.672% | 0 | 0% | 1.672% | 0 | 0% | 0.1776% | 0 | 0% | 0.1776% | 0 | 0% | 0.1776% | 0 | 0% | 0.4236% | 0 | 99.51% | 0.4236% | 0.0050666 | 0.09027% | 0.4236% | 4.596e-06 | 99.51% | 0.4336% | 0.0051859 | 0.09027% | 0.4336% | 4.7042e-06 | 0% | 0.4336% | 0 | 25.11% | 3.153% | 0.0095133 | 15.5% | 3.153% | 0.0058726 | 2.972% | 3.153% | 0.0011262 | 0% | 4.676% | 0 | 0% | 4.676% | 0 | 0% | 4.676% | 0 |  |  |  | 0% | 11.8% | 0 | 2.728% | 11.8% | 0.0038688 | 0% | 11.8% | 0 | 55.56% | 0.3828% | 0.0025561 | 0% | 0.3828% | 0 | 0% | 0.3828% | 0 | 0% | 100% | 0 | 0% | 100% | 0 | 0% | 100% | 0 | 0% | 100% | 0 |  |  | 0 |  |  | 0 |  |  | 0 | 100% | 65% |  | 100% | 65% |  | 100% | 65% |  | 100% | 65% |  | 100% | 90% |  | 100% | 90% |  | 100% | 90%
OAKLAND K 1102378866 | 0.00099094 | 1.3739 | 0.29341 | 0.12059 | 0.414 | 0.0087269 | 0.0098355 | 0.0026803 | 0% | 99% | 0 | 0% | 99% | 0 | 0% | 99% | 0 | 0% | 99% | 0 | 0% | 64.22% | 0 | 0% | 64.22% | 0 | 0% | 64.22% | 0 | 0% | 64.22% | 0 | 0.12059 | 0% | 2.907% | 0 | 0% | 2.907% | 0 | 0% | 2.907% | 0 | 0% | 0.3304% | 0 | 0% | 0.3304% | 0 | 0% | 0.3304% | 0 | 0% | 0.6812% | 0 | 0% | 0.6812% | 0 | 54.34% | 0.6812% | 0.001086 | 0% | 0.7276% | 0 | 54.34% | 0.7276% | 0.0011601 | 45.66% | 0.7276% | 0.00097484 | 0% | 5.135% | 0 | 0% | 5.135% | 0 | 0% | 5.135% | 0 | 0% | 1.767% | 0 | 0% | 1.767% | 0 | 0% | 1.767% | 0 |  |  |  | 0% | 11.8% | 0 | 0% | 11.8% | 0 | 0% | 11.8% | 0 | 0% | 0.3745% | 0 | 0% | 0.3745% | 0 | 0% | 0.3745% | 0 | 0% | 100% | 0 | 0% | 100% | 0 | 0% | 100% | 0 | 0% | 100% | 0 |  |  | 0 |  |  | 0 |  |  | 0 | 100% | 65% |  | 100% | 65% |  | 100% | 65% |  | 100% | 65% |  | 100% | 90% |  | 100% | 90% |  | 100% | 90%
GONZALES 11013094 | 0.00012038 | 4.0139 | 0.47402 | 0 | 0.47402 | 0.0015877 | 0.02294 | 0.0098067 | 0% | 99% | 0 | 0% | 99% | 0 | 0% | 99% | 0 | 0% | 99% | 0 | 0% | 61.69% | 0 | 0% | 61.69% | 0 | 0% | 61.69% | 0 | 0% | 61.69% | 0 | 0 | 0% | 3.873% | 0 | 0% | 3.873% | 0 | 0% | 3.873% | 0 | 0% | 0.4153% | 0 | 0% | 0.4153% | 0 | 0% | 0.4153% | 0 | 0% | 1.019% | 0 | 0% | 1.019% | 0 | 13.97% | 1.019% | 0.00067495 | 2.609% | 1.057% | 0.00013071 | 13.97% | 1.057% | 0.00069992 | 83.37% | 1.057% | 0.0041774 | 37.82% | 7.645% | 0.013706 | 0% | 7.645% | 0 | 0% | 7.645% | 0 | 0% | 0.3134% | 0 | 0% | 0.3134% | 0 | 0% | 0.3134% | 0 |  |  |  | 0% | 11.8% | 0 | 9.795% | 11.8% | 0.0054786 | 0% | 11.8% | 0 | 0% | 0.3631% | 0 | 0% | 0.3631% | 0 | 0% | 0.3631% | 0 | 0% | 100% | 0 | 0% | 100% | 0 | 0% | 100% | 0 | 0% | 100% | 0 |  |  | 0 |  |  | 0 |  |  | 0 | 100% | 65% |  | 100% | 65% |  | 100% | 65% |  | 100% | 65% |  | 100% | 90% |  | 100% | 90% |  | 100% | 90%
HARTLEY 1101658 | 0.00014245 | 0.3013 | 0.5835 | 0 | 0.5835 | 0.010513 | 0.022206 | 0.0095522 | 0% | 99% | 0 | 0% | 99% | 0 | 0% | 99% | 0 | 0% | 99% | 0 | 0% | 62.29% | 0 | 0% | 62.29% | 0 | 0% | 62.29% | 0 | 0% | 62.29% | 0 | 0 | 0% | 2.475% | 0 | 0% | 2.475% | 0 | 0% | 2.475% | 0 | 0% | 0.2742% | 0 | 0% | 0.2742% | 0 | 0% | 0.2742% | 0 | 0% | 0.7767% | 0 | 0.1817% | 0.7767% | 8.2331e-06 | 36.33% | 0.7767% | 0.0016466 | 40.11% | 0.7708% | 0.0018039 | 59.86% | 0.7708% | 0.0026921 | 0% | 0.7708% | 0 | 0% | 5.742% | 0 | 0% | 5.742% | 0 | 0% | 5.742% | 0 | 0% | 1.433% | 0 | 0% | 1.433% | 0 | 0% | 1.433% | 0 |  |  |  | 23.78% | 11.8% | 0.016371 | 0% | 11.8% | 0 | 0% | 11.8% | 0 | 0% | 0.3584% | 0 | 0% | 0.3584% | 0 | 0% | 0.3584% | 0 | 0.9407% | 100% | 0.0054889 | 0% | 100% | 0 | 0% | 100% | 0 | 0% | 100% | 0 |  |  | 0 |  |  | 0 |  |  | 0 | 100% | 65% |  | 100% | 65% |  | 100% | 65% |  | 100% | 65% |  | 100% | 90% |  | 100% | 90% |  | 100% | 90%
MIRABEL 11014859 | 0.0010397 | 2.1585 | 0.40629 | 0 | 0.40629 | 0.024581 | 0.0040169 | 0.00083808 | 0% | 99% | 0 | 0% | 99% | 0 | 0% | 99% | 0 | 0% | 99% | 0 | 0% | 62.2% | 0 | 0% | 62.2% | 0 | 0% | 62.2% | 0 | 0% | 62.2% | 0 | 0 | 0% | 0.8564% | 0 | 0% | 0.8564% | 0 | 0% | 0.8564% | 0 | 0% | 0.09026% | 0 | 0% | 0.09026% | 0 | 0% | 0.09026% | 0 | 0% | 0.2103% | 0 | 0% | 0.2103% | 0 | 0% | 0.2103% | 0 | 0% | 0.2172% | 0 | 0% | 0.2172% | 0 | 100% | 0.2172% | 0.00088255 | 49.32% | 1.569% | 0.0031433 | 0% | 1.569% | 0 | 0% | 1.569% | 0 | 0% | 5.829% | 0 | 0% | 5.829% | 0 | 0% | 5.829% | 0 |  |  |  | 34.17% | 11.8% | 0.016384 | 0% | 11.8% | 0 | 0% | 11.8% | 0 | 0% | 0.3919% | 0 | 0% | 0.3919% | 0 | 0% | 0.3919% | 0 | 0% | 100% | 0 | 0% | 100% | 0 | 0% | 100% | 0 | 0% | 100% | 0 |  |  | 0 |  |  | 0 |  |  | 0 | 100% | 65% |  | 100% | 65% |  | 100% | 65% |  | 100% | 65% |  | 100% | 90% |  | 100% | 90% |  | 100% | 90%
COTATI 1103CB | 0.00031244 | 12.7763 | 0.75504 | 0 | 0.75504 | 0.0092749 | 0.032217 | 0.013211 | 0% | 99% | 0 | 0% | 99% | 0 | 0% | 99% | 0 | 0% | 99% | 0 | 0% | 62.75% | 0 | 0% | 62.75% | 0 | 0% | 62.75% | 0 | 0% | 62.75% | 0 | 0 | 100% | 2.78% | 0.020988 | 0% | 2.78% | 0 | 0% | 2.78% | 0 | 0% | 0.331% | 0 | 0% | 0.331% | 0 | 0% | 0.331% | 0 | 0% | 0.8438% | 0 | 100% | 0.8438% | 0.0063708 | 0% | 0.8438% | 0 | 100% | 0.8586% | 0.0064831 | 0% | 0.8586% | 0 | 0% | 0.8586% | 0 | 0% | 6.286% | 0 | 0% | 6.286% | 0 | 0% | 6.286% | 0 | 0% | 0.9373% | 0 | 0% | 0.9373% | 0 | 0% | 0.9373% | 0 |  |  |  | 0% | 11.8% | 0 | 0% | 11.8% | 0 | 0% | 11.8% | 0 | 0% | 0.3537% | 0 | 0% | 0.3537% | 0 | 0% | 0.3537% | 0 | 0% | 100% | 0 | 0% | 100% | 0 | 0% | 100% | 0 | 0% | 100% | 0 |  |  | 0 |  |  | 0 |  |  | 0 | 100% | 65% |  | 100% | 65% |  | 100% | 65% |  | 100% | 65% |  | 100% | 90% |  | 100% | 90% |  | 100% | 90%
COTATI 1103132 | 0.00025363 | 26.1865 | 1.2019 | 0 | 1.2019 | 0.025844 | 0.041561 | 0.019702 | 0% | 99% | 0 | 0% | 99% | 0 | 0% | 99% | 0 | 0% | 99% | 0 | 0% | 62.47% | 0 | 0% | 62.47% | 0 | 0% | 62.47% | 0 | 0% | 62.47% | 0 | 0 | 100% | 2.289% | 0.027509 | 0% | 2.289% | 0 | 0% | 2.289% | 0 | 0% | 0.2576% | 0 | 0% | 0.2576% | 0 | 0% | 0.2576% | 0 | 0% | 0.6927% | 0 | 85.32% | 0.6927% | 0.0071033 | 14.68% | 0.6927% | 0.0012222 | 85.32% | 0.6762% | 0.0069346 | 14.68% | 0.6762% | 0.0011932 | 0% | 0.6762% | 0 | 1.714% | 5.082% | 0.0010468 | 0% | 5.082% | 0 | 0% | 5.082% | 0 | 0% | 1.666% | 0 | 0% | 1.666% | 0 | 0% | 1.666% | 0 |  |  |  | 25.89% | 11.8% | 0.036719 | 0% | 11.8% | 0 | 0% | 11.8% | 0 | 0% | 0.3577% | 0 | 0% | 0.3577% | 0 | 0% | 0.3577% | 0 | 0% | 100% | 0 | 0% | 100% | 0 | 0% | 100% | 0 | 0% | 100% | 0 |  |  | 0 |  |  | 0 |  |  | 0 | 100% | 65% |  | 100% | 65% |  | 100% | 65% |  | 100% | 65% |  | 100% | 90% |  | 100% | 90% |  | 100% | 90%
OCEANO 1104104102 | 0.00021637 | 3.1935 | 0.16467 | 0 | 0.16467 | 0.0019788 | 0.0072377 | 0.0027188 | 0% | 99% | 0 | 0% | 99% | 0 | 0% | 99% | 0 | 0% | 99% | 0 | 0% | 61.9% | 0 | 0% | 61.9% | 0 | 0% | 61.9% | 0 | 0% | 61.9% | 0 | 0 | 0% | 3.191% | 0 | 0% | 3.191% | 0 | 0% | 3.191% | 0 | 0% | 0.3486% | 0 | 0% | 0.3486% | 0 | 0% | 0.3486% | 0 | 0% | 0.9171% | 0 | 40.92% | 0.9171% | 0.00061794 | 6.191% | 0.9171% | 9.3503e-05 | 40.92% | 0.945% | 0.00063675 | 6.191% | 0.945% | 9.6349e-05 | 46.73% | 0.945% | 0.00072712 | 21.87% | 6.877% | 0.0024762 | 0% | 6.877% | 0 | 0% | 6.877% | 0 | 0% | 0.8868% | 0 | 0% | 0.8868% | 0 | 0% | 0.8868% | 0 |  |  |  | 0% | 11.8% | 0 | 0% | 11.8% | 0 | 0% | 11.8% | 0 | 0% | 0.3634% | 0 | 0% | 0.3634% | 0 | 0% | 0.3634% | 0 | 0% | 100% | 0 | 0% | 100% | 0 | 0% | 100% | 0 | 0% | 100% | 0 |  |  | 0 |  |  | 0 |  |  | 0 | 100% | 65% |  | 100% | 65% |  | 100% | 65% |  | 100% | 65% |  | 100% | 90% |  | 100% | 90% |  | 100% | 90%
GEYSERVILLE 1101166 | 0.00029514 | 11.3487 | 1.0075 | 0.00063025 | 1.0082 | 0.034259 | 0.028472 | 0.010359 | 0% | 99% | 0 | 0% | 99% | 0 | 0% | 99% | 0 | 0% | 99% | 0 | 0% | 62.67% | 0 | 0% | 62.67% | 0 | 0% | 62.67% | 0 | 0% | 62.67% | 0 | 0.00063025 | 57.14% | 2.157% | 0.012421 | 0% | 2.157% | 0 | 0% | 2.157% | 0 | 0% | 0.2394% | 0 | 0% | 0.2394% | 0 | 0% | 0.2394% | 0 | 0% | 0.58% | 0 | 47.69% | 0.58% | 0.0027867 | 45.04% | 0.58% | 0.0026321 | 47.69% | 0.5997% | 0.0028812 | 45.04% | 0.5997% | 0.0027214 | 0.009148% | 0.5997% | 5.5273e-07 | 10.61% | 4.338% | 0.0046385 | 0% | 4.338% | 0 | 53.54% | 4.338% | 0.023399 | 0% | 3.038% | 0 | 0% | 3.038% | 0 | 0% | 3.038% | 0 |  |  |  | 0% | 11.8% | 0 | 0% | 11.8% | 0 | 0% | 11.8% | 0 | 0% | 0.375% | 0 | 0% | 0.375% | 0 | 0% | 0.375% | 0 | 0% | 100% | 0 | 0% | 100% | 0 | 0% | 100% | 0 | 0% | 100% | 0 |  |  | 0 |  |  | 0 |  |  | 0 | 100% | 65% |  | 100% | 65% |  | 100% | 65% |  | 100% | 65% |  | 100% | 90% |  | 100% | 90% |  | 100% | 90%
WYANDOTTE 110979932 | 0.00019455 | 22.5148 | 1.2297 | 0 | 1.2297 | 0.032657 | 0.038437 | 0.018143 | 0% | 99% | 0 | 0% | 99% | 0 | 0% | 99% | 0 | 0% | 99% | 0 | 0% | 62.59% | 0 | 0% | 62.59% | 0 | 0% | 62.59% | 0 | 0% | 62.59% | 0 | 0 | 100% | 2.088% | 0.025675 | 0% | 2.088% | 0 | 0% | 2.088% | 0 | 100% | 0.2209% | 0.0027169 | 0% | 0.2209% | 0 | 0% | 0.2209% | 0 | 0% | 0.6451% | 0 | 54.13% | 0.6451% | 0.0042943 | 44.2% | 0.6451% | 0.0035063 | 54.13% | 0.6353% | 0.004229 | 44.2% | 0.6353% | 0.003453 | 0% | 0.6353% | 0 | 36.27% | 4.755% | 0.02121 | 0% | 4.755% | 0 | 0% | 4.755% | 0 | 0% | 1.923% | 0 | 0% | 1.923% | 0 | 0% | 1.923% | 0 |  |  |  | 8.661% | 11.8% | 0.012568 | 0% | 11.8% | 0 | 0% | 11.8% | 0 | 0% | 0.3663% | 0 | 0% | 0.3663% | 0 | 0% | 0.3663% | 0 | 0% | 100% | 0 | 0% | 100% | 0 | 0% | 100% | 0 | 0% | 100% | 0 |  |  | 0.00041688 |  |  | 0 |  |  | 0 | 100% | 65% |  | 100% | 65% |  | 100% | 65% |  | 100% | 65% |  | 100% | 90% |  | 100% | 90% |  | 100% | 90%
BRUNSWICK 1103262343 | 0.00067219 | 1.2043 | 0.11176 | 0.37792 | 0.48968 | 0.0039721 | 0.0032056 | 0.00093407 | 0% | 99% | 0 | 0% | 99% | 0 | 0% | 99% | 0 | 0% | 99% | 0 | 0% | 62.04% | 0 | 0% | 62.04% | 0 | 0% | 62.04% | 0 | 0% | 62.04% | 0 | 0.37792 | 0% | 1.856% | 0 | 0% | 1.856% | 0 | 0% | 1.856% | 0 | 0% | 0.1986% | 0 | 0% | 0.1986% | 0 | 0% | 0.1986% | 0 | 0% | 0.5994% | 0 | 0% | 0.5994% | 0 | 0.08697% | 0.5994% | 5.8257e-07 | 0% | 0.5964% | 0 | 0.08697% | 0.5964% | 5.797e-07 | 99.87% | 0.5964% | 0.00066568 | 0% | 4.443% | 0 | 0% | 4.443% | 0 | 0.5324% | 4.443% | 2.6434e-05 | 0% | 2.629% | 0 | 0% | 2.629% | 0 | 0% | 2.629% | 0 |  |  |  | 0% | 11.8% | 0 | 0% | 11.8% | 0 | 0% | 11.8% | 0 | 0% | 0.3711% | 0 | 0% | 0.3711% | 0 | 0% | 0.3711% | 0 | 0% | 100% | 0 | 0% | 100% | 0 | 0% | 100% | 0 | 0% | 100% | 0 |  |  | 0 |  |  | 0 |  |  | 0 | 100% | 65% |  | 100% | 65% |  | 100% | 65% |  | 100% | 65% |  | 100% | 90% |  | 100% | 90% |  | 100% | 90%
BRIDGEVILLE 110237486 | 0.0004909 | 0 | 0.067555 | 0.0054622 | 0.073017 | 0.0019463 | 0.0024877 | 0.00047156 | 0% | 99% | 0 | 0% | 99% | 0 | 0% | 99% | 0 | 0% | 99% | 0 | 0% | 62.5% | 0 | 0% | 62.5% | 0 | 0% | 62.5% | 0 | 0% | 62.5% | 0 | 0.0054622 | 0% | 2.92% | 0 | 0% | 2.92% | 0 | 0% | 2.92% | 0 | 0% | 0.3254% | 0 | 0% | 0.3254% | 0 | 0% | 0.3254% | 0 | 0% | 0.7604% | 0 | 0% | 0.7604% | 0 | 20.95% | 0.7604% | 0.00010762 | 0% | 0.8021% | 0 | 20.95% | 0.8021% | 0.00011351 | 79.05% | 0.8021% | 0.00042833 | 40.34% | 5.728% | 0.0015608 | 0% | 5.728% | 0 | 0% | 5.728% | 0 | 0% | 2.563% | 0 | 0% | 2.563% | 0 | 0% | 2.563% | 0 |  |  |  | 0% | 11.8% | 0 | 34.79% | 11.8% | 0.0027731 | 0% | 11.8% | 0 | 0% | 0.3723% | 0 | 0% | 0.3723% | 0 | 0% | 0.3723% | 0 | 7.676% | 100% | 0.0051854 | 0% | 100% | 0 | 0% | 100% | 0 | 0% | 100% | 0 |  |  | 0 |  |  | 0 |  |  | 0 |  |  |  |  | 65% |  |  | 65% |  | 100% | 65%
OROSI 1102617446 | 0.00010464 | 0 | 0.046516 | 0 | 0.046516 | 0.00057741 | 0.0018295 | 0.00097417 | 0% | 99% | 0 | 0% | 99% | 0 | 0% | 99% | 0 | 0% | 99% | 0 | 0% | 61.14% | 0 | 0% | 61.14% | 0 | 0% | 61.14% | 0 | 0% | 61.14% | 0 | 0 | 0% | 2.446% | 0 | 0% | 2.446% | 0 | 0% | 2.446% | 0 | 0% | 0.2567% | 0 | 0% | 0.2567% | 0 | 0% | 0.2567% | 0 | 0% | 0.8068% | 0 | 0% | 0.8068% | 0 | 0.767% | 0.8068% | 2.8785e-06 | 0.5618% | 0.7634% | 1.9949e-06 | 38.15% | 0.7634% | 0.00013546 | 61.29% | 0.7634% | 0.00021764 | 0% | 5.872% | 0 | 0% | 5.872% | 0 | 0% | 5.872% | 0 | 0% | 0.8553% | 0 | 0% | 0.8553% | 0 | 0% | 0.8553% | 0 |  |  |  | 0% | 11.8% | 0 | 0% | 11.8% | 0 | 0% | 11.8% | 0 | 0% | 0.35% | 0 | 0% | 0.35% | 0 | 0% | 0.35% | 0 | 0% | 100% | 0 | 0% | 100% | 0 | 0% | 100% | 0 | 0% | 100% | 0 |  |  | 0 |  |  | 0 |  |  | 0 |  |  |  |  | 65% |  |  | 65% |  | 100% | 65%
LAS AROMAS 04013342 | 0.00077539 | 3.9984 | 0.31494 | 0.077205 | 0.39215 | 0.012941 | 0.0078665 | 0.0020859 | 0% | 99% | 0 | 0% | 99% | 0 | 0% | 99% | 0 | 0% | 99% | 0 | 0% | 62.98% | 0 | 0% | 62.98% | 0 | 0% | 62.98% | 0 | 0% | 62.98% | 0 | 0.077205 | 0% | 1.856% | 0 | 0% | 1.856% | 0 | 0% | 1.856% | 0 | 0% | 0.2031% | 0 | 0% | 0.2031% | 0 | 0% | 0.2031% | 0 | 0% | 0.5177% | 0 | 44.3% | 0.5177% | 0.00072229 | 55.7% | 0.5177% | 0.00090832 | 44.3% | 0.5309% | 0.00074065 | 55.7% | 0.5309% | 0.00093141 | 0% | 0.5309% | 0 | 22.8% | 3.865% | 0.0027749 | 0% | 3.865% | 0 | 0% | 3.865% | 0 | 0% | 2.579% | 0 | 0% | 2.579% | 0 | 0% | 2.579% | 0 |  |  |  | 0% | 11.8% | 0 | 0% | 11.8% | 0 | 0% | 11.8% | 0 | 0% | 0.3777% | 0 | 0% | 0.3777% | 0 | 0% | 0.3777% | 0 | 0% | 100% | 0 | 0% | 100% | 0 | 0% | 100% | 0 | 0% | 100% | 0 |  |  | 0 |  |  | 0 |  |  | 0 | 100% | 65% |  | 100% | 65% |  | 100% | 65% |  | 100% | 65% |  | 100% | 90% |  | 100% | 90% |  | 100% | 90%
LUCERNE 11062355 | 0.00044474 | 0.40409 | 0.060101 | 0.35793 | 0.41803 | 0.0015259 | 0.0019107 | 0.00093591 | 0% | 99% | 0 | 0% | 99% | 0 | 0% | 99% | 0 | 0% | 99% | 0 | 0% | 63.7% | 0 | 0% | 63.7% | 0 | 0% | 63.7% | 0 | 0% | 63.7% | 0 | 0.35793 | 0% | 2.266% | 0 | 0% | 2.266% | 0 | 0% | 2.266% | 0 | 0% | 0.243% | 0 | 0% | 0.243% | 0 | 0% | 0.243% | 0 | 0% | 0.6553% | 0 | 100% | 0.6553% | 0.00039386 | 0% | 0.6553% | 0 | 100% | 0.6649% | 0.0003996 | 0% | 0.6649% | 0 | 0% | 0.6649% | 0 | 0% | 4.875% | 0 | 0% | 4.875% | 0 | 0% | 4.875% | 0 | 0% | 1.867% | 0 | 0% | 1.867% | 0 | 0% | 1.867% | 0 |  |  |  | 30.45% | 11.8% | 0.0021597 | 0% | 11.8% | 0 | 0% | 11.8% | 0 | 0% | 0.3701% | 0 | 0% | 0.3701% | 0 | 0% | 0.3701% | 0 | 0% | 100% | 0 | 0% | 100% | 0 | 0% | 100% | 0 | 0% | 100% | 0 |  |  | 0 |  |  | 0 |  |  | 0 | 100% | 65% |  | 100% | 65% |  | 100% | 65% |  | 100% | 65% |  | 100% | 90% |  | 100% | 90% |  | 100% | 90%
MIWUK 170110600 | 0.00068962 | 14.644 | 1.0145 | 0.70535 | 1.7198 | 0.033049 | 0.032443 | 0.00833 | 0% | 99% | 0 | 0% | 99% | 0 | 0% | 99% | 0 | 0% | 99% | 0 | 0% | 61.06% | 0 | 0% | 61.06% | 0 | 0% | 61.06% | 0 | 0% | 61.06% | 0 | 0.70535 | 0% | 1.997% | 0 | 0% | 1.997% | 0 | 0% | 1.997% | 0 | 0% | 0.2126% | 0 | 0% | 0.2126% | 0 | 0% | 0.2126% | 0 | 0% | 0.6631% | 0 | 0% | 0.6631% | 0 | 6.224% | 0.6631% | 0.00041866 | 0% | 0.6517% | 0 | 6.224% | 0.6517% | 0.00041149 | 93.41% | 0.6517% | 0.0061757 | 20.38% | 4.893% | 0.010119 | 0% | 4.893% | 0 | 1.712% | 4.893% | 0.00084993 | 0% | 2.558% | 0 | 0% | 2.558% | 0 | 0% | 2.558% | 0 |  |  |  | 35% | 11.8% | 0.041898 | 0% | 11.8% | 0 | 0% | 11.8% | 0 | 55.56% | 0.3654% | 0.0020596 | 0% | 0.3654% | 0 | 0% | 0.3654% | 0 | 0% | 100% | 0 | 0% | 100% | 0 | 0% | 100% | 0 | 0% | 100% | 0 |  |  | 0 |  |  | 0 |  |  | 0 | 100% | 65% |  | 100% | 65% |  | 100% | 65% |  | 100% | 65% |  | 100% | 90% |  | 100% | 90% |  | 100% | 90%
JAMESON 11059472 | 0.00057842 | 2.3358 | 0.68499 | 0.30065 | 0.98564 | 0.01715 | 0.026324 | 0.0063939 | 0% | 99% | 0 | 3.682% | 99% | 0.024967 | 0% | 99% | 0 | 0% | 99% | 0 | 0% | 62.53% | 0 | 11.43% | 62.53% | 0.048971 | 0% | 62.53% | 0 | 17.36% | 62.53% | 0.074351 | 0.30065 | 0% | 3.052% | 0 | 0% | 3.052% | 0 | 0% | 3.052% | 0 | 0% | 0.333% | 0 | 0% | 0.333% | 0 | 0% | 0.333% | 0 | 0% | 0.7906% | 0 | 0.01534% | 0.7906% | 8.308e-07 | 57.14% | 0.7906% | 0.0030946 | 0.01534% | 0.812% | 8.5328e-07 | 57.14% | 0.812% | 0.0031783 | 37.49% | 0.812% | 0.0020853 | 0% | 5.895% | 0 | 0% | 5.895% | 0 | 0% | 5.895% | 0 | 0% | 1.79% | 0 | 0% | 1.79% | 0 | 0% | 1.79% | 0 |  |  |  | 0% | 11.8% | 0 | 14.78% | 11.8% | 0.011949 | 0% | 11.8% | 0 | 0% | 0.3665% | 0 | 0% | 0.3665% | 0 | 0% | 0.3665% | 0 | 0% | 100% | 0 | 0% | 100% | 0 | 0% | 100% | 0 | 0% | 100% | 0 |  |  | 0 |  |  | 0 |  |  | 0 | 100% | 65% |  | 100% | 65% |  | 100% | 65% |  | 100% | 65% |  | 100% | 90% |  | 100% | 90% |  | 100% | 90%
SUMMIT 1101742 | 0.00070536 | 1.4863 | 0.19634 | 0.18025 | 0.37659 | 0.0035839 | 0.009624 | 0.0011238 | 0% | 99% | 0 | 0% | 99% | 0 | 0% | 99% | 0 | 0% | 99% | 0 | 0% | 61.28% | 0 | 0% | 61.28% | 0 | 0% | 61.28% | 0 | 0% | 61.28% | 0 | 0.18025 | 0% | 4.091% | 0 | 0% | 4.091% | 0 | 0% | 4.091% | 0 | 0% | 0.4446% | 0 | 0% | 0.4446% | 0 | 0% | 0.4446% | 0 | 0% | 1.016% | 0 | 5.478% | 1.016% | 0.00010924 | 0% | 1.016% | 0 | 5.478% | 1.058% | 0.00011383 | 0% | 1.058% | 0 | 94.52% | 1.058% | 0.0019642 | 0% | 7.613% | 0 | 27.33% | 7.613% | 0.004085 | 16.87% | 7.613% | 0.0025218 | 0% | 1.128% | 0 | 0% | 1.128% | 0 | 0% | 1.128% | 0 |  |  |  | 0% | 11.8% | 0 | 0% | 11.8% | 0 | 0% | 11.8% | 0 | 0% | 0.3624% | 0 | 0% | 0.3624% | 0 | 0% | 0.3624% | 0 | 0% | 100% | 0 | 0% | 100% | 0 | 0% | 100% | 0 | 0% | 100% | 0 |  |  | 0 |  |  | 0 |  |  | 0 | 100% | 65% |  | 100% | 65% |  | 100% | 65% |  | 100% | 65% |  | 100% | 90% |  | 100% | 90% |  | 100% | 90%
HALF MOON BAY 11028848 | 0.00052021 | 3.6583 | 1.1327 | 0 | 1.1327 | 0.040074 | 0.036811 | 0.0059231 | 0% | 99% | 0 | 0% | 99% | 0 | 0% | 99% | 0 | 0% | 99% | 0 | 0% | 63.76% | 0 | 0% | 63.76% | 0 | 0% | 63.76% | 0 | 0% | 63.76% | 0 | 0 | 75% | 2.747% | 0.023333 | 0% | 2.747% | 0 | 0% | 2.747% | 0 | 0% | 0.2999% | 0 | 0% | 0.2999% | 0 | 0% | 0.2999% | 0 | 0% | 0.6762% | 0 | 0% | 0.6762% | 0 | 57.43% | 0.6762% | 0.0043989 | 0% | 0.7143% | 0 | 57.43% | 0.7143% | 0.0046465 | 36.39% | 0.7143% | 0.0029442 | 40.44% | 5.088% | 0.023309 | 0% | 5.088% | 0 | 0% | 5.088% | 0 | 0% | 2.604% | 0 | 0% | 2.604% | 0 | 0% | 2.604% | 0 |  |  |  | 0% | 11.8% | 0 | 0% | 11.8% | 0 | 0% | 11.8% | 0 | 0% | 0.3774% | 0 | 0% | 0.3774% | 0 | 0% | 0.3774% | 0 | 0% | 100% | 0 | 0% | 100% | 0 | 0% | 100% | 0 | 0% | 100% | 0 |  |  | 0 |  |  | 0 |  |  | 0 | 100% | 65% |  | 100% | 65% |  | 100% | 65% |  | 100% | 65% |  | 100% | 90% |  | 100% | 90% |  | 100% | 90%
LINCOLN 1101210168 | 0.00025817 | 4.2256 | 0.37568 | 0 | 0.37568 | 0.008437 | 0.012942 | 0.0061218 | 0% | 99% | 0 | 0% | 99% | 0 | 0% | 99% | 0 | 0% | 99% | 0 | 0% | 62.67% | 0 | 0% | 62.67% | 0 | 0% | 62.67% | 0 | 0% | 62.67% | 0 | 0 | 0% | 2.183% | 0 | 0% | 2.183% | 0 | 0% | 2.183% | 0 | 0% | 0.2506% | 0 | 0% | 0.2506% | 0 | 0% | 0.2506% | 0 | 0% | 0.6858% | 0 | 0% | 0.6858% | 0 | 0% | 0.6858% | 0 | 0% | 0.6915% | 0 | 0% | 0.6915% | 0 | 92.36% | 0.6915% | 0.0023995 | 0% | 5.099% | 0 | 0% | 5.099% | 0 | 0% | 5.099% | 0 | 0% | 1.95% | 0 | 0% | 1.95% | 0 | 0% | 1.95% | 0 |  |  |  | 0% | 11.8% | 0 | 0% | 11.8% | 0 | 0% | 11.8% | 0 | 0% | 0.3633% | 0 | 0% | 0.3633% | 0 | 0% | 0.3633% | 0 | 0% | 100% | 0 | 0% | 100% | 0 | 0% | 100% | 0 | 0% | 100% | 0 |  |  | 0 |  |  | 0 |  |  | 0 | 100% | 65% |  | 100% | 65% |  | 100% | 65% |  | 100% | 65% |  | 100% | 90% |  | 100% | 90% |  | 100% | 90%
SARATOGA 11076867 | 0.00043003 | 1.0582 | 0.13789 | 0 | 0.13789 | 0.0040849 | 0.0041725 | 0.0018388 | 0% | 99% | 0 | 0% | 99% | 0 | 0% | 99% | 0 | 0% | 99% | 0 | 0% | 63.73% | 0 | 0% | 63.73% | 0 | 0% | 63.73% | 0 | 0% | 63.73% | 0 | 0 | 0% | 2.087% | 0 | 0% | 2.087% | 0 | 0% | 2.087% | 0 | 0% | 0.2266% | 0 | 0% | 0.2266% | 0 | 0% | 0.2266% | 0 | 0% | 0.6231% | 0 | 0% | 0.6231% | 0 | 88.01% | 0.6231% | 0.00075619 | 0% | 0.6239% | 0 | 88.01% | 0.6239% | 0.00075711 | 0% | 0.6239% | 0 | 0% | 4.618% | 0 | 0% | 4.618% | 0 | 0% | 4.618% | 0 | 0% | 2.066% | 0 | 0% | 2.066% | 0 | 0% | 2.066% | 0 |  |  |  | 0% | 11.8% | 0 | 0% | 11.8% | 0 | 0% | 11.8% | 0 | 0% | 0.3703% | 0 | 0% | 0.3703% | 0 | 0% | 0.3703% | 0 | 0% | 100% | 0 | 0% | 100% | 0 | 0% | 100% | 0 | 0% | 100% | 0 |  |  | 0 |  |  | 0 |  |  | 0 | 100% | 65% |  | 100% | 65% |  | 100% | 65% |  | 100% | 65% |  | 100% | 90% |  | 100% | 90% |  | 100% | 90%
BRUNSWICK 1102CB | 0.00077432 | 6.8515 | 0.77117 | 1.0489 | 1.8201 | 0.028807 | 0.019451 | 0.0082767 | 0% | 99% | 0 | 0% | 99% | 0 | 0% | 99% | 0 | 0% | 99% | 0 | 0% | 62.53% | 0 | 0% | 62.53% | 0 | 0% | 62.53% | 0 | 0% | 62.53% | 0 | 1.0489 | 0% | 1.805% | 0 | 0% | 1.805% | 0 | 0% | 1.805% | 0 | 0% | 0.1989% | 0 | 0% | 0.1989% | 0 | 0% | 0.1989% | 0 | 0% | 0.5144% | 0 | 7.84% | 0.5144% | 0.00031099 | 9.131% | 0.5144% | 0.00036218 | 7.84% | 0.5263% | 0.00031819 | 9.131% | 0.5263% | 0.00037056 | 83.03% | 0.5263% | 0.0033696 | 4.646% | 3.841% | 0.0013763 | 0% | 3.841% | 0 | 0% | 3.841% | 0 | 0% | 2.853% | 0 | 0% | 2.853% | 0 | 0% | 2.853% | 0 |  |  |  | 0% | 11.8% | 0 | 0% | 11.8% | 0 | 0% | 11.8% | 0 | 0% | 0.377% | 0 | 0% | 0.377% | 0 | 0% | 0.377% | 0 | 0% | 100% | 0 | 0% | 100% | 0 | 0% | 100% | 0 | 0% | 100% | 0 |  |  | 0 |  |  | 0 |  |  | 0 | 100% | 65% |  | 100% | 65% |  | 100% | 65% |  | 100% | 65% |  | 100% | 90% |  | 100% | 90% |  | 100% | 90%
MONTE RIO 1111256 | 0.0011331 | 10.3093 | 1.7167 | 0.064828 | 1.7815 | 0.08425 | 0.03264 | 0.0090402 | 0% | 99% | 0 | 0% | 99% | 0 | 0% | 99% | 0 | 0% | 99% | 0 | 0% | 63.16% | 0 | 0% | 63.16% | 0 | 0% | 63.16% | 0 | 0% | 63.16% | 0 | 0.064828 | 20% | 1.477% | 0.0050717 | 0% | 1.477% | 0 | 0% | 1.477% | 0 | 0% | 0.1658% | 0 | 0% | 0.1658% | 0 | 0% | 0.1658% | 0 | 0% | 0.3874% | 0 | 0% | 0.3874% | 0 | 11.87% | 0.3874% | 0.00078929 | 0% | 0.407% | 0 | 11.87% | 0.407% | 0.00082922 | 88.13% | 0.407% | 0.0061571 | 36.92% | 2.913% | 0.018464 | 6.402% | 2.913% | 0.0032021 | 2.124% | 2.913% | 0.0010621 | 0% | 3.924% | 0 | 0% | 3.924% | 0 | 0% | 3.924% | 0 |  |  |  | 30.98% | 11.8% | 0.062763 | 0% | 11.8% | 0 | 0% | 11.8% | 0 | 0% | 0.3848% | 0 | 0% | 0.3848% | 0 | 0% | 0.3848% | 0 | 0% | 100% | 0 | 0% | 100% | 0 | 0% | 100% | 0 | 0% | 100% | 0 |  |  | 0 |  |  | 0 |  |  | 0 | 100% | 65% |  | 100% | 65% |  | 100% | 65% |  | 100% | 65% |  | 100% | 90% |  | 100% | 90% |  | 100% | 90%
IGNACIO 1105908 | 0.00055759 | 0.26983 | 0.3771 | 0 | 0.3771 | 0.0085747 | 0.01456 | 0.004535 | 0% | 99% | 0 | 0% | 99% | 0 | 0% | 99% | 0 | 0% | 99% | 0 | 0% | 64.09% | 0 | 0% | 64.09% | 0 | 0% | 64.09% | 0 | 0% | 64.09% | 0 | 0 | 0% | 2.961% | 0 | 0% | 2.961% | 0 | 0% | 2.961% | 0 | 0% | 0.3279% | 0 | 0% | 0.3279% | 0 | 0% | 0.3279% | 0 | 0% | 0.7924% | 0 | 0% | 0.7924% | 0 | 0% | 0.7924% | 0 | 0% | 0.8264% | 0 | 0% | 0.8264% | 0 | 94.46% | 0.8264% | 0.0029438 | 67.76% | 5.948% | 0.015197 | 31.81% | 5.948% | 0.0071353 | 0% | 5.948% | 0 | 0% | 1.445% | 0 | 0% | 1.445% | 0 | 0% | 1.445% | 0 |  |  |  | 0% | 11.8% | 0 | 3.667% | 11.8% | 0.0016319 | 0% | 11.8% | 0 | 0% | 0.3695% | 0 | 0% | 0.3695% | 0 | 0% | 0.3695% | 0 | 0% | 100% | 0 | 0% | 100% | 0 | 0% | 100% | 0 | 0% | 100% | 0 |  |  | 0 |  |  | 0 |  |  | 0 | 100% | 65% |  | 100% | 65% |  | 100% | 65% |  | 100% | 65% |  | 100% | 90% |  | 100% | 90% |  | 100% | 90%
POINT ARENA 1101474 | 0.00033016 | 9.2596 | 0.58171 | 0 | 0.58171 | 0.030433 | 0.0099399 | 0.0023152 | 0% | 99% | 0 | 0% | 99% | 0 | 0% | 99% | 0 | 0% | 99% | 0 | 0% | 61.48% | 0 | 0% | 61.48% | 0 | 0% | 61.48% | 0 | 0% | 61.48% | 0 | 0 | 22.22% | 1.27% | 0.0016411 | 0% | 1.27% | 0 | 0% | 1.27% | 0 | 0% | 0.1314% | 0 | 0% | 0.1314% | 0 | 0% | 0.1314% | 0 | 0% | 0.3552% | 0 | 82.41% | 0.3552% | 0.0017031 | 17.26% | 0.3552% | 0.00035672 | 82.41% | 0.3515% | 0.0016853 | 17.26% | 0.3515% | 0.00035299 | 0% | 0.3515% | 0 | 28.51% | 2.617% | 0.0043408 | 0% | 2.617% | 0 | 0% | 2.617% | 0 | 0% | 5.05% | 0 | 0% | 5.05% | 0 | 0% | 5.05% | 0 |  |  |  | 0% | 11.8% | 0 | 35% | 11.8% | 0.024025 | 0% | 11.8% | 0 | 0% | 0.3828% | 0 | 0% | 0.3828% | 0 | 0% | 0.3828% | 0 | 0% | 100% | 0 | 0% | 100% | 0 | 0% | 100% | 0 | 0% | 100% | 0 |  |  | 0 |  |  | 0 |  |  | 0 | 100% | 65% |  | 100% | 65% |  | 100% | 65% |  | 100% | 65% |  | 100% | 90% |  | 100% | 90% |  | 100% | 90%
BEN LOMOND 1101BL 1101 | 0.0018501 | 13.1148 | 3.0124 | 0 | 3.0124 | 0.16272 | 0.049917 | 0.0084814 | 0% | 99% | 0 | 0% | 99% | 0 | 0% | 99% | 0 | 0% | 99% | 0 | 0% | 62.79% | 0 | 0% | 62.79% | 0 | 0% | 62.79% | 0 | 0% | 62.79% | 0 | 0 | 50% | 1.368% | 0.020606 | 0% | 1.368% | 0 | 0% | 1.368% | 0 | 0% | 0.1478% | 0 | 0% | 0.1478% | 0 | 0% | 0.1478% | 0 | 0% | 0.3439% | 0 | 0% | 0.3439% | 0 | 83.28% | 0.3439% | 0.0086275 | 0% | 0.3566% | 0 | 83.28% | 0.3566% | 0.0089477 | 15.49% | 0.3566% | 0.0016638 | 35.32% | 2.571% | 0.027356 | 0% | 2.571% | 0 | 9% | 2.571% | 0.0069716 | 0% | 4.791% | 0 | 0% | 4.791% | 0 | 0% | 4.791% | 0 |  |  |  | 0% | 11.8% | 0 | 0% | 11.8% | 0 | 0% | 11.8% | 0 | 0% | 0.3869% | 0 | 0% | 0.3869% | 0 | 0% | 0.3869% | 0 | 0% | 100% | 0 | 0% | 100% | 0 | 0% | 100% | 0 | 0% | 100% | 0 |  |  | 0 |  |  | 0 |  |  | 0.010914 | 100% | 65% |  | 100% | 65% |  | 100% | 65% |  | 100% | 65% |  | 100% | 90% |  | 100% | 90% |  | 100% | 90%
BRUNSWICK 110663124 | 0.00075391 | 7.1809 | 0.80873 | 1.2904 | 2.0992 | 0.0333 | 0.018937 | 0.0071527 | 0% | 99% | 0 | 0% | 99% | 0 | 0% | 99% | 0 | 0% | 99% | 0 | 0% | 62.55% | 0 | 0% | 62.55% | 0 | 0% | 62.55% | 0 | 0% | 62.55% | 0 | 1.2904 | 33.33% | 1.746% | 0.0047065 | 0% | 1.746% | 0 | 0% | 1.746% | 0 | 0% | 0.1894% | 0 | 0% | 0.1894% | 0 | 0% | 0.1894% | 0 | 0% | 0.4788% | 0 | 1.663% | 0.4788% | 6.4378e-05 | 0% | 0.4788% | 0 | 1.663% | 0.4864% | 6.5406e-05 | 0% | 0.4864% | 0 | 98.34% | 0.4864% | 0.0038685 | 0% | 3.56% | 0 | 44.63% | 3.56% | 0.012852 | 0% | 3.56% | 0 | 0% | 3.209% | 0 | 0% | 3.209% | 0 | 0% | 3.209% | 0 |  |  |  | 0% | 11.8% | 0 | 35% | 11.8% | 0.0334 | 0% | 11.8% | 0 | 0% | 0.3782% | 0 | 0% | 0.3782% | 0 | 0% | 0.3782% | 0 | 0% | 100% | 0 | 0% | 100% | 0 | 0% | 100% | 0 | 0% | 100% | 0 |  |  | 0 |  |  | 0 |  |  | 0 | 100% | 65% |  | 100% | 65% |  | 100% | 65% |  | 100% | 65% |  | 100% | 90% |  | 100% | 90% |  | 100% | 90%
GARBERVILLE 1101CB | 0.0003767 | 6.4009 | 0.66394 | 0.10037 | 0.7643 | 0.025701 | 0.018002 | 0.0051203 | 0% | 99% | 0 | 0% | 99% | 0 | 0% | 99% | 0 | 0% | 99% | 0 | 0% | 61.94% | 0 | 0% | 61.94% | 0 | 0% | 61.94% | 0 | 0% | 61.94% | 0 | 0.10037 | 66.67% | 2.121% | 0.009386 | 0% | 2.121% | 0 | 0% | 2.121% | 0 | 100% | 0.2314% | 0.0015365 | 0% | 0.2314% | 0 | 0% | 0.2314% | 0 | 0% | 0.5519% | 0 | 80.11% | 0.5519% | 0.0029355 | 17.47% | 0.5519% | 0.00064008 | 80.11% | 0.5648% | 0.0030044 | 17.47% | 0.5648% | 0.00065509 | 0% | 0.5648% | 0 | 58.53% | 4.108% | 0.015965 | 0% | 4.108% | 0 | 0% | 4.108% | 0 | 0% | 3.666% | 0 | 0% | 3.666% | 0 | 0% | 3.666% | 0 |  |  |  | 0% | 11.8% | 0 | 0% | 11.8% | 0 | 0% | 11.8% | 0 | 0% | 0.3757% | 0 | 0% | 0.3757% | 0 | 0% | 0.3757% | 0 | 0% | 100% | 0 | 0% | 100% | 0 | 0% | 100% | 0 | 0% | 100% | 0 |  |  | 4.1553e-05 |  |  | 0 |  |  | 0 | 100% | 65% |  | 100% | 65% |  | 100% | 65% |  | 100% | 65% |  | 100% | 90% |  | 100% | 90% |  | 100% | 90%
WATERSHED 0402CB | 0.00056007 | 0.019395 | 0.14143 | 0 | 0.14143 | 0.0042229 | 0.0051702 | 0.0010086 | 0% | 99% | 0 | 0% | 99% | 0 | 0% | 99% | 0 | 0% | 99% | 0 | 0% | 62.9% | 0 | 0% | 62.9% | 0 | 0% | 62.9% | 0 | 0% | 62.9% | 0 | 0 | 0% | 2.855% | 0 | 0% | 2.855% | 0 | 0% | 2.855% | 0 | 0% | 0.3198% | 0 | 0% | 0.3198% | 0 | 0% | 0.3198% | 0 | 0% | 0.7391% | 0 | 14.77% | 0.7391% | 0.00015433 | 79.51% | 0.7391% | 0.00083107 | 14.77% | 0.7771% | 0.00016227 | 79.51% | 0.7771% | 0.0008738 | 0% | 0.7771% | 0 | 33.36% | 5.56% | 0.0026228 | 0% | 5.56% | 0 | 0% | 5.56% | 0 | 0% | 2.106% | 0 | 0% | 2.106% | 0 | 0% | 2.106% | 0 |  |  |  | 0% | 11.8% | 0 | 0% | 11.8% | 0 | 0% | 11.8% | 0 | 0% | 0.3713% | 0 | 0% | 0.3713% | 0 | 0% | 0.3713% | 0 | 0% | 100% | 0 | 0% | 100% | 0 | 0% | 100% | 0 | 0% | 100% | 0 |  |  | 0 |  |  | 0 |  |  | 0 | 100% | 65% |  | 100% | 65% |  | 100% | 65% |  | 100% | 65% |  | 100% | 90% |  | 100% | 90% |  | 100% | 90%
SAN RAMON 2103MR279 | 0.0012585 | 0.0028409 | 0.053043 | 0.045693 | 0.098736 | 0.00022169 | 0.0024217 | 0.0012688 | 0% | 99% | 0 | 0% | 99% | 0 | 0% | 99% | 0 | 0% | 99% | 0 | 0% | 65.08% | 0 | 0% | 65.08% | 0 | 0% | 65.08% | 0 | 0% | 65.08% | 0 | 0.045693 | 0% | 3.544% | 0 | 0% | 3.544% | 0 | 0% | 3.544% | 0 | 0% | 0.4078% | 0 | 0% | 0.4078% | 0 | 0% | 0.4078% | 0 | 0% | 0.911% | 0 | 0% | 0.911% | 0 | 0% | 0.911% | 0 | 0% | 0.9706% | 0 | 0% | 0.9706% | 0 | 96.69% | 0.9706% | 0.0004978 | 0% | 6.888% | 0 | 0% | 6.888% | 0 | 0% | 6.888% | 0 | 0% | 0.2107% | 0 | 0% | 0.2107% | 0 | 0% | 0.2107% | 0 |  |  |  | 0% | 11.8% | 0 | 0% | 11.8% | 0 | 0% | 11.8% | 0 | 0% | 0.3652% | 0 | 0% | 0.3652% | 0 | 0% | 0.3652% | 0 | 0% | 100% | 0 | 0% | 100% | 0 | 0% | 100% | 0 | 0% | 100% | 0 |  |  | 0 |  |  | 0 |  |  | 0 | 100% | 65% |  | 100% | 65% |  | 100% | 65% |  | 100% | 65% |  | 100% | 90% |  | 100% | 90% |  | 100% | 90%
OLEMA 11011318 | 0.00040675 | 9.9601 | 0.9665 | 0 | 0.9665 | 0.044468 | 0.021968 | 0.0048795 | 0% | 99% | 0 | 0% | 99% | 0 | 0% | 99% | 0 | 0% | 99% | 0 | 0% | 61.88% | 0 | 0% | 61.88% | 0 | 0% | 61.88% | 0 | 0% | 61.88% | 0 | 0 | 12.5% | 1.529% | 0.0018473 | 0% | 1.529% | 0 | 0% | 1.529% | 0 | 0% | 0.1653% | 0 | 0% | 0.1653% | 0 | 0% | 0.1653% | 0 | 0% | 0.4627% | 0 | 23.18% | 0.4627% | 0.0010369 | 37.62% | 0.4627% | 0.0016825 | 23.18% | 0.4609% | 0.0010327 | 37.62% | 0.4609% | 0.0016757 | 38.73% | 0.4609% | 0.001725 | 23.29% | 3.425% | 0.0077085 | 0% | 3.425% | 0 | 0% | 3.425% | 0 | 0% | 3.962% | 0 | 0% | 3.962% | 0 | 0% | 3.962% | 0 |  |  |  | 0% | 11.8% | 0 | 22.74% | 11.8% | 0.025933 | 0% | 11.8% | 0 | 0% | 0.3769% | 0 | 0% | 0.3769% | 0 | 0% | 0.3769% | 0 | 0% | 100% | 0 | 0% | 100% | 0 | 0% | 100% | 0 | 0% | 100% | 0 |  |  | 6.0437e-05 |  |  | 0 |  |  | 0 | 100% | 65% |  | 100% | 65% |  | 100% | 65% |  | 100% | 65% |  | 100% | 90% |  | 100% | 90% |  | 100% | 90%
SHINGLE SPRINGS 1104CB | 0.00062256 | 0.72556 | 0.23042 | 0 | 0.23042 | 0.0035175 | 0.0093641 | 0.0041231 | 0% | 99% | 0 | 0% | 99% | 0 | 0% | 99% | 0 | 0% | 99% | 0 | 0% | 62.75% | 0 | 0% | 62.75% | 0 | 0% | 62.75% | 0 | 0% | 62.75% | 0 | 0 | 0% | 2.623% | 0 | 0% | 2.623% | 0 | 0% | 2.623% | 0 | 0% | 0.3011% | 0 | 0% | 0.3011% | 0 | 0% | 0.3011% | 0 | 0% | 0.819% | 0 | 0% | 0.819% | 0 | 96.17% | 0.819% | 0.0018146 | 0% | 0.8582% | 0 | 96.17% | 0.8582% | 0.0019017 | 0.9545% | 0.8582% | 1.8876e-05 | 0% | 6.191% | 0 | 0% | 6.191% | 0 | 0% | 6.191% | 0 | 0% | 1.22% | 0 | 0% | 1.22% | 0 | 0% | 1.22% | 0 |  |  |  | 0% | 11.8% | 0 | 0% | 11.8% | 0 | 0% | 11.8% | 0 | 55.56% | 0.3673% | 0.0004702 | 0% | 0.3673% | 0 | 0% | 0.3673% | 0 | 0% | 100% | 0 | 0% | 100% | 0 | 0% | 100% | 0 | 0% | 100% | 0 |  |  | 0 |  |  | 0 |  |  | 0 | 100% | 65% |  | 100% | 65% |  | 100% | 65% |  | 100% | 65% |  | 100% | 90% |  | 100% | 90% |  | 100% | 90%
BRUNSWICK 1103234378 | 0.00085829 | 0.75553 | 0.105 | 0.50956 | 0.61455 | 0.004233 | 0.0024913 | 0.0010298 | 0% | 99% | 0 | 0% | 99% | 0 | 0% | 99% | 0 | 0% | 99% | 0 | 0% | 62.68% | 0 | 0% | 62.68% | 0 | 0% | 62.68% | 0 | 0% | 62.68% | 0 | 0.50956 | 0% | 1.552% | 0 | 0% | 1.552% | 0 | 0% | 1.552% | 0 | 0% | 0.1638% | 0 | 0% | 0.1638% | 0 | 0% | 0.1638% | 0 | 0% | 0.4849% | 0 | 86.43% | 0.4849% | 0.00043999 | 0% | 0.4849% | 0 | 86.43% | 0.4756% | 0.00043163 | 0% | 0.4756% | 0 | 0% | 0.4756% | 0 | 0% | 3.572% | 0 | 100% | 3.572% | 0.0037504 | 0% | 3.572% | 0 | 0% | 2.756% | 0 | 0% | 2.756% | 0 | 0% | 2.756% | 0 |  |  |  | 0% | 11.8% | 0 | 0% | 11.8% | 0 | 0% | 11.8% | 0 | 0% | 0.3746% | 0 | 0% | 0.3746% | 0 | 0% | 0.3746% | 0 | 0% | 100% | 0 | 0% | 100% | 0 | 0% | 100% | 0 | 0% | 100% | 0 |  |  | 0 |  |  | 0 |  |  | 0 | 100% | 65% |  | 100% | 65% |  | 100% | 65% |  | 100% | 65% |  | 100% | 90% |  | 100% | 90% |  | 100% | 90%
ECHO SUMMIT 1101481660 | 0.00038767 | 1.0487 | 0.087081 | 0 | 0.087081 | 0.0019261 | 0.0040474 | 0.00045753 | 0% | 99% | 0 | 0% | 99% | 0 | 11.8% | 99% | 0.010173 | 0% | 99% | 0 | 0% | 60.92% | 0 | 0% | 60.92% | 0 | 0% | 60.92% | 0 | 0% | 60.92% | 0 | 0 | 0% | 3.938% | 0 | 0% | 3.938% | 0 | 0% | 3.938% | 0 | 0% | 0.4232% | 0 | 0% | 0.4232% | 0 | 0% | 0.4232% | 0 | 0% | 0.9562% | 0 | 0% | 0.9562% | 0 | 0% | 0.9562% | 0 | 0% | 0.9963% | 0 | 0% | 0.9963% | 0 | 84.54% | 0.9963% | 0.00073352 | 0% | 7.166% | 0 | 0% | 7.166% | 0 | 0% | 7.166% | 0 | 0% | 1.596% | 0 | 0% | 1.596% | 0 | 0% | 1.596% | 0 |  |  |  | 0% | 11.8% | 0 | 14.49% | 11.8% | 0.0014889 | 0% | 11.8% | 0 | 0% | 0.3658% | 0 | 0% | 0.3658% | 0 | 0% | 0.3658% | 0 | 0% | 100% | 0 | 0% | 100% | 0 | 0% | 100% | 0 | 0% | 100% | 0 |  |  | 0 |  |  | 0 |  |  | 0 | 100% | 65% |  | 100% | 65% |  | 100% | 65% |  | 100% | 65% |  | 100% | 90% |  | 100% | 90% |  | 100% | 90%
HALSEY 11026129 | 0.00043999 | 4.1732 | 0.2698 | 0.11015 | 0.37995 | 0.011002 | 0.0063142 | 0.0026087 | 0% | 99% | 0 | 0% | 99% | 0 | 0% | 99% | 0 | 0% | 99% | 0 | 0% | 61.86% | 0 | 0% | 61.86% | 0 | 0% | 61.86% | 0 | 0% | 61.86% | 0 | 0.11015 | 0% | 1.466% | 0 | 0% | 1.466% | 0 | 0% | 1.466% | 0 | 0% | 0.1572% | 0 | 0% | 0.1572% | 0 | 0% | 0.1572% | 0 | 0% | 0.4793% | 0 | 100% | 0.4793% | 0.001293 | 0% | 0.4793% | 0 | 100% | 0.477% | 0.0012868 | 0% | 0.477% | 0 | 0% | 0.477% | 0 | 0% | 3.553% | 0 | 0% | 3.553% | 0 | 0% | 3.553% | 0 | 0% | 3.588% | 0 | 0% | 3.588% | 0 | 0% | 3.588% | 0 |  |  |  | 0% | 11.8% | 0 | 0% | 11.8% | 0 | 0% | 11.8% | 0 | 0% | 0.3765% | 0 | 0% | 0.3765% | 0 | 0% | 0.3765% | 0 | 0% | 100% | 0 | 0% | 100% | 0 | 0% | 100% | 0 | 0% | 100% | 0 |  |  | 0 |  |  | 0 |  |  | 0 | 100% | 65% |  | 100% | 65% |  | 100% | 65% |  | 100% | 65% |  | 100% | 90% |  | 100% | 90% |  | 100% | 90%
BRUNSWICK 1103851116 | 0.0005704 | 0.41476 | 0.035676 | 0.1489 | 0.18457 | 0.0013967 | 0.00098103 | 0.00025696 | 0% | 99% | 0 | 0% | 99% | 0 | 0% | 99% | 0 | 0% | 99% | 0 | 0% | 61.37% | 0 | 0% | 61.37% | 0 | 0% | 61.37% | 0 | 0% | 61.37% | 0 | 0.1489 | 0% | 1.664% | 0 | 0% | 1.664% | 0 | 0% | 1.664% | 0 | 0% | 0.1719% | 0 | 0% | 0.1719% | 0 | 0% | 0.1719% | 0 | 0% | 0.5696% | 0 | 0% | 0.5696% | 0 | 91.93% | 0.5696% | 0.0001868 | 0% | 0.5481% | 0 | 91.93% | 0.5481% | 0.00017975 | 0% | 0.5481% | 0 | 0% | 4.177% | 0 | 0% | 4.177% | 0 | 0% | 4.177% | 0 | 0% | 2.92% | 0 | 0% | 2.92% | 0 | 0% | 2.92% | 0 |  |  |  | 0% | 11.8% | 0 | 5.965% | 11.8% | 0.0002511 | 0% | 11.8% | 0 | 0% | 0.3692% | 0 | 0% | 0.3692% | 0 | 0% | 0.3692% | 0 | 0% | 100% | 0 | 0% | 100% | 0 | 0% | 100% | 0 | 0% | 100% | 0 |  |  | 0 |  |  | 0 |  |  | 0 | 100% | 65% |  | 100% | 65% |  | 100% | 65% |  | 100% | 65% |  | 100% | 90% |  | 100% | 90% |  | 100% | 90%
BEN LOMOND 110196738 | 0.0016557 | 8.6638 | 2.0786 | 0 | 2.0786 | 0.11511 | 0.032876 | 0.0055634 | 0% | 99% | 0 | 0% | 99% | 0 | 0% | 99% | 0 | 0% | 99% | 0 | 0% | 62.85% | 0 | 0% | 62.85% | 0 | 0% | 62.85% | 0 | 0% | 62.85% | 0 | 0 | 50% | 1.4% | 0.014547 | 0% | 1.4% | 0 | 0% | 1.4% | 0 | 0% | 0.1479% | 0 | 0% | 0.1479% | 0 | 0% | 0.1479% | 0 | 0% | 0.3297% | 0 | 0% | 0.3297% | 0 | 97.67% | 0.3297% | 0.0066944 | 0% | 0.3428% | 0 | 97.67% | 0.3428% | 0.0069593 | 1.571% | 0.3428% | 0.00011195 | 62.84% | 2.463% | 0.032175 | 0% | 2.463% | 0 | 13.68% | 2.463% | 0.0070048 | 0% | 4.922% | 0 | 0% | 4.922% | 0 | 0% | 4.922% | 0 |  |  |  | 0% | 11.8% | 0 | 35% | 11.8% | 0.085847 | 0% | 11.8% | 0 | 0% | 0.3884% | 0 | 0% | 0.3884% | 0 | 0% | 0.3884% | 0 | 0% | 100% | 0 | 0% | 100% | 0 | 0% | 100% | 0 | 0% | 100% | 0 |  |  | 0.013214 |  |  | 0 |  |  | 0.033651 | 100% | 65% |  | 100% | 65% |  | 100% | 65% |  | 100% | 65% |  | 100% | 90% |  | 100% | 90% |  | 100% | 90%
DIAMOND SPRINGS 1107217974 | 0.00030994 | 4.4672 | 0.22689 | 0.15536 | 0.38224 | 0.0081767 | 0.0057956 | 0.0028052 | 0% | 99% | 0 | 0% | 99% | 0 | 0% | 99% | 0 | 0% | 99% | 0 | 0% | 62.5% | 0 | 0% | 62.5% | 0 | 0% | 62.5% | 0 | 0% | 62.5% | 0 | 0.15536 | 0% | 1.731% | 0 | 0% | 1.731% | 0 | 0% | 1.731% | 0 | 0% | 0.1771% | 0 | 0% | 0.1771% | 0 | 0% | 0.1771% | 0 | 0% | 0.5273% | 0 | 100% | 0.5273% | 0.0011963 | 0% | 0.5273% | 0 | 100% | 0.522% | 0.0011842 | 0% | 0.522% | 0 | 0% | 0.522% | 0 | 6.945% | 3.895% | 0.00061367 | 0% | 3.895% | 0 | 0% | 3.895% | 0 | 0% | 3.166% | 0 | 0% | 3.166% | 0 | 0% | 3.166% | 0 |  |  |  | 0% | 11.8% | 0 | 0% | 11.8% | 0 | 0% | 11.8% | 0 | 55.56% | 0.3749% | 0.00047254 | 0% | 0.3749% | 0 | 0% | 0.3749% | 0 | 0% | 100% | 0 | 0% | 100% | 0 | 0% | 100% | 0 | 0% | 100% | 0 |  |  | 0 |  |  | 0 |  |  | 0 | 100% | 65% |  | 100% | 65% |  | 100% | 65% |  | 100% | 65% |  | 100% | 90% |  | 100% | 90% |  | 100% | 90%
WILLITS 1103968 | 0.0003426 | 7.9957 | 0.45572 | 0 | 0.45572 | 0.01803 | 0.01188 | 0.0037938 | 0% | 99% | 0 | 0% | 99% | 0 | 0% | 99% | 0 | 0% | 99% | 0 | 0% | 61.47% | 0 | 0% | 61.47% | 0 | 0% | 61.47% | 0 | 0% | 61.47% | 0 | 0 | 100% | 1.527% | 0.0069607 | 0% | 1.527% | 0 | 0% | 1.527% | 0 | 0% | 0.1621% | 0 | 0% | 0.1621% | 0 | 0% | 0.1621% | 0 | 0% | 0.5305% | 0 | 11% | 0.5305% | 0.00026587 | 0% | 0.5305% | 0 | 13.14% | 0.5184% | 0.00031049 | 0% | 0.5184% | 0 | 86.01% | 0.5184% | 0.0020322 | 6.254% | 3.914% | 0.0011155 | 0% | 3.914% | 0 | 0% | 3.914% | 0 | 0% | 3.249% | 0 | 0% | 3.249% | 0 | 0% | 3.249% | 0 |  |  |  | 33.46% | 11.8% | 0.017991 | 0% | 11.8% | 0 | 0% | 11.8% | 0 | 0% | 0.3718% | 0 | 0% | 0.3718% | 0 | 0% | 0.3718% | 0 | 0% | 100% | 0 | 0% | 100% | 0 | 0% | 100% | 0 | 0% | 100% | 0 |  |  | 8.2029e-05 |  |  | 0 |  |  | 0 | 100% | 65% |  | 100% | 65% |  | 100% | 65% |  | 100% | 65% |  | 100% | 90% |  | 100% | 90% |  | 100% | 90%
SAN LUIS OBISPO 1101CB | 0.0003719 | 4.4962 | 0.49782 | 0.13162 | 0.62943 | 0.010493 | 0.020669 | 0.005674 | 0% | 99% | 0 | 0% | 99% | 0 | 0% | 99% | 0 | 0% | 99% | 0 | 0% | 62.8% | 0 | 0% | 62.8% | 0 | 0% | 62.8% | 0 | 0% | 62.8% | 0 | 0.13162 | 75% | 3.032% | 0.011319 | 0% | 3.032% | 0 | 0% | 3.032% | 0 | 0% | 0.3289% | 0 | 0% | 0.3289% | 0 | 0% | 0.3289% | 0 | 0% | 0.849% | 0 | 0% | 0.849% | 0 | 64.85% | 0.849% | 0.0027409 | 0.03035% | 0.8651% | 1.307e-06 | 64.85% | 0.8651% | 0.002793 | 25.36% | 0.8651% | 0.0010923 | 46.03% | 6.326% | 0.014495 | 0% | 6.326% | 0 | 0% | 6.326% | 0 | 0% | 1.297% | 0 | 0% | 1.297% | 0 | 0% | 1.297% | 0 |  |  |  | 0% | 11.8% | 0 | 0% | 11.8% | 0 | 0% | 11.8% | 0 | 0% | 0.3637% | 0 | 0% | 0.3637% | 0 | 0% | 0.3637% | 0 | 0% | 100% | 0 | 0% | 100% | 0 | 0% | 100% | 0 | 0% | 100% | 0 |  |  | 0 |  |  | 0 |  |  | 0 | 100% | 65% |  | 100% | 65% |  | 100% | 65% |  | 100% | 65% |  | 100% | 90% |  | 100% | 90% |  | 100% | 90%
CAMP EVERS 210311056 | 0.0021574 | 6.5138 | 1.53 | 0 | 1.53 | 0.082084 | 0.025025 | 0.0061868 | 0% | 99% | 0 | 0% | 99% | 0 | 0% | 99% | 0 | 0% | 99% | 0 | 0% | 64.02% | 0 | 0% | 64.02% | 0 | 0% | 64.02% | 0 | 0% | 64.02% | 0 | 0 | 0% | 1.269% | 0 | 0% | 1.269% | 0 | 0% | 1.269% | 0 | 0% | 0.1388% | 0 | 0% | 0.1388% | 0 | 0% | 0.1388% | 0 | 0% | 0.3339% | 0 | 0% | 0.3339% | 0 | 98.82% | 0.3339% | 0.0050485 | 0% | 0.3445% | 0 | 98.82% | 0.3445% | 0.005208 | 0.2671% | 0.3445% | 1.408e-05 | 37.27% | 2.495% | 0.014224 | 0% | 2.495% | 0 | 39.86% | 2.495% | 0.015213 | 0% | 3.927% | 0 | 0% | 3.927% | 0 | 0% | 3.927% | 0 |  |  |  | 0% | 11.8% | 0 | 0% | 11.8% | 0 | 0% | 11.8% | 0 | 0% | 0.3863% | 0 | 0% | 0.3863% | 0 | 0% | 0.3863% | 0 | 0% | 100% | 0 | 0% | 100% | 0 | 0% | 100% | 0 | 0% | 100% | 0 |  |  | 0.019645 |  |  | 0 |  |  | 0.027061 | 100% | 65% |  | 100% | 65% |  | 100% | 65% |  | 100% | 65% |  | 100% | 90% |  | 100% | 90% |  | 100% | 90%
HIGGINS 1110429714 | 0.00038457 | 8.6572 | 0.69149 | 0.11246 | 0.80395 | 0.021057 | 0.020384 | 0.0097656 | 0% | 99% | 0 | 0% | 99% | 0 | 0% | 99% | 0 | 0% | 99% | 0 | 0% | 62.49% | 0 | 0% | 62.49% | 0 | 0% | 62.49% | 0 | 0% | 62.49% | 0 | 0.11246 | 66.67% | 1.89% | 0.0087115 | 0% | 1.89% | 0 | 0% | 1.89% | 0 | 0% | 0.2154% | 0 | 0% | 0.2154% | 0 | 0% | 0.2154% | 0 | 0% | 0.5862% | 0 | 1.329% | 0.5862% | 5.3871e-05 | 34.99% | 0.5862% | 0.0014184 | 1.329% | 0.6013% | 5.5265e-05 | 34.99% | 0.6013% | 0.0014551 | 62.45% | 0.6013% | 0.0025969 | 12.33% | 4.39% | 0.0037441 | 0% | 4.39% | 0 | 0% | 4.39% | 0 | 0% | 2.71% | 0 | 0% | 2.71% | 0 | 0% | 2.71% | 0 |  |  |  | 0% | 11.8% | 0 | 0% | 11.8% | 0 | 0% | 11.8% | 0 | 0% | 0.3724% | 0 | 0% | 0.3724% | 0 | 0% | 0.3724% | 0 | 0% | 100% | 0 | 0% | 100% | 0 | 0% | 100% | 0 | 0% | 100% | 0 |  |  | 0 |  |  | 0 |  |  | 0 | 100% | 65% |  | 100% | 65% |  | 100% | 65% |  | 100% | 65% |  | 100% | 90% |  | 100% | 90% |  | 100% | 90%
FRUITLAND 1141CB | 0.00063272 | 3.2343 | 0.40297 | 0.0075105 | 0.41048 | 0.020333 | 0.0072348 | 0.0023252 | 0% | 99% | 0 | 0% | 99% | 0 | 0% | 99% | 0 | 0% | 99% | 0 | 0% | 61.54% | 0 | 0% | 61.54% | 0 | 0% | 61.54% | 0 | 0% | 61.54% | 0 | 0.0075105 | 0% | 1.246% | 0 | 0% | 1.246% | 0 | 0% | 1.246% | 0 | 0% | 0.1442% | 0 | 0% | 0.1442% | 0 | 0% | 0.1442% | 0 | 0% | 0.3535% | 0 | 100% | 0.3535% | 0.0014245 | 0% | 0.3535% | 0 | 100% | 0.3632% | 0.0014637 | 0% | 0.3632% | 0 | 0% | 0.3632% | 0 | 0% | 2.641% | 0 | 0% | 2.641% | 0 | 0% | 2.641% | 0 | 0% | 4.935% | 0 | 0% | 4.935% | 0 | 0% | 4.935% | 0 |  |  |  | 0% | 11.8% | 0 | 0% | 11.8% | 0 | 0% | 11.8% | 0 | 0% | 0.3826% | 0 | 0% | 0.3826% | 0 | 0% | 0.3826% | 0 | 0% | 100% | 0 | 0% | 100% | 0 | 0% | 100% | 0 | 0% | 100% | 0 |  |  | 0 |  |  | 0 |  |  | 0 | 100% | 65% |  | 100% | 65% |  | 100% | 65% |  | 100% | 65% |  | 100% | 90% |  | 100% | 90% |  | 100% | 90%
GREEN VALLEY 2101535998 | 0.00043743 | 4.6687 | 0.44027 | 0 | 0.44027 | 0.017393 | 0.01038 | 0.0048955 | 0% | 99% | 0 | 0% | 99% | 0 | 0% | 99% | 0 | 0% | 99% | 0 | 0% | 63.54% | 0 | 0% | 63.54% | 0 | 0% | 63.54% | 0 | 0% | 63.54% | 0 | 0 | 0% | 1.744% | 0 | 0% | 1.744% | 0 | 0% | 1.744% | 0 | 0% | 0.1904% | 0 | 0% | 0.1904% | 0 | 0% | 0.1904% | 0 | 0% | 0.4766% | 0 | 10.97% | 0.4766% | 0.00023015 | 74.11% | 0.4766% | 0.0015549 | 10.97% | 0.4874% | 0.00023537 | 74.11% | 0.4874% | 0.0015902 | 14.36% | 0.4874% | 0.00030804 | 37.85% | 3.553% | 0.0059196 | 0% | 3.553% | 0 | 0% | 3.553% | 0 | 0% | 2.927% | 0 | 0% | 2.927% | 0 | 0% | 2.927% | 0 |  |  |  | 0% | 11.8% | 0 | 0% | 11.8% | 0 | 0% | 11.8% | 0 | 0% | 0.3787% | 0 | 0% | 0.3787% | 0 | 0% | 0.3787% | 0 | 0% | 100% | 0 | 0% | 100% | 0 | 0% | 100% | 0 | 0% | 100% | 0 |  |  | 0 |  |  | 0 |  |  | 0 | 100% | 65% |  | 100% | 65% |  | 100% | 65% |  | 100% | 65% |  | 100% | 90% |  | 100% | 90% |  | 100% | 90%
BELL 1109724884 | 0.00041733 | 16.0859 | 1.0949 | 0.78802 | 1.8829 | 0.040576 | 0.027316 | 0.013352 | 0% | 99% | 0 | 0% | 99% | 0 | 0% | 99% | 0 | 0% | 99% | 0 | 0% | 62.25% | 0 | 0% | 62.25% | 0 | 0% | 62.25% | 0 | 0% | 62.25% | 0 | 0.78802 | 50% | 1.523% | 0.0083358 | 0% | 1.523% | 0 | 0% | 1.523% | 0 | 0% | 0.1682% | 0 | 0% | 0.1682% | 0 | 0% | 0.1682% | 0 | 0% | 0.5004% | 0 | 16.19% | 0.5004% | 0.00088698 | 18.83% | 0.5004% | 0.0010318 | 16.19% | 0.5016% | 0.00088923 | 18.83% | 0.5016% | 0.0010344 | 64.27% | 0.5016% | 0.0035299 | 8.264% | 3.72% | 0.003366 | 0% | 3.72% | 0 | 0% | 3.72% | 0 | 0% | 3.27% | 0 | 0% | 3.27% | 0 | 0% | 3.27% | 0 |  |  |  | 0% | 11.8% | 0 | 34.77% | 11.8% | 0.044917 | 0% | 11.8% | 0 | 0% | 0.3747% | 0 | 0% | 0.3747% | 0 | 0% | 0.3747% | 0 | 0% | 100% | 0 | 0% | 100% | 0 | 0% | 100% | 0 | 0% | 100% | 0 |  |  | 0 |  |  | 0 |  |  | 0 | 100% | 65% |  | 100% | 65% |  | 100% | 65% |  | 100% | 65% |  | 100% | 90% |  | 100% | 90% |  | 100% | 90%
CORRAL 110112606 | 0.0001802 | 22.5961 | 0.74138 | 0 | 0.74138 | 0.013425 | 0.026753 | 0.014846 | 0% | 99% | 0 | 0% | 99% | 0 | 0% | 99% | 0 | 0% | 99% | 0 | 0% | 62.25% | 0 | 0% | 62.25% | 0 | 0% | 62.25% | 0 | 0% | 62.25% | 0 | 0 | 0% | 2.452% | 0 | 0% | 2.452% | 0 | 0% | 2.452% | 0 | 0% | 0.2603% | 0 | 0% | 0.2603% | 0 | 0% | 0.2603% | 0 | 0% | 0.7255% | 0 | 99.16% | 0.7255% | 0.0053338 | 0% | 0.7255% | 0 | 99.16% | 0.7108% | 0.0052259 | 0% | 0.7108% | 0 | 0% | 0.7108% | 0 | 0% | 5.333% | 0 | 0% | 5.333% | 0 | 0% | 5.333% | 0 | 0% | 1.416% | 0 | 0% | 1.416% | 0 | 0% | 1.416% | 0 |  |  |  | 0% | 11.8% | 0 | 0% | 11.8% | 0 | 0% | 11.8% | 0 | 0% | 0.3607% | 0 | 0% | 0.3607% | 0 | 0% | 0.3607% | 0 | 0% | 100% | 0 | 0% | 100% | 0 | 0% | 100% | 0 | 0% | 100% | 0 |  |  | 0 |  |  | 0 |  |  | 0 | 100% | 65% |  | 100% | 65% |  | 100% | 65% |  | 100% | 65% |  | 100% | 90% |  | 100% | 90% |  | 100% | 90%
CHESTER 11022564 | 0.00056922 | 2.5184 | 0.27788 | 0.02591 | 0.30379 | 0.0099175 | 0.0072465 | 0.0034711 | 0% | 99% | 0 | 0% | 99% | 0 | 0% | 99% | 0 | 0% | 99% | 0 | 0% | 63.85% | 0 | 0% | 63.85% | 0 | 0% | 63.85% | 0 | 0% | 63.85% | 0 | 0.02591 | 0% | 1.574% | 0 | 0% | 1.574% | 0 | 0% | 1.574% | 0 | 0% | 0.1893% | 0 | 0% | 0.1893% | 0 | 0% | 0.1893% | 0 | 0% | 0.5094% | 0 | 0% | 0.5094% | 0 | 0% | 0.5094% | 0 | 0% | 0.5275% | 0 | 0% | 0.5275% | 0 | 100% | 0.5275% | 0.0014659 | 0% | 3.831% | 0 | 0% | 3.831% | 0 | 100% | 3.831% | 0.010644 | 0% | 2.308% | 0 | 0% | 2.308% | 0 | 0% | 2.308% | 0 |  |  |  | 0% | 11.8% | 0 | 33.29% | 11.8% | 0.010914 | 0% | 11.8% | 0 | 0% | 0.3753% | 0 | 0% | 0.3753% | 0 | 0% | 0.3753% | 0 | 0% | 100% | 0 | 0% | 100% | 0 | 0% | 100% | 0 | 0% | 100% | 0 |  |  | 0 |  |  | 0 |  |  | 0 | 100% | 65% |  | 100% | 65% |  | 100% | 65% |  | 100% | 65% |  | 100% | 90% |  | 100% | 90% |  | 100% | 90%
LAYTONVILLE 1101CB | 0.00036243 | 6.2758 | 0.62247 | 0 | 0.62247 | 0.026259 | 0.014665 | 0.0053073 | 0% | 99% | 0 | 0% | 99% | 0 | 0% | 99% | 0 | 0% | 99% | 0 | 0% | 62.31% | 0 | 0% | 62.31% | 0 | 0% | 62.31% | 0 | 0% | 62.31% | 0 | 0 | 100% | 1.671% | 0.010404 | 0% | 1.671% | 0 | 0% | 1.671% | 0 | 0% | 0.1799% | 0 | 0% | 0.1799% | 0 | 0% | 0.1799% | 0 | 0% | 0.4762% | 0 | 74.78% | 0.4762% | 0.0022164 | 20.07% | 0.4762% | 0.00059498 | 74.78% | 0.4776% | 0.0022229 | 20.07% | 0.4776% | 0.00059673 | 5.149% | 0.4776% | 0.00015307 | 0% | 3.527% | 0 | 0% | 3.527% | 0 | 0% | 3.527% | 0 | 0% | 3.708% | 0 | 0% | 3.708% | 0 | 0% | 3.708% | 0 |  |  |  | 0% | 11.8% | 0 | 0% | 11.8% | 0 | 0% | 11.8% | 0 | 0% | 0.377% | 0 | 0% | 0.377% | 0 | 0% | 0.377% | 0 | 0% | 100% | 0 | 0% | 100% | 0 | 0% | 100% | 0 | 0% | 100% | 0 |  |  | 0 |  |  | 0 |  |  | 0 | 100% | 65% |  | 100% | 65% |  | 100% | 65% |  | 100% | 65% |  | 100% | 90% |  | 100% | 90% |  | 100% | 90%
SAN LUIS OBISPO 110342344 | 0.00024779 | 9.2288 | 0.50387 | 0 | 0.50387 | 0.0082475 | 0.0208 | 0.008382 | 0% | 99% | 0 | 0% | 99% | 0 | 0% | 99% | 0 | 0% | 99% | 0 | 0% | 63.47% | 0 | 0% | 63.47% | 0 | 0% | 63.47% | 0 | 0% | 63.47% | 0 | 0 | 0% | 3.175% | 0 | 0% | 3.175% | 0 | 0% | 3.175% | 0 | 0% | 0.3372% | 0 | 0% | 0.3372% | 0 | 0% | 0.3372% | 0 | 0% | 0.8432% | 0 | 0% | 0.8432% | 0 | 76.41% | 0.8432% | 0.0032465 | 0% | 0.8617% | 0 | 76.41% | 0.8617% | 0.0033178 | 23.59% | 0.8617% | 0.0010243 | 45.01% | 6.281% | 0.014246 | 0% | 6.281% | 0 | 0% | 6.281% | 0 | 0% | 1.036% | 0 | 0% | 1.036% | 0 | 0% | 1.036% | 0 |  |  |  | 0% | 11.8% | 0 | 24.79% | 11.8% | 0.014737 | 0% | 11.8% | 0 | 0% | 0.3653% | 0 | 0% | 0.3653% | 0 | 0% | 0.3653% | 0 | 0% | 100% | 0 | 0% | 100% | 0 | 0% | 100% | 0 | 0% | 100% | 0 |  |  | 0 |  |  | 0 |  |  | 0 | 100% | 65% |  | 100% | 65% |  | 100% | 65% |  | 100% | 65% |  | 100% | 90% |  | 100% | 90% |  | 100% | 90%
ALTO 1124207690 | 0.0013445 | 0.96874 | 0.12263 | 0.024615 | 0.14724 | 0.0052052 | 0.0031888 | 0.00072199 | 0% | 99% | 0 | 0% | 99% | 0 | 0% | 99% | 0 | 0% | 99% | 0 | 0% | 63.99% | 0 | 0% | 63.99% | 0 | 0% | 63.99% | 0 | 0% | 63.99% | 0 | 0.024615 | 0% | 2.028% | 0 | 0% | 2.028% | 0 | 0% | 2.028% | 0 | 0% | 0.2232% | 0 | 0% | 0.2232% | 0 | 0% | 0.2232% | 0 | 0% | 0.5269% | 0 | 0% | 0.5269% | 0 | 3.872% | 0.5269% | 2.5023e-05 | 0% | 0.5462% | 0 | 3.872% | 0.5462% | 2.5937e-05 | 94.21% | 0.5462% | 0.00063102 | 3.666% | 3.942% | 0.00017722 | 13.6% | 3.942% | 0.00065751 | 59.51% | 3.942% | 0.0028763 | 0% | 2.678% | 0 | 0% | 2.678% | 0 | 0% | 2.678% | 0 |  |  |  | 0% | 11.8% | 0 | 0% | 11.8% | 0 | 0% | 11.8% | 0 | 0% | 0.3788% | 0 | 0% | 0.3788% | 0 | 0% | 0.3788% | 0 | 0% | 100% | 0 | 0% | 100% | 0 | 0% | 100% | 0 | 0% | 100% | 0 |  |  | 0 |  |  | 0 |  |  | 9.234e-05 | 100% | 65% |  | 100% | 65% |  | 100% | 65% |  | 100% | 65% |  | 100% | 90% |  | 100% | 90% |  | 100% | 90%
ATASCADERO 1102A28 | 0.00033414 | 2.083 | 0.18091 | 0 | 0.18091 | 0.0039279 | 0.007064 | 0.00246 | 0% | 99% | 0 | 0% | 99% | 0 | 0% | 99% | 0 | 0% | 99% | 0 | 0% | 62.01% | 0 | 0% | 62.01% | 0 | 0% | 62.01% | 0 | 0% | 62.01% | 0 | 0 | 0% | 2.08% | 0 | 0% | 2.08% | 0 | 0% | 2.08% | 0 | 0% | 0.2395% | 0 | 0% | 0.2395% | 0 | 0% | 0.2395% | 0 | 0% | 0.7786% | 0 | 0% | 0.7786% | 0 | 81.75% | 0.7786% | 0.0011515 | 14.53% | 0.7865% | 0.00020677 | 81.75% | 0.7865% | 0.0011631 | 3.719% | 0.7865% | 5.2908e-05 | 12.13% | 5.823% | 0.0012776 | 0% | 5.823% | 0 | 0% | 5.823% | 0 | 0% | 1.686% | 0 | 0% | 1.686% | 0 | 0% | 1.686% | 0 |  |  |  | 0% | 11.8% | 0 | 0% | 11.8% | 0 | 0% | 11.8% | 0 | 0% | 0.3615% | 0 | 0% | 0.3615% | 0 | 0% | 0.3615% | 0 | 0% | 100% | 0 | 0% | 100% | 0 | 0% | 100% | 0 | 0% | 100% | 0 |  |  | 0 |  |  | 0 |  |  | 0 | 100% | 65% |  | 100% | 65% |  | 100% | 65% |  | 100% | 65% |  | 100% | 90% |  | 100% | 90% |  | 100% | 90%
CLARKSVILLE 2104CB | 0.00045469 | 8.3403 | 0.85488 | 1.0196 | 1.8745 | 0.0090104 | 0.035649 | 0.018935 | 21.74% | 99% | 0.18402 | 0% | 99% | 0 | 0% | 99% | 0 | 0% | 99% | 0 | 0% | 63.14% | 0 | 0% | 63.14% | 0 | 0% | 63.14% | 0 | 0% | 63.14% | 0 | 1.0196 | 0% | 2.557% | 0 | 0% | 2.557% | 0 | 0% | 2.557% | 0 | 0% | 0.3042% | 0 | 0% | 0.3042% | 0 | 0% | 0.3042% | 0 | 0% | 0.8179% | 0 | 94.4% | 0.8179% | 0.0066001 | 4.677% | 0.8179% | 0.00032702 | 94.4% | 0.8565% | 0.0069114 | 4.677% | 0.8565% | 0.00034244 | 0% | 0.8565% | 0 | 6.914% | 6.182% | 0.0036537 | 0% | 6.182% | 0 | 0% | 6.182% | 0 | 0% | 0.8215% | 0 | 0% | 0.8215% | 0 | 0% | 0.8215% | 0 |  |  |  | 0% | 11.8% | 0 | 0% | 11.8% | 0 | 0% | 11.8% | 0 | 0% | 0.3636% | 0 | 0% | 0.3636% | 0 | 0% | 0.3636% | 0 | 1.243% | 100% | 0.010627 | 0% | 100% | 0 | 0% | 100% | 0 | 0% | 100% | 0 |  |  | 1.539e-05 |  |  | 0 |  |  | 0 | 100% | 65% |  | 100% | 65% |  | 100% | 65% |  | 100% | 65% |  | 100% | 90% |  | 100% | 90% |  | 100% | 90%
MC ARTHUR 11011544 | 0.00013478 | 13.6391 | 0.83068 | 0.29496 | 1.1256 | 0.0057681 | 0.040707 | 0.015345 | 0% | 99% | 0 | 0% | 99% | 0 | 0% | 99% | 0 | 0% | 99% | 0 | 0% | 59.87% | 0 | 0% | 59.87% | 0 | 0% | 59.87% | 0 | 0% | 59.87% | 0 | 0.29496 | 0% | 3.066% | 0 | 0% | 3.066% | 0 | 0% | 3.066% | 0 | 0% | 0.3366% | 0 | 0% | 0.3366% | 0 | 0% | 0.3366% | 0 | 0% | 0.9613% | 0 | 88.59% | 0.9613% | 0.0070743 | 9.791% | 0.9613% | 0.00078187 | 88.59% | 0.9169% | 0.0067476 | 9.791% | 0.9169% | 0.00074576 | 0% | 0.9169% | 0 | 0% | 7.003% | 0 | 0% | 7.003% | 0 | 0% | 7.003% | 0 | 0% | 0.5374% | 0 | 0% | 0.5374% | 0 | 0% | 0.5374% | 0 |  |  |  | 20.82% | 11.8% | 0.020408 | 0% | 11.8% | 0 | 0% | 11.8% | 0 | 0% | 0.3384% | 0 | 0% | 0.3384% | 0 | 0% | 0.3384% | 0 | 0% | 100% | 0 | 0% | 100% | 0 | 0% | 100% | 0 | 0% | 100% | 0 |  |  | 0 |  |  | 0 |  |  | 0 | 100% | 65% |  | 100% | 65% |  | 100% | 65% |  | 100% | 65% |  | 100% | 90% |  | 100% | 90% |  | 100% | 90%
CLOVERDALE 1102307342 | 0.00043905 | 0.20066 | 0.024539 | 0.0079481 | 0.032487 | 0.00064907 | 0.00083204 | 0.00034636 | 0% | 99% | 0 | 0% | 99% | 0 | 0% | 99% | 0 | 0% | 99% | 0 | 0% | 62.79% | 0 | 0% | 62.79% | 0 | 0% | 62.79% | 0 | 0% | 62.79% | 0 | 0.0079481 | 0% | 2.25% | 0 | 0% | 2.25% | 0 | 0% | 2.25% | 0 | 0% | 0.2662% | 0 | 0% | 0.2662% | 0 | 0% | 0.2662% | 0 | 0% | 0.6641% | 0 | 0% | 0.6641% | 0 | 0% | 0.6641% | 0 | 0% | 0.6959% | 0 | 0% | 0.6959% | 0 | 100% | 0.6959% | 0.00017077 | 0% | 5.006% | 0 | 0% | 5.006% | 0 | 0% | 5.006% | 0 | 0% | 2.062% | 0 | 0% | 2.062% | 0 | 0% | 2.062% | 0 |  |  |  | 0% | 11.8% | 0 | 0% | 11.8% | 0 | 0% | 11.8% | 0 | 0% | 0.3706% | 0 | 0% | 0.3706% | 0 | 0% | 0.3706% | 0 | 0% | 100% | 0 | 0% | 100% | 0 | 0% | 100% | 0 | 0% | 100% | 0 |  |  | 0 |  |  | 0 |  |  | 0 | 100% | 65% |  | 100% | 65% |  | 100% | 65% |  | 100% | 65% |  | 100% | 90% |  | 100% | 90% |  | 100% | 90%
FORT ROSS 112137326 | 0.00070996 | 0.53926 | 0.040111 | 0.0082808 | 0.048392 | 0.0018741 | 0.00080167 | 0.00031146 | 0% | 99% | 0 | 0% | 99% | 0 | 0% | 99% | 0 | 0% | 99% | 0 | 0% | 62.73% | 0 | 0% | 62.73% | 0 | 0% | 62.73% | 0 | 0% | 62.73% | 0 | 0.0082808 | 0% | 1.285% | 0 | 0% | 1.285% | 0 | 0% | 1.285% | 0 | 0% | 0.1449% | 0 | 0% | 0.1449% | 0 | 0% | 0.1449% | 0 | 0% | 0.3954% | 0 | 100% | 0.3954% | 0.00015861 | 0% | 0.3954% | 0 | 100% | 0.3954% | 0.0001586 | 0% | 0.3954% | 0 | 0% | 0.3954% | 0 | 0% | 2.929% | 0 | 0% | 2.929% | 0 | 100% | 2.929% | 0.0011748 | 0% | 3.596% | 0 | 0% | 3.596% | 0 | 0% | 3.596% | 0 |  |  |  | 34.8% | 11.8% | 0.0016473 | 0% | 11.8% | 0 | 0% | 11.8% | 0 | 55.56% | 0.3787% | 8.4382e-05 | 0% | 0.3787% | 0 | 0% | 0.3787% | 0 | 0% | 100% | 0 | 0% | 100% | 0 | 0% | 100% | 0 | 0% | 100% | 0 |  |  | 0 |  |  | 0 |  |  | 0 | 100% | 65% |  | 100% | 65% |  | 100% | 65% |  | 100% | 65% |  | 100% | 90% |  | 100% | 90% |  | 100% | 90%
WILLITS 1104188268 | 0.00030801 | 5.0546 | 0.33013 | 0 | 0.33013 | 0.0076305 | 0.012578 | 0.0043895 | 0% | 99% | 0 | 0% | 99% | 0 | 0% | 99% | 0 | 0% | 99% | 0 | 0% | 61.86% | 0 | 0% | 61.86% | 0 | 0% | 61.86% | 0 | 0% | 61.86% | 0 | 0 | 75% | 2.407% | 0.0059586 | 0% | 2.407% | 0 | 0% | 2.407% | 0 | 0% | 0.2608% | 0 | 0% | 0.2608% | 0 | 0% | 0.2608% | 0 | 0% | 0.7715% | 0 | 22.87% | 0.7715% | 0.00058245 | 74.62% | 0.7715% | 0.0019005 | 24.06% | 0.7803% | 0.00061975 | 74.62% | 0.7803% | 0.0019221 | 0% | 0.7803% | 0 | 0% | 5.754% | 0 | 0% | 5.754% | 0 | 0% | 5.754% | 0 | 0% | 1.891% | 0 | 0% | 1.891% | 0 | 0% | 1.891% | 0 |  |  |  | 31.56% | 11.8% | 0.012296 | 0% | 11.8% | 0 | 0% | 11.8% | 0 | 0% | 0.3652% | 0 | 0% | 0.3652% | 0 | 0% | 0.3652% | 0 | 0% | 100% | 0 | 0% | 100% | 0 | 0% | 100% | 0 | 0% | 100% | 0 |  |  | 0 |  |  | 0 |  |  | 0 | 100% | 65% |  | 100% | 65% |  | 100% | 65% |  | 100% | 65% |  | 100% | 90% |  | 100% | 90% |  | 100% | 90%
GUALALA 1111402866 | 0.00044351 | 1.5423 | 0.14782 | 0.036887 | 0.18471 | 0.0063474 | 0.0033587 | 0.001309 | 0% | 99% | 0 | 0% | 99% | 0 | 0% | 99% | 0 | 0% | 99% | 0 | 0% | 62.01% | 0 | 0% | 62.01% | 0 | 0% | 62.01% | 0 | 0% | 62.01% | 0 | 0.036887 | 0% | 1.297% | 0 | 0% | 1.297% | 0 | 0% | 1.297% | 0 | 0% | 0.1496% | 0 | 0% | 0.1496% | 0 | 0% | 0.1496% | 0 | 0% | 0.4442% | 0 | 100% | 0.4442% | 0.0006566 | 0% | 0.4442% | 0 | 100% | 0.4401% | 0.00065056 | 0% | 0.4401% | 0 | 0% | 0.4401% | 0 | 0% | 3.291% | 0 | 50.7% | 3.291% | 0.0024659 | 0% | 3.291% | 0 | 0% | 3.381% | 0 | 0% | 3.381% | 0 | 0% | 3.381% | 0 |  |  |  | 0% | 11.8% | 0 | 35% | 11.8% | 0.0061049 | 0% | 11.8% | 0 | 0% | 0.3745% | 0 | 0% | 0.3745% | 0 | 0% | 0.3745% | 0 | 0% | 100% | 0 | 0% | 100% | 0 | 0% | 100% | 0 | 0% | 100% | 0 |  |  | 0 |  |  | 0 |  |  | 0 | 100% | 65% |  | 100% | 65% |  | 100% | 65% |  | 100% | 65% |  | 100% | 90% |  | 100% | 90% |  | 100% | 90%
ANDERSON 1101909424 | 0.00061792 | 0.39912 | 0.053178 | 0.077451 | 0.13063 | 0.00097215 | 0.0016718 | 0.0013189 | 0% | 99% | 0 | 0% | 99% | 0 | 0% | 99% | 0 | 0% | 99% | 0 | 0% | 63.8% | 0 | 0% | 63.8% | 0 | 0% | 63.8% | 0 | 0% | 63.8% | 0 | 0.077451 | 0% | 2.233% | 0 | 0% | 2.233% | 0 | 0% | 2.233% | 0 | 0% | 0.2471% | 0 | 0% | 0.2471% | 0 | 0% | 0.2471% | 0 | 0% | 0.6262% | 0 | 0% | 0.6262% | 0 | 0% | 0.6262% | 0 | 0% | 0.6385% | 0 | 0% | 0.6385% | 0 | 100% | 0.6385% | 0.00033956 | 0% | 4.668% | 0 | 0% | 4.668% | 0 | 0% | 4.668% | 0 | 0% | 1.11% | 0 | 0% | 1.11% | 0 | 0% | 1.11% | 0 |  |  |  | 0% | 11.8% | 0 | 0% | 11.8% | 0 | 0% | 11.8% | 0 | 0% | 0.3709% | 0 | 0% | 0.3709% | 0 | 0% | 0.3709% | 0 | 0% | 100% | 0 | 0% | 100% | 0 | 0% | 100% | 0 | 0% | 100% | 0 |  |  | 0 |  |  | 0 |  |  | 0 | 100% | 65% |  | 100% | 65% |  | 100% | 65% |  | 100% | 65% |  | 100% | 90% |  | 100% | 90% |  | 100% | 90%
PEORIA 170488630 | 0.00027545 | 0.74281 | 0.04025 | 0 | 0.04025 | 0.00054938 | 0.0010826 | 0.0013691 | 0% | 99% | 0 | 0% | 99% | 0 | 0% | 99% | 0 | 0% | 99% | 0 | 0% | 65.46% | 0 | 0% | 65.46% | 0 | 0% | 65.46% | 0 | 0% | 65.46% | 0 | 0 | 0% | 1.815% | 0 | 0% | 1.815% | 0 | 0% | 1.815% | 0 | 0% | 0.2154% | 0 | 0% | 0.2154% | 0 | 0% | 0.2154% | 0 | 0% | 0.515% | 0 | 0% | 0.515% | 0 | 0% | 0.515% | 0 | 0% | 0.5231% | 0 | 0% | 0.5231% | 0 | 100% | 0.5231% | 0.00021054 | 56.12% | 3.824% | 0.00086381 | 0% | 3.824% | 0 | 0% | 3.824% | 0 | 0% | 1.167% | 0 | 0% | 1.167% | 0 | 0% | 1.167% | 0 |  |  |  | 0% | 11.8% | 0 | 0% | 11.8% | 0 | 35% | 11.8% | 0.0016623 | 0% | 0.3698% | 0 | 0% | 0.3698% | 0 | 0% | 0.3698% | 0 | 0% | 100% | 0 | 0% | 100% | 0 | 0% | 100% | 0 | 0% | 100% | 0 |  |  | 0 |  |  | 0 |  |  | 0 | 100% | 65% |  | 100% | 65% |  | 100% | 65% |  | 100% | 65% |  | 100% | 90% |  | 100% | 90% |  | 100% | 90%
BIG BASIN 110212124 | 0.001882 | 5.4556 | 1.4492 | 0.4385 | 1.8877 | 0.07777 | 0.025952 | 0.0043761 | 0% | 99% | 0 | 0% | 99% | 0 | 0% | 99% | 0 | 0% | 99% | 0 | 0% | 63.14% | 0 | 0% | 63.14% | 0 | 0% | 63.14% | 0 | 0% | 63.14% | 0 | 0.4385 | 25% | 1.609% | 0.0058284 | 0% | 1.609% | 0 | 0% | 1.609% | 0 | 0% | 0.1739% | 0 | 0% | 0.1739% | 0 | 0% | 0.1739% | 0 | 0% | 0.3667% | 0 | 0% | 0.3667% | 0 | 60.46% | 0.3667% | 0.0032128 | 0% | 0.3885% | 0 | 60.46% | 0.3885% | 0.0034041 | 39.54% | 0.3885% | 0.002226 | 21.11% | 2.756% | 0.0084303 | 55.95% | 2.756% | 0.022343 | 0.8327% | 2.756% | 0.00033255 | 0% | 4.655% | 0 | 0% | 4.655% | 0 | 0% | 4.655% | 0 |  |  |  | 0% | 11.8% | 0 | 34.94% | 11.8% | 0.059744 | 0% | 11.8% | 0 | 0% | 0.3882% | 0 | 0% | 0.3882% | 0 | 0% | 0.3882% | 0 | 0% | 100% | 0 | 0% | 100% | 0 | 0% | 100% | 0 | 0% | 100% | 0 |  |  | 0 |  |  | 0.0073927 |  |  | 0.0052701 | 100% | 65% |  | 100% | 65% |  | 100% | 65% |  | 100% | 65% |  | 100% | 90% |  | 100% | 90% |  | 100% | 90%
ALTO 1124870444 | 0.0012714 | 4.8181 | 0.59819 | 0 | 0.59819 | 0.028402 | 0.013452 | 0.0027814 | 0% | 99% | 0 | 0% | 99% | 0 | 0% | 99% | 0 | 0% | 99% | 0 | 0% | 63.47% | 0 | 0% | 63.47% | 0 | 0% | 63.47% | 0 | 0% | 63.47% | 0 | 0 | 100% | 1.762% | 0.010541 | 0% | 1.762% | 0 | 0% | 1.762% | 0 | 0% | 0.1886% | 0 | 0% | 0.1886% | 0 | 0% | 0.1886% | 0 | 0% | 0.4575% | 0 | 0% | 0.4575% | 0 | 0% | 0.4575% | 0 | 0% | 0.4666% | 0 | 0% | 0.4666% | 0 | 97.94% | 0.4666% | 0.0027337 | 29.86% | 3.402% | 0.0060771 | 0% | 3.402% | 0 | 29.79% | 3.402% | 0.0060633 | 0% | 3.242% | 0 | 0% | 3.242% | 0 | 0% | 3.242% | 0 |  |  |  | 0% | 11.8% | 0 | 24.11% | 11.8% | 0.017021 | 0% | 11.8% | 0 | 0% | 0.3807% | 0 | 0% | 0.3807% | 0 | 0% | 0.3807% | 0 | 0% | 100% | 0 | 0% | 100% | 0 | 0% | 100% | 0 | 0% | 100% | 0 |  |  | 4.0476e-05 |  |  | 0 |  |  | 0.00089062 | 100% | 65% |  | 100% | 65% |  | 100% | 65% |  | 100% | 65% |  | 100% | 90% |  | 100% | 90% |  | 100% | 90%
FORT BRAGG A 11013113 | 0.00037387 | 10.2858 | 0.71772 | 0 | 0.71772 | 0.034695 | 0.014813 | 0.0040685 | 0% | 99% | 0 | 0% | 99% | 0 | 0% | 99% | 0 | 0% | 99% | 0 | 5.339% | 61.89% | 0.023714 | 0% | 61.89% | 0 | 0% | 61.89% | 0 | 0% | 61.89% | 0 | 0 | 100% | 1.612% | 0.011567 | 0% | 1.612% | 0 | 0% | 1.612% | 0 | 0% | 0.1731% | 0 | 0% | 0.1731% | 0 | 0% | 0.1731% | 0 | 0% | 0.4192% | 0 | 0% | 0.4192% | 0 | 63.41% | 0.4192% | 0.0019075 | 0% | 0.429% | 0 | 63.41% | 0.429% | 0.0019521 | 36.59% | 0.429% | 0.0011266 | 7.888% | 3.121% | 0.0017667 | 0% | 3.121% | 0 | 0% | 3.121% | 0 | 0% | 4.654% | 0 | 0% | 4.654% | 0 | 0% | 4.654% | 0 |  |  |  | 33.76% | 11.8% | 0.02859 | 0% | 11.8% | 0 | 0% | 11.8% | 0 | 55.56% | 0.3823% | 0.0015244 | 0% | 0.3823% | 0 | 0% | 0.3823% | 0 | 1.415% | 100% | 0.010152 | 0% | 100% | 0 | 0% | 100% | 0 | 0% | 100% | 0 |  |  | 0 |  |  | 0 |  |  | 0 | 100% | 65% |  | 100% | 65% |  | 100% | 65% |  | 100% | 65% |  | 100% | 90% |  | 100% | 90% |  | 100% | 90%
PERRY 1101CB | 0.00046314 | 2.5213 | 0.21246 | 0 | 0.21246 | 0.0026247 | 0.01031 | 0.0029283 | 0% | 99% | 0 | 0% | 99% | 0 | 0% | 99% | 0 | 0% | 99% | 0 | 0% | 61.95% | 0 | 0% | 61.95% | 0 | 0% | 61.95% | 0 | 0% | 61.95% | 0 | 0 | 0% | 3.191% | 0 | 0% | 3.191% | 0 | 0% | 3.191% | 0 | 0% | 0.3688% | 0 | 0% | 0.3688% | 0 | 0% | 0.3688% | 0 | 0% | 0.9598% | 0 | 0% | 0.9598% | 0 | 100% | 0.9598% | 0.0020392 | 0% | 1.007% | 0 | 100% | 1.007% | 0.0021402 | 0% | 1.007% | 0 | 6.173% | 7.253% | 0.00095122 | 0% | 7.253% | 0 | 0% | 7.253% | 0 | 0% | 0.8544% | 0 | 0% | 0.8544% | 0 | 0% | 0.8544% | 0 |  |  |  | 0% | 11.8% | 0 | 0% | 11.8% | 0 | 0% | 11.8% | 0 | 0% | 0.3611% | 0 | 0% | 0.3611% | 0 | 0% | 0.3611% | 0 | 0% | 100% | 0 | 0% | 100% | 0 | 0% | 100% | 0 | 0% | 100% | 0 |  |  | 0 |  |  | 0 |  |  | 0 | 100% | 65% |  | 100% | 65% |  | 100% | 65% |  | 100% | 65% |  | 100% | 90% |  | 100% | 90% |  | 100% | 90%
VOLTA 110185234 | 0.0004426 | 9.8741 | 0.57708 | 6.98 | 7.5571 | 0.020165 | 0.017845 | 0.0050842 | 0% | 99% | 0 | 0% | 99% | 0 | 0% | 99% | 0 | 0% | 99% | 0 | 0% | 62.39% | 0 | 0% | 62.39% | 0 | 0% | 62.39% | 0 | 0% | 62.39% | 0 | 6.98 | 0% | 2.002% | 0 | 0% | 2.002% | 0 | 0% | 2.002% | 0 | 0% | 0.2269% | 0 | 0% | 0.2269% | 0 | 0% | 0.2269% | 0 | 0% | 0.6138% | 0 | 100% | 0.6138% | 0.003542 | 0% | 0.6138% | 0 | 100% | 0.6242% | 0.003602 | 0% | 0.6242% | 0 | 0% | 0.6242% | 0 | 0% | 4.575% | 0 | 0% | 4.575% | 0 | 17.21% | 4.575% | 0.0045436 | 0% | 2.589% | 0 | 0% | 2.589% | 0 | 0% | 2.589% | 0 |  |  |  | 34.6% | 11.8% | 0.023562 | 0% | 11.8% | 0 | 0% | 11.8% | 0 | 55.56% | 0.3704% | 0.0011875 | 0% | 0.3704% | 0 | 0% | 0.3704% | 0 | 0% | 100% | 0 | 0% | 100% | 0 | 0% | 100% | 0 | 0% | 100% | 0 |  |  | 0 |  |  | 0 |  |  | 0 | 100% | 65% |  | 100% | 65% |  | 100% | 65% |  | 100% | 65% |  | 100% | 90% |  | 100% | 90% |  | 100% | 90%
ROSSMOOR 1108543356 | 0.00087083 | 0.9975 | 0.19412 | 0.046691 | 0.24081 | 0.0052829 | 0.0066185 | 0.0026008 | 0% | 99% | 0 | 0% | 99% | 0 | 0% | 99% | 0 | 0% | 99% | 0 | 0% | 63.51% | 0 | 0% | 63.51% | 0 | 0% | 63.51% | 0 | 0% | 63.51% | 0 | 0.046691 | 0% | 2.307% | 0 | 0% | 2.307% | 0 | 0% | 2.307% | 0 | 0% | 0.2718% | 0 | 0% | 0.2718% | 0 | 0% | 0.2718% | 0 | 0% | 0.6621% | 0 | 28.86% | 0.6621% | 0.00037093 | 15.6% | 0.6621% | 0.00020045 | 28.86% | 0.691% | 0.00038712 | 15.73% | 0.691% | 0.000211 | 4.589% | 0.691% | 6.1546e-05 | 0% | 4.976% | 0 | 0% | 4.976% | 0 | 0% | 4.976% | 0 | 0% | 1.242% | 0 | 0% | 1.242% | 0 | 0% | 1.242% | 0 |  |  |  | 0% | 11.8% | 0 | 0% | 11.8% | 0 | 0% | 11.8% | 0 | 0% | 0.3693% | 0 | 0% | 0.3693% | 0 | 0% | 0.3693% | 0 | 0% | 100% | 0 | 0% | 100% | 0 | 0% | 100% | 0 | 0% | 100% | 0 |  |  | 0 |  |  | 0 |  |  | 0 | 100% | 65% |  | 100% | 65% |  | 100% | 65% |  | 100% | 65% |  | 100% | 90% |  | 100% | 90% |  | 100% | 90%
BIG TREES 0402737512 | 0.0020626 | 10.9449 | 2.5356 | 0 | 2.5356 | 0.13812 | 0.044868 | 0.0064793 | 0% | 99% | 0 | 0% | 99% | 0 | 0% | 99% | 0 | 0% | 99% | 0 | 0% | 63.24% | 0 | 0% | 63.24% | 0 | 0% | 63.24% | 0 | 0% | 63.24% | 0 | 0 | 0% | 1.438% | 0 | 0% | 1.438% | 0 | 0% | 1.438% | 0 | 0% | 0.1572% | 0 | 0% | 0.1572% | 0 | 0% | 0.1572% | 0 | 0% | 0.3606% | 0 | 0% | 0.3606% | 0 | 0% | 0.3606% | 0 | 0% | 0.3795% | 0 | 0% | 0.3795% | 0 | 100% | 0.3795% | 0.0096218 | 0% | 2.711% | 0 | 0% | 2.711% | 0 | 0% | 2.711% | 0 | 0% | 4.403% | 0 | 0% | 4.403% | 0 | 0% | 4.403% | 0 |  |  |  | 0% | 11.8% | 0 | 0% | 11.8% | 0 | 0% | 11.8% | 0 | 0% | 0.3874% | 0 | 0% | 0.3874% | 0 | 0% | 0.3874% | 0 | 0% | 100% | 0 | 0% | 100% | 0 | 0% | 100% | 0 | 0% | 100% | 0 |  |  | 0 |  |  | 0 |  |  | 0 | 100% | 65% |  | 100% | 65% |  | 100% | 65% |  | 100% | 65% |  | 100% | 90% |  | 100% | 90% |  | 100% | 90%
GUALALA 111223444 | 0.00033831 | 15.2046 | 0.99965 | 0.16336 | 1.163 | 0.056249 | 0.013971 | 0.0044777 | 0% | 99% | 0 | 0% | 99% | 0 | 0% | 99% | 0 | 0% | 99% | 0 | 0% | 61.81% | 0 | 0% | 61.81% | 0 | 0% | 61.81% | 0 | 0% | 61.81% | 0 | 0.16336 | 62.5% | 0.994% | 0.0062102 | 0% | 0.994% | 0 | 0% | 0.994% | 0 | 0% | 0.1025% | 0 | 0% | 0.1025% | 0 | 0% | 0.1025% | 0 | 0% | 0.2846% | 0 | 68.17% | 0.2846% | 0.0019392 | 31.83% | 0.2846% | 0.00090552 | 68.17% | 0.2791% | 0.0019017 | 31.83% | 0.2791% | 0.00088802 | 0% | 0.2791% | 0 | 34.65% | 2.091% | 0.0072403 | 0% | 2.091% | 0 | 0% | 2.091% | 0 | 0% | 5.202% | 0 | 0% | 5.202% | 0 | 0% | 5.202% | 0 |  |  |  | 32.77% | 11.8% | 0.038659 | 0% | 11.8% | 0 | 0% | 11.8% | 0 | 0% | 0.3853% | 0 | 0% | 0.3853% | 0 | 0% | 0.3853% | 0 | 0% | 100% | 0 | 0% | 100% | 0 | 0% | 100% | 0 | 0% | 100% | 0 |  |  | 0 |  |  | 0 |  |  | 0 | 100% | 65% |  | 100% | 65% |  | 100% | 65% |  | 100% | 65% |  | 100% | 90% |  | 100% | 90% |  | 100% | 90%
OCEANO 1103839302 | 0.00012708 | 1.0224 | 0.025292 | 0 | 0.025292 | 0.00040345 | 0.0010925 | 0.00039414 | 0% | 99% | 0 | 0% | 99% | 0 | 0% | 99% | 0 | 0% | 99% | 0 | 0% | 63.61% | 0 | 0% | 63.61% | 0 | 0% | 63.61% | 0 | 0% | 63.61% | 0 | 0 | 0% | 3.779% | 0 | 0% | 3.779% | 0 | 0% | 3.779% | 0 | 0% | 0.3963% | 0 | 0% | 0.3963% | 0 | 0% | 0.3963% | 0 | 0% | 0.8857% | 0 | 0% | 0.8857% | 0 | 100% | 0.8857% | 0.00022402 | 0% | 0.9279% | 0 | 100% | 0.9279% | 0.00023469 | 0% | 0.9279% | 0 | 0% | 6.637% | 0 | 0% | 6.637% | 0 | 0% | 6.637% | 0 | 0% | 1.334% | 0 | 0% | 1.334% | 0 | 0% | 1.334% | 0 |  |  |  | 0% | 11.8% | 0 | 0% | 11.8% | 0 | 0.2705% | 11.8% | 8.0732e-06 | 0% | 0.3705% | 0 | 0% | 0.3705% | 0 | 0% | 0.3705% | 0 | 0% | 100% | 0 | 0% | 100% | 0 | 0% | 100% | 0 | 0% | 100% | 0 |  |  | 0 |  |  | 0 |  |  | 0 | 100% | 65% |  | 100% | 65% |  | 100% | 65% |  | 100% | 65% |  | 100% | 90% |  | 100% | 90% |  | 100% | 90%
CAMP EVERS 210510786 | 0.0026817 | 4.9774 | 2.27 | 0.021078 | 2.2911 | 0.1198 | 0.043889 | 0.006001 | 0% | 99% | 0 | 0% | 99% | 0 | 0% | 99% | 0 | 0% | 99% | 0 | 0% | 63.27% | 0 | 0% | 63.27% | 0 | 0% | 63.27% | 0 | 0% | 63.27% | 0 | 0.021078 | 0% | 1.681% | 0 | 0% | 1.681% | 0 | 0% | 1.681% | 0 | 0% | 0.1859% | 0 | 0% | 0.1859% | 0 | 0% | 0.1859% | 0 | 0% | 0.3879% | 0 | 0% | 0.3879% | 0 | 93.46% | 0.3879% | 0.0082299 | 0% | 0.4118% | 0 | 93.46% | 0.4118% | 0.008737 | 0% | 0.4118% | 0 | 0% | 2.917% | 0 | 0% | 2.917% | 0 | 0% | 2.917% | 0 | 0% | 4.447% | 0 | 0% | 4.447% | 0 | 0% | 4.447% | 0 |  |  |  | 0% | 11.8% | 0 | 0% | 11.8% | 0 | 0% | 11.8% | 0 | 0% | 0.3863% | 0 | 0% | 0.3863% | 0 | 0% | 0.3863% | 0 | 0% | 100% | 0 | 0% | 100% | 0 | 0% | 100% | 0 | 0% | 100% | 0 |  |  | 0 |  |  | 0 |  |  | 0 | 100% | 65% |  | 100% | 65% |  | 100% | 65% |  | 100% | 65% |  | 100% | 90% |  | 100% | 90% |  | 100% | 90%
BIG RIVER 110179628 | 0.00038444 | 16.2292 | 1.0976 | 0 | 1.0976 | 0.059942 | 0.017909 | 0.0042092 | 0% | 99% | 0 | 0% | 99% | 0 | 0% | 99% | 0 | 0% | 99% | 0 | 0% | 61.69% | 0 | 0% | 61.69% | 0 | 0% | 61.69% | 0 | 0% | 61.69% | 0 | 0 | 5.405% | 1.035% | 0.00061407 | 0% | 1.035% | 0 | 0% | 1.035% | 0 | 0% | 0.1061% | 0 | 0% | 0.1061% | 0 | 0% | 0.1061% | 0 | 0% | 0.3338% | 0 | 100% | 0.3338% | 0.003664 | 0% | 0.3338% | 0 | 100% | 0.3233% | 0.0035487 | 0% | 0.3233% | 0 | 0% | 0.3233% | 0 | 41.66% | 2.449% | 0.011201 | 0% | 2.449% | 0 | 0% | 2.449% | 0 | 0% | 4.865% | 0 | 0% | 4.865% | 0 | 0% | 4.865% | 0 |  |  |  | 34.99% | 11.8% | 0.045321 | 0% | 11.8% | 0 | 0% | 11.8% | 0 | 0% | 0.3822% | 0 | 0% | 0.3822% | 0 | 0% | 0.3822% | 0 | 0% | 100% | 0 | 0% | 100% | 0 | 0% | 100% | 0 | 0% | 100% | 0 |  |  | 0 |  |  | 0 |  |  | 0 | 100% | 65% |  | 100% | 65% |  | 100% | 65% |  | 100% | 65% |  | 100% | 90% |  | 100% | 90% |  | 100% | 90%
SILVERADO 2102942170 | 0.00035849 | 2.966 | 0.88406 | 0.20131 | 1.0854 | 0.01718 | 0.035453 | 0.013463 | 0% | 99% | 0 | 0% | 99% | 0 | 0% | 99% | 0 | 0% | 99% | 0 | 0% | 63.75% | 0 | 0% | 63.75% | 0 | 0% | 63.75% | 0 | 0% | 63.75% | 0 | 0.20131 | 0% | 2.996% | 0 | 0% | 2.996% | 0 | 0% | 2.996% | 0 | 0% | 0.3411% | 0 | 0% | 0.3411% | 0 | 0% | 0.3411% | 0 | 0% | 0.7896% | 0 | 71.12% | 0.7896% | 0.0049643 | 2.655% | 0.7896% | 0.00018534 | 71.12% | 0.8269% | 0.005199 | 2.655% | 0.8269% | 0.0001941 | 19.93% | 0.8269% | 0.0014571 | 0% | 5.931% | 0 | 0% | 5.931% | 0 | 0% | 5.931% | 0 | 0% | 1.306% | 0 | 0% | 1.306% | 0 | 0% | 1.306% | 0 |  |  |  | 0% | 11.8% | 0 | 0% | 11.8% | 0 | 0% | 11.8% | 0 | 0% | 0.3667% | 0 | 0% | 0.3667% | 0 | 0% | 0.3667% | 0 | 0% | 100% | 0 | 0% | 100% | 0 | 0% | 100% | 0 | 0% | 100% | 0 |  |  | 0 |  |  | 0 |  |  | 0 | 100% | 65% |  | 100% | 65% |  | 100% | 65% |  | 100% | 65% |  | 100% | 90% |  | 100% | 90% |  | 100% | 90%
MONTE RIO 1113652 | 0.0011714 | 2.5191 | 0.36841 | 0 | 0.36841 | 0.020787 | 0.0058689 | 0.00089707 | 0% | 99% | 0 | 0% | 99% | 0 | 0% | 99% | 0 | 0% | 99% | 0 | 0% | 62.73% | 0 | 0.9882% | 62.73% | 0.0022838 | 0% | 62.73% | 0 | 0% | 62.73% | 0 | 0 | 0% | 1.181% | 0 | 0% | 1.181% | 0 | 0% | 1.181% | 0 | 0% | 0.1275% | 0 | 0% | 0.1275% | 0 | 0% | 0.1275% | 0 | 0% | 0.3255% | 0 | 0% | 0.3255% | 0 | 0% | 0.3255% | 0 | 0% | 0.3325% | 0 | 0% | 0.3325% | 0 | 100% | 0.3325% | 0.0012251 | 68.88% | 2.426% | 0.0061568 | 12.64% | 2.426% | 0.00113 | 11.25% | 2.426% | 0.0010058 | 0% | 4.838% | 0 | 0% | 4.838% | 0 | 0% | 4.838% | 0 |  |  |  | 35% | 11.8% | 0.015215 | 0% | 11.8% | 0 | 0% | 11.8% | 0 | 0% | 0.3865% | 0 | 0% | 0.3865% | 0 | 0% | 0.3865% | 0 | 0% | 100% | 0 | 0% | 100% | 0 | 0% | 100% | 0 | 0% | 100% | 0 |  |  | 0 |  |  | 0 |  |  | 0 | 100% | 65% |  | 100% | 65% |  | 100% | 65% |  | 100% | 65% |  | 100% | 90% |  | 100% | 90% |  | 100% | 90%
OAKLAND K 1104CR326 | 0.0009162 | 2.0507 | 0.16193 | 0.054779 | 0.21671 | 0.0074209 | 0.0038236 | 0.00086917 | 0% | 99% | 0 | 0% | 99% | 0 | 0% | 99% | 0 | 0% | 99% | 0 | 0% | 63.51% | 0 | 0% | 63.51% | 0 | 0% | 63.51% | 0 | 0% | 63.51% | 0 | 0.054779 | 0% | 1.79% | 0 | 0% | 1.79% | 0 | 0% | 1.79% | 0 | 0% | 0.1879% | 0 | 0% | 0.1879% | 0 | 0% | 0.1879% | 0 | 0% | 0.4821% | 0 | 0% | 0.4821% | 0 | 100% | 0.4821% | 0.0007806 | 0% | 0.4865% | 0 | 100% | 0.4865% | 0.00078776 | 0% | 0.4865% | 0 | 13.41% | 3.574% | 0.00077636 | 3.053% | 3.574% | 0.00017669 | 2.244% | 3.574% | 0.00012986 | 0% | 2.802% | 0 | 0% | 2.802% | 0 | 0% | 2.802% | 0 |  |  |  | 0% | 11.8% | 0 | 35% | 11.8% | 0.0066878 | 0% | 11.8% | 0 | 0% | 0.379% | 0 | 0% | 0.379% | 0 | 0% | 0.379% | 0 | 0% | 100% | 0 | 0% | 100% | 0 | 0% | 100% | 0 | 0% | 100% | 0 |  |  | 0 |  |  | 0 |  |  | 0 | 100% | 65% |  | 100% | 65% |  | 100% | 65% |  | 100% | 65% |  | 100% | 90% |  | 100% | 90% |  | 100% | 90%
TEMPLETON 21132949 | 0.00023336 | 0.51517 | 0.025102 | 0 | 0.025102 | 0.00024895 | 0.00097176 | 0.00065774 | 0% | 99% | 0 | 0% | 99% | 0 | 0% | 99% | 0 | 0% | 99% | 0 | 0% | 64.55% | 0 | 0% | 64.55% | 0 | 0% | 64.55% | 0 | 0% | 64.55% | 0 | 0 | 0% | 2.484% | 0 | 0% | 2.484% | 0 | 0% | 2.484% | 0 | 0% | 0.2749% | 0 | 0% | 0.2749% | 0 | 0% | 0.2749% | 0 | 0% | 0.7666% | 0 | 14.43% | 0.7666% | 2.776e-05 | 85.57% | 0.7666% | 0.00016467 | 14.43% | 0.7828% | 2.8345e-05 | 85.57% | 0.7828% | 0.00016814 | 0% | 0.7828% | 0 | 0% | 5.724% | 0 | 0% | 5.724% | 0 | 0% | 5.724% | 0 | 0% | 0.7367% | 0 | 0% | 0.7367% | 0 | 0% | 0.7367% | 0 |  |  |  | 0% | 11.8% | 0 | 0% | 11.8% | 0 | 0% | 11.8% | 0 | 0% | 0.3632% | 0 | 0% | 0.3632% | 0 | 0% | 0.3632% | 0 | 0% | 100% | 0 | 0% | 100% | 0 | 0% | 100% | 0 | 0% | 100% | 0 |  |  | 0 |  |  | 0 |  |  | 0 | 100% | 65% |  | 100% | 65% |  | 100% | 65% |  | 100% | 65% |  | 100% | 90% |  | 100% | 90% |  | 100% | 90%
BIG BASIN 110296986 | 0.0011281 | 5.5081 | 1.0575 | 0.09543 | 1.1529 | 0.057769 | 0.018686 | 0.0026778 | 0% | 99% | 0 | 1.725% | 99% | 0.018059 | 0% | 99% | 0 | 0% | 99% | 0 | 0% | 62.49% | 0 | 0% | 62.49% | 0 | 0% | 62.49% | 0 | 0% | 62.49% | 0 | 0.09543 | 0% | 1.605% | 0 | 0% | 1.605% | 0 | 0% | 1.605% | 0 | 0% | 0.1721% | 0 | 0% | 0.1721% | 0 | 0% | 0.1721% | 0 | 0% | 0.3613% | 0 | 0% | 0.3613% | 0 | 37.79% | 0.3613% | 0.0014437 | 0% | 0.3816% | 0 | 37.79% | 0.3816% | 0.0015248 | 59.51% | 0.3816% | 0.0024013 | 22.5% | 2.711% | 0.0064507 | 7.797% | 2.711% | 0.0022354 | 1.736% | 2.711% | 0.00049765 | 0% | 5.1% | 0 | 0% | 5.1% | 0 | 0% | 5.1% | 0 |  |  |  | 0% | 11.8% | 0 | 24.25% | 11.8% | 0.030264 | 0% | 11.8% | 0 | 0% | 0.3882% | 0 | 0% | 0.3882% | 0 | 0% | 0.3882% | 0 | 0% | 100% | 0 | 0% | 100% | 0 | 0% | 100% | 0 | 0% | 100% | 0 |  |  | 0 |  |  | 0 |  |  | 0 | 100% | 65% |  | 100% | 65% |  | 100% | 65% |  | 100% | 65% |  | 100% | 90% |  | 100% | 90% |  | 100% | 90%
PETALUMA C 1109738866 | 0.00026883 | 2.0209 | 0.16871 | 0 | 0.16871 | 0.0045803 | 0.0057834 | 0.0022627 | 0% | 99% | 0 | 0% | 99% | 0 | 0% | 99% | 0 | 0% | 99% | 0 | 0% | 63.14% | 0 | 0% | 63.14% | 0 | 0% | 63.14% | 0 | 0% | 63.14% | 0 | 0 | 100% | 2.508% | 0.0042312 | 0% | 2.508% | 0 | 0% | 2.508% | 0 | 0% | 0.2753% | 0 | 0% | 0.2753% | 0 | 0% | 0.2753% | 0 | 0% | 0.6816% | 0 | 96.4% | 0.6816% | 0.0011086 | 2.062% | 0.6816% | 2.3713e-05 | 96.4% | 0.6891% | 0.0011208 | 2.062% | 0.6891% | 2.3974e-05 | 0% | 0.6891% | 0 | 0% | 5.055% | 0 | 0% | 5.055% | 0 | 0% | 5.055% | 0 | 0% | 1.8% | 0 | 0% | 1.8% | 0 | 0% | 1.8% | 0 |  |  |  | 20.91% | 11.8% | 0.0041627 | 0% | 11.8% | 0 | 0% | 11.8% | 0 | 55.56% | 0.3673% | 0.00034426 | 0% | 0.3673% | 0 | 0% | 0.3673% | 0 | 0% | 100% | 0 | 0% | 100% | 0 | 0% | 100% | 0 | 0% | 100% | 0 |  |  | 0 |  |  | 0 |  |  | 0 | 100% | 65% |  | 100% | 65% |  | 100% | 65% |  | 100% | 65% |  | 100% | 90% |  | 100% | 90% |  | 100% | 90%
BIG BASIN 11025066 | 0.0013052 | 9.8105 | 2.4612 | 0.028991 | 2.4902 | 0.13477 | 0.042826 | 0.0066247 | 0% | 99% | 0 | 0% | 99% | 0 | 17.03% | 99% | 0.415 | 11.91% | 99% | 0.29015 | 4.694% | 62.74% | 0.072483 | 14.65% | 62.74% | 0.22617 | 0% | 62.74% | 0 | 0% | 62.74% | 0 | 0.028991 | 50% | 1.68% | 0.020678 | 0% | 1.68% | 0 | 0% | 1.68% | 0 | 0% | 0.1791% | 0 | 0% | 0.1791% | 0 | 0% | 0.1791% | 0 | 0% | 0.3567% | 0 | 1.212% | 0.3567% | 0.00010638 | 74.81% | 0.3567% | 0.0065673 | 1.212% | 0.3776% | 0.00011263 | 74.81% | 0.3776% | 0.0069531 | 23.03% | 0.3776% | 0.0021404 | 28.28% | 2.674% | 0.01861 | 0% | 2.674% | 0 | 0% | 2.674% | 0 | 0% | 5.002% | 0 | 0% | 5.002% | 0 | 0% | 5.002% | 0 |  |  |  | 0% | 11.8% | 0 | 23% | 11.8% | 0.066796 | 0% | 11.8% | 0 | 0% | 0.3889% | 0 | 0% | 0.3889% | 0 | 0% | 0.3889% | 0 | 0% | 100% | 0 | 0% | 100% | 0 | 0% | 100% | 0 | 0% | 100% | 0 |  |  | 0 |  |  | 0 |  |  | 0 | 100% | 65% |  | 100% | 65% |  | 100% | 65% |  | 100% | 65% |  | 100% | 90% |  | 100% | 90% |  | 100% | 90%
MIWUK 1701176798 | 0.00071053 | 3.2427 | 0.30479 | 0.16131 | 0.46609 | 0.00977 | 0.010103 | 0.0029521 | 0% | 99% | 0 | 0% | 99% | 0 | 0% | 99% | 0 | 0% | 99% | 0 | 0% | 62.19% | 0 | 0% | 62.19% | 0 | 0% | 62.19% | 0 | 0% | 62.19% | 0 | 0.16131 | 0% | 2.225% | 0 | 0% | 2.225% | 0 | 0% | 2.225% | 0 | 0% | 0.253% | 0 | 0% | 0.253% | 0 | 0% | 0.253% | 0 | 0% | 0.6494% | 0 | 0% | 0.6494% | 0 | 25.03% | 0.6494% | 0.0004954 | 0% | 0.6646% | 0 | 25.03% | 0.6646% | 0.00050697 | 73.34% | 0.6646% | 0.0014855 | 7.5% | 4.845% | 0.0011076 | 56.94% | 4.845% | 0.0084083 | 5.237% | 4.845% | 0.00077338 | 0% | 2.349% | 0 | 0% | 2.349% | 0 | 0% | 2.349% | 0 |  |  |  | 0% | 11.8% | 0 | 0% | 11.8% | 0 | 0% | 11.8% | 0 | 55.56% | 0.3684% | 0.00062379 | 0% | 0.3684% | 0 | 0% | 0.3684% | 0 | 0% | 100% | 0 | 0% | 100% | 0 | 0% | 100% | 0 | 0% | 100% | 0 |  |  | 0 |  |  | 0 |  |  | 0 | 100% | 65% |  | 100% | 65% |  | 100% | 65% |  | 100% | 65% |  | 100% | 90% |  | 100% | 90% |  | 100% | 90%
BIG TREES 04025300 | 0.0019082 | 13.4097 | 3.0796 | 0 | 3.0796 | 0.1821 | 0.044251 | 0.0043929 | 0% | 99% | 0 | 0% | 99% | 0 | 0% | 99% | 0 | 0% | 99% | 0 | 0% | 62.41% | 0 | 0% | 62.41% | 0 | 0% | 62.41% | 0 | 0% | 62.41% | 0 | 0 | 0% | 1.265% | 0 | 0% | 1.265% | 0 | 0% | 1.265% | 0 | 0% | 0.1345% | 0 | 0% | 0.1345% | 0 | 0% | 0.1345% | 0 | 0% | 0.2959% | 0 | 0% | 0.2959% | 0 | 0% | 0.2959% | 0 | 0% | 0.3107% | 0 | 0% | 0.3107% | 0 | 0% | 0.3107% | 0 | 0% | 2.219% | 0 | 0% | 2.219% | 0 | 0% | 2.219% | 0 | 0% | 5.481% | 0 | 0% | 5.481% | 0 | 0% | 5.481% | 0 |  |  |  | 0% | 11.8% | 0 | 0% | 11.8% | 0 | 0% | 11.8% | 0 | 0% | 0.3903% | 0 | 0% | 0.3903% | 0 | 0% | 0.3903% | 0 | 0% | 100% | 0 | 0% | 100% | 0 | 0% | 100% | 0 | 0% | 100% | 0 |  |  | 0 |  |  | 0 |  |  | 0 | 100% | 65% |  | 100% | 65% |  | 100% | 65% |  | 100% | 65% |  | 100% | 90% |  | 100% | 90% |  | 100% | 90%
FORT BRAGG A 1102667996 | 0.0005004 | 6.582 | 0.52123 | 0 | 0.52123 | 0.024167 | 0.011819 | 0.0030722 | 0% | 99% | 0 | 0% | 99% | 0 | 0% | 99% | 0 | 0% | 99% | 0 | 0% | 62.54% | 0 | 0% | 62.54% | 0 | 0% | 62.54% | 0 | 0% | 62.54% | 0 | 0 | 0% | 1.627% | 0 | 0% | 1.627% | 0 | 0% | 1.627% | 0 | 0% | 0.178% | 0 | 0% | 0.178% | 0 | 0% | 0.178% | 0 | 0% | 0.4573% | 0 | 76.58% | 0.4573% | 0.0018253 | 23.42% | 0.4573% | 0.00055816 | 76.58% | 0.4717% | 0.0018829 | 23.42% | 0.4717% | 0.00057577 | 0% | 0.4717% | 0 | 6.934% | 3.421% | 0.0012365 | 0% | 3.421% | 0 | 0% | 3.421% | 0 | 0% | 4.009% | 0 | 0% | 4.009% | 0 | 0% | 4.009% | 0 |  |  |  | 0% | 11.8% | 0 | 32.75% | 11.8% | 0.020146 | 0% | 11.8% | 0 | 55.56% | 0.3811% | 0.0011036 | 0% | 0.3811% | 0 | 0% | 0.3811% | 0 | 0% | 100% | 0 | 0% | 100% | 0 | 0% | 100% | 0 | 0% | 100% | 0 |  |  | 0 |  |  | 0 |  |  | 0 | 100% | 65% |  | 100% | 65% |  | 100% | 65% |  | 100% | 65% |  | 100% | 90% |  | 100% | 90% |  | 100% | 90%
OLEMA 11011252 | 0.00033272 | 4.4092 | 0.22965 | 0 | 0.22965 | 0.011617 | 0.0048781 | 0.00071864 | 0% | 99% | 0 | 0% | 99% | 0 | 0% | 99% | 0 | 0% | 99% | 0 | 0% | 60.6% | 0 | 0% | 60.6% | 0 | 0% | 60.6% | 0 | 0% | 60.6% | 0 | 0 | 0% | 1.198% | 0 | 0% | 1.198% | 0 | 0% | 1.198% | 0 | 0% | 0.1115% | 0 | 0% | 0.1115% | 0 | 0% | 0.1115% | 0 | 0% | 0.4393% | 0 | 69.16% | 0.4393% | 0.00069779 | 8.983% | 0.4393% | 9.0624e-05 | 69.16% | 0.4093% | 0.00065012 | 8.983% | 0.4093% | 8.4434e-05 | 21.85% | 0.4093% | 0.00020542 | 0% | 3.19% | 0 | 0% | 3.19% | 0 | 0% | 3.19% | 0 | 0% | 4.747% | 0 | 0% | 4.747% | 0 | 0% | 4.747% | 0 |  |  |  | 0% | 11.8% | 0 | 22.74% | 11.8% | 0.0061618 | 0% | 11.8% | 0 | 0% | 0.3748% | 0 | 0% | 0.3748% | 0 | 0% | 0.3748% | 0 | 0% | 100% | 0 | 0% | 100% | 0 | 0% | 100% | 0 | 0% | 100% | 0 |  |  | 0 |  |  | 0 |  |  | 0 | 100% | 65% |  | 100% | 65% |  | 100% | 65% |  | 100% | 65% |  | 100% | 90% |  | 100% | 90% |  | 100% | 90%
MONTE RIO 11131989 | 0.00077473 | 1.2239 | 0.1229 | 0 | 0.1229 | 0.0071065 | 0.0017342 | 0.0003721 | 0% | 99% | 0 | 0% | 99% | 0 | 0% | 99% | 0 | 0% | 99% | 0 | 0% | 62.42% | 0 | 0% | 62.42% | 0 | 0% | 62.42% | 0 | 0% | 62.42% | 0 | 0 | 0% | 1.112% | 0 | 0% | 1.112% | 0 | 0% | 1.112% | 0 | 0% | 0.1192% | 0 | 0% | 0.1192% | 0 | 0% | 0.1192% | 0 | 0% | 0.289% | 0 | 0% | 0.289% | 0 | 0% | 0.289% | 0 | 0% | 0.2987% | 0 | 0% | 0.2987% | 0 | 100% | 0.2987% | 0.00036712 | 0% | 2.16% | 0 | 0% | 2.16% | 0 | 0% | 2.16% | 0 | 0% | 5.261% | 0 | 0% | 5.261% | 0 | 0% | 5.261% | 0 |  |  |  | 35% | 11.8% | 0.0050758 | 0% | 11.8% | 0 | 0% | 11.8% | 0 | 0% | 0.3889% | 0 | 0% | 0.3889% | 0 | 0% | 0.3889% | 0 | 0% | 100% | 0 | 0% | 100% | 0 | 0% | 100% | 0 | 0% | 100% | 0 |  |  | 0 |  |  | 0 |  |  | 0 | 100% | 65% |  | 100% | 65% |  | 100% | 65% |  | 100% | 65% |  | 100% | 90% |  | 100% | 90% |  | 100% | 90%
BELL 1108127062 | 0.00037191 | 12.9769 | 0.7135 | 0.62241 | 1.3359 | 0.028189 | 0.018598 | 0.0067051 | 0% | 99% | 0 | 0% | 99% | 0 | 0% | 99% | 0 | 0% | 99% | 0 | 0% | 61.69% | 0 | 0% | 61.69% | 0 | 0% | 61.69% | 0 | 0% | 61.69% | 0 | 0.62241 | 0% | 1.51% | 0 | 0% | 1.51% | 0 | 0% | 1.51% | 0 | 0% | 0.1618% | 0 | 0% | 0.1618% | 0 | 0% | 0.1618% | 0 | 0% | 0.5203% | 0 | 100% | 0.5203% | 0.003712 | 0% | 0.5203% | 0 | 100% | 0.5098% | 0.0036373 | 0% | 0.5098% | 0 | 0% | 0.5098% | 0 | 0% | 3.838% | 0 | 0% | 3.838% | 0 | 0% | 3.838% | 0 | 0% | 3.504% | 0 | 0% | 3.504% | 0 | 0% | 3.504% | 0 |  |  |  | 0% | 11.8% | 0 | 18.9% | 11.8% | 0.015916 | 0% | 11.8% | 0 | 0% | 0.3718% | 0 | 0% | 0.3718% | 0 | 0% | 0.3718% | 0 | 0% | 100% | 0 | 0% | 100% | 0 | 0% | 100% | 0 | 0% | 100% | 0 |  |  | 0 |  |  | 0 |  |  | 0 | 100% | 65% |  | 100% | 65% |  | 100% | 65% |  | 100% | 65% |  | 100% | 90% |  | 100% | 90% |  | 100% | 90%
OAKLAND K 1104432850 | 0.00087511 | 2.5501 | 0.28959 | 0.0040441 | 0.29364 | 0.012114 | 0.0072766 | 0.0023264 | 0% | 99% | 0 | 0% | 99% | 0 | 0% | 99% | 0 | 0% | 99% | 0 | 0% | 63.99% | 0 | 0% | 63.99% | 0 | 0% | 63.99% | 0 | 0% | 63.99% | 0 | 0.0040441 | 0% | 1.93% | 0 | 0% | 1.93% | 0 | 0% | 1.93% | 0 | 0% | 0.2141% | 0 | 0% | 0.2141% | 0 | 0% | 0.2141% | 0 | 0% | 0.5024% | 0 | 0% | 0.5024% | 0 | 93.97% | 0.5024% | 0.0013672 | 0% | 0.524% | 0 | 93.97% | 0.524% | 0.001426 | 6.035% | 0.524% | 9.1584e-05 | 36.54% | 3.767% | 0.0039859 | 10.37% | 3.767% | 0.0011308 | 0% | 3.767% | 0 | 0% | 2.506% | 0 | 0% | 2.506% | 0 | 0% | 2.506% | 0 |  |  |  | 0% | 11.8% | 0 | 35% | 11.8% | 0.01196 | 0% | 11.8% | 0 | 0% | 0.3798% | 0 | 0% | 0.3798% | 0 | 0% | 0.3798% | 0 | 0% | 100% | 0 | 0% | 100% | 0 | 0% | 100% | 0 | 0% | 100% | 0 |  |  | 0 |  |  | 0 |  |  | 0 | 100% | 65% |  | 100% | 65% |  | 100% | 65% |  | 100% | 65% |  | 100% | 90% |  | 100% | 90% |  | 100% | 90%
BRUNSWICK 1105452800 | 0.00077005 | 1.0032 | 0.14462 | 0.072794 | 0.21741 | 0.0056176 | 0.0036339 | 0.0015978 | 0% | 99% | 0 | 0% | 99% | 0 | 0% | 99% | 0 | 0% | 99% | 0 | 0% | 62.55% | 0 | 0% | 62.55% | 0 | 0% | 62.55% | 0 | 0% | 62.55% | 0 | 0.072794 | 0% | 1.571% | 0 | 0% | 1.571% | 0 | 0% | 1.571% | 0 | 0% | 0.1762% | 0 | 0% | 0.1762% | 0 | 0% | 0.1762% | 0 | 0% | 0.501% | 0 | 69.15% | 0.501% | 0.00050108 | 30.85% | 0.501% | 0.00022351 | 69.15% | 0.5137% | 0.00051371 | 30.85% | 0.5137% | 0.00022914 | 0% | 0.5137% | 0 | 0% | 3.759% | 0 | 0% | 3.759% | 0 | 0% | 3.759% | 0 | 0% | 2.768% | 0 | 0% | 2.768% | 0 | 0% | 2.768% | 0 |  |  |  | 0% | 11.8% | 0 | 0% | 11.8% | 0 | 0% | 11.8% | 0 | 0% | 0.3778% | 0 | 0% | 0.3778% | 0 | 0% | 0.3778% | 0 | 0% | 100% | 0 | 0% | 100% | 0 | 0% | 100% | 0 | 0% | 100% | 0 |  |  | 0 |  |  | 0 |  |  | 0 | 100% | 65% |  | 100% | 65% |  | 100% | 65% |  | 100% | 65% |  | 100% | 90% |  | 100% | 90% |  | 100% | 90%
MONTE RIO 1113524 | 0.0012395 | 11.2025 | 1.5336 | 0 | 1.5336 | 0.079623 | 0.028347 | 0.007089 | 0% | 99% | 0 | 0% | 99% | 0 | 0% | 99% | 0 | 0% | 99% | 0 | 0% | 63.24% | 0 | 0% | 63.24% | 0 | 0% | 63.24% | 0 | 0% | 63.24% | 0 | 0 | 0% | 1.32% | 0 | 0% | 1.32% | 0 | 0% | 1.32% | 0 | 0% | 0.1487% | 0 | 0% | 0.1487% | 0 | 0% | 0.1487% | 0 | 0% | 0.3707% | 0 | 0% | 0.3707% | 0 | 0% | 0.3707% | 0 | 0% | 0.3878% | 0 | 0% | 0.3878% | 0 | 100% | 0.3878% | 0.0059479 | 43.78% | 2.789% | 0.018724 | 0% | 2.789% | 0 | 4.67% | 2.789% | 0.0019974 | 0% | 4.153% | 0 | 0% | 4.153% | 0 | 0% | 4.153% | 0 |  |  |  | 35% | 11.8% | 0.063336 | 0% | 11.8% | 0 | 0% | 11.8% | 0 | 0% | 0.3855% | 0 | 0% | 0.3855% | 0 | 0% | 0.3855% | 0 | 0% | 100% | 0 | 0% | 100% | 0 | 0% | 100% | 0 | 0% | 100% | 0 |  |  | 0 |  |  | 0 |  |  | 0 | 100% | 65% |  | 100% | 65% |  | 100% | 65% |  | 100% | 65% |  | 100% | 90% |  | 100% | 90% |  | 100% | 90%
BELL 11082202 | 0.00023693 | 27.6411 | 1.2133 | 0.51456 | 1.7279 | 0.030134 | 0.042443 | 0.018485 | 0% | 99% | 0 | 1.471% | 99% | 0.017665 | 27.94% | 99% | 0.3356 | 0% | 99% | 0 | 0% | 61.95% | 0 | 21.48% | 61.95% | 0.16144 | 36.9% | 61.95% | 0.27732 | 0% | 61.95% | 0 | 0.51456 | 0% | 2.229% | 0 | 0% | 2.229% | 0 | 0% | 2.229% | 0 | 0% | 0.2452% | 0 | 0% | 0.2452% | 0 | 0% | 0.2452% | 0 | 0% | 0.6922% | 0 | 99.59% | 0.6922% | 0.0083638 | 0% | 0.6922% | 0 | 99.59% | 0.6949% | 0.0083968 | 0% | 0.6949% | 0 | 0% | 0.6949% | 0 | 0% | 5.143% | 0 | 0% | 5.143% | 0 | 0% | 5.143% | 0 | 0% | 2.125% | 0 | 0% | 2.125% | 0 | 0% | 2.125% | 0 |  |  |  | 0% | 11.8% | 0 | 34.11% | 11.8% | 0.048835 | 0% | 11.8% | 0 | 0% | 0.3656% | 0 | 0% | 0.3656% | 0 | 0% | 0.3656% | 0 | 0% | 100% | 0 | 0% | 100% | 0 | 0.6364% | 100% | 0.0077219 | 0% | 100% | 0 |  |  | 0 |  |  | 0 |  |  | 0 | 100% | 65% |  | 100% | 65% |  | 100% | 65% |  | 100% | 65% |  | 100% | 90% |  | 100% | 90% |  | 100% | 90%
BOLINAS 1101528 | 0.00070103 | 2.8015 | 0.34077 | 2.2651 | 2.6058 | 0.0095045 | 0.013519 | 0.0025634 | 0% | 99% | 0 | 0% | 99% | 0 | 0% | 99% | 0 | 0% | 99% | 0 | 0% | 63.16% | 0 | 0% | 63.16% | 0 | 0% | 63.16% | 0 | 0% | 63.16% | 0 | 2.2651 | 0% | 2.853% | 0 | 0% | 2.853% | 0 | 0% | 2.853% | 0 | 0% | 0.319% | 0 | 0% | 0.319% | 0 | 0% | 0.319% | 0 | 0% | 0.7972% | 0 | 0% | 0.7972% | 0 | 0% | 0.7972% | 0 | 0% | 0.8323% | 0 | 0% | 0.8323% | 0 | 98.77% | 0.8323% | 0.0028016 | 61.25% | 5.992% | 0.012505 | 0% | 5.992% | 0 | 20.56% | 5.992% | 0.0041987 | 0% | 1.742% | 0 | 0% | 1.742% | 0 | 0% | 1.742% | 0 |  |  |  | 0% | 11.8% | 0 | 26.33% | 11.8% | 0.010588 | 0% | 11.8% | 0 | 0% | 0.3693% | 0 | 0% | 0.3693% | 0 | 0% | 0.3693% | 0 | 0% | 100% | 0 | 0% | 100% | 0 | 0% | 100% | 0 | 0% | 100% | 0 |  |  | 0 |  |  | 0 |  |  | 0.00032165 | 100% | 65% |  | 100% | 65% |  | 100% | 65% |  | 100% | 65% |  | 100% | 90% |  | 100% | 90% |  | 100% | 90%
TAR FLAT 0402588710 | 0.00080434 | 0.84631 | 0.13444 | 0.17262 | 0.30706 | 0.0035357 | 0.0049637 | 0.0015951 | 0% | 99% | 0 | 0% | 99% | 0 | 0% | 99% | 0 | 0% | 99% | 0 | 0% | 62.26% | 0 | 0% | 62.26% | 0 | 0% | 62.26% | 0 | 0% | 62.26% | 0 | 0.17262 | 0% | 2.45% | 0 | 0% | 2.45% | 0 | 0% | 2.45% | 0 | 0% | 0.2735% | 0 | 0% | 0.2735% | 0 | 0% | 0.2735% | 0 | 0% | 0.738% | 0 | 63.47% | 0.738% | 0.00062972 | 0.2313% | 0.738% | 2.2944e-06 | 63.47% | 0.761% | 0.00064935 | 0.2313% | 0.761% | 2.3659e-06 | 0.549% | 0.761% | 5.6168e-06 | 0% | 5.534% | 0 | 0% | 5.534% | 0 | 0% | 5.534% | 0 | 0% | 1.923% | 0 | 0% | 1.923% | 0 | 0% | 1.923% | 0 |  |  |  | 0% | 11.8% | 0 | 0% | 11.8% | 0 | 0% | 11.8% | 0 | 0% | 0.3687% | 0 | 0% | 0.3687% | 0 | 0% | 0.3687% | 0 | 0% | 100% | 0 | 0% | 100% | 0 | 0% | 100% | 0 | 0% | 100% | 0 |  |  | 0 |  |  | 0 |  |  | 0 | 100% | 65% |  | 100% | 65% |  | 100% | 65% |  | 100% | 65% |  | 100% | 90% |  | 100% | 90% |  | 100% | 90%
CAMP EVERS 21067603 | 0.0010554 | 1.1057 | 0.17748 | 0 | 0.17748 | 0.0094654 | 0.0032102 | 0.0006667 | 0% | 99% | 0 | 0% | 99% | 0 | 0% | 99% | 0 | 0% | 99% | 0 | 0% | 63.03% | 0 | 0% | 63.03% | 0 | 0% | 63.03% | 0 | 0% | 63.03% | 0 | 0 | 0% | 1.525% | 0 | 0% | 1.525% | 0 | 0% | 1.525% | 0 | 0% | 0.1638% | 0 | 0% | 0.1638% | 0 | 0% | 0.1638% | 0 | 0% | 0.3664% | 0 | 0% | 0.3664% | 0 | 67.33% | 0.3664% | 0.00043787 | 0% | 0.3799% | 0 | 67.33% | 0.3799% | 0.00045402 | 32.67% | 0.3799% | 0.00022026 | 0% | 2.735% | 0 | 0% | 2.735% | 0 | 0% | 2.735% | 0 | 0% | 4.527% | 0 | 0% | 4.527% | 0 | 0% | 4.527% | 0 |  |  |  | 0% | 11.8% | 0 | 0% | 11.8% | 0 | 0% | 11.8% | 0 | 0% | 0.3861% | 0 | 0% | 0.3861% | 0 | 0% | 0.3861% | 0 | 0% | 100% | 0 | 0% | 100% | 0 | 0% | 100% | 0 | 0% | 100% | 0 |  |  | 0 |  |  | 0 |  |  | 0 | 100% | 65% |  | 100% | 65% |  | 100% | 65% |  | 100% | 65% |  | 100% | 90% |  | 100% | 90% |  | 100% | 90%
ROB ROY 2104464844 | 0.00065476 | 3.4846 | 0.43006 | 0 | 0.43006 | 0.024956 | 0.0060146 | 0.001371 | 0% | 99% | 0 | 0% | 99% | 0 | 0% | 99% | 0 | 0% | 99% | 0 | 0% | 62.59% | 0 | 0% | 62.59% | 0 | 0% | 62.59% | 0 | 0% | 62.59% | 0 | 0 | 0% | 1.231% | 0 | 0% | 1.231% | 0 | 0% | 1.231% | 0 | 0% | 0.1298% | 0 | 0% | 0.1298% | 0 | 0% | 0.1298% | 0 | 0% | 0.287% | 0 | 0% | 0.287% | 0 | 77.91% | 0.287% | 0.00096154 | 0% | 0.2996% | 0 | 77.91% | 0.2996% | 0.001004 | 22.09% | 0.2996% | 0.00028463 | 35.36% | 2.147% | 0.0032645 | 0% | 2.147% | 0 | 0% | 2.147% | 0 | 0% | 5.418% | 0 | 0% | 5.418% | 0 | 0% | 5.418% | 0 |  |  |  | 0% | 11.8% | 0 | 0% | 11.8% | 0 | 0% | 11.8% | 0 | 0% | 0.3902% | 0 | 0% | 0.3902% | 0 | 0% | 0.3902% | 0 | 0% | 100% | 0 | 0% | 100% | 0 | 0% | 100% | 0 | 0% | 100% | 0 |  |  | 0 |  |  | 0 |  |  | 0 | 100% | 65% |  | 100% | 65% |  | 100% | 65% |  | 100% | 65% |  | 100% | 90% |  | 100% | 90% |  | 100% | 90%
OILFIELDS 1103233424 | 0.00021075 | 2.0317 | 0.078046 | 0 | 0.078046 | 0.0010332 | 0.0028627 | 0.0019737 | 0% | 99% | 0 | 0% | 99% | 0 | 0% | 99% | 0 | 0% | 99% | 0 | 0% | 64.35% | 0 | 0% | 64.35% | 0 | 0% | 64.35% | 0 | 0% | 64.35% | 0 | 0 | 0% | 2.497% | 0 | 0% | 2.497% | 0 | 0% | 2.497% | 0 | 0% | 0.2763% | 0 | 0% | 0.2763% | 0 | 0% | 0.2763% | 0 | 0% | 0.72% | 0 | 0% | 0.72% | 0 | 68.35% | 0.72% | 0.00038407 | 0% | 0.7251% | 0 | 68.35% | 0.7251% | 0.00038679 | 31.65% | 0.7251% | 0.00017912 | 0% | 5.339% | 0 | 0% | 5.339% | 0 | 0% | 5.339% | 0 | 0% | 1.062% | 0 | 0% | 1.062% | 0 | 0% | 1.062% | 0 |  |  |  | 31.55% | 11.8% | 0.0029054 | 0% | 11.8% | 0 | 0% | 11.8% | 0 | 0% | 0.3628% | 0 | 0% | 0.3628% | 0 | 0% | 0.3628% | 0 | 0% | 100% | 0 | 0% | 100% | 0 | 0% | 100% | 0 | 0% | 100% | 0 |  |  | 0 |  |  | 0 |  |  | 0 | 100% | 65% |  | 100% | 65% |  | 100% | 65% |  | 100% | 65% |  | 100% | 90% |  | 100% | 90% |  | 100% | 90%
REDBUD 1102510 | 0.0005414 | 4.6362 | 0.65985 | 1.9751 | 2.635 | 0.01146 | 0.027172 | 0.01103 | 0% | 99% | 0 | 0% | 99% | 0 | 0% | 99% | 0 | 0% | 99% | 0 | 0% | 61.78% | 0 | 0% | 61.78% | 0 | 0% | 61.78% | 0 | 0% | 61.78% | 0 | 1.9751 | 0% | 2.554% | 0 | 0% | 2.554% | 0 | 0% | 2.554% | 0 | 0% | 0.2781% | 0 | 0% | 0.2781% | 0 | 0% | 0.2781% | 0 | 0% | 0.8164% | 0 | 52.34% | 0.8164% | 0.0028194 | 21.44% | 0.8164% | 0.0011552 | 60.49% | 0.8054% | 0.0032148 | 21.44% | 0.8054% | 0.0011397 | 0% | 0.8054% | 0 | 32.17% | 6.029% | 0.012797 | 0% | 6.029% | 0 | 0% | 6.029% | 0 | 0% | 1.242% | 0 | 0% | 1.242% | 0 | 0% | 1.242% | 0 |  |  |  | 19.76% | 11.8% | 0.015388 | 0% | 11.8% | 0 | 0% | 11.8% | 0 | 0% | 0.3569% | 0 | 0% | 0.3569% | 0 | 0% | 0.3569% | 0 | 0% | 100% | 0 | 0% | 100% | 0 | 0% | 100% | 0 | 0% | 100% | 0 |  |  | 0 |  |  | 0 |  |  | 0 | 100% | 65% |  | 100% | 65% |  | 100% | 65% |  | 100% | 65% |  | 100% | 90% |  | 100% | 90% |  | 100% | 90%
MORGAN HILL 2111997000 | 0.0003458 | 1.6307 | 1.1322 | 0 | 1.1322 | 0.010326 | 0.050364 | 0.024521 | 0% | 99% | 0 | 0% | 99% | 0 | 0% | 99% | 0 | 0% | 99% | 0 | 0% | 63.14% | 0 | 0% | 63.14% | 0 | 0% | 63.14% | 0 | 0% | 63.14% | 0 | 0 | 0% | 2.893% | 0 | 0% | 2.893% | 0 | 0% | 2.893% | 0 | 0% | 0.331% | 0 | 0% | 0.331% | 0 | 0% | 0.331% | 0 | 0% | 0.8673% | 0 | 36.54% | 0.8673% | 0.0035878 | 53.25% | 0.8673% | 0.005229 | 36.54% | 0.8864% | 0.0036667 | 53.25% | 0.8864% | 0.0053441 | 0% | 0.8864% | 0 | 0% | 6.475% | 0 | 0% | 6.475% | 0 | 0% | 6.475% | 0 | 0% | 0.5563% | 0 | 0% | 0.5563% | 0 | 0% | 0.5563% | 0 |  |  |  | 0% | 11.8% | 0 | 0% | 11.8% | 0 | 0% | 11.8% | 0 | 0% | 0.3578% | 0 | 0% | 0.3578% | 0 | 0% | 0.3578% | 0 | 0% | 100% | 0 | 0% | 100% | 0 | 0% | 100% | 0 | 0% | 100% | 0 |  |  | 0 |  |  | 0 |  |  | 0 | 100% | 65% |  | 100% | 65% |  | 100% | 65% |  | 100% | 65% |  | 100% | 90% |  | 100% | 90% |  | 100% | 90%
ELK 11011272 | 0.00035637 | 7.0791 | 1.84 | 0 | 1.84 | 0.1032 | 0.027549 | 0.007739 | 0% | 99% | 0 | 0% | 99% | 0 | 0% | 99% | 0 | 0% | 99% | 0 | 0% | 61.9% | 0 | 0% | 61.9% | 0 | 0% | 61.9% | 0 | 0% | 61.9% | 0 | 0 | 2.703% | 1.007% | 0.00050072 | 0% | 1.007% | 0 | 0% | 1.007% | 0 | 0% | 0.1041% | 0 | 0% | 0.1041% | 0 | 0% | 0.1041% | 0 | 0% | 0.3033% | 0 | 62.16% | 0.3033% | 0.0034683 | 37.84% | 0.3033% | 0.0021116 | 62.16% | 0.2976% | 0.0034035 | 37.84% | 0.2976% | 0.0020721 | 0% | 0.2976% | 0 | 17.88% | 2.232% | 0.0073413 | 12.1% | 2.232% | 0.0049672 | 14.88% | 2.232% | 0.0061108 | 0% | 5.083% | 0 | 0% | 5.083% | 0 | 0% | 5.083% | 0 |  |  |  | 29.89% | 11.8% | 0.064896 | 0% | 11.8% | 0 | 0% | 11.8% | 0 | 0% | 0.3845% | 0 | 0% | 0.3845% | 0 | 0% | 0.3845% | 0 | 0% | 100% | 0 | 0% | 100% | 0 | 0% | 100% | 0 | 0% | 100% | 0 |  |  | 1.0234e-06 |  |  | 0 |  |  | 0 | 100% | 65% |  | 100% | 65% |  | 100% | 65% |  | 100% | 65% |  | 100% | 90% |  | 100% | 90% |  | 100% | 90%
ROB ROY 2105439972 | 0.0011797 | 8.9103 | 1.9725 | 0 | 1.9725 | 0.10799 | 0.034916 | 0.0055681 | 0% | 99% | 0 | 0% | 99% | 0 | 0% | 99% | 0 | 0% | 99% | 0 | 0% | 62.47% | 0 | 0% | 62.47% | 0 | 0% | 62.47% | 0 | 0% | 62.47% | 0 | 0 | 0% | 1.679% | 0 | 0% | 1.679% | 0 | 0% | 1.679% | 0 | 0% | 0.1773% | 0 | 0% | 0.1773% | 0 | 0% | 0.1773% | 0 | 0% | 0.3625% | 0 | 0% | 0.3625% | 0 | 54.17% | 0.3625% | 0.0038738 | 0% | 0.3817% | 0 | 54.17% | 0.3817% | 0.0040784 | 45.83% | 0.3817% | 0.0034506 | 20.79% | 2.714% | 0.01113 | 0% | 2.714% | 0 | 0% | 2.714% | 0 | 0% | 5.203% | 0 | 0% | 5.203% | 0 | 0% | 5.203% | 0 |  |  |  | 0% | 11.8% | 0 | 0% | 11.8% | 0 | 0% | 11.8% | 0 | 0% | 0.3886% | 0 | 0% | 0.3886% | 0 | 0% | 0.3886% | 0 | 0% | 100% | 0 | 0% | 100% | 0 | 0% | 100% | 0 | 0% | 100% | 0 |  |  | 0.0011589 |  |  | 0 |  |  | 0 | 100% | 65% |  | 100% | 65% |  | 100% | 65% |  | 100% | 65% |  | 100% | 90% |  | 100% | 90% |  | 100% | 90%
POINT ARENA 110198224 | 0.00021538 | 2.3469 | 0.092525 | 0 | 0.092525 | 0.0037285 | 0.0025601 | 0.00067613 | 0% | 99% | 0 | 0% | 99% | 0 | 0% | 99% | 0 | 0% | 99% | 0 | 0% | 62.51% | 0 | 0% | 62.51% | 0 | 0% | 62.51% | 0 | 0% | 62.51% | 0 | 0 | 100% | 2.253% | 0.0020849 | 0% | 2.253% | 0 | 0% | 2.253% | 0 | 0% | 0.2421% | 0 | 0% | 0.2421% | 0 | 0% | 0.2421% | 0 | 0% | 0.5537% | 0 | 0% | 0.5537% | 0 | 100% | 0.5537% | 0.00051232 | 0% | 0.5746% | 0 | 100% | 0.5746% | 0.00053166 | 0% | 0.5746% | 0 | 0% | 4.136% | 0 | 0% | 4.136% | 0 | 0% | 4.136% | 0 | 0% | 3.647% | 0 | 0% | 3.647% | 0 | 0% | 3.647% | 0 |  |  |  | 0% | 11.8% | 0 | 0% | 11.8% | 0 | 0% | 11.8% | 0 | 0% | 0.3782% | 0 | 0% | 0.3782% | 0 | 0% | 0.3782% | 0 | 0% | 100% | 0 | 0% | 100% | 0 | 0% | 100% | 0 | 0% | 100% | 0 |  |  | 0 |  |  | 0 |  |  | 0 | 100% | 65% |  | 100% | 65% |  | 100% | 65% |  | 100% | 65% |  | 100% | 90% |  | 100% | 90% |  | 100% | 90%
POINT ARENA 11013702 | 0.000162 | 4.9183 | 0.16359 | 0 | 0.16359 | 0.0051206 | 0.0056254 | 0.0015704 | 0% | 99% | 0 | 0% | 99% | 0 | 0% | 99% | 0 | 0% | 99% | 0 | 0% | 61.43% | 0 | 0% | 61.43% | 0 | 0% | 61.43% | 0 | 0% | 61.43% | 0 | 0 | 100% | 2.795% | 0.0045716 | 0% | 2.795% | 0 | 0% | 2.795% | 0 | 0% | 0.2968% | 0 | 0% | 0.2968% | 0 | 0% | 0.2968% | 0 | 0% | 0.6873% | 0 | 0% | 0.6873% | 0 | 99.88% | 0.6873% | 0.001123 | 0% | 0.6928% | 0 | 99.88% | 0.6928% | 0.0011319 | 0% | 0.6928% | 0 | 0% | 5.08% | 0 | 0% | 5.08% | 0 | 0% | 5.08% | 0 | 0% | 2.828% | 0 | 0% | 2.828% | 0 | 0% | 2.828% | 0 |  |  |  | 0% | 11.8% | 0 | 34.81% | 11.8% | 0.0067195 | 0% | 11.8% | 0 | 0% | 0.3685% | 0 | 0% | 0.3685% | 0 | 0% | 0.3685% | 0 | 0% | 100% | 0 | 0% | 100% | 0 | 0% | 100% | 0 | 0% | 100% | 0 |  |  | 0 |  |  | 0 |  |  | 0 | 100% | 65% |  | 100% | 65% |  | 100% | 65% |  | 100% | 65% |  | 100% | 90% |  | 100% | 90% |  | 100% | 90%
ELK 11011260 | 0.00029813 | 16.0665 | 0.96504 | 0 | 0.96504 | 0.051678 | 0.01642 | 0.0046037 | 0% | 99% | 0 | 0% | 99% | 0 | 0% | 99% | 0 | 0% | 99% | 0 | 0% | 61.71% | 0 | 0% | 61.71% | 0 | 0% | 61.71% | 0 | 0% | 61.71% | 0 | 0 | 39.13% | 1.245% | 0.004702 | 0% | 1.245% | 0 | 0% | 1.245% | 0 | 0% | 0.1323% | 0 | 0% | 0.1323% | 0 | 0% | 0.1323% | 0 | 0% | 0.3408% | 0 | 93.86% | 0.3408% | 0.0030871 | 6.139% | 0.3408% | 0.00020192 | 93.86% | 0.3404% | 0.0030836 | 6.139% | 0.3404% | 0.00020169 | 0% | 0.3404% | 0 | 0% | 2.518% | 0 | 31.63% | 2.518% | 0.0076848 | 9.005% | 2.518% | 0.0021878 | 0% | 5.037% | 0 | 0% | 5.037% | 0 | 0% | 5.037% | 0 |  |  |  | 0% | 11.8% | 0 | 34.99% | 11.8% | 0.039847 | 0% | 11.8% | 0 | 0% | 0.3834% | 0 | 0% | 0.3834% | 0 | 0% | 0.3834% | 0 | 0% | 100% | 0 | 0% | 100% | 0 | 0% | 100% | 0 | 0% | 100% | 0 |  |  | 0 |  |  | 0 |  |  | 0 | 100% | 65% |  | 100% | 65% |  | 100% | 65% |  | 100% | 65% |  | 100% | 90% |  | 100% | 90% |  | 100% | 90%
OCEANO 1102V56 | 2.1771e-05 | 9.4288 | 0.033829 | 0 | 0.033829 | 0 | 0.0025508 | 0 | 0% | 99% | 0 | 0% | 99% | 0 | 0% | 99% | 0 | 0% | 99% | 0 | 0% | 46.42% | 0 | 0% | 46.42% | 0 | 0% | 46.42% | 0 | 0% | 46.42% | 0 | 0 | 0% | 1.811% | 0 | 0% | 1.811% | 0 | 0% | 1.811% | 0 | 0% | 0% | 0 | 0% | 0% | 0 | 0% | 0% | 0 | 0% | 1.589% | 0 | 64.62% | 1.589% | 0.00034734 | 13.71% | 1.589% | 7.3707e-05 | 64.62% | 1.151% | 0.00025161 | 13.71% | 1.151% | 5.3392e-05 | 21.62% | 1.151% | 8.4178e-05 | 0% | 10.78% | 0 | 0% | 10.78% | 0 | 0% | 10.78% | 0 | 0% | 0.00436% | 0 | 0% | 0.00436% | 0 | 0% | 0.00436% | 0 |  |  |  | 0% | 11.8% | 0 | 0% | 11.8% | 0 | 0% | 11.8% | 0 | 0% | 0.2498% | 0 | 0% | 0.2498% | 0 | 0% | 0.2498% | 0 | 0% | 100% | 0 | 0% | 100% | 0 | 0% | 100% | 0 | 0% | 100% | 0 |  |  | 0 |  |  | 0 |  |  | 0 | 100% | 65% |  | 100% | 65% |  | 100% | 65% |  | 100% | 65% |  | 100% | 90% |  | 100% | 90% |  | 100% | 90%
HAMILTON BRANCH 110190334 | 0.000286 | 3.9481 | 0.18015 | 0.17101 | 0.35115 | 0.0051768 | 0.0066427 | 0.0017662 | 0% | 99% | 0 | 0% | 99% | 0 | 0% | 99% | 0 | 0% | 99% | 0 | 0% | 61.8% | 0 | 0% | 61.8% | 0 | 0% | 61.8% | 0 | 0% | 61.8% | 0 | 0.17101 | 14.29% | 2.247% | 0.00057839 | 0% | 2.247% | 0 | 0% | 2.247% | 0 | 0% | 0.2521% | 0 | 0% | 0.2521% | 0 | 0% | 0.2521% | 0 | 0% | 0.7213% | 0 | 100% | 0.7213% | 0.0012995 | 0% | 0.7213% | 0 | 100% | 0.7196% | 0.0012964 | 0% | 0.7196% | 0 | 0% | 0.7196% | 0 | 0% | 5.345% | 0 | 0% | 5.345% | 0 | 0% | 5.345% | 0 | 0% | 1.945% | 0 | 0% | 1.945% | 0 | 0% | 1.945% | 0 |  |  |  | 0% | 11.8% | 0 | 35% | 11.8% | 0.00744 | 0% | 11.8% | 0 | 0% | 0.3617% | 0 | 0% | 0.3617% | 0 | 0% | 0.3617% | 0 | 0% | 100% | 0 | 0% | 100% | 0 | 0% | 100% | 0 | 0% | 100% | 0 |  |  | 0 |  |  | 0 |  |  | 0 | 100% | 65% |  | 100% | 65% |  | 100% | 65% |  | 100% | 65% |  | 100% | 90% |  | 100% | 90% |  | 100% | 90%
BEN LOMOND 04015144 | 0.00077134 | 4.0409 | 0.54492 | 0 | 0.54492 | 0.027522 | 0.011728 | 0.0018585 | 0% | 99% | 0 | 0% | 99% | 0 | 0% | 99% | 0 | 0% | 99% | 0 | 0% | 62.72% | 0 | 0% | 62.72% | 0 | 0% | 62.72% | 0 | 0% | 62.72% | 0 | 0 | 0% | 1.886% | 0 | 0% | 1.886% | 0 | 0% | 1.886% | 0 | 0% | 0.201% | 0 | 0% | 0.201% | 0 | 0% | 0.201% | 0 | 0% | 0.4366% | 0 | 0% | 0.4366% | 0 | 56.05% | 0.4366% | 0.0013335 | 0% | 0.4576% | 0 | 56.05% | 0.4576% | 0.0013976 | 43.95% | 0.4576% | 0.0010957 | 45.2% | 3.271% | 0.0080567 | 0.2363% | 3.271% | 4.212e-05 | 35.79% | 3.271% | 0.0063796 | 0% | 4.2% | 0 | 0% | 4.2% | 0 | 0% | 4.2% | 0 |  |  |  | 0% | 11.8% | 0 | 0% | 11.8% | 0 | 0% | 11.8% | 0 | 0% | 0.3852% | 0 | 0% | 0.3852% | 0 | 0% | 0.3852% | 0 | 0% | 100% | 0 | 0% | 100% | 0 | 0% | 100% | 0 | 0% | 100% | 0 |  |  | 0 |  |  | 0 |  |  | 0.00854 | 100% | 65% |  | 100% | 65% |  | 100% | 65% |  | 100% | 65% |  | 100% | 90% |  | 100% | 90% |  | 100% | 90%
SAN LUIS OBISPO 1107V60 | 0.00053533 | 1.8074 | 0.1685 | 0 | 0.1685 | 0.005732 | 0.0051848 | 0.0018037 | 0% | 99% | 0 | 0% | 99% | 0 | 0% | 99% | 0 | 0% | 99% | 0 | 0% | 63.85% | 0 | 0% | 63.85% | 0 | 0% | 63.85% | 0 | 0% | 63.85% | 0 | 0 | 0% | 2.336% | 0 | 0% | 2.336% | 0 | 0% | 2.336% | 0 | 0% | 0.2585% | 0 | 0% | 0.2585% | 0 | 0% | 0.2585% | 0 | 0% | 0.6105% | 0 | 0% | 0.6105% | 0 | 100% | 0.6105% | 0.0010287 | 0% | 0.6342% | 0 | 100% | 0.6342% | 0.0010687 | 0% | 0.6342% | 0 | 1.948% | 4.572% | 0.00015011 | 0% | 4.572% | 0 | 0% | 4.572% | 0 | 0% | 2.255% | 0 | 0% | 2.255% | 0 | 0% | 2.255% | 0 |  |  |  | 31.09% | 11.8% | 0.0061815 | 0% | 11.8% | 0 | 0% | 11.8% | 0 | 0% | 0.3752% | 0 | 0% | 0.3752% | 0 | 0% | 0.3752% | 0 | 0% | 100% | 0 | 0% | 100% | 0 | 0% | 100% | 0 | 0% | 100% | 0 |  |  | 0 |  |  | 0 |  |  | 0 | 100% | 65% |  | 100% | 65% |  | 100% | 65% |  | 100% | 65% |  | 100% | 90% |  | 100% | 90% |  | 100% | 90%
MOLINO 1101891 | 0.00070524 | 3.9889 | 0.45497 | 0.048722 | 0.50369 | 0.024239 | 0.0080644 | 0.0020527 | 0% | 99% | 0 | 0% | 99% | 0 | 0% | 99% | 0 | 0% | 99% | 0 | 0% | 62.88% | 0 | 0% | 62.88% | 0 | 0% | 62.88% | 0 | 0% | 62.88% | 0 | 0.048722 | 0% | 1.282% | 0 | 0% | 1.282% | 0 | 0% | 1.282% | 0 | 0% | 0.1377% | 0 | 0% | 0.1377% | 0 | 0% | 0.1377% | 0 | 0% | 0.3543% | 0 | 23.4% | 0.3543% | 0.00037722 | 0% | 0.3543% | 0 | 23.4% | 0.356% | 0.00037913 | 0% | 0.356% | 0 | 76.6% | 0.356% | 0.0012408 | 5.099% | 2.624% | 0.00060863 | 0% | 2.624% | 0 | 0% | 2.624% | 0 | 0% | 3.987% | 0 | 0% | 3.987% | 0 | 0% | 3.987% | 0 |  |  |  | 24.09% | 11.8% | 0.012934 | 0% | 11.8% | 0 | 0% | 11.8% | 0 | 55.56% | 0.3832% | 0.00096847 | 0% | 0.3832% | 0 | 0% | 0.3832% | 0 | 0% | 100% | 0 | 0% | 100% | 0 | 0% | 100% | 0 | 0% | 100% | 0 |  |  | 0 |  |  | 0 |  |  | 0 | 100% | 65% |  | 100% | 65% |  | 100% | 65% |  | 100% | 65% |  | 100% | 90% |  | 100% | 90% |  | 100% | 90%
SUMMIT 110147786 | 0.00050906 | 1.8112 | 0.18185 | 0.058928 | 0.24078 | 0.0039836 | 0.0087382 | 0.0010206 | 0% | 99% | 0 | 0% | 99% | 0 | 0% | 99% | 0 | 0% | 99% | 0 | 0% | 60.48% | 0 | 0% | 60.48% | 0 | 0% | 60.48% | 0 | 0% | 60.48% | 0 | 0.058928 | 66.67% | 3.696% | 0.0044807 | 0% | 3.696% | 0 | 0% | 3.696% | 0 | 0% | 0.3986% | 0 | 0% | 0.3986% | 0 | 0% | 0.3986% | 0 | 0% | 0.9574% | 0 | 20.02% | 0.9574% | 0.00034849 | 15.67% | 0.9574% | 0.00027277 | 20.02% | 0.9782% | 0.00035606 | 15.67% | 0.9782% | 0.00027869 | 63.73% | 0.9782% | 0.0011337 | 13.22% | 7.132% | 0.0017146 | 0% | 7.132% | 0 | 0% | 7.132% | 0 | 0% | 1.545% | 0 | 0% | 1.545% | 0 | 0% | 1.545% | 0 |  |  |  | 0% | 11.8% | 0 | 0% | 11.8% | 0 | 0% | 11.8% | 0 | 0% | 0.3596% | 0 | 0% | 0.3596% | 0 | 0% | 0.3596% | 0 | 0% | 100% | 0 | 0% | 100% | 0 | 0% | 100% | 0 | 0% | 100% | 0 |  |  | 0 |  |  | 0 |  |  | 0 | 100% | 65% |  | 100% | 65% |  | 100% | 65% |  | 100% | 65% |  | 100% | 90% |  | 100% | 90% |  | 100% | 90%
SOLEDAD 2101955138 | 0.00017012 | 2.8105 | 0.094709 | 0 | 0.094709 | 0.00032295 | 0.0045364 | 0.0022988 | 0% | 99% | 0 | 0% | 99% | 0 | 0% | 99% | 0 | 0% | 99% | 0 | 0% | 61.56% | 0 | 0% | 61.56% | 0 | 0% | 61.56% | 0 | 0% | 61.56% | 0 | 0 | 0% | 3.772% | 0 | 0% | 3.772% | 0 | 0% | 3.772% | 0 | 0% | 0.3989% | 0 | 0% | 0.3989% | 0 | 0% | 0.3989% | 0 | 0% | 0.9565% | 0 | 92.96% | 0.9565% | 0.00084205 | 0% | 0.9565% | 0 | 92.96% | 0.9589% | 0.00084418 | 0% | 0.9589% | 0 | 7.043% | 0.9589% | 6.3963e-05 | 0% | 7.064% | 0 | 0% | 7.064% | 0 | 0% | 7.064% | 0 | 0% | 0.3201% | 0 | 0% | 0.3201% | 0 | 0% | 0.3201% | 0 |  |  |  | 0% | 11.8% | 0 | 29.94% | 11.8% | 0.0033462 | 0% | 11.8% | 0 | 0% | 0.3557% | 0 | 0% | 0.3557% | 0 | 0% | 0.3557% | 0 | 0% | 100% | 0 | 0% | 100% | 0 | 0% | 100% | 0 | 0% | 100% | 0 |  |  | 0 |  |  | 0 |  |  | 0 | 100% | 65% |  | 100% | 65% |  | 100% | 65% |  | 100% | 65% |  | 100% | 90% |  | 100% | 90% |  | 100% | 90%
CAMP EVERS 210511004 | 0.0012316 | 6.4293 | 0.95291 | 0 | 0.95291 | 0.039987 | 0.025672 | 0.0063872 | 0% | 99% | 0 | 0% | 99% | 0 | 0% | 99% | 0 | 0% | 99% | 0 | 0% | 63.82% | 0 | 0% | 63.82% | 0 | 0% | 63.82% | 0 | 0% | 63.82% | 0 | 0 | 100% | 2.023% | 0.019273 | 0% | 2.023% | 0 | 0% | 2.023% | 0 | 0% | 0.2266% | 0 | 0% | 0.2266% | 0 | 0% | 0.2266% | 0 | 0% | 0.5396% | 0 | 0% | 0.5396% | 0 | 76.66% | 0.5396% | 0.0039417 | 0% | 0.572% | 0 | 76.66% | 0.572% | 0.0041784 | 23.34% | 0.572% | 0.0012719 | 13.76% | 4.075% | 0.0053419 | 12.83% | 4.075% | 0.0049815 | 25.41% | 4.075% | 0.0098684 | 0% | 2.967% | 0 | 0% | 2.967% | 0 | 0% | 2.967% | 0 |  |  |  | 0% | 11.8% | 0 | 0% | 11.8% | 0 | 0% | 11.8% | 0 | 0% | 0.3814% | 0 | 0% | 0.3814% | 0 | 0% | 0.3814% | 0 | 0% | 100% | 0 | 0% | 100% | 0 | 0% | 100% | 0 | 0% | 100% | 0 |  |  | 5.8944e-05 |  |  | 0 |  |  | 4.971e-05 | 100% | 65% |  | 100% | 65% |  | 100% | 65% |  | 100% | 65% |  | 100% | 90% |  | 100% | 90% |  | 100% | 90%
CAMP EVERS 210511384 | 0.0017682 | 8.538 | 1.4982 | 0 | 1.4982 | 0.075066 | 0.031543 | 0.0066676 | 0% | 99% | 0 | 0% | 99% | 0 | 0% | 99% | 0 | 0% | 99% | 0 | 0% | 63.5% | 0 | 0% | 63.5% | 0 | 0% | 63.5% | 0 | 0% | 63.5% | 0 | 0 | 0% | 1.522% | 0 | 0% | 1.522% | 0 | 0% | 1.522% | 0 | 0% | 0.1678% | 0 | 0% | 0.1678% | 0 | 0% | 0.1678% | 0 | 0% | 0.4218% | 0 | 0% | 0.4218% | 0 | 100% | 0.4218% | 0.0063189 | 0% | 0.4374% | 0 | 100% | 0.4374% | 0.0065535 | 0% | 0.4374% | 0 | 33.59% | 3.163% | 0.01592 | 0% | 3.163% | 0 | 17.59% | 3.163% | 0.0083357 | 0% | 3.752% | 0 | 0% | 3.752% | 0 | 0% | 3.752% | 0 |  |  |  | 0% | 11.8% | 0 | 0% | 11.8% | 0 | 0% | 11.8% | 0 | 0% | 0.3835% | 0 | 0% | 0.3835% | 0 | 0% | 0.3835% | 0 | 0% | 100% | 0 | 0% | 100% | 0 | 0% | 100% | 0 | 0% | 100% | 0 |  |  | 0 |  |  | 0 |  |  | 0.0011526 | 100% | 65% |  | 100% | 65% |  | 100% | 65% |  | 100% | 65% |  | 100% | 90% |  | 100% | 90% |  | 100% | 90%
ELK 110191336 | 0.00036942 | 3.4088 | 0.58886 | 0 | 0.58886 | 0.029922 | 0.011414 | 0.0031967 | 0% | 99% | 0 | 0% | 99% | 0 | 0% | 99% | 0 | 0% | 99% | 0 | 0% | 62.1% | 0 | 0% | 62.1% | 0 | 0% | 62.1% | 0 | 0% | 62.1% | 0 | 0 | 14.29% | 1.445% | 0.0012152 | 0% | 1.445% | 0 | 0% | 1.445% | 0 | 0% | 0.1543% | 0 | 0% | 0.1543% | 0 | 0% | 0.1543% | 0 | 0% | 0.3876% | 0 | 28.41% | 0.3876% | 0.00064831 | 71.59% | 0.3876% | 0.0016339 | 28.41% | 0.3923% | 0.00065623 | 71.59% | 0.3923% | 0.0016539 | 0% | 0.3923% | 0 | 0% | 2.876% | 0 | 0% | 2.876% | 0 | 0% | 2.876% | 0 | 0% | 4.459% | 0 | 0% | 4.459% | 0 | 0% | 4.459% | 0 |  |  |  | 29.89% | 11.8% | 0.020769 | 0% | 11.8% | 0 | 0% | 11.8% | 0 | 0% | 0.3824% | 0 | 0% | 0.3824% | 0 | 0% | 0.3824% | 0 | 0% | 100% | 0 | 0% | 100% | 0 | 0% | 100% | 0 | 0% | 100% | 0 |  |  | 0 |  |  | 0 |  |  | 0 | 100% | 65% |  | 100% | 65% |  | 100% | 65% |  | 100% | 65% |  | 100% | 90% |  | 100% | 90% |  | 100% | 90%
CAMP EVERS 21055188 | 0.0014531 | 2.1508 | 0.56246 | 0 | 0.56246 | 0.024322 | 0.014341 | 0.0039028 | 0% | 99% | 0 | 0% | 99% | 0 | 0% | 99% | 0 | 0% | 99% | 0 | 0% | 63.78% | 0 | 0% | 63.78% | 0 | 0% | 63.78% | 0 | 0% | 63.78% | 0 | 0 | 0% | 2.145% | 0 | 0% | 2.145% | 0 | 0% | 2.145% | 0 | 0% | 0.2391% | 0 | 0% | 0.2391% | 0 | 0% | 0.2391% | 0 | 0% | 0.5029% | 0 | 0% | 0.5029% | 0 | 56.09% | 0.5029% | 0.0015865 | 0% | 0.5339% | 0 | 56.09% | 0.5339% | 0.0016843 | 43.91% | 0.5339% | 0.0013187 | 0% | 3.784% | 0 | 0% | 3.784% | 0 | 0% | 3.784% | 0 | 0% | 3.241% | 0 | 0% | 3.241% | 0 | 0% | 3.241% | 0 |  |  |  | 0% | 11.8% | 0 | 0% | 11.8% | 0 | 0% | 11.8% | 0 | 0% | 0.3818% | 0 | 0% | 0.3818% | 0 | 0% | 0.3818% | 0 | 0% | 100% | 0 | 0% | 100% | 0 | 0% | 100% | 0 | 0% | 100% | 0 |  |  | 0 |  |  | 0 |  |  | 0 | 100% | 65% |  | 100% | 65% |  | 100% | 65% |  | 100% | 65% |  | 100% | 90% |  | 100% | 90% |  | 100% | 90%
CAMP EVERS 210584166 | 0.0013193 | 9.209 | 1.9351 | 0.020326 | 1.9554 | 0.089808 | 0.043777 | 0.012977 | 0% | 99% | 0 | 0% | 99% | 0 | 0% | 99% | 0 | 0% | 99% | 0 | 0% | 63.64% | 0 | 0% | 63.64% | 0 | 0% | 63.64% | 0 | 0% | 63.64% | 0 | 0.020326 | 66.67% | 1.788% | 0.023061 | 0% | 1.788% | 0 | 0% | 1.788% | 0 | 0% | 0.1977% | 0 | 0% | 0.1977% | 0 | 0% | 0.1977% | 0 | 0% | 0.4499% | 0 | 0% | 0.4499% | 0 | 91.43% | 0.4499% | 0.0079598 | 0% | 0.474% | 0 | 91.43% | 0.474% | 0.0083866 | 8.567% | 0.474% | 0.00078579 | 47.75% | 3.385% | 0.03128 | 3.191% | 3.385% | 0.0020905 | 1.642% | 3.385% | 0.0010756 | 0% | 3.52% | 0 | 0% | 3.52% | 0 | 0% | 3.52% | 0 |  |  |  | 0% | 11.8% | 0 | 0% | 11.8% | 0 | 0% | 11.8% | 0 | 0% | 0.3836% | 0 | 0% | 0.3836% | 0 | 0% | 0.3836% | 0 | 0% | 100% | 0 | 0% | 100% | 0 | 0% | 100% | 0 | 0% | 100% | 0 |  |  | 0 |  |  | 0 |  |  | 0 | 100% | 65% |  | 100% | 65% |  | 100% | 65% |  | 100% | 65% |  | 100% | 90% |  | 100% | 90% |  | 100% | 90%
MONTE RIO 11135020 | 0.001358 | 7.2059 | 0.97612 | 0 | 0.97612 | 0.048235 | 0.021087 | 0.004626 | 0% | 99% | 0 | 0% | 99% | 0 | 0% | 99% | 0 | 0% | 99% | 0 | 0% | 63.3% | 0 | 0% | 63.3% | 0 | 0% | 63.3% | 0 | 0% | 63.3% | 0 | 0 | 20% | 1.639% | 0.0031999 | 0% | 1.639% | 0 | 0% | 1.639% | 0 | 0% | 0.1848% | 0 | 0% | 0.1848% | 0 | 0% | 0.1848% | 0 | 0% | 0.4262% | 0 | 0% | 0.4262% | 0 | 9.241% | 0.4262% | 0.00038445 | 0% | 0.4503% | 0 | 9.241% | 0.4503% | 0.00040614 | 90.76% | 0.4503% | 0.003989 | 75.36% | 3.212% | 0.023628 | 0% | 3.212% | 0 | 4.154% | 3.212% | 0.0013023 | 0% | 3.779% | 0 | 0% | 3.779% | 0 | 0% | 3.779% | 0 |  |  |  | 0% | 11.8% | 0 | 0% | 11.8% | 0 | 0% | 11.8% | 0 | 0% | 0.3839% | 0 | 0% | 0.3839% | 0 | 0% | 0.3839% | 0 | 0% | 100% | 0 | 0% | 100% | 0 | 0% | 100% | 0 | 0% | 100% | 0 |  |  | 0 |  |  | 0 |  |  | 0.0063287 | 100% | 65% |  | 100% | 65% |  | 100% | 65% |  | 100% | 65% |  | 100% | 90% |  | 100% | 90% |  | 100% | 90%
COARSEGOLD 210210610 | 0.00035657 | 1.4155 | 0.081827 | 0.07738 | 0.15921 | 0.0024453 | 0.0027117 | 0.0010421 | 0% | 99% | 0 | 0% | 99% | 0 | 0% | 99% | 0 | 0% | 99% | 0 | 0% | 62.8% | 0 | 0% | 62.8% | 0 | 0% | 62.8% | 0 | 0% | 62.8% | 0 | 0.07738 | 50% | 2.248% | 0.00091984 | 0% | 2.248% | 0 | 0% | 2.248% | 0 | 0% | 0.2471% | 0 | 0% | 0.2471% | 0 | 0% | 0.2471% | 0 | 0% | 0.6541% | 0 | 0% | 0.6541% | 0 | 67.6% | 0.6541% | 0.00036182 | 0% | 0.6775% | 0 | 67.6% | 0.6775% | 0.00037477 | 31.71% | 0.6775% | 0.00017578 | 6.284% | 4.907% | 0.00025235 | 0% | 4.907% | 0 | 0% | 4.907% | 0 | 0% | 2.606% | 0 | 0% | 2.606% | 0 | 0% | 2.606% | 0 |  |  |  | 35% | 11.8% | 0.0033795 | 0% | 11.8% | 0 | 0% | 11.8% | 0 | 0% | 0.3729% | 0 | 0% | 0.3729% | 0 | 0% | 0.3729% | 0 | 0% | 100% | 0 | 0% | 100% | 0 | 0% | 100% | 0 | 0% | 100% | 0 |  |  | 0 |  |  | 0 |  |  | 0 | 100% | 65% |  | 100% | 65% |  | 100% | 65% |  | 100% | 65% |  | 100% | 90% |  | 100% | 90% |  | 100% | 90%
FROGTOWN 1702832694 | 0.0004373 | 0.36287 | 0.02659 | 0.0059699 | 0.032559 | 0.00048532 | 0.00072105 | 0.0008087 | 0% | 99% | 0 | 0% | 99% | 0 | 0% | 99% | 0 | 0% | 99% | 0 | 0% | 65.34% | 0 | 0% | 65.34% | 0 | 0% | 65.34% | 0 | 0% | 65.34% | 0 | 0.0059699 | 0% | 1.61% | 0 | 0% | 1.61% | 0 | 0% | 1.61% | 0 | 0% | 0.1867% | 0 | 0% | 0.1867% | 0 | 0% | 0.1867% | 0 | 0% | 0.5275% | 0 | 0% | 0.5275% | 0 | 100% | 0.5275% | 0.00014026 | 0% | 0.5412% | 0 | 100% | 0.5412% | 0.00014391 | 0% | 0.5412% | 0 | 0% | 3.95% | 0 | 0% | 3.95% | 0 | 0% | 3.95% | 0 | 0% | 1.383% | 0 | 0% | 1.383% | 0 | 0% | 1.383% | 0 |  |  |  | 31.41% | 11.8% | 0.00098554 | 0% | 11.8% | 0 | 0% | 11.8% | 0 | 0% | 0.3736% | 0 | 0% | 0.3736% | 0 | 0% | 0.3736% | 0 | 0% | 100% | 0 | 0% | 100% | 0 | 0% | 100% | 0 | 0% | 100% | 0 |  |  | 0 |  |  | 0 |  |  | 0 | 100% | 65% |  | 100% | 65% |  | 100% | 65% |  | 100% | 65% |  | 100% | 90% |  | 100% | 90% |  | 100% | 90%
FRUITLAND 11426054 | 0.00053878 | 7.7008 | 0.73273 | 0.039601 | 0.77233 | 0.041066 | 0.010919 | 0.0035467 | 0% | 99% | 0 | 0% | 99% | 0 | 0% | 99% | 0 | 0% | 99% | 0 | 0% | 61.18% | 0 | 0% | 61.18% | 0 | 0% | 61.18% | 0 | 0% | 61.18% | 0 | 0.039601 | 0% | 1.017% | 0 | 0% | 1.017% | 0 | 0% | 1.017% | 0 | 0% | 0.1109% | 0 | 0% | 0.1109% | 0 | 0% | 0.1109% | 0 | 0% | 0.2951% | 0 | 100% | 0.2951% | 0.002162 | 0% | 0.2951% | 0 | 100% | 0.2962% | 0.0021703 | 0% | 0.2962% | 0 | 0% | 0.2962% | 0 | 0% | 2.188% | 0 | 0% | 2.188% | 0 | 19.38% | 2.188% | 0.0031071 | 0% | 5.588% | 0 | 0% | 5.588% | 0 | 0% | 5.588% | 0 |  |  |  | 0% | 11.8% | 0 | 0% | 11.8% | 0 | 0% | 11.8% | 0 | 0% | 0.3855% | 0 | 0% | 0.3855% | 0 | 0% | 0.3855% | 0 | 0% | 100% | 0 | 0% | 100% | 0 | 0% | 100% | 0 | 0% | 100% | 0 |  |  | 0 |  |  | 0 |  |  | 0 | 100% | 65% |  | 100% | 65% |  | 100% | 65% |  | 100% | 65% |  | 100% | 90% |  | 100% | 90% |  | 100% | 90%
POINT MORETTI 11015104 | 0.0002069 | 1.8151 | 0.0804 | 0.0021709 | 0.082571 | 0.0013441 | 0.0039176 | 0.00083807 | 0% | 99% | 0 | 0% | 99% | 0 | 0% | 99% | 0 | 0% | 99% | 0 | 0% | 60.09% | 0 | 0% | 60.09% | 0 | 0% | 60.09% | 0 | 0% | 60.09% | 0 | 0.0021709 | 0% | 3.185% | 0 | 0% | 3.185% | 0 | 0% | 3.185% | 0 | 0% | 0.3458% | 0 | 0% | 0.3458% | 0 | 0% | 0.3458% | 0 | 0% | 0.9637% | 0 | 0% | 0.9637% | 0 | 100% | 0.9637% | 0.00077482 | 0% | 0.964% | 0 | 100% | 0.964% | 0.00077509 | 0% | 0.964% | 0 | 0% | 7.158% | 0 | 0% | 7.158% | 0 | 0% | 7.158% | 0 | 0% | 1.238% | 0 | 0% | 1.238% | 0 | 0% | 1.238% | 0 |  |  |  | 0% | 11.8% | 0 | 20.22% | 11.8% | 0.0019184 | 0% | 11.8% | 0 | 55.56% | 0.3542% | 0.00015822 | 0% | 0.3542% | 0 | 0% | 0.3542% | 0 | 0% | 100% | 0 | 0% | 100% | 0 | 0% | 100% | 0 | 0% | 100% | 0 |  |  | 0 |  |  | 0 |  |  | 0 | 100% | 65% |  | 100% | 65% |  | 100% | 65% |  | 100% | 65% |  | 100% | 90% |  | 100% | 90% |  | 100% | 90%
COTATI 110599720 | 0.00030967 | 8.1399 | 0.3632 | 0 | 0.3632 | 0.013135 | 0.010556 | 0.0038694 | 0% | 99% | 0 | 0% | 99% | 0 | 0% | 99% | 0 | 0% | 99% | 0 | 0% | 62.09% | 0 | 0% | 62.09% | 0 | 0% | 62.09% | 0 | 0% | 62.09% | 0 | 0 | 100% | 1.818% | 0.0066044 | 0% | 1.818% | 0 | 0% | 1.818% | 0 | 0% | 0.1892% | 0 | 0% | 0.1892% | 0 | 0% | 0.1892% | 0 | 0% | 0.5737% | 0 | 48.06% | 0.5737% | 0.0010014 | 47.95% | 0.5737% | 0.00099904 | 48.06% | 0.546% | 0.00095313 | 47.95% | 0.546% | 0.00095088 | 3.991% | 0.546% | 7.9139e-05 | 4.805% | 4.179% | 0.00072933 | 0% | 4.179% | 0 | 0% | 4.179% | 0 | 0% | 2.511% | 0 | 0% | 2.511% | 0 | 0% | 2.511% | 0 |  |  |  | 9.202% | 11.8% | 0.0039437 | 0% | 11.8% | 0 | 0% | 11.8% | 0 | 0% | 0.3658% | 0 | 0% | 0.3658% | 0 | 0% | 0.3658% | 0 | 0% | 100% | 0 | 0% | 100% | 0 | 0% | 100% | 0 | 0% | 100% | 0 |  |  | 0 |  |  | 0 |  |  | 0 | 100% | 65% |  | 100% | 65% |  | 100% | 65% |  | 100% | 65% |  | 100% | 90% |  | 100% | 90% |  | 100% | 90%
GUALALA 1111CB | 0.00060452 | 4.209 | 0.46292 | 0.25259 | 0.71551 | 0.023561 | 0.0081581 | 0.0034146 | 0% | 99% | 0 | 0% | 99% | 0 | 0% | 99% | 0 | 0% | 99% | 0 | 0% | 62.29% | 0 | 0% | 62.29% | 0 | 0% | 62.29% | 0 | 0% | 62.29% | 0 | 0.25259 | 0% | 1.069% | 0 | 0% | 1.069% | 0 | 0% | 1.069% | 0 | 0% | 0.1231% | 0 | 0% | 0.1231% | 0 | 0% | 0.1231% | 0 | 0% | 0.3387% | 0 | 100% | 0.3387% | 0.001568 | 0% | 0.3387% | 0 | 100% | 0.3411% | 0.0015791 | 0% | 0.3411% | 0 | 0% | 0.3411% | 0 | 31.78% | 2.518% | 0.0037046 | 0% | 2.518% | 0 | 0% | 2.518% | 0 | 0% | 4.217% | 0 | 0% | 4.217% | 0 | 0% | 4.217% | 0 |  |  |  | 0% | 11.8% | 0 | 0% | 11.8% | 0 | 0% | 11.8% | 0 | 0% | 0.3815% | 0 | 0% | 0.3815% | 0 | 0% | 0.3815% | 0 | 0% | 100% | 0 | 0% | 100% | 0 | 0% | 100% | 0 | 0% | 100% | 0 |  |  | 0 |  |  | 0 |  |  | 0 | 100% | 65% |  | 100% | 65% |  | 100% | 65% |  | 100% | 65% |  | 100% | 90% |  | 100% | 90% |  | 100% | 90%
BANGOR 1101CB | 0.00020951 | 1.4438 | 0.74979 | 1.1834 | 1.9332 | 0.019847 | 0.026585 | 0.010479 | 4.352% | 99% | 0.032306 | 0.1516% | 99% | 0.001125 | 0% | 99% | 0 | 0% | 99% | 0 | 1.357% | 62.04% | 0.0063135 | 0% | 62.04% | 0 | 0% | 62.04% | 0 | 0% | 62.04% | 0 | 1.1834 | 0% | 2.246% | 0 | 0% | 2.246% | 0 | 0% | 2.246% | 0 | 100% | 0.243% | 0.0018219 | 2.729% | 0.243% | 4.9724e-05 | 0% | 0.243% | 0 | 0% | 0.6941% | 0 | 77.93% | 0.6941% | 0.0040559 | 19.87% | 0.6941% | 0.0010342 | 77.93% | 0.685% | 0.0040024 | 19.87% | 0.685% | 0.0010206 | 0% | 0.685% | 0 | 0% | 5.12% | 0 | 0% | 5.12% | 0 | 0% | 5.12% | 0 | 0% | 2.174% | 0 | 0% | 2.174% | 0 | 0% | 2.174% | 0 |  |  |  | 0% | 11.8% | 0 | 0% | 11.8% | 0 | 0% | 11.8% | 0 | 55.56% | 0.3629% | 0.0015116 | 0% | 0.3629% | 0 | 0% | 0.3629% | 0 | 0% | 100% | 0 | 0% | 100% | 0 | 0% | 100% | 0 | 0% | 100% | 0 |  |  | 0 |  |  | 0 |  |  | 0 | 100% | 65% |  | 100% | 65% |  | 100% | 65% |  | 100% | 65% |  | 100% | 90% |  | 100% | 90% |  | 100% | 90%
COTATI 1105103816 | 0.00029022 | 2.3015 | 0.10828 | 0 | 0.10828 | 0.0022457 | 0.0043186 | 0.0016562 | 0% | 99% | 0 | 0% | 99% | 0 | 0% | 99% | 0 | 0% | 99% | 0 | 0% | 62.15% | 0 | 0% | 62.15% | 0 | 0% | 62.15% | 0 | 0% | 62.15% | 0 | 0 | 50% | 2.519% | 0.0013637 | 0% | 2.519% | 0 | 0% | 2.519% | 0 | 0% | 0.2717% | 0 | 0% | 0.2717% | 0 | 0% | 0.2717% | 0 | 0% | 0.7795% | 0 | 78.34% | 0.7795% | 0.00066125 | 21.66% | 0.7795% | 0.0001828 | 78.34% | 0.7627% | 0.00064705 | 21.66% | 0.7627% | 0.00017887 | 0% | 0.7627% | 0 | 0% | 5.73% | 0 | 0% | 5.73% | 0 | 0% | 5.73% | 0 | 0% | 1.391% | 0 | 0% | 1.391% | 0 | 0% | 1.391% | 0 |  |  |  | 0% | 11.8% | 0 | 0% | 11.8% | 0 | 0% | 11.8% | 0 | 0% | 0.3567% | 0 | 0% | 0.3567% | 0 | 0% | 0.3567% | 0 | 0% | 100% | 0 | 0% | 100% | 0 | 0% | 100% | 0 | 0% | 100% | 0 |  |  | 0 |  |  | 0 |  |  | 0 | 100% | 65% |  | 100% | 65% |  | 100% | 65% |  | 100% | 65% |  | 100% | 90% |  | 100% | 90% |  | 100% | 90%
POINT ARENA 110147952 | 0.00028367 | 10.5021 | 0.55436 | 0 | 0.55436 | 0.032461 | 0.0075578 | 0.002118 | 0% | 99% | 0 | 0% | 99% | 0 | 0% | 99% | 0 | 0% | 99% | 0 | 0% | 61.69% | 0 | 0% | 61.69% | 0 | 0% | 61.69% | 0 | 0% | 61.69% | 0 | 0 | 0% | 0.9753% | 0 | 0% | 0.9753% | 0 | 0% | 0.9753% | 0 | 0% | 0.09829% | 0 | 0% | 0.09829% | 0 | 0% | 0.09829% | 0 | 0% | 0.2751% | 0 | 100% | 0.2751% | 0.0015252 | 0% | 0.2751% | 0 | 100% | 0.2682% | 0.0014866 | 0% | 0.2682% | 0 | 0% | 0.2682% | 0 | 11.5% | 2.016% | 0.0012855 | 0% | 2.016% | 0 | 0% | 2.016% | 0 | 0% | 5.433% | 0 | 0% | 5.433% | 0 | 0% | 5.433% | 0 |  |  |  | 0% | 11.8% | 0 | 35% | 11.8% | 0.022895 | 0% | 11.8% | 0 | 0% | 0.3859% | 0 | 0% | 0.3859% | 0 | 0% | 0.3859% | 0 | 0% | 100% | 0 | 0% | 100% | 0 | 0% | 100% | 0 | 0% | 100% | 0 |  |  | 0 |  |  | 0 |  |  | 0 | 100% | 65% |  | 100% | 65% |  | 100% | 65% |  | 100% | 65% |  | 100% | 90% |  | 100% | 90% |  | 100% | 90%
GUALALA 111135562 | 0.00042222 | 15.6474 | 1.177 | 0.41554 | 1.5926 | 0.064626 | 0.017994 | 0.006866 | 0% | 99% | 0 | 0% | 99% | 0 | 0% | 99% | 0 | 0% | 99% | 0 | 0% | 62.22% | 0 | 0% | 62.22% | 0 | 0% | 62.22% | 0 | 0% | 62.22% | 0 | 0.41554 | 35% | 0.9864% | 0.0040636 | 0% | 0.9864% | 0 | 0% | 0.9864% | 0 | 0% | 0.1032% | 0 | 0% | 0.1032% | 0 | 0% | 0.1032% | 0 | 0% | 0.303% | 0 | 96.48% | 0.303% | 0.003441 | 3.523% | 0.303% | 0.00012564 | 96.48% | 0.2967% | 0.0033688 | 3.523% | 0.2967% | 0.000123 | 0% | 0.2967% | 0 | 0.09753% | 2.228% | 2.558e-05 | 29.08% | 2.228% | 0.0076269 | 0% | 2.228% | 0 | 0% | 4.628% | 0 | 0% | 4.628% | 0 | 0% | 4.628% | 0 |  |  |  | 35% | 11.8% | 0.048612 | 0% | 11.8% | 0 | 0% | 11.8% | 0 | 0% | 0.3836% | 0 | 0% | 0.3836% | 0 | 0% | 0.3836% | 0 | 0% | 100% | 0 | 0% | 100% | 0 | 0% | 100% | 0 | 0% | 100% | 0 |  |  | 5.2388e-05 |  |  | 0 |  |  | 0 | 100% | 65% |  | 100% | 65% |  | 100% | 65% |  | 100% | 65% |  | 100% | 90% |  | 100% | 90% |  | 100% | 90%
MONTE RIO 1113180 | 0.0012414 | 2.8823 | 0.43726 | 0 | 0.43726 | 0.025188 | 0.0065052 | 0.0015575 | 0% | 99% | 0 | 0% | 99% | 0 | 0% | 99% | 0 | 0% | 99% | 0 | 0% | 63.23% | 0 | 0% | 63.23% | 0 | 0% | 63.23% | 0 | 0% | 63.23% | 0 | 0 | 100% | 1.135% | 0.0049637 | 0% | 1.135% | 0 | 0% | 1.135% | 0 | 0% | 0.1221% | 0 | 0% | 0.1221% | 0 | 0% | 0.1221% | 0 | 0% | 0.2995% | 0 | 0% | 0.2995% | 0 | 64.82% | 0.2995% | 0.00084884 | 0% | 0.3142% | 0 | 64.82% | 0.3142% | 0.00089055 | 35.18% | 0.3142% | 0.00048337 | 76.14% | 2.252% | 0.0074972 | 0% | 2.252% | 0 | 0% | 2.252% | 0 | 0% | 4.683% | 0 | 0% | 4.683% | 0 | 0% | 4.683% | 0 |  |  |  | 35% | 11.8% | 0.018059 | 0% | 11.8% | 0 | 0% | 11.8% | 0 | 0% | 0.3894% | 0 | 0% | 0.3894% | 0 | 0% | 0.3894% | 0 | 0% | 100% | 0 | 0% | 100% | 0 | 0% | 100% | 0 | 0% | 100% | 0 |  |  | 0 |  |  | 0 |  |  | 0 | 100% | 65% |  | 100% | 65% |  | 100% | 65% |  | 100% | 65% |  | 100% | 90% |  | 100% | 90% |  | 100% | 90%
OCEANO 1102CB | 0.0001605 | 17.4718 | 0.49805 | 0 | 0.49805 | 0.0052536 | 0.024438 | 0.0081895 | 0% | 99% | 0 | 0% | 99% | 0 | 0% | 99% | 0 | 0% | 99% | 0 | 0% | 61.26% | 0 | 0% | 61.26% | 0 | 0% | 61.26% | 0 | 0% | 61.26% | 0 | 0 | 100% | 3.107% | 0.015473 | 0% | 3.107% | 0 | 0% | 3.107% | 0 | 0% | 0.3303% | 0 | 0% | 0.3303% | 0 | 0% | 0.3303% | 0 | 0% | 0.9722% | 0 | 36.06% | 0.9722% | 0.0017462 | 22.82% | 0.9722% | 0.001105 | 36.06% | 0.9664% | 0.0017357 | 22.82% | 0.9664% | 0.0010983 | 37.67% | 0.9664% | 0.0018131 | 1.114% | 7.201% | 0.00039966 | 0% | 7.201% | 0 | 0% | 7.201% | 0 | 0% | 0.7666% | 0 | 0% | 0.7666% | 0 | 0% | 0.7666% | 0 |  |  |  | 0% | 11.8% | 0 | 0% | 11.8% | 0 | 0% | 11.8% | 0 | 0% | 0.3528% | 0 | 0% | 0.3528% | 0 | 0% | 0.3528% | 0 | 0% | 100% | 0 | 0% | 100% | 0 | 0% | 100% | 0 | 0% | 100% | 0 |  |  | 0 |  |  | 0 |  |  | 0 | 100% | 65% |  | 100% | 65% |  | 100% | 65% |  | 100% | 65% |  | 100% | 90% |  | 100% | 90% |  | 100% | 90%
OAKLAND K 1104CR210 | 0.00090582 | 5.4115 | 0.35045 | 0 | 0.35045 | 0.013592 | 0.010234 | 0.002832 | 0% | 99% | 0 | 0% | 99% | 0 | 0% | 99% | 0 | 0% | 99% | 0 | 0% | 63.66% | 0 | 0% | 63.66% | 0 | 0% | 63.66% | 0 | 0% | 63.66% | 0 | 0 | 0% | 2.191% | 0 | 0% | 2.191% | 0 | 0% | 2.191% | 0 | 0% | 0.2324% | 0 | 0% | 0.2324% | 0 | 0% | 0.2324% | 0 | 0% | 0.585% | 0 | 0% | 0.585% | 0 | 8.621% | 0.585% | 0.00017673 | 0% | 0.5921% | 0 | 8.621% | 0.5921% | 0.00017888 | 89.32% | 0.5921% | 0.0018534 | 40.17% | 4.341% | 0.0061109 | 0% | 4.341% | 0 | 16.01% | 4.341% | 0.0024354 | 0% | 2.212% | 0 | 0% | 2.212% | 0 | 0% | 2.212% | 0 |  |  |  | 0% | 11.8% | 0 | 34.97% | 11.8% | 0.014461 | 0% | 11.8% | 0 | 0% | 0.3748% | 0 | 0% | 0.3748% | 0 | 0% | 0.3748% | 0 | 0% | 100% | 0 | 0% | 100% | 0 | 0% | 100% | 0 | 0% | 100% | 0 |  |  | 0 |  |  | 0 |  |  | 3.9398e-05 | 100% | 65% |  | 100% | 65% |  | 100% | 65% |  | 100% | 65% |  | 100% | 90% |  | 100% | 90% |  | 100% | 90%
PHILO 11021308 | 0.00027861 | 33.3962 | 1.7618 | 0 | 1.7618 | 0.099775 | 0.02492 | 0.0093341 | 0% | 99% | 0 | 0% | 99% | 0 | 0% | 99% | 0 | 0% | 99% | 0 | 0% | 61.96% | 0 | 0% | 61.96% | 0 | 0% | 61.96% | 0 | 0% | 61.96% | 0 | 0 | 75% | 1.063% | 0.014046 | 0% | 1.063% | 0 | 0% | 1.063% | 0 | 0% | 0.1118% | 0 | 0% | 0.1118% | 0 | 0% | 0.1118% | 0 | 0% | 0.2844% | 0 | 100% | 0.2844% | 0.0050108 | 0% | 0.2844% | 0 | 100% | 0.2895% | 0.0050996 | 0% | 0.2895% | 0 | 0% | 0.2895% | 0 | 13.18% | 2.115% | 0.0049112 | 22.18% | 2.115% | 0.008266 | 0% | 2.115% | 0 | 0% | 5.364% | 0 | 0% | 5.364% | 0 | 0% | 5.364% | 0 |  |  |  | 30.58% | 11.8% | 0.063565 | 0% | 11.8% | 0 | 0% | 11.8% | 0 | 0% | 0.3878% | 0 | 0% | 0.3878% | 0 | 0% | 0.3878% | 0 | 0% | 100% | 0 | 0% | 100% | 0 | 0% | 100% | 0 | 0% | 100% | 0 |  |  | 0 |  |  | 0 |  |  | 0 | 100% | 65% |  | 100% | 65% |  | 100% | 65% |  | 100% | 65% |  | 100% | 90% |  | 100% | 90% |  | 100% | 90%
BIG BASIN 110110296 | 0.0019056 | 20.2314 | 4.7359 | 0 | 4.7359 | 0.26232 | 0.085968 | 0.012084 | 0% | 99% | 0 | 0% | 99% | 0 | 0% | 99% | 0 | 0% | 99% | 0 | 44.91% | 62.94% | 1.3386 | 0.8697% | 62.94% | 0.025925 | 0% | 62.94% | 0 | 0% | 62.94% | 0 | 0 | 0% | 1.544% | 0 | 0% | 1.544% | 0 | 0% | 1.544% | 0 | 0% | 0.1656% | 0 | 0% | 0.1656% | 0 | 0% | 0.1656% | 0 | 0% | 0.366% | 0 | 0% | 0.366% | 0 | 100% | 0.366% | 0.017335 | 0% | 0.3839% | 0 | 100% | 0.3839% | 0.018181 | 0% | 0.3839% | 0 | 0% | 2.744% | 0 | 23.71% | 2.744% | 0.030816 | 57.85% | 2.744% | 0.075175 | 0% | 4.738% | 0 | 0% | 4.738% | 0 | 0% | 4.738% | 0 |  |  |  | 0% | 11.8% | 0 | 0% | 11.8% | 0 | 0% | 11.8% | 0 | 0% | 0.3876% | 0 | 0% | 0.3876% | 0 | 0% | 0.3876% | 0 | 0% | 100% | 0 | 0% | 100% | 0 | 0% | 100% | 0 | 0% | 100% | 0 |  |  | 0 |  |  | 0.0032616 |  |  | 0.0025802 | 100% | 65% |  | 100% | 65% |  | 100% | 65% |  | 100% | 65% |  | 100% | 90% |  | 100% | 90% |  | 100% | 90%
BIG RIVER 110169032 | 0.00040569 | 9.2835 | 0.66899 | 0 | 0.66899 | 0.036681 | 0.011055 | 0.0031895 | 0% | 99% | 0 | 0% | 99% | 0 | 0% | 99% | 0 | 0% | 99% | 0 | 0% | 61.84% | 0 | 0% | 61.84% | 0 | 0% | 61.84% | 0 | 0% | 61.84% | 0 | 0 | 5.263% | 1.134% | 0.00039945 | 0% | 1.134% | 0 | 0% | 1.134% | 0 | 0% | 0.1187% | 0 | 0% | 0.1187% | 0 | 0% | 0.1187% | 0 | 0% | 0.3289% | 0 | 100% | 0.3289% | 0.0022003 | 0% | 0.3289% | 0 | 100% | 0.324% | 0.0021674 | 0% | 0.324% | 0 | 0% | 0.324% | 0 | 9.766% | 2.421% | 0.0015818 | 0% | 2.421% | 0 | 0% | 2.421% | 0 | 0% | 4.88% | 0 | 0% | 4.88% | 0 | 0% | 4.88% | 0 |  |  |  | 33.51% | 11.8% | 0.026456 | 0% | 11.8% | 0 | 0% | 11.8% | 0 | 0% | 0.3832% | 0 | 0% | 0.3832% | 0 | 0% | 0.3832% | 0 | 0% | 100% | 0 | 0% | 100% | 0 | 0% | 100% | 0 | 0% | 100% | 0 |  |  | 0 |  |  | 0 |  |  | 0 | 100% | 65% |  | 100% | 65% |  | 100% | 65% |  | 100% | 65% |  | 100% | 90% |  | 100% | 90% |  | 100% | 90%
ROB ROY 2104CB | 0.00069153 | 11.4618 | 1.2122 | 0 | 1.2122 | 0.053129 | 0.0275 | 0.011656 | 0% | 99% | 0 | 0% | 99% | 0 | 0% | 99% | 0 | 0% | 99% | 0 | 0% | 63.65% | 0 | 0% | 63.65% | 0 | 0% | 63.65% | 0 | 0% | 63.65% | 0 | 0 | 9.091% | 1.631% | 0.0017979 | 0% | 1.631% | 0 | 0% | 1.631% | 0 | 0% | 0.18% | 0 | 0% | 0.18% | 0 | 0% | 0.18% | 0 | 0% | 0.4495% | 0 | 0% | 0.4495% | 0 | 85.6% | 0.4495% | 0.0046648 | 0% | 0.4686% | 0 | 85.6% | 0.4686% | 0.0048628 | 14.4% | 0.4686% | 0.00081787 | 18.53% | 3.377% | 0.0075842 | 7.963% | 3.377% | 0.0032594 | 3.868% | 3.377% | 0.0015834 | 0% | 3.429% | 0 | 0% | 3.429% | 0 | 0% | 3.429% | 0 |  |  |  | 0% | 11.8% | 0 | 0% | 11.8% | 0 | 0% | 11.8% | 0 | 0% | 0.3823% | 0 | 0% | 0.3823% | 0 | 0% | 0.3823% | 0 | 0% | 100% | 0 | 0% | 100% | 0 | 0% | 100% | 0 | 0% | 100% | 0 |  |  | 0 |  |  | 0 |  |  | 0 | 100% | 65% |  | 100% | 65% |  | 100% | 65% |  | 100% | 65% |  | 100% | 90% |  | 100% | 90% |  | 100% | 90%
PEABODY 2106CB | 0.00025949 | 0.10832 | 0.14681 | 1.4748 | 1.6216 | 0.00061015 | 0.0079476 | 0.0026218 | 0% | 99% | 0 | 0% | 99% | 0 | 0% | 99% | 0 | 0% | 99% | 0 | 0% | 62.68% | 0 | 0% | 62.68% | 0 | 0% | 62.68% | 0 | 0% | 62.68% | 0 | 1.4748 | 0% | 3.655% | 0 | 0% | 3.655% | 0 | 0% | 3.655% | 0 | 0% | 0.4325% | 0 | 0% | 0.4325% | 0 | 0% | 0.4325% | 0 | 0% | 1.028% | 0 | 0% | 1.028% | 0 | 50.01% | 1.028% | 0.00075457 | 0% | 1.076% | 0 | 50.01% | 1.076% | 0.00079015 | 49.81% | 1.076% | 0.00078693 | 0% | 7.732% | 0 | 0% | 7.732% | 0 | 0% | 7.732% | 0 | 0% | 0.2829% | 0 | 0% | 0.2829% | 0 | 0% | 0.2829% | 0 |  |  |  | 0% | 11.8% | 0 | 0% | 11.8% | 0 | 0% | 11.8% | 0 | 0% | 0.3531% | 0 | 0% | 0.3531% | 0 | 0% | 0.3531% | 0 | 0% | 100% | 0 | 0% | 100% | 0 | 0% | 100% | 0 | 0% | 100% | 0 |  |  | 0 |  |  | 0 |  |  | 0 | 100% | 65% |  | 100% | 65% |  | 100% | 65% |  | 100% | 65% |  | 100% | 90% |  | 100% | 90% |  | 100% | 90%
MARTELL 1101131918 | 0.00090617 | 0.41561 | 0.077079 | 0 | 0.077079 | 0.0018813 | 0.002717 | 0.0012738 | 0% | 99% | 0 | 0% | 99% | 0 | 0% | 99% | 0 | 0% | 99% | 0 | 0% | 62.24% | 0 | 0% | 62.24% | 0 | 0% | 62.24% | 0 | 0% | 62.24% | 0 | 0 | 0% | 2.175% | 0 | 0% | 2.175% | 0 | 0% | 2.175% | 0 | 0% | 0.2551% | 0 | 0% | 0.2551% | 0 | 0% | 0.2551% | 0 | 0% | 0.6863% | 0 | 0% | 0.6863% | 0 | 98.33% | 0.6863% | 0.00052014 | 0% | 0.7268% | 0 | 98.33% | 0.7268% | 0.00055083 | 0% | 0.7268% | 0 | 98.33% | 5.214% | 0.003952 | 0% | 5.214% | 0 | 0% | 5.214% | 0 | 0% | 1.993% | 0 | 0% | 1.993% | 0 | 0% | 1.993% | 0 |  |  |  | 0% | 11.8% | 0 | 0% | 11.8% | 0 | 0% | 11.8% | 0 | 0% | 0.3739% | 0 | 0% | 0.3739% | 0 | 0% | 0.3739% | 0 | 0% | 100% | 0 | 0% | 100% | 0 | 0% | 100% | 0 | 0% | 100% | 0 |  |  | 0 |  |  | 0 |  |  | 0 | 100% | 65% |  | 100% | 65% |  | 100% | 65% |  | 100% | 65% |  | 100% | 90% |  | 100% | 90% |  | 100% | 90%
EDES 1112484536 | 0.00079608 | 1.9565 | 0.15262 | 0 | 0.15262 | 0.0046154 | 0.005128 | 0.0018835 | 0% | 99% | 0 | 0% | 99% | 0 | 0% | 99% | 0 | 0% | 99% | 0 | 0% | 62.77% | 0 | 0% | 62.77% | 0 | 0% | 62.77% | 0 | 0% | 62.77% | 0 | 0 | 0% | 2.318% | 0 | 0% | 2.318% | 0 | 0% | 2.318% | 0 | 0% | 0.2472% | 0 | 0% | 0.2472% | 0 | 0% | 0.2472% | 0 | 0% | 0.6605% | 0 | 100% | 0.6605% | 0.001008 | 0% | 0.6605% | 0 | 100% | 0.6459% | 0.0009857 | 0% | 0.6459% | 0 | 0% | 0.6459% | 0 | 0% | 4.847% | 0 | 0% | 4.847% | 0 | 0% | 4.847% | 0 | 0% | 1.523% | 0 | 0% | 1.523% | 0 | 0% | 1.523% | 0 |  |  |  | 0% | 11.8% | 0 | 7.588% | 11.8% | 0.0013665 | 0% | 11.8% | 0 | 0% | 0.3645% | 0 | 0% | 0.3645% | 0 | 0% | 0.3645% | 0 | 0% | 100% | 0 | 0% | 100% | 0 | 0% | 100% | 0 | 0% | 100% | 0 |  |  | 0 |  |  | 0 |  |  | 0 | 100% | 65% |  | 100% | 65% |  | 100% | 65% |  | 100% | 65% |  | 100% | 90% |  | 100% | 90% |  | 100% | 90%
EL CERRITO G 1112779030 | 0.00072571 | 0.90506 | 0.07284 | 0 | 0.07284 | 0.0021998 | 0.0025983 | 0.00075105 | 0% | 99% | 0 | 0% | 99% | 0 | 0% | 99% | 0 | 0% | 99% | 0 | 0% | 63.51% | 0 | 0% | 63.51% | 0 | 0% | 63.51% | 0 | 0% | 63.51% | 0 | 0 | 0% | 2.843% | 0 | 0% | 2.843% | 0 | 0% | 2.843% | 0 | 0% | 0.3013% | 0 | 0% | 0.3013% | 0 | 0% | 0.3013% | 0 | 0% | 0.7167% | 0 | 0% | 0.7167% | 0 | 84.45% | 0.7167% | 0.00044087 | 0% | 0.7323% | 0 | 84.45% | 0.7323% | 0.00045045 | 0% | 0.7323% | 0 | 61.54% | 5.33% | 0.0023893 | 0% | 5.33% | 0 | 0% | 5.33% | 0 | 0% | 1.832% | 0 | 0% | 1.832% | 0 | 0% | 1.832% | 0 |  |  |  | 0% | 11.8% | 0 | 0% | 11.8% | 0 | 0% | 11.8% | 0 | 0% | 0.3715% | 0 | 0% | 0.3715% | 0 | 0% | 0.3715% | 0 | 0% | 100% | 0 | 0% | 100% | 0 | 0% | 100% | 0 | 0% | 100% | 0 |  |  | 0 |  |  | 0 |  |  | 0 | 100% | 65% |  | 100% | 65% |  | 100% | 65% |  | 100% | 65% |  | 100% | 90% |  | 100% | 90% |  | 100% | 90%
DEL MONTE 21032000 | 0.00050478 | 9.77 | 0.82002 | 0 | 0.82002 | 0.029459 | 0.027244 | 0.0057677 | 0% | 99% | 0 | 0% | 99% | 0 | 0% | 99% | 0 | 0% | 99% | 0 | 0% | 63.01% | 0 | 0% | 63.01% | 0 | 0% | 63.01% | 0 | 0% | 63.01% | 0 | 0 | 0% | 2.745% | 0 | 0% | 2.745% | 0 | 0% | 2.745% | 0 | 0% | 0.2932% | 0 | 0% | 0.2932% | 0 | 0% | 0.2932% | 0 | 0% | 0.6619% | 0 | 32.16% | 0.6619% | 0.0017453 | 67.84% | 0.6619% | 0.0036823 | 32.16% | 0.6816% | 0.0017972 | 67.84% | 0.6816% | 0.0037918 | 0% | 0.6816% | 0 | 0.6344% | 4.93% | 0.00025646 | 0% | 4.93% | 0 | 0% | 4.93% | 0 | 0% | 2.677% | 0 | 0% | 2.677% | 0 | 0% | 2.677% | 0 |  |  |  | 0% | 11.8% | 0 | 0% | 11.8% | 0 | 0% | 11.8% | 0 | 55.56% | 0.3741% | 0.0017041 | 0% | 0.3741% | 0 | 0% | 0.3741% | 0 | 0% | 100% | 0 | 0% | 100% | 0 | 0% | 100% | 0 | 0% | 100% | 0 |  |  | 0 |  |  | 0 |  |  | 0 | 100% | 65% |  | 100% | 65% |  | 100% | 65% |  | 100% | 65% |  | 100% | 90% |  | 100% | 90% |  | 100% | 90%
BIG BASIN 11022253 | 0.002497 | 0.64585 | 0.31434 | 0.022952 | 0.33729 | 0.016812 | 0.0059295 | 0.0012056 | 54.9% | 99% | 0.17083 | 23.82% | 99% | 0.074121 | 0% | 99% | 0 | 0% | 99% | 0 | 6.422% | 63.33% | 0.012784 | 0% | 63.33% | 0 | 0% | 63.33% | 0 | 0% | 63.33% | 0 | 0.022952 | 0% | 1.743% | 0 | 0% | 1.743% | 0 | 0% | 1.743% | 0 | 0% | 0.1888% | 0 | 0% | 0.1888% | 0 | 0% | 0.1888% | 0 | 0% | 0.3759% | 0 | 0% | 0.3759% | 0 | 65.1% | 0.3759% | 0.00076924 | 0% | 0.4017% | 0 | 65.1% | 0.4017% | 0.00082206 | 29.34% | 0.4017% | 0.00037047 | 0% | 2.829% | 0 | 99.84% | 2.829% | 0.0088772 | 0% | 2.829% | 0 | 0% | 4.566% | 0 | 0% | 4.566% | 0 | 0% | 4.566% | 0 |  |  |  | 0% | 11.8% | 0 | 0% | 11.8% | 0 | 0% | 11.8% | 0 | 0% | 0.3883% | 0 | 0% | 0.3883% | 0 | 0% | 0.3883% | 0 | 0% | 100% | 0 | 0% | 100% | 0 | 0% | 100% | 0 | 0% | 100% | 0 |  |  | 0 |  |  | 0.0018876 |  |  | 0 | 100% | 65% |  | 100% | 65% |  | 100% | 65% |  | 100% | 65% |  | 100% | 90% |  | 100% | 90% |  | 100% | 90%
MONTE RIO 1113532 | 0.0024591 | 0.83686 | 0.18825 | 0 | 0.18825 | 0.0090435 | 0.0043601 | 0.00093808 | 0% | 99% | 0 | 0% | 99% | 0 | 0% | 99% | 0 | 0% | 99% | 0 | 0% | 63.35% | 0 | 0% | 63.35% | 0 | 0% | 63.35% | 0 | 0% | 63.35% | 0 | 0 | 0% | 1.736% | 0 | 0% | 1.736% | 0 | 0% | 1.736% | 0 | 0% | 0.1982% | 0 | 0% | 0.1982% | 0 | 0% | 0.1982% | 0 | 0% | 0.4507% | 0 | 0% | 0.4507% | 0 | 0% | 0.4507% | 0 | 0% | 0.4783% | 0 | 0% | 0.4783% | 0 | 100% | 0.4783% | 0.00090033 | 54.76% | 3.401% | 0.0035058 | 0% | 3.401% | 0 | 0% | 3.401% | 0 | 0% | 3.618% | 0 | 0% | 3.618% | 0 | 0% | 3.618% | 0 |  |  |  | 0% | 11.8% | 0 | 35% | 11.8% | 0.0077748 | 0% | 11.8% | 0 | 0% | 0.3828% | 0 | 0% | 0.3828% | 0 | 0% | 0.3828% | 0 | 0% | 100% | 0 | 0% | 100% | 0 | 0% | 100% | 0 | 0% | 100% | 0 |  |  | 0 |  |  | 0 |  |  | 0 | 100% | 65% |  | 100% | 65% |  | 100% | 65% |  | 100% | 65% |  | 100% | 90% |  | 100% | 90% |  | 100% | 90%
BIG BASIN 110165444 | 0.0024354 | 0.76062 | 0.21958 | 0.047111 | 0.26669 | 0.011533 | 0.0043768 | 0.00081894 | 0% | 99% | 0 | 0% | 99% | 0 | 0% | 99% | 0 | 0% | 99% | 0 | 0% | 62.97% | 0 | 0% | 62.97% | 0 | 0% | 62.97% | 0 | 0% | 62.97% | 0 | 0.047111 | 0% | 1.621% | 0 | 0% | 1.621% | 0 | 0% | 1.621% | 0 | 0% | 0.1769% | 0 | 0% | 0.1769% | 0 | 0% | 0.1769% | 0 | 0% | 0.3954% | 0 | 0% | 0.3954% | 0 | 0% | 0.3954% | 0 | 0% | 0.4127% | 0 | 0% | 0.4127% | 0 | 88.64% | 0.4127% | 0.00080329 | 50.64% | 2.961% | 0.0032923 | 0% | 2.961% | 0 | 0% | 2.961% | 0 | 0% | 4.342% | 0 | 0% | 4.342% | 0 | 0% | 4.342% | 0 |  |  |  | 0% | 11.8% | 0 | 26.15% | 11.8% | 0.0067754 | 0% | 11.8% | 0 | 0% | 0.3851% | 0 | 0% | 0.3851% | 0 | 0% | 0.3851% | 0 | 0% | 100% | 0 | 0% | 100% | 0 | 0% | 100% | 0 | 0% | 100% | 0 |  |  | 0 |  |  | 0 |  |  | 0 | 100% | 65% |  | 100% | 65% |  | 100% | 65% |  | 100% | 65% |  | 100% | 90% |  | 100% | 90% |  | 100% | 90%
BIG BASIN 110112838 | 0.0021973 | 3.4781 | 0.84108 | 0.22589 | 1.067 | 0.043584 | 0.01688 | 0.003613 | 0% | 99% | 0 | 0% | 99% | 0 | 0% | 99% | 0 | 0% | 99% | 0 | 0% | 63.26% | 0 | 0% | 63.26% | 0 | 0% | 63.26% | 0 | 0% | 63.26% | 0 | 0.22589 | 0% | 1.624% | 0 | 0% | 1.624% | 0 | 0% | 1.624% | 0 | 0% | 0.1785% | 0 | 0% | 0.1785% | 0 | 0% | 0.1785% | 0 | 0% | 0.3978% | 0 | 0% | 0.3978% | 0 | 87.44% | 0.3978% | 0.0029251 | 0% | 0.4187% | 0 | 87.44% | 0.4187% | 0.0030794 | 11.52% | 0.4187% | 0.00040569 | 57.02% | 2.988% | 0.014333 | 2.308% | 2.988% | 0.00058017 | 31.59% | 2.988% | 0.00794 | 0% | 4.157% | 0 | 0% | 4.157% | 0 | 0% | 4.157% | 0 |  |  |  | 0% | 11.8% | 0 | 26.15% | 11.8% | 0.025952 | 0% | 11.8% | 0 | 0% | 0.3857% | 0 | 0% | 0.3857% | 0 | 0% | 0.3857% | 0 | 0% | 100% | 0 | 0% | 100% | 0 | 0% | 100% | 0 | 0% | 100% | 0 |  |  | 0 |  |  | 0.007257 |  |  | 0.016522 | 100% | 65% |  | 100% | 65% |  | 100% | 65% |  | 100% | 65% |  | 100% | 90% |  | 100% | 90% |  | 100% | 90%
CAMP EVERS 210611006 | 0.0018707 | 3.1572 | 0.60149 | 0 | 0.60149 | 0.029326 | 0.012749 | 0.0037486 | 0% | 99% | 0 | 0% | 99% | 0 | 0% | 99% | 0 | 0% | 99% | 0 | 0% | 64% | 0 | 0% | 64% | 0 | 0% | 64% | 0 | 0% | 64% | 0 | 0 | 0% | 1.551% | 0 | 0% | 1.551% | 0 | 0% | 1.551% | 0 | 0% | 0.1742% | 0 | 0% | 0.1742% | 0 | 0% | 0.1742% | 0 | 0% | 0.4184% | 0 | 0% | 0.4184% | 0 | 96.16% | 0.4184% | 0.0024203 | 0% | 0.4389% | 0 | 96.16% | 0.4389% | 0.0025384 | 3.837% | 0.4389% | 0.0001013 | 62.79% | 3.148% | 0.011887 | 5.684% | 3.148% | 0.0010762 | 19.54% | 3.148% | 0.0036988 | 0% | 3.423% | 0 | 0% | 3.423% | 0 | 0% | 3.423% | 0 |  |  |  | 0% | 11.8% | 0 | 0% | 11.8% | 0 | 0% | 11.8% | 0 | 0% | 0.3839% | 0 | 0% | 0.3839% | 0 | 0% | 0.3839% | 0 | 0% | 100% | 0 | 0% | 100% | 0 | 0% | 100% | 0 | 0% | 100% | 0 |  |  | 0 |  |  | 0 |  |  | 2.0007e-05 | 100% | 65% |  | 100% | 65% |  | 100% | 65% |  | 100% | 65% |  | 100% | 90% |  | 100% | 90% |  | 100% | 90%
MONTE RIO 1113250 | 0.0017527 | 1.888 | 0.41147 | 0 | 0.41147 | 0.023754 | 0.0059215 | 0.0016711 | 0% | 99% | 0 | 0% | 99% | 0 | 0% | 99% | 0 | 0% | 99% | 0 | 0% | 63.56% | 0 | 0% | 63.56% | 0 | 0% | 63.56% | 0 | 0% | 63.56% | 0 | 0 | 0% | 1.101% | 0 | 0% | 1.101% | 0 | 0% | 1.101% | 0 | 0% | 0.1225% | 0 | 0% | 0.1225% | 0 | 0% | 0.1225% | 0 | 0% | 0.2844% | 0 | 0% | 0.2844% | 0 | 37.72% | 0.2844% | 0.0004413 | 0% | 0.298% | 0 | 37.72% | 0.298% | 0.00046254 | 62.28% | 0.298% | 0.00076381 | 68.27% | 2.136% | 0.006 | 0% | 2.136% | 0 | 0% | 2.136% | 0 | 0% | 4.334% | 0 | 0% | 4.334% | 0 | 0% | 4.334% | 0 |  |  |  | 0% | 11.8% | 0 | 35% | 11.8% | 0.016994 | 0% | 11.8% | 0 | 0% | 0.3889% | 0 | 0% | 0.3889% | 0 | 0% | 0.3889% | 0 | 0% | 100% | 0 | 0% | 100% | 0 | 0% | 100% | 0 | 0% | 100% | 0 |  |  | 0 |  |  | 0 |  |  | 0 | 100% | 65% |  | 100% | 65% |  | 100% | 65% |  | 100% | 65% |  | 100% | 90% |  | 100% | 90% |  | 100% | 90%
MONTE RIO 1112938174 | 0.0015371 | 1.0227 | 0.22749 | 0 | 0.22749 | 0.012762 | 0.0035973 | 0.00097145 | 0% | 99% | 0 | 0% | 99% | 0 | 0% | 99% | 0 | 0% | 99% | 0 | 0% | 63.59% | 0 | 0% | 63.59% | 0 | 0% | 63.59% | 0 | 0% | 63.59% | 0 | 0 | 0% | 1.257% | 0 | 0% | 1.257% | 0 | 0% | 1.257% | 0 | 0% | 0.1374% | 0 | 0% | 0.1374% | 0 | 0% | 0.1374% | 0 | 0% | 0.3136% | 0 | 0% | 0.3136% | 0 | 87.57% | 0.3136% | 0.00062486 | 0% | 0.3288% | 0 | 87.57% | 0.3288% | 0.00065514 | 12.43% | 0.3288% | 9.295e-05 | 81.93% | 2.353% | 0.0043863 | 0% | 2.353% | 0 | 0% | 2.353% | 0 | 0% | 4.238% | 0 | 0% | 4.238% | 0 | 0% | 4.238% | 0 |  |  |  | 0% | 11.8% | 0 | 34.98% | 11.8% | 0.0093903 | 0% | 11.8% | 0 | 0% | 0.3882% | 0 | 0% | 0.3882% | 0 | 0% | 0.3882% | 0 | 0% | 100% | 0 | 0% | 100% | 0 | 0% | 100% | 0 | 0% | 100% | 0 |  |  | 0 |  |  | 0 |  |  | 0 | 100% | 65% |  | 100% | 65% |  | 100% | 65% |  | 100% | 65% |  | 100% | 90% |  | 100% | 90% |  | 100% | 90%
MONTE RIO 1112212 | 0.0012363 | 2.5051 | 0.29655 | 0 | 0.29655 | 0.016871 | 0.0045496 | 0.0011714 | 0% | 99% | 0 | 0% | 99% | 0 | 0% | 99% | 0 | 0% | 99% | 0 | 0% | 63.13% | 0 | 0% | 63.13% | 0 | 0% | 63.13% | 0 | 0% | 63.13% | 0 | 0 | 0% | 1.092% | 0 | 0% | 1.092% | 0 | 0% | 1.092% | 0 | 0% | 0.1208% | 0 | 0% | 0.1208% | 0 | 0% | 0.1208% | 0 | 0% | 0.3044% | 0 | 0% | 0.3044% | 0 | 79.76% | 0.3044% | 0.0007201 | 0% | 0.3144% | 0 | 79.76% | 0.3144% | 0.00074376 | 20.24% | 0.3144% | 0.00018873 | 52.74% | 2.279% | 0.0035638 | 0% | 2.279% | 0 | 0% | 2.279% | 0 | 0% | 4.461% | 0 | 0% | 4.461% | 0 | 0% | 4.461% | 0 |  |  |  | 0% | 11.8% | 0 | 34.98% | 11.8% | 0.012241 | 0% | 11.8% | 0 | 0% | 0.3873% | 0 | 0% | 0.3873% | 0 | 0% | 0.3873% | 0 | 0% | 100% | 0 | 0% | 100% | 0 | 0% | 100% | 0 | 0% | 100% | 0 |  |  | 0 |  |  | 0 |  |  | 0 | 100% | 65% |  | 100% | 65% |  | 100% | 65% |  | 100% | 65% |  | 100% | 90% |  | 100% | 90% |  | 100% | 90%
OLETA 1101CB | 0.0012153 | 0.058358 | 0.0093034 | 0 | 0.0093034 | 8.0977e-05 | 0.00041306 | 0.00021472 | 0% | 99% | 0 | 0% | 99% | 0 | 0% | 99% | 0 | 0% | 99% | 0 | 0% | 62.57% | 0 | 0% | 62.57% | 0 | 0% | 62.57% | 0 | 0% | 62.57% | 0 | 0 | 0% | 2.445% | 0 | 0% | 2.445% | 0 | 0% | 2.445% | 0 | 0% | 0.291% | 0 | 0% | 0.291% | 0 | 0% | 0.291% | 0 | 0% | 0.8503% | 0 | 0% | 0.8503% | 0 | 0% | 0.8503% | 0 | 0% | 0.8807% | 0 | 0% | 0.8807% | 0 | 100% | 0.8807% | 8.1931e-05 | 0% | 6.41% | 0 | 0% | 6.41% | 0 | 0% | 6.41% | 0 | 0% | 0.5847% | 0 | 0% | 0.5847% | 0 | 0% | 0.5847% | 0 |  |  |  | 0% | 11.8% | 0 | 0% | 11.8% | 0 | 0% | 11.8% | 0 | 0% | 0.3602% | 0 | 0% | 0.3602% | 0 | 0% | 0.3602% | 0 | 0% | 100% | 0 | 0% | 100% | 0 | 0% | 100% | 0 | 0% | 100% | 0 |  |  | 0 |  |  | 0 |  |  | 0 | 100% | 65% |  | 100% | 65% |  | 100% | 65% |  | 100% | 65% |  | 100% | 90% |  | 100% | 90% |  | 100% | 90%
VIEJO 2202CB | 0.0011677 | 2.1375 | 0.49222 | 0 | 0.49222 | 0.015338 | 0.018227 | 0.0039339 | 0% | 99% | 0 | 0% | 99% | 0 | 0% | 99% | 0 | 0% | 99% | 0 | 0% | 63.25% | 0 | 0% | 63.25% | 0 | 0% | 63.25% | 0 | 0% | 63.25% | 0 | 0 | 0% | 2.916% | 0 | 0% | 2.916% | 0 | 0% | 2.916% | 0 | 0% | 0.3269% | 0 | 0% | 0.3269% | 0 | 0% | 0.3269% | 0 | 0% | 0.7231% | 0 | 0% | 0.7231% | 0 | 95.23% | 0.7231% | 0.0033894 | 0% | 0.764% | 0 | 95.23% | 0.764% | 0.0035812 | 4.775% | 0.764% | 0.00017956 | 6.059% | 5.444% | 0.0016236 | 40.17% | 5.444% | 0.010765 | 0% | 5.444% | 0 | 0% | 2.327% | 0 | 0% | 2.327% | 0 | 0% | 2.327% | 0 |  |  |  | 0% | 11.8% | 0 | 0% | 11.8% | 0 | 0% | 11.8% | 0 | 55.56% | 0.373% | 0.0010201 | 0% | 0.373% | 0 | 0% | 0.373% | 0 | 0% | 100% | 0 | 0% | 100% | 0 | 0% | 100% | 0 | 0% | 100% | 0 |  |  | 0 |  |  | 0 |  |  | 0 | 100% | 65% |  | 100% | 65% |  | 100% | 65% |  | 100% | 65% |  | 100% | 90% |  | 100% | 90% |  | 100% | 90%
OAKLAND K 1104CR204 | 0.0011554 | 6.6351 | 0.71548 | 0.19632 | 0.91181 | 0.034036 | 0.016003 | 0.0044684 | 0% | 99% | 0 | 0% | 99% | 0 | 0% | 99% | 0 | 0% | 99% | 0 | 0% | 63.94% | 0 | 0% | 63.94% | 0 | 0% | 63.94% | 0 | 0% | 63.94% | 0 | 0.19632 | 0% | 1.7% | 0 | 0% | 1.7% | 0 | 0% | 1.7% | 0 | 0% | 0.1861% | 0 | 0% | 0.1861% | 0 | 0% | 0.1861% | 0 | 0% | 0.4411% | 0 | 0% | 0.4411% | 0 | 100% | 0.4411% | 0.003156 | 0% | 0.455% | 0 | 100% | 0.455% | 0.0032552 | 0% | 0.455% | 0 | 54.65% | 3.293% | 0.012875 | 0% | 3.293% | 0 | 4.423% | 3.293% | 0.001042 | 0% | 2.768% | 0 | 0% | 2.768% | 0 | 0% | 2.768% | 0 |  |  |  | 0% | 11.8% | 0 | 35% | 11.8% | 0.02955 | 0% | 11.8% | 0 | 0% | 0.3814% | 0 | 0% | 0.3814% | 0 | 0% | 0.3814% | 0 | 0% | 100% | 0 | 0% | 100% | 0 | 0% | 100% | 0 | 0% | 100% | 0 |  |  | 0 |  |  | 0 |  |  | 0 | 100% | 65% |  | 100% | 65% |  | 100% | 65% |  | 100% | 65% |  | 100% | 90% |  | 100% | 90% |  | 100% | 90%
MONTE RIO 11131313 | 0.0010897 | 2.2526 | 0.28919 | 0 | 0.28919 | 0.016113 | 0.0048426 | 0.0010751 | 0% | 99% | 0 | 0% | 99% | 0 | 0% | 99% | 0 | 0% | 99% | 0 | 0% | 63.25% | 0 | 0% | 63.25% | 0 | 0% | 63.25% | 0 | 0% | 63.25% | 0 | 0 | 0% | 1.203% | 0 | 0% | 1.203% | 0 | 0% | 1.203% | 0 | 0% | 0.1327% | 0 | 0% | 0.1327% | 0 | 0% | 0.1327% | 0 | 0% | 0.3349% | 0 | 0% | 0.3349% | 0 | 0% | 0.3349% | 0 | 0% | 0.349% | 0 | 0% | 0.349% | 0 | 99.15% | 0.349% | 0.0010007 | 32.84% | 2.516% | 0.0023888 | 0% | 2.516% | 0 | 0% | 2.516% | 0 | 0% | 4.44% | 0 | 0% | 4.44% | 0 | 0% | 4.44% | 0 |  |  |  | 35% | 11.8% | 0.011943 | 0% | 11.8% | 0 | 0% | 11.8% | 0 | 0% | 0.3872% | 0 | 0% | 0.3872% | 0 | 0% | 0.3872% | 0 | 0% | 100% | 0 | 0% | 100% | 0 | 0% | 100% | 0 | 0% | 100% | 0 |  |  | 0 |  |  | 0 |  |  | 0 | 100% | 65% |  | 100% | 65% |  | 100% | 65% |  | 100% | 65% |  | 100% | 90% |  | 100% | 90% |  | 100% | 90%
OAKLAND X 1104391688 | 0.0010781 | 2.7086 | 0.24027 | 0.089338 | 0.3296 | 0.011643 | 0.0053705 | 0.0012904 | 0% | 99% | 0 | 0% | 99% | 0 | 0% | 99% | 0 | 0% | 99% | 0 | 0% | 64.01% | 0 | 0% | 64.01% | 0 | 0% | 64.01% | 0 | 0% | 64.01% | 0 | 0.089338 | 0% | 1.693% | 0 | 0% | 1.693% | 0 | 0% | 1.693% | 0 | 0% | 0.185% | 0 | 0% | 0.185% | 0 | 0% | 0.185% | 0 | 0% | 0.443% | 0 | 0% | 0.443% | 0 | 100% | 0.443% | 0.0010644 | 0% | 0.458% | 0 | 100% | 0.458% | 0.0011005 | 0% | 0.458% | 0 | 61.68% | 3.311% | 0.0049071 | 2.634% | 3.311% | 0.00020952 | 2.087% | 3.311% | 0.00016605 | 0% | 2.779% | 0 | 0% | 2.779% | 0 | 0% | 2.779% | 0 |  |  |  | 0% | 11.8% | 0 | 30.9% | 11.8% | 0.0087596 | 0% | 11.8% | 0 | 0% | 0.3819% | 0 | 0% | 0.3819% | 0 | 0% | 0.3819% | 0 | 0% | 100% | 0 | 0% | 100% | 0 | 0% | 100% | 0 | 0% | 100% | 0 |  |  | 0 |  |  | 0 |  |  | 0 | 100% | 65% |  | 100% | 65% |  | 100% | 65% |  | 100% | 65% |  | 100% | 90% |  | 100% | 90% |  | 100% | 90%
HATTON 11029642 | 0.0010872 | 1.8582 | 0.29052 | 0 | 0.29052 | 0.0082083 | 0.012721 | 0.0012038 | 0% | 99% | 0 | 0% | 99% | 0 | 0% | 99% | 0 | 0% | 99% | 0 | 0% | 63.02% | 0 | 0% | 63.02% | 0 | 0% | 63.02% | 0 | 0% | 63.02% | 0 | 0 | 0% | 3.742% | 0 | 0% | 3.742% | 0 | 0% | 3.742% | 0 | 0% | 0.4075% | 0 | 0% | 0.4075% | 0 | 0% | 0.4075% | 0 | 0% | 0.8771% | 0 | 100% | 0.8771% | 0.0025482 | 0% | 0.8771% | 0 | 100% | 0.9369% | 0.0027219 | 0% | 0.9369% | 0 | 0% | 0.9369% | 0 | 84.77% | 6.621% | 0.016306 | 0% | 6.621% | 0 | 0% | 6.621% | 0 | 0% | 2.294% | 0 | 0% | 2.294% | 0 | 0% | 2.294% | 0 |  |  |  | 0% | 11.8% | 0 | 32.84% | 11.8% | 0.01126 | 0% | 11.8% | 0 | 0% | 0.3741% | 0 | 0% | 0.3741% | 0 | 0% | 0.3741% | 0 | 0% | 100% | 0 | 0% | 100% | 0 | 0% | 100% | 0 | 0% | 100% | 0 |  |  | 0 |  |  | 0 |  |  | 0 | 100% | 65% |  | 100% | 65% |  | 100% | 65% |  | 100% | 65% |  | 100% | 90% |  | 100% | 90% |  | 100% | 90%
MARTELL 1101473004 | 0.00099872 | 0.18518 | 0.013592 | 0 | 0.013592 | 0.00026809 | 0.00048585 | 0.00028156 | 0% | 99% | 0 | 0% | 99% | 0 | 0% | 99% | 0 | 0% | 99% | 0 | 0% | 64.28% | 0 | 0% | 64.28% | 0 | 0% | 64.28% | 0 | 0% | 64.28% | 0 | 0 | 0% | 2.714% | 0 | 0% | 2.714% | 0 | 0% | 2.714% | 0 | 0% | 0.3042% | 0 | 0% | 0.3042% | 0 | 0% | 0.3042% | 0 | 0% | 0.6996% | 0 | 0% | 0.6996% | 0 | 59.46% | 0.6996% | 5.6542e-05 | 0% | 0.7317% | 0 | 59.46% | 0.7317% | 5.9139e-05 | 0% | 0.7317% | 0 | 0% | 5.248% | 0 | 0% | 5.248% | 0 | 0% | 5.248% | 0 | 0% | 1.441% | 0 | 0% | 1.441% | 0 | 0% | 1.441% | 0 |  |  |  | 0% | 11.8% | 0 | 0% | 11.8% | 0 | 0% | 11.8% | 0 | 0% | 0.3717% | 0 | 0% | 0.3717% | 0 | 0% | 0.3717% | 0 | 0% | 100% | 0 | 0% | 100% | 0 | 0% | 100% | 0 | 0% | 100% | 0 |  |  | 0 |  |  | 0 |  |  | 0 | 100% | 65% |  | 100% | 65% |  | 100% | 65% |  | 100% | 65% |  | 100% | 90% |  | 100% | 90% |  | 100% | 90%
SAN CARLOS 1104833770 | 0.0009573 | 0.01528 | 0.0032572 | 0 | 0.0032572 | 7.9522e-05 | 0.00012291 | 4.5703e-05 | 0% | 99% | 0 | 0% | 99% | 0 | 0% | 99% | 0 | 0% | 99% | 0 | 0% | 62.43% | 0 | 0% | 62.43% | 0 | 0% | 62.43% | 0 | 0% | 62.43% | 0 | 0 | 0% | 2.556% | 0 | 0% | 2.556% | 0 | 0% | 2.556% | 0 | 0% | 0.2692% | 0 | 0% | 0.2692% | 0 | 0% | 0.2692% | 0 | 0% | 0.7479% | 0 | 42.1% | 0.7479% | 1.0255e-05 | 57.9% | 0.7479% | 1.4104e-05 | 42.1% | 0.7272% | 9.9715e-06 | 57.9% | 0.7272% | 1.3714e-05 | 0% | 0.7272% | 0 | 0% | 5.484% | 0 | 0% | 5.484% | 0 | 0% | 5.484% | 0 | 0% | 1.558% | 0 | 0% | 1.558% | 0 | 0% | 1.558% | 0 |  |  |  | 0% | 11.8% | 0 | 9.274% | 11.8% | 3.5644e-05 | 0% | 11.8% | 0 | 0% | 0.3604% | 0 | 0% | 0.3604% | 0 | 0% | 0.3604% | 0 | 0% | 100% | 0 | 0% | 100% | 0 | 0% | 100% | 0 | 0% | 100% | 0 |  |  | 0 |  |  | 0 |  |  | 0 | 100% | 65% |  | 100% | 65% |  | 100% | 65% |  | 100% | 65% |  | 100% | 90% |  | 100% | 90% |  | 100% | 90%
MIWUK 170179118 | 0.00094947 | 0.01936 | 0.014537 | 0.042857 | 0.057394 | 0.00035388 | 0.00063502 | 0.00011859 | 0% | 99% | 0 | 0% | 99% | 0 | 0% | 99% | 0 | 0% | 99% | 0 | 0% | 62.15% | 0 | 0% | 62.15% | 0 | 0% | 62.15% | 0 | 0% | 62.15% | 0 | 0.042857 | 0% | 3.532% | 0 | 0% | 3.532% | 0 | 0% | 3.532% | 0 | 0% | 0.3829% | 0 | 0% | 0.3829% | 0 | 0% | 0.3829% | 0 | 0% | 0.8655% | 0 | 100% | 0.8655% | 0.00012582 | 0% | 0.8655% | 0 | 0% | 0.9019% | 0 | 0% | 0.9019% | 0 | 100% | 0.9019% | 0.0001311 | 0% | 6.485% | 0 | 0% | 6.485% | 0 | 0% | 6.485% | 0 | 0% | 1.137% | 0 | 0% | 1.137% | 0 | 0% | 1.137% | 0 |  |  |  | 0% | 11.8% | 0 | 0% | 11.8% | 0 | 0% | 11.8% | 0 | 55.56% | 0.3677% | 2.9694e-05 | 0% | 0.3677% | 0 | 0% | 0.3677% | 0 | 0% | 100% | 0 | 0% | 100% | 0 | 0% | 100% | 0 | 0% | 100% | 0 |  |  | 0 |  |  | 0 |  |  | 0 | 100% | 65% |  | 100% | 65% |  | 100% | 65% |  | 100% | 65% |  | 100% | 90% |  | 100% | 90% |  | 100% | 90%
VIEJO 22012064 | 0.0009374 | 1.3729 | 0.15788 | 0 | 0.15788 | 0.0053217 | 0.0055512 | 0.0011545 | 0% | 99% | 0 | 0% | 99% | 0 | 0% | 99% | 0 | 0% | 99% | 0 | 0% | 63.42% | 0 | 0% | 63.42% | 0 | 0% | 63.42% | 0 | 0% | 63.42% | 0 | 0 | 0% | 2.449% | 0 | 0% | 2.449% | 0 | 0% | 2.449% | 0 | 0% | 0.2777% | 0 | 0% | 0.2777% | 0 | 0% | 0.2777% | 0 | 0% | 0.6974% | 0 | 0% | 0.6974% | 0 | 98.44% | 0.6974% | 0.0010838 | 0% | 0.7375% | 0 | 98.44% | 0.7375% | 0.0011461 | 0% | 0.7375% | 0 | 0% | 5.272% | 0 | 0% | 5.272% | 0 | 0% | 5.272% | 0 | 0% | 2.46% | 0 | 0% | 2.46% | 0 | 0% | 2.46% | 0 |  |  |  | 0% | 11.8% | 0 | 0% | 11.8% | 0 | 0% | 11.8% | 0 | 0% | 0.3752% | 0 | 0% | 0.3752% | 0 | 0% | 0.3752% | 0 | 0% | 100% | 0 | 0% | 100% | 0 | 0% | 100% | 0 | 0% | 100% | 0 |  |  | 0 |  |  | 0 |  |  | 0 | 100% | 65% |  | 100% | 65% |  | 100% | 65% |  | 100% | 65% |  | 100% | 90% |  | 100% | 90% |  | 100% | 90%
OAKLAND K 1102172340 | 0.00091893 | 1.4596 | 0.17822 | 0.13235 | 0.31057 | 0.0070461 | 0.0054107 | 0.0011201 | 0% | 99% | 0 | 0% | 99% | 0 | 0% | 99% | 0 | 0% | 99% | 0 | 0% | 64.07% | 0 | 0% | 64.07% | 0 | 0% | 64.07% | 0 | 0% | 64.07% | 0 | 0.13235 | 0% | 2.508% | 0 | 0% | 2.508% | 0 | 0% | 2.508% | 0 | 0% | 0.2767% | 0 | 0% | 0.2767% | 0 | 0% | 0.2767% | 0 | 0% | 0.6011% | 0 | 0% | 0.6011% | 0 | 58.09% | 0.6011% | 0.00062229 | 0% | 0.6362% | 0 | 58.09% | 0.6362% | 0.00065872 | 41.91% | 0.6362% | 0.00047515 | 28.06% | 4.521% | 0.002261 | 35.44% | 4.521% | 0.0028554 | 35.54% | 4.521% | 0.0028634 | 0% | 2.357% | 0 | 0% | 2.357% | 0 | 0% | 2.357% | 0 |  |  |  | 0% | 11.8% | 0 | 0% | 11.8% | 0 | 0% | 11.8% | 0 | 0% | 0.379% | 0 | 0% | 0.379% | 0 | 0% | 0.379% | 0 | 0% | 100% | 0 | 0% | 100% | 0 | 0% | 100% | 0 | 0% | 100% | 0 |  |  | 0 |  |  | 0 |  |  | 0 | 100% | 65% |  | 100% | 65% |  | 100% | 65% |  | 100% | 65% |  | 100% | 90% |  | 100% | 90% |  | 100% | 90%
HALF MOON BAY 110398440 | 0.00089842 | 9.7185 | 1.4719 | 0 | 1.4719 | 0.080584 | 0.027073 | 0.0044724 | 0% | 99% | 0 | 0% | 99% | 0 | 0% | 99% | 0 | 0% | 99% | 0 | 0% | 62.05% | 0 | 0% | 62.05% | 0 | 0% | 62.05% | 0 | 0% | 62.05% | 0 | 0 | 100% | 1.392% | 0.020493 | 0% | 1.392% | 0 | 0% | 1.392% | 0 | 0% | 0.1497% | 0 | 0% | 0.1497% | 0 | 0% | 0.1497% | 0 | 0% | 0.3702% | 0 | 12.29% | 0.3702% | 0.00066989 | 53.33% | 0.3702% | 0.0029056 | 12.29% | 0.3854% | 0.00069749 | 53.33% | 0.3854% | 0.0030253 | 34.38% | 0.3854% | 0.0019504 | 18.29% | 2.781% | 0.0074869 | 11.79% | 2.781% | 0.0048276 | 0% | 2.781% | 0 | 0% | 5.027% | 0 | 0% | 5.027% | 0 | 0% | 5.027% | 0 |  |  |  | 0% | 11.8% | 0 | 2.728% | 11.8% | 0.0047381 | 0% | 11.8% | 0 | 55.56% | 0.3868% | 0.0031631 | 0% | 0.3868% | 0 | 0% | 0.3868% | 0 | 0% | 100% | 0 | 0% | 100% | 0 | 0% | 100% | 0 | 0% | 100% | 0 |  |  | 0 |  |  | 0 |  |  | 0 | 100% | 65% |  | 100% | 65% |  | 100% | 65% |  | 100% | 65% |  | 100% | 90% |  | 100% | 90% |  | 100% | 90%
ALTO 1124703432 | 0.00088554 | 0.44962 | 0.096415 | 0 | 0.096415 | 0.0042121 | 0.0026281 | 0.00050496 | 0% | 99% | 0 | 0% | 99% | 0 | 0% | 99% | 0 | 0% | 99% | 0 | 0% | 63.51% | 0 | 0% | 63.51% | 0 | 0% | 63.51% | 0 | 0% | 63.51% | 0 | 0 | 0% | 2.072% | 0 | 0% | 2.072% | 0 | 0% | 2.072% | 0 | 0% | 0.2193% | 0 | 0% | 0.2193% | 0 | 0% | 0.2193% | 0 | 0% | 0.5482% | 0 | 0% | 0.5482% | 0 | 30.39% | 0.5482% | 0.00016064 | 0% | 0.5628% | 0 | 30.39% | 0.5628% | 0.00016492 | 64.96% | 0.5628% | 0.00035253 | 19.8% | 4.09% | 0.00078091 | 0% | 4.09% | 0 | 35.78% | 4.09% | 0.001411 | 0% | 2.953% | 0 | 0% | 2.953% | 0 | 0% | 2.953% | 0 |  |  |  | 0% | 11.8% | 0 | 30.9% | 11.8% | 0.0035152 | 0% | 11.8% | 0 | 0% | 0.3788% | 0 | 0% | 0.3788% | 0 | 0% | 0.3788% | 0 | 0% | 100% | 0 | 0% | 100% | 0 | 0% | 100% | 0 | 0% | 100% | 0 |  |  | 0 |  |  | 0 |  |  | 2.3547e-05 | 100% | 65% |  | 100% | 65% |  | 100% | 65% |  | 100% | 65% |  | 100% | 90% |  | 100% | 90% |  | 100% | 90%
MONTE RIO 1113678 | 0.00085615 | 0.58954 | 0.29276 | 0 | 0.29276 | 0.016513 | 0.0047489 | 0.0010406 | 0% | 99% | 0 | 0% | 99% | 0 | 0% | 99% | 0 | 0% | 99% | 0 | 0% | 62.55% | 0 | 0% | 62.55% | 0 | 0% | 62.55% | 0 | 0% | 62.55% | 0 | 0 | 0% | 1.241% | 0 | 0% | 1.241% | 0 | 0% | 1.241% | 0 | 0% | 0.1338% | 0 | 0% | 0.1338% | 0 | 0% | 0.1338% | 0 | 0% | 0.322% | 0 | 0% | 0.322% | 0 | 6.774% | 0.322% | 6.3847e-05 | 0% | 0.328% | 0 | 6.774% | 0.328% | 6.5045e-05 | 93.23% | 0.328% | 0.00089522 | 60.76% | 2.393% | 0.0042569 | 0% | 2.393% | 0 | 0% | 2.393% | 0 | 0% | 4.691% | 0 | 0% | 4.691% | 0 | 0% | 4.691% | 0 |  |  |  | 0% | 11.8% | 0 | 35% | 11.8% | 0.012091 | 0% | 11.8% | 0 | 0% | 0.3859% | 0 | 0% | 0.3859% | 0 | 0% | 0.3859% | 0 | 0% | 100% | 0 | 0% | 100% | 0 | 0% | 100% | 0 | 0% | 100% | 0 |  |  | 0 |  |  | 0 |  |  | 0 | 100% | 65% |  | 100% | 65% |  | 100% | 65% |  | 100% | 65% |  | 100% | 90% |  | 100% | 90% |  | 100% | 90%
MONTE RIO 1113477 | 0.00084814 | 3.9313 | 0.3535 | 0 | 0.3535 | 0.017359 | 0.0078679 | 0.0017041 | 0% | 99% | 0 | 0% | 99% | 0 | 0% | 99% | 0 | 0% | 99% | 0 | 0% | 63% | 0 | 0% | 63% | 0 | 0% | 63% | 0 | 0% | 63% | 0 | 0 | 0% | 1.577% | 0 | 0% | 1.577% | 0 | 0% | 1.577% | 0 | 0% | 0.1741% | 0 | 0% | 0.1741% | 0 | 0% | 0.1741% | 0 | 0% | 0.4424% | 0 | 0% | 0.4424% | 0 | 10.9% | 0.4424% | 0.00017053 | 0% | 0.4564% | 0 | 10.9% | 0.4564% | 0.00017593 | 88.47% | 0.4564% | 0.0014274 | 27.13% | 3.311% | 0.0031744 | 0% | 3.311% | 0 | 0% | 3.311% | 0 | 0% | 3.745% | 0 | 0% | 3.745% | 0 | 0% | 3.745% | 0 |  |  |  | 0% | 11.8% | 0 | 35% | 11.8% | 0.0146 | 0% | 11.8% | 0 | 0% | 0.3819% | 0 | 0% | 0.3819% | 0 | 0% | 0.3819% | 0 | 0% | 100% | 0 | 0% | 100% | 0 | 0% | 100% | 0 | 0% | 100% | 0 |  |  | 0 |  |  | 0 |  |  | 0 | 100% | 65% |  | 100% | 65% |  | 100% | 65% |  | 100% | 65% |  | 100% | 90% |  | 100% | 90% |  | 100% | 90%
BIG RIVER 1101CB | 0.00081533 | 0.029925 | 0.0041612 | 0 | 0.0041612 | 0.00011801 | 0.00015527 | 4.3735e-05 | 0% | 99% | 0 | 0% | 99% | 0 | 0% | 99% | 0 | 0% | 99% | 0 | 0% | 61.54% | 0 | 0% | 61.54% | 0 | 0% | 61.54% | 0 | 0% | 61.54% | 0 | 0 | 0% | 2.322% | 0 | 0% | 2.322% | 0 | 0% | 2.322% | 0 | 0% | 0.2523% | 0 | 0% | 0.2523% | 0 | 0% | 0.2523% | 0 | 0% | 0.7296% | 0 | 100% | 0.7296% | 3.036e-05 | 0% | 0.7296% | 0 | 100% | 0.7333% | 3.0512e-05 | 0% | 0.7333% | 0 | 0% | 0.7333% | 0 | 0% | 5.426% | 0 | 0% | 5.426% | 0 | 0% | 5.426% | 0 | 0% | 2.186% | 0 | 0% | 2.186% | 0 | 0% | 2.186% | 0 |  |  |  | 0% | 11.8% | 0 | 0% | 11.8% | 0 | 0% | 11.8% | 0 | 0% | 0.3647% | 0 | 0% | 0.3647% | 0 | 0% | 0.3647% | 0 | 0% | 100% | 0 | 0% | 100% | 0 | 0% | 100% | 0 | 0% | 100% | 0 |  |  | 0 |  |  | 0 |  |  | 0 | 100% | 65% |  | 100% | 65% |  | 100% | 65% |  | 100% | 65% |  | 100% | 90% |  | 100% | 90% |  | 100% | 90%
ROB ROY 2105796388 | 0.00079173 | 6.975 | 0.78389 | 0 | 0.78389 | 0.039655 | 0.016212 | 0.0038519 | 0% | 99% | 0 | 0% | 99% | 0 | 0% | 99% | 0 | 0% | 99% | 0 | 0% | 62.34% | 0 | 0% | 62.34% | 0 | 0% | 62.34% | 0 | 0% | 62.34% | 0 | 0 | 25% | 1.572% | 0.0030811 | 0% | 1.572% | 0 | 0% | 1.572% | 0 | 0% | 0.1665% | 0 | 0% | 0.1665% | 0 | 0% | 0.1665% | 0 | 0% | 0.4168% | 0 | 0% | 0.4168% | 0 | 40.3% | 0.4168% | 0.0013168 | 0% | 0.4275% | 0 | 40.3% | 0.4275% | 0.0013505 | 59.38% | 0.4275% | 0.0019899 | 18.33% | 3.109% | 0.0044667 | 0% | 3.109% | 0 | 4.142% | 3.109% | 0.0010093 | 0% | 4.529% | 0 | 0% | 4.529% | 0 | 0% | 4.529% | 0 |  |  |  | 0% | 11.8% | 0 | 0% | 11.8% | 0 | 0% | 11.8% | 0 | 0% | 0.3836% | 0 | 0% | 0.3836% | 0 | 0% | 0.3836% | 0 | 0% | 100% | 0 | 0% | 100% | 0 | 0% | 100% | 0 | 0% | 100% | 0 |  |  | 0 |  |  | 0 |  |  | 0 | 100% | 65% |  | 100% | 65% |  | 100% | 65% |  | 100% | 65% |  | 100% | 90% |  | 100% | 90% |  | 100% | 90%
OAKHURST 1101352740 | 0.00073116 | 0.31093 | 0.037316 | 0.11959 | 0.15691 | 0.00061928 | 0.0015056 | 0.00071796 | 0% | 99% | 0 | 0% | 99% | 0 | 0% | 99% | 0 | 0% | 99% | 0 | 0% | 61.52% | 0 | 0% | 61.52% | 0 | 0% | 61.52% | 0 | 0% | 61.52% | 0 | 0.11959 | 0% | 2.084% | 0 | 0% | 2.084% | 0 | 0% | 2.084% | 0 | 0% | 0.2577% | 0 | 0% | 0.2577% | 0 | 0% | 0.2577% | 0 | 0% | 0.7714% | 0 | 100% | 0.7714% | 0.00028784 | 0% | 0.7714% | 0 | 100% | 0.8109% | 0.0003026 | 0% | 0.8109% | 0 | 0% | 0.8109% | 0 | 0% | 5.867% | 0 | 0% | 5.867% | 0 | 0% | 5.867% | 0 | 0% | 1.263% | 0 | 0% | 1.263% | 0 | 0% | 1.263% | 0 |  |  |  | 0% | 11.8% | 0 | 0% | 11.8% | 0 | 0% | 11.8% | 0 | 55.56% | 0.3664% | 7.5959e-05 | 0% | 0.3664% | 0 | 0% | 0.3664% | 0 | 0% | 100% | 0 | 0% | 100% | 0 | 0% | 100% | 0 | 0% | 100% | 0 |  |  | 0 |  |  | 0 |  |  | 0 | 100% | 65% |  | 100% | 65% |  | 100% | 65% |  | 100% | 65% |  | 100% | 90% |  | 100% | 90% |  | 100% | 90%
OAKLAND X 1104CR101 | 0.00072538 | 0.025185 | 0.002468 | 0 | 0.002468 | 4.7217e-05 | 0.00011142 | 2.9384e-05 | 0% | 99% | 0 | 0% | 99% | 0 | 0% | 99% | 0 | 0% | 99% | 0 | 0% | 60.42% | 0 | 0% | 60.42% | 0 | 0% | 60.42% | 0 | 0% | 60.42% | 0 | 0 | 0% | 2.931% | 0 | 0% | 2.931% | 0 | 0% | 2.931% | 0 | 0% | 0.3144% | 0 | 0% | 0.3144% | 0 | 0% | 0.3144% | 0 | 0% | 0.8794% | 0 | 0% | 0.8794% | 0 | 100% | 0.8794% | 2.1704e-05 | 0% | 0.8374% | 0 | 100% | 0.8374% | 2.0667e-05 | 0% | 0.8374% | 0 | 0% | 6.4% | 0 | 100% | 6.4% | 0.00015796 | 0% | 6.4% | 0 | 0% | 0.8637% | 0 | 0% | 0.8637% | 0 | 0% | 0.8637% | 0 |  |  |  | 0% | 11.8% | 0 | 0% | 11.8% | 0 | 35% | 11.8% | 0.00010193 | 0% | 0.3466% | 0 | 0% | 0.3466% | 0 | 0% | 0.3466% | 0 | 0% | 100% | 0 | 0% | 100% | 0 | 0% | 100% | 0 | 0% | 100% | 0 |  |  | 0 |  |  | 0 |  |  | 0 | 100% | 65% |  | 100% | 65% |  | 100% | 65% |  | 100% | 65% |  | 100% | 90% |  | 100% | 90% |  | 100% | 90%
ROB ROY 2105821894 | 0.00071278 | 2.5717 | 0.30557 | 0 | 0.30557 | 0.014021 | 0.0070482 | 0.0022104 | 0% | 99% | 0 | 0% | 99% | 0 | 0% | 99% | 0 | 0% | 99% | 0 | 0% | 62.83% | 0 | 0% | 62.83% | 0 | 0% | 62.83% | 0 | 0% | 62.83% | 0 | 0 | 0% | 1.667% | 0 | 0% | 1.667% | 0 | 0% | 1.667% | 0 | 0% | 0.1773% | 0 | 0% | 0.1773% | 0 | 0% | 0.1773% | 0 | 0% | 0.4609% | 0 | 0% | 0.4609% | 0 | 0% | 0.4609% | 0 | 0% | 0.4691% | 0 | 0% | 0.4691% | 0 | 0% | 0.4691% | 0 | 0% | 3.434% | 0 | 0% | 3.434% | 0 | 0% | 3.434% | 0 | 0% | 3.702% | 0 | 0% | 3.702% | 0 | 0% | 3.702% | 0 |  |  |  | 0% | 11.8% | 0 | 0% | 11.8% | 0 | 0% | 11.8% | 0 | 0% | 0.3806% | 0 | 0% | 0.3806% | 0 | 0% | 0.3806% | 0 | 0% | 100% | 0 | 0% | 100% | 0 | 0% | 100% | 0 | 0% | 100% | 0 |  |  | 0 |  |  | 0 |  |  | 0 | 100% | 65% |  | 100% | 65% |  | 100% | 65% |  | 100% | 65% |  | 100% | 90% |  | 100% | 90% |  | 100% | 90%
FRUITLAND 1141200856 | 0.00070645 | 3.7264 | 0.30647 | 0.11812 | 0.42458 | 0.015146 | 0.0064032 | 0.0017986 | 0% | 99% | 0 | 0% | 99% | 0 | 0% | 99% | 0 | 0% | 99% | 0 | 0% | 62.17% | 0 | 0% | 62.17% | 0 | 0% | 62.17% | 0 | 0% | 62.17% | 0 | 0.11812 | 100% | 1.193% | 0.0036574 | 0% | 1.193% | 0 | 0% | 1.193% | 0 | 0% | 0.1331% | 0 | 0% | 0.1331% | 0 | 0% | 0.1331% | 0 | 0% | 0.4101% | 0 | 100% | 0.4101% | 0.0012569 | 0% | 0.4101% | 0 | 100% | 0.4112% | 0.00126 | 0% | 0.4112% | 0 | 0% | 0.4112% | 0 | 49.36% | 3.051% | 0.004615 | 0% | 3.051% | 0 | 0% | 3.051% | 0 | 0% | 4.11% | 0 | 0% | 4.11% | 0 | 0% | 4.11% | 0 |  |  |  | 25% | 11.8% | 0.0090405 | 0% | 11.8% | 0 | 0% | 11.8% | 0 | 0% | 0.3795% | 0 | 0% | 0.3795% | 0 | 0% | 0.3795% | 0 | 0% | 100% | 0 | 0% | 100% | 0 | 0% | 100% | 0 | 0% | 100% | 0 |  |  | 0 |  |  | 0 |  |  | 0 | 100% | 65% |  | 100% | 65% |  | 100% | 65% |  | 100% | 65% |  | 100% | 90% |  | 100% | 90% |  | 100% | 90%
ROB ROY 21055090 | 0.00070193 | 11.1447 | 1.2252 | 0 | 1.2252 | 0.062989 | 0.022572 | 0.0077761 | 0% | 99% | 0 | 0% | 99% | 0 | 0% | 99% | 0 | 0% | 99% | 0 | 0% | 63.32% | 0 | 0% | 63.32% | 0 | 0% | 63.32% | 0 | 0% | 63.32% | 0 | 0 | 0% | 1.378% | 0 | 0% | 1.378% | 0 | 0% | 1.378% | 0 | 0% | 0.1483% | 0 | 0% | 0.1483% | 0 | 0% | 0.1483% | 0 | 0% | 0.3682% | 0 | 0% | 0.3682% | 0 | 43.9% | 0.3682% | 0.0019802 | 0% | 0.3802% | 0 | 43.9% | 0.3802% | 0.0020449 | 55.61% | 0.3802% | 0.0025906 | 21.23% | 2.754% | 0.0071638 | 4.945% | 2.754% | 0.0016683 | 0% | 2.754% | 0 | 0% | 4.152% | 0 | 0% | 4.152% | 0 | 0% | 4.152% | 0 |  |  |  | 0% | 11.8% | 0 | 0% | 11.8% | 0 | 0% | 11.8% | 0 | 0% | 0.3854% | 0 | 0% | 0.3854% | 0 | 0% | 0.3854% | 0 | 0% | 100% | 0 | 0% | 100% | 0 | 0% | 100% | 0 | 0% | 100% | 0 |  |  | 0 |  |  | 0 |  |  | 0 | 100% | 65% |  | 100% | 65% |  | 100% | 65% |  | 100% | 65% |  | 100% | 90% |  | 100% | 90% |  | 100% | 90%
COTATI 1105CB | 0.00068545 | 1.0074 | 0.071715 | 0 | 0.071715 | 0.0013525 | 0.0030642 | 0.0010468 | 0% | 99% | 0 | 0% | 99% | 0 | 0% | 99% | 0 | 0% | 99% | 0 | 0% | 61.48% | 0 | 0% | 61.48% | 0 | 0% | 61.48% | 0 | 0% | 61.48% | 0 | 0 | 0% | 2.07% | 0 | 0% | 2.07% | 0 | 0% | 2.07% | 0 | 0% | 0.2661% | 0 | 0% | 0.2661% | 0 | 0% | 0.2661% | 0 | 0% | 0.7904% | 0 | 100% | 0.7904% | 0.0005668 | 0% | 0.7904% | 0 | 100% | 0.7985% | 0.00057264 | 0% | 0.7985% | 0 | 0% | 0.7985% | 0 | 0% | 5.904% | 0 | 0% | 5.904% | 0 | 0% | 5.904% | 0 | 0% | 1.233% | 0 | 0% | 1.233% | 0 | 0% | 1.233% | 0 |  |  |  | 0% | 11.8% | 0 | 0% | 11.8% | 0 | 0% | 11.8% | 0 | 0% | 0.3526% | 0 | 0% | 0.3526% | 0 | 0% | 0.3526% | 0 | 0% | 100% | 0 | 0% | 100% | 0 | 0% | 100% | 0 | 0% | 100% | 0 |  |  | 0 |  |  | 0 |  |  | 0 | 100% | 65% |  | 100% | 65% |  | 100% | 65% |  | 100% | 65% |  | 100% | 90% |  | 100% | 90% |  | 100% | 90%
BRUNSWICK 111063100 | 0.00067612 | 5.7448 | 0.46239 | 1.0746 | 1.537 | 0.017976 | 0.013009 | 0.0042413 | 0% | 99% | 0 | 0% | 99% | 0 | 0% | 99% | 0 | 0% | 99% | 0 | 0% | 61.24% | 0 | 0% | 61.24% | 0 | 0% | 61.24% | 0 | 0% | 61.24% | 0 | 1.0746 | 44.44% | 1.618% | 0.0033255 | 0% | 1.618% | 0 | 0% | 1.618% | 0 | 0% | 0.1765% | 0 | 0% | 0.1765% | 0 | 0% | 0.1765% | 0 | 0% | 0.5499% | 0 | 44.93% | 0.5499% | 0.0011424 | 55.07% | 0.5499% | 0.0014003 | 44.93% | 0.5409% | 0.0011237 | 55.07% | 0.5409% | 0.0013773 | 0% | 0.5409% | 0 | 24.97% | 4.063% | 0.0046912 | 0% | 4.063% | 0 | 25.55% | 4.063% | 0.0047995 | 0% | 3.224% | 0 | 0% | 3.224% | 0 | 0% | 3.224% | 0 |  |  |  | 29.68% | 11.8% | 0.016195 | 0% | 11.8% | 0 | 0% | 11.8% | 0 | 0% | 0.3702% | 0 | 0% | 0.3702% | 0 | 0% | 0.3702% | 0 | 0% | 100% | 0 | 0% | 100% | 0 | 0% | 100% | 0 | 0% | 100% | 0 |  |  | 0 |  |  | 0 |  |  | 0 | 100% | 65% |  | 100% | 65% |  | 100% | 65% |  | 100% | 65% |  | 100% | 90% |  | 100% | 90% |  | 100% | 90%
BIG BASIN 1102CB | 0.0006677 | 0.78715 | 0.098824 | 0.001208 | 0.10003 | 0.0033575 | 0.0038362 | 0.00033496 | 0% | 99% | 0 | 0% | 99% | 0 | 0% | 99% | 0 | 0% | 99% | 0 | 0% | 62.41% | 0 | 0% | 62.41% | 0 | 0% | 62.41% | 0 | 0% | 62.41% | 0 | 0.001208 | 0% | 3.395% | 0 | 0% | 3.395% | 0 | 0% | 3.395% | 0 | 0% | 0.3697% | 0 | 0% | 0.3697% | 0 | 0% | 0.3697% | 0 | 0% | 0.7727% | 0 | 0% | 0.7727% | 0 | 37.14% | 0.7727% | 0.00028356 | 0% | 0.8257% | 0 | 37.14% | 0.8257% | 0.00030301 | 62.86% | 0.8257% | 0.00051295 | 0% | 5.831% | 0 | 0% | 5.831% | 0 | 0% | 5.831% | 0 | 0% | 2.839% | 0 | 0% | 2.839% | 0 | 0% | 2.839% | 0 |  |  |  | 0% | 11.8% | 0 | 0% | 11.8% | 0 | 0% | 11.8% | 0 | 0% | 0.3766% | 0 | 0% | 0.3766% | 0 | 0% | 0.3766% | 0 | 0% | 100% | 0 | 0% | 100% | 0 | 0% | 100% | 0 | 0% | 100% | 0 |  |  | 0 |  |  | 0 |  |  | 0 | 100% | 65% |  | 100% | 65% |  | 100% | 65% |  | 100% | 65% |  | 100% | 90% |  | 100% | 90% |  | 100% | 90%
FRUITLAND 114137410 | 0.00066744 | 2.0806 | 0.27251 | 0.010924 | 0.28343 | 0.015369 | 0.0041354 | 0.0012558 | 0% | 99% | 0 | 0% | 99% | 0 | 0% | 99% | 0 | 0% | 99% | 0 | 0% | 61.78% | 0 | 0% | 61.78% | 0 | 0% | 61.78% | 0 | 0% | 61.78% | 0 | 0.010924 | 0% | 1.03% | 0 | 0% | 1.03% | 0 | 0% | 1.03% | 0 | 0% | 0.1165% | 0 | 0% | 0.1165% | 0 | 0% | 0.1165% | 0 | 0% | 0.295% | 0 | 100% | 0.295% | 0.00080387 | 0% | 0.295% | 0 | 100% | 0.3007% | 0.00081931 | 0% | 0.3007% | 0 | 0% | 0.3007% | 0 | 0% | 2.198% | 0 | 0% | 2.198% | 0 | 0% | 2.198% | 0 | 0% | 5.203% | 0 | 0% | 5.203% | 0 | 0% | 5.203% | 0 |  |  |  | 25% | 11.8% | 0.0080388 | 0% | 11.8% | 0 | 0% | 11.8% | 0 | 0% | 0.3856% | 0 | 0% | 0.3856% | 0 | 0% | 0.3856% | 0 | 0% | 100% | 0 | 0% | 100% | 0 | 0% | 100% | 0 | 0% | 100% | 0 |  |  | 0 |  |  | 0 |  |  | 0 | 100% | 65% |  | 100% | 65% |  | 100% | 65% |  | 100% | 65% |  | 100% | 90% |  | 100% | 90% |  | 100% | 90%
SAN LUIS OBISPO 1107456456 | 0.00066667 | 0 | 0.0034024 | 0 | 0.0034024 | 1.7701e-05 | 0.00018209 | 5.9421e-05 | 0% | 99% | 0 | 0% | 99% | 0 | 0% | 99% | 0 | 0% | 99% | 0 | 0% | 62.06% | 0 | 0% | 62.06% | 0 | 0% | 62.06% | 0 | 0% | 62.06% | 0 | 0 | 0% | 3.433% | 0 | 0% | 3.433% | 0 | 0% | 3.433% | 0 | 0% | 0.4027% | 0 | 0% | 0.4027% | 0 | 0% | 0.4027% | 0 | 0% | 1.035% | 0 | 0% | 1.035% | 0 | 100% | 1.035% | 3.5232e-05 | 0% | 1.093% | 0 | 100% | 1.093% | 3.7183e-05 | 0% | 1.093% | 0 | 0% | 7.838% | 0 | 0% | 7.838% | 0 | 0% | 7.838% | 0 | 0% | 0.3614% | 0 | 0% | 0.3614% | 0 | 0% | 0.3614% | 0 |  |  |  | 0% | 11.8% | 0 | 0% | 11.8% | 0 | 0% | 11.8% | 0 | 0% | 0.3586% | 0 | 0% | 0.3586% | 0 | 0% | 0.3586% | 0 | 0% | 100% | 0 | 0% | 100% | 0 | 0% | 100% | 0 | 0% | 100% | 0 |  |  | 0 |  |  | 0 |  |  | 0 |  |  |  |  | 65% |  |  | 65% |  | 100% | 65%
HATTON 1101CB | 0.00065222 | 2.3779 | 0.2319 | 0 | 0.2319 | 0.0067451 | 0.0092174 | 0.0017042 | 0% | 99% | 0 | 0% | 99% | 0 | 0% | 99% | 0 | 0% | 99% | 0 | 0% | 62.58% | 0 | 0% | 62.58% | 0 | 0% | 62.58% | 0 | 0% | 62.58% | 0 | 0 | 0% | 3.022% | 0 | 0% | 3.022% | 0 | 0% | 3.022% | 0 | 0% | 0.3314% | 0 | 0% | 0.3314% | 0 | 0% | 0.3314% | 0 | 0% | 0.784% | 0 | 24.01% | 0.784% | 0.00043646 | 75.99% | 0.784% | 0.0013817 | 24.01% | 0.8094% | 0.00045061 | 75.99% | 0.8094% | 0.0014265 | 0% | 0.8094% | 0 | 34.59% | 5.857% | 0.0046976 | 0% | 5.857% | 0 | 0% | 5.857% | 0 | 0% | 2.141% | 0 | 0% | 2.141% | 0 | 0% | 2.141% | 0 |  |  |  | 0% | 11.8% | 0 | 0% | 11.8% | 0 | 0% | 11.8% | 0 | 55.56% | 0.3681% | 0.00047417 | 0% | 0.3681% | 0 | 0% | 0.3681% | 0 | 0% | 100% | 0 | 0% | 100% | 0 | 0% | 100% | 0 | 0% | 100% | 0 |  |  | 0 |  |  | 0 |  |  | 0 | 100% | 65% |  | 100% | 65% |  | 100% | 65% |  | 100% | 65% |  | 100% | 90% |  | 100% | 90% |  | 100% | 90%
VIEJO 22019698 | 0.00059523 | 0.79858 | 0.085059 | 0 | 0.085059 | 0.0023983 | 0.0036265 | 0.00045527 | 0% | 99% | 0 | 0% | 99% | 0 | 0% | 99% | 0 | 0% | 99% | 0 | 0% | 62.3% | 0 | 0% | 62.3% | 0 | 0% | 62.3% | 0 | 0% | 62.3% | 0 | 0 | 0% | 2.894% | 0 | 0% | 2.894% | 0 | 0% | 2.894% | 0 | 0% | 0.325% | 0 | 0% | 0.325% | 0 | 0% | 0.325% | 0 | 0% | 0.8502% | 0 | 0% | 0.8502% | 0 | 69.41% | 0.8502% | 0.00050199 | 0% | 0.8911% | 0 | 69.41% | 0.8911% | 0.00052612 | 30.59% | 0.8911% | 0.00023184 | 30.07% | 6.412% | 0.0016398 | 0% | 6.412% | 0 | 17.56% | 6.412% | 0.00095765 | 0% | 2.095% | 0 | 0% | 2.095% | 0 | 0% | 2.095% | 0 |  |  |  | 0% | 11.8% | 0 | 0% | 11.8% | 0 | 0% | 11.8% | 0 | 0% | 0.3693% | 0 | 0% | 0.3693% | 0 | 0% | 0.3693% | 0 | 0% | 100% | 0 | 0% | 100% | 0 | 0% | 100% | 0 | 0% | 100% | 0 |  |  | 0 |  |  | 0 |  |  | 0 | 100% | 65% |  | 100% | 65% |  | 100% | 65% |  | 100% | 65% |  | 100% | 90% |  | 100% | 90% |  | 100% | 90%
MOLINO 1102189602 | 0.00059125 | 0.7499 | 0.081473 | 0.0088585 | 0.090332 | 0.0048657 | 0.0010649 | 0.00027631 | 0% | 99% | 0 | 0% | 99% | 0 | 0% | 99% | 0 | 0% | 99% | 0 | 0% | 62.69% | 0 | 0% | 62.69% | 0 | 0% | 62.69% | 0 | 0% | 62.69% | 0 | 0.0088585 | 0% | 0.8664% | 0 | 0% | 0.8664% | 0 | 0% | 0.8664% | 0 | 0% | 0.08864% | 0 | 0% | 0.08864% | 0 | 0% | 0.08864% | 0 | 0% | 0.2629% | 0 | 0% | 0.2629% | 0 | 0% | 0.2629% | 0 | 0% | 0.2583% | 0 | 0% | 0.2583% | 0 | 0% | 0.2583% | 0 | 0% | 1.936% | 0 | 0% | 1.936% | 0 | 0% | 1.936% | 0 | 0% | 4.543% | 0 | 0% | 4.543% | 0 | 0% | 4.543% | 0 |  |  |  | 0% | 11.8% | 0 | 0% | 11.8% | 0 | 0% | 11.8% | 0 | 0% | 0.3867% | 0 | 0% | 0.3867% | 0 | 0% | 0.3867% | 0 | 0% | 100% | 0 | 0% | 100% | 0 | 0% | 100% | 0 | 0% | 100% | 0 |  |  | 0 |  |  | 0 |  |  | 0 | 100% | 65% |  | 100% | 65% |  | 100% | 65% |  | 100% | 65% |  | 100% | 90% |  | 100% | 90% |  | 100% | 90%
GANSNER 1101590690 | 0.00057701 | 0.058447 | 0.011779 | 0 | 0.011779 | 0.00022459 | 0.00049236 | 0.00018043 | 0% | 99% | 0 | 0% | 99% | 0 | 0% | 99% | 0 | 0% | 99% | 0 | 0% | 62.37% | 0 | 0% | 62.37% | 0 | 0% | 62.37% | 0 | 0% | 62.37% | 0 | 0 | 0% | 2.623% | 0 | 0% | 2.623% | 0 | 0% | 2.623% | 0 | 0% | 0.2795% | 0 | 0% | 0.2795% | 0 | 0% | 0.2795% | 0 | 0% | 0.8311% | 0 | 0% | 0.8311% | 0 | 0% | 0.8311% | 0 | 0% | 0.8431% | 0 | 0% | 0.8431% | 0 | 32.89% | 0.8431% | 3.266e-05 | 0% | 6.199% | 0 | 0% | 6.199% | 0 | 0% | 6.199% | 0 | 0% | 1.392% | 0 | 0% | 1.392% | 0 | 0% | 1.392% | 0 |  |  |  | 0% | 11.8% | 0 | 8.061% | 11.8% | 0.00011204 | 0% | 11.8% | 0 | 55.56% | 0.3638% | 2.3806e-05 | 0% | 0.3638% | 0 | 0% | 0.3638% | 0 | 0% | 100% | 0 | 0% | 100% | 0 | 0% | 100% | 0 | 0% | 100% | 0 |  |  | 0 |  |  | 0 |  |  | 0 | 100% | 65% |  | 100% | 65% |  | 100% | 65% |  | 100% | 65% |  | 100% | 90% |  | 100% | 90% |  | 100% | 90%
BIG RIVER 1101262924 | 0.00057447 | 2.3403 | 0.19351 | 0 | 0.19351 | 0.0069903 | 0.0061583 | 0.0015932 | 0% | 99% | 0 | 0% | 99% | 0 | 0% | 99% | 0 | 0% | 99% | 0 | 0% | 62.48% | 0 | 0% | 62.48% | 0 | 0% | 62.48% | 0 | 0% | 62.48% | 0 | 0 | 0% | 2.119% | 0 | 0% | 2.119% | 0 | 0% | 2.119% | 0 | 0% | 0.2386% | 0 | 0% | 0.2386% | 0 | 0% | 0.2386% | 0 | 0% | 0.6252% | 0 | 97.44% | 0.6252% | 0.0011788 | 0% | 0.6252% | 0 | 97.44% | 0.6482% | 0.0012223 | 0% | 0.6482% | 0 | 2.556% | 0.6482% | 3.2067e-05 | 0% | 4.694% | 0 | 54.98% | 4.694% | 0.0049946 | 0% | 4.694% | 0 | 0% | 2.852% | 0 | 0% | 2.852% | 0 | 0% | 2.852% | 0 |  |  |  | 0% | 11.8% | 0 | 0% | 11.8% | 0 | 0% | 11.8% | 0 | 0% | 0.374% | 0 | 0% | 0.374% | 0 | 0% | 0.374% | 0 | 0% | 100% | 0 | 0% | 100% | 0 | 0% | 100% | 0 | 0% | 100% | 0 |  |  | 0 |  |  | 0 |  |  | 0 | 100% | 65% |  | 100% | 65% |  | 100% | 65% |  | 100% | 65% |  | 100% | 90% |  | 100% | 90% |  | 100% | 90%
MAPLE CREEK 1101555034 | 0.00053706 | 0.98936 | 0.24669 | 0.0027311 | 0.24942 | 0.012491 | 0.0053005 | 0.001002 | 0% | 99% | 0 | 0% | 99% | 0 | 0% | 99% | 0 | 0% | 99% | 0 | 0% | 61.57% | 0 | 0% | 61.57% | 0 | 0% | 61.57% | 0 | 0% | 61.57% | 0 | 0.0027311 | 0% | 1.778% | 0 | 0% | 1.778% | 0 | 0% | 1.778% | 0 | 0% | 0.1932% | 0 | 0% | 0.1932% | 0 | 0% | 0.1932% | 0 | 0% | 0.4258% | 0 | 35.81% | 0.4258% | 0.00037616 | 62.01% | 0.4258% | 0.00065134 | 35.81% | 0.4425% | 0.00039091 | 62.01% | 0.4425% | 0.00067687 | 0% | 0.4425% | 0 | 0% | 3.182% | 0 | 0% | 3.182% | 0 | 0% | 3.182% | 0 | 0% | 4.755% | 0 | 0% | 4.755% | 0 | 0% | 4.755% | 0 |  |  |  | 0% | 11.8% | 0 | 0% | 11.8% | 0 | 0% | 11.8% | 0 | 0% | 0.3833% | 0 | 0% | 0.3833% | 0 | 0% | 0.3833% | 0 | 0% | 100% | 0 | 0% | 100% | 0 | 0% | 100% | 0 | 0% | 100% | 0 |  |  | 0 |  |  | 0 |  |  | 0 | 100% | 65% |  | 100% | 65% |  | 100% | 65% |  | 100% | 65% |  | 100% | 90% |  | 100% | 90% |  | 100% | 90%
CARLOTTA 112144150 | 0.00052221 | 3.6554 | 0.38378 | 0.008876 | 0.39266 | 0.01936 | 0.0074269 | 0.0024508 | 0% | 99% | 0 | 0% | 99% | 0 | 0% | 99% | 0 | 0% | 99% | 0 | 0% | 62.62% | 0 | 0% | 62.62% | 0 | 0% | 62.62% | 0 | 0% | 62.62% | 0 | 0.008876 | 0% | 1.56% | 0 | 0% | 1.56% | 0 | 0% | 1.56% | 0 | 0% | 0.174% | 0 | 0% | 0.174% | 0 | 0% | 0.174% | 0 | 0% | 0.3781% | 0 | 100% | 0.3781% | 0.0014511 | 0% | 0.3781% | 0 | 100% | 0.3959% | 0.0015194 | 0% | 0.3959% | 0 | 0% | 0.3959% | 0 | 12.68% | 2.833% | 0.0013785 | 0% | 2.833% | 0 | 0% | 2.833% | 0 | 0% | 4.353% | 0 | 0% | 4.353% | 0 | 0% | 4.353% | 0 |  |  |  | 0% | 11.8% | 0 | 0% | 11.8% | 0 | 0% | 11.8% | 0 | 0% | 0.3846% | 0 | 0% | 0.3846% | 0 | 0% | 0.3846% | 0 | 0% | 100% | 0 | 0% | 100% | 0 | 0% | 100% | 0 | 0% | 100% | 0 |  |  | 0 |  |  | 0 |  |  | 0 | 100% | 65% |  | 100% | 65% |  | 100% | 65% |  | 100% | 65% |  | 100% | 90% |  | 100% | 90% |  | 100% | 90%
FORT BRAGG A 1104529076 | 0.00050842 | 1.0033 | 0.1012 | 0 | 0.1012 | 0.0053617 | 0.0018363 | 0.00051142 | 0% | 99% | 0 | 0% | 99% | 0 | 0% | 99% | 0 | 0% | 99% | 0 | 0% | 62.09% | 0 | 0% | 62.09% | 0 | 0% | 62.09% | 0 | 0% | 62.09% | 0 | 0 | 0% | 1.375% | 0 | 0% | 1.375% | 0 | 0% | 1.375% | 0 | 0% | 0.1482% | 0 | 0% | 0.1482% | 0 | 0% | 0.1482% | 0 | 0% | 0.3611% | 0 | 0% | 0.3611% | 0 | 100% | 0.3611% | 0.00036543 | 0% | 0.3712% | 0 | 100% | 0.3712% | 0.00037567 | 0% | 0.3712% | 0 | 100% | 2.694% | 0.0027258 | 0% | 2.694% | 0 | 0% | 2.694% | 0 | 0% | 4.871% | 0 | 0% | 4.871% | 0 | 0% | 4.871% | 0 |  |  |  | 0% | 11.8% | 0 | 28.07% | 11.8% | 0.0033516 | 0% | 11.8% | 0 | 55.56% | 0.385% | 0.00021643 | 0% | 0.385% | 0 | 0% | 0.385% | 0 | 0% | 100% | 0 | 0% | 100% | 0 | 0% | 100% | 0 | 0% | 100% | 0 |  |  | 0 |  |  | 0 |  |  | 0 | 100% | 65% |  | 100% | 65% |  | 100% | 65% |  | 100% | 65% |  | 100% | 90% |  | 100% | 90% |  | 100% | 90%
FLINT 1101958726 | 0.00050684 | 1.378 | 0.095709 | 0.087815 | 0.18352 | 0.0028216 | 0.0031753 | 0.0012945 | 0% | 99% | 0 | 7.76% | 99% | 0.007353 | 62.07% | 99% | 0.058815 | 0% | 99% | 0 | 0% | 63.15% | 0 | 0% | 63.15% | 0 | 0% | 63.15% | 0 | 0% | 63.15% | 0 | 0.087815 | 100% | 2.056% | 0.0019676 | 0% | 2.056% | 0 | 0% | 2.056% | 0 | 0% | 0.2214% | 0 | 0% | 0.2214% | 0 | 0% | 0.2214% | 0 | 0% | 0.6643% | 0 | 0% | 0.6643% | 0 | 0% | 0.6643% | 0 | 0% | 0.6782% | 0 | 11.41% | 0.6782% | 7.4062e-05 | 86.83% | 0.6782% | 0.00056361 | 28.3% | 4.971% | 0.0013466 | 0% | 4.971% | 0 | 0% | 4.971% | 0 | 0% | 2.27% | 0 | 0% | 2.27% | 0 | 0% | 2.27% | 0 |  |  |  | 0% | 11.8% | 0 | 17.28% | 11.8% | 0.0019515 | 0% | 11.8% | 0 | 0% | 0.3726% | 0 | 0% | 0.3726% | 0 | 0% | 0.3726% | 0 | 0% | 100% | 0 | 0% | 100% | 0 | 0% | 100% | 0 | 0% | 100% | 0 |  |  | 0 |  |  | 0 |  |  | 0 | 100% | 65% |  | 100% | 65% |  | 100% | 65% |  | 100% | 65% |  | 100% | 90% |  | 100% | 90% |  | 100% | 90%
FORT BRAGG A 1102265870 | 0.00050329 | 1.5034 | 0.16182 | 0 | 0.16182 | 0.0091118 | 0.0022538 | 0.00096266 | 0% | 99% | 0 | 0% | 99% | 0 | 0% | 99% | 0 | 0% | 99% | 0 | 0% | 62.12% | 0 | 0% | 62.12% | 0 | 0% | 62.12% | 0 | 0% | 62.12% | 0 | 0 | 0% | 1.078% | 0 | 0% | 1.078% | 0 | 0% | 1.078% | 0 | 0% | 0.1186% | 0 | 0% | 0.1186% | 0 | 0% | 0.1186% | 0 | 0% | 0.2727% | 0 | 100% | 0.2727% | 0.00044132 | 0% | 0.2727% | 0 | 100% | 0.2792% | 0.00045187 | 0% | 0.2792% | 0 | 0% | 0.2792% | 0 | 0% | 2.028% | 0 | 0% | 2.028% | 0 | 0% | 2.028% | 0 | 0% | 5.137% | 0 | 0% | 5.137% | 0 | 0% | 5.137% | 0 |  |  |  | 34.8% | 11.8% | 0.006645 | 0% | 11.8% | 0 | 0% | 11.8% | 0 | 55.56% | 0.3873% | 0.00034815 | 0% | 0.3873% | 0 | 0% | 0.3873% | 0 | 0% | 100% | 0 | 0% | 100% | 0 | 0% | 100% | 0 | 0% | 100% | 0 |  |  | 0 |  |  | 0 |  |  | 0 | 100% | 65% |  | 100% | 65% |  | 100% | 65% |  | 100% | 65% |  | 100% | 90% |  | 100% | 90% |  | 100% | 90%
FRUITLAND 1142CB | 0.0004919 | 3.8849 | 0.3242 | 0.022531 | 0.34673 | 0.018014 | 0.0052831 | 0.001401 | 0% | 99% | 0 | 0% | 99% | 0 | 0% | 99% | 0 | 0% | 99% | 0 | 0% | 61.51% | 0 | 0% | 61.51% | 0 | 0% | 61.51% | 0 | 0% | 61.51% | 0 | 0.022531 | 0% | 1.203% | 0 | 0% | 1.203% | 0 | 0% | 1.203% | 0 | 0% | 0.1304% | 0 | 0% | 0.1304% | 0 | 0% | 0.1304% | 0 | 0% | 0.3208% | 0 | 88.11% | 0.3208% | 0.00091625 | 11.89% | 0.3208% | 0.00012362 | 88.11% | 0.3239% | 0.00092538 | 11.89% | 0.3239% | 0.00012486 | 0% | 0.3239% | 0 | 0% | 2.377% | 0 | 0% | 2.377% | 0 | 0% | 2.377% | 0 | 0% | 5.319% | 0 | 0% | 5.319% | 0 | 0% | 5.319% | 0 |  |  |  | 0% | 11.8% | 0 | 0% | 11.8% | 0 | 0% | 11.8% | 0 | 0% | 0.3846% | 0 | 0% | 0.3846% | 0 | 0% | 0.3846% | 0 | 0% | 100% | 0 | 0% | 100% | 0 | 0% | 100% | 0 | 0% | 100% | 0 |  |  | 0 |  |  | 0 |  |  | 0 | 100% | 65% |  | 100% | 65% |  | 100% | 65% |  | 100% | 65% |  | 100% | 90% |  | 100% | 90% |  | 100% | 90%
FORT ORD 21069658 | 0.00047039 | 0.094001 | 0.0072021 | 0 | 0.0072021 | 4.1183e-05 | 0.0003793 | 0.0001282 | 0% | 99% | 0 | 0% | 99% | 0 | 0% | 99% | 0 | 0% | 99% | 0 | 0% | 61.05% | 0 | 0% | 61.05% | 0 | 0% | 61.05% | 0 | 0% | 61.05% | 0 | 0 | 0% | 3.907% | 0 | 0% | 3.907% | 0 | 0% | 3.907% | 0 | 0% | 0.4278% | 0 | 0% | 0.4278% | 0 | 0% | 0.4278% | 0 | 0% | 1.057% | 0 | 100% | 1.057% | 7.6095e-05 | 0% | 1.057% | 0 | 100% | 1.127% | 8.1154e-05 | 0% | 1.127% | 0 | 0% | 1.127% | 0 | 0% | 8.03% | 0 | 0% | 8.03% | 0 | 0% | 8.03% | 0 | 0% | 0.4252% | 0 | 0% | 0.4252% | 0 | 0% | 0.4252% | 0 |  |  |  | 0% | 11.8% | 0 | 24.91% | 11.8% | 0.00021168 | 0% | 11.8% | 0 | 55.56% | 0.3694% | 1.4781e-05 | 0% | 0.3694% | 0 | 0% | 0.3694% | 0 | 0% | 100% | 0 | 0% | 100% | 0 | 0% | 100% | 0 | 0% | 100% | 0 |  |  | 0 |  |  | 0 |  |  | 0 | 100% | 65% |  | 100% | 65% |  | 100% | 65% |  | 100% | 65% |  | 100% | 90% |  | 100% | 90% |  | 100% | 90%
OAKLAND J 1102951816 | 0.00046961 | 0.42897 | 0.028761 | 0.013603 | 0.042364 | 0.0009397 | 0.00091177 | 0.00033961 | 0% | 99% | 0 | 0% | 99% | 0 | 0% | 99% | 0 | 0% | 99% | 0 | 0% | 63.74% | 0 | 0% | 63.74% | 0 | 0% | 63.74% | 0 | 0% | 63.74% | 0 | 0.013603 | 0% | 2.4% | 0 | 0% | 2.4% | 0 | 0% | 2.4% | 0 | 0% | 0.2516% | 0 | 0% | 0.2516% | 0 | 0% | 0.2516% | 0 | 0% | 0.635% | 0 | 71.67% | 0.635% | 0.00013089 | 21.71% | 0.635% | 3.9648e-05 | 71.67% | 0.6393% | 0.00013178 | 21.71% | 0.6393% | 3.9916e-05 | 6.621% | 0.6393% | 1.2174e-05 | 0% | 4.702% | 0 | 0% | 4.702% | 0 | 0% | 4.702% | 0 | 0% | 1.675% | 0 | 0% | 1.675% | 0 | 0% | 1.675% | 0 |  |  |  | 0% | 11.8% | 0 | 25.41% | 11.8% | 0.00086233 | 0% | 11.8% | 0 | 55.56% | 0.3722% | 5.9464e-05 | 0% | 0.3722% | 0 | 0% | 0.3722% | 0 | 0% | 100% | 0 | 0% | 100% | 0 | 0% | 100% | 0 | 0% | 100% | 0 |  |  | 0 |  |  | 0 |  |  | 0 | 100% | 65% |  | 100% | 65% |  | 100% | 65% |  | 100% | 65% |  | 100% | 90% |  | 100% | 90% |  | 100% | 90%
FORT BRAGG A 110235592 | 0.00046896 | 11.5502 | 1.1919 | 0 | 1.1919 | 0.0615 | 0.023503 | 0.0058012 | 0% | 99% | 0 | 0% | 99% | 0 | 0% | 99% | 0 | 0% | 99% | 0 | 0% | 62.31% | 0 | 0% | 62.31% | 0 | 0% | 62.31% | 0 | 0% | 62.31% | 0 | 0 | 0% | 1.286% | 0 | 0% | 1.286% | 0 | 0% | 1.286% | 0 | 0% | 0.1397% | 0 | 0% | 0.1397% | 0 | 0% | 0.1397% | 0 | 0% | 0.3929% | 0 | 99.22% | 0.3929% | 0.0046468 | 0% | 0.3929% | 0 | 99.22% | 0.4001% | 0.0047317 | 0% | 0.4001% | 0 | 0% | 0.4001% | 0 | 3.029% | 2.932% | 0.0010585 | 18.33% | 2.932% | 0.0064072 | 0% | 2.932% | 0 | 0% | 4.493% | 0 | 0% | 4.493% | 0 | 0% | 4.493% | 0 |  |  |  | 34.73% | 11.8% | 0.048843 | 0% | 11.8% | 0 | 0% | 11.8% | 0 | 55.56% | 0.3828% | 0.0025351 | 0% | 0.3828% | 0 | 0% | 0.3828% | 0 | 0% | 100% | 0 | 0% | 100% | 0 | 0% | 100% | 0 | 0% | 100% | 0 |  |  | 0 |  |  | 0 |  |  | 0 | 100% | 65% |  | 100% | 65% |  | 100% | 65% |  | 100% | 65% |  | 100% | 90% |  | 100% | 90% |  | 100% | 90%
SUNOL 110148180 | 0.00046602 | 0.013142 | 0.0071351 | 0.00078781 | 0.0079229 | 8.7928e-05 | 0.00027575 | 0.0001799 | 0% | 99% | 0 | 0% | 99% | 0 | 0% | 99% | 0 | 0% | 99% | 0 | 0% | 65.11% | 0 | 0% | 65.11% | 0 | 0% | 65.11% | 0 | 0% | 65.11% | 0 | 0.00078781 | 0% | 3.381% | 0 | 0% | 3.381% | 0 | 0% | 3.381% | 0 | 0% | 0.376% | 0 | 0% | 0.376% | 0 | 0% | 0.376% | 0 | 0% | 0.7563% | 0 | 0% | 0.7563% | 0 | 0% | 0.7563% | 0 | 0% | 0.8088% | 0 | 0% | 0.8088% | 0 | 0% | 0.8088% | 0 | 0% | 5.699% | 0 | 0% | 5.699% | 0 | 0% | 5.699% | 0 | 0% | 0.8366% | 0 | 0% | 0.8366% | 0 | 0% | 0.8366% | 0 |  |  |  | 0% | 11.8% | 0 | 34.73% | 11.8% | 0.00029243 | 0% | 11.8% | 0 | 0% | 0.374% | 0 | 0% | 0.374% | 0 | 0% | 0.374% | 0 | 0% | 100% | 0 | 0% | 100% | 0 | 0% | 100% | 0 | 0% | 100% | 0 |  |  | 0 |  |  | 0 |  |  | 0 | 100% | 65% |  | 100% | 65% |  | 100% | 65% |  | 100% | 65% |  | 100% | 90% |  | 100% | 90% |  | 100% | 90%
EEL RIVER 1102630456 | 0.00045634 | 5.6618 | 0.45713 | 0.037552 | 0.49468 | 0.02488 | 0.0080538 | 0.0018919 | 0% | 99% | 0 | 0% | 99% | 0 | 0% | 99% | 0 | 0% | 99% | 0 | 0% | 62.22% | 0 | 0% | 62.22% | 0 | 0% | 62.22% | 0 | 0% | 62.22% | 0 | 0.037552 | 0% | 1.367% | 0 | 0% | 1.367% | 0 | 0% | 1.367% | 0 | 0% | 0.1487% | 0 | 0% | 0.1487% | 0 | 0% | 0.1487% | 0 | 0% | 0.3505% | 0 | 53.73% | 0.3505% | 0.00086086 | 46.27% | 0.3505% | 0.00074119 | 53.73% | 0.3626% | 0.00089072 | 46.27% | 0.3626% | 0.0007669 | 0% | 0.3626% | 0 | 29.21% | 2.619% | 0.0034981 | 0% | 2.619% | 0 | 0% | 2.619% | 0 | 0% | 5.119% | 0 | 0% | 5.119% | 0 | 0% | 5.119% | 0 |  |  |  | 17.59% | 11.8% | 0.0094865 | 0% | 11.8% | 0 | 0% | 11.8% | 0 | 0% | 0.3861% | 0 | 0% | 0.3861% | 0 | 0% | 0.3861% | 0 | 0% | 100% | 0 | 0% | 100% | 0 | 0% | 100% | 0 | 0% | 100% | 0 |  |  | 0 |  |  | 0 |  |  | 0 | 100% | 65% |  | 100% | 65% |  | 100% | 65% |  | 100% | 65% |  | 100% | 90% |  | 100% | 90% |  | 100% | 90%
POINT ARENA 1101CB | 0.00039282 | 0.05237 | 0.0053461 | 0 | 0.0053461 | 0.00015152 | 0.00021048 | 4.5282e-05 | 0% | 99% | 0 | 0% | 99% | 0 | 0% | 99% | 0 | 0% | 99% | 0 | 0% | 60.74% | 0 | 0% | 60.74% | 0 | 0% | 60.74% | 0 | 0% | 60.74% | 0 | 0 | 0% | 2.701% | 0 | 0% | 2.701% | 0 | 0% | 2.701% | 0 | 0% | 0.3016% | 0 | 0% | 0.3016% | 0 | 0% | 0.3016% | 0 | 0% | 0.7582% | 0 | 0% | 0.7582% | 0 | 100% | 0.7582% | 4.0534e-05 | 0% | 0.7562% | 0 | 100% | 0.7562% | 4.0428e-05 | 0% | 0.7562% | 0 | 0% | 5.602% | 0 | 0% | 5.602% | 0 | 0% | 5.602% | 0 | 0% | 2.464% | 0 | 0% | 2.464% | 0 | 0% | 2.464% | 0 |  |  |  | 0% | 11.8% | 0 | 0% | 11.8% | 0 | 0% | 11.8% | 0 | 0% | 0.3597% | 0 | 0% | 0.3597% | 0 | 0% | 0.3597% | 0 | 0% | 100% | 0 | 0% | 100% | 0 | 0% | 100% | 0 | 0% | 100% | 0 |  |  | 0 |  |  | 0 |  |  | 0 | 100% | 65% |  | 100% | 65% |  | 100% | 65% |  | 100% | 65% |  | 100% | 90% |  | 100% | 90% |  | 100% | 90%
COTATI 1105701873 | 0.00039052 | 0.55248 | 0.037868 | 0 | 0.037868 | 0.0007336 | 0.0015153 | 0.000636 | 0% | 99% | 0 | 0% | 99% | 0 | 0% | 99% | 0 | 0% | 99% | 0 | 0% | 63.24% | 0 | 0% | 63.24% | 0 | 0% | 63.24% | 0 | 0% | 63.24% | 0 | 0 | 0% | 2.567% | 0 | 0% | 2.567% | 0 | 0% | 2.567% | 0 | 0% | 0.2833% | 0 | 0% | 0.2833% | 0 | 0% | 0.2833% | 0 | 0% | 0.7785% | 0 | 45.3% | 0.7785% | 0.00013354 | 54.7% | 0.7785% | 0.00016125 | 45.3% | 0.788% | 0.00013518 | 54.7% | 0.788% | 0.00016323 | 0% | 0.788% | 0 | 0% | 5.791% | 0 | 0% | 5.791% | 0 | 0% | 5.791% | 0 | 0% | 1.259% | 0 | 0% | 1.259% | 0 | 0% | 1.259% | 0 |  |  |  | 0% | 11.8% | 0 | 0% | 11.8% | 0 | 0% | 11.8% | 0 | 0% | 0.3621% | 0 | 0% | 0.3621% | 0 | 0% | 0.3621% | 0 | 0% | 100% | 0 | 0% | 100% | 0 | 0% | 100% | 0 | 0% | 100% | 0 |  |  | 0 |  |  | 0 |  |  | 0 | 100% | 65% |  | 100% | 65% |  | 100% | 65% |  | 100% | 65% |  | 100% | 90% |  | 100% | 90% |  | 100% | 90%
FORT BRAGG A 110231304 | 0.00037958 | 20.5214 | 1.5575 | 0 | 1.5575 | 0.085957 | 0.024543 | 0.0081586 | 0% | 99% | 0 | 0% | 99% | 0 | 0% | 99% | 0 | 0% | 99% | 0 | 0% | 61.91% | 0 | 0% | 61.91% | 0 | 8.121% | 61.91% | 0.078311 | 0% | 61.91% | 0 | 0 | 0% | 1.205% | 0 | 0% | 1.205% | 0 | 0% | 1.205% | 0 | 0% | 0.1299% | 0 | 0% | 0.1299% | 0 | 0% | 0.1299% | 0 | 0% | 0.3116% | 0 | 84.37% | 0.3116% | 0.0040954 | 15.63% | 0.3116% | 0.00075852 | 84.37% | 0.3153% | 0.004144 | 15.63% | 0.3153% | 0.00076751 | 0% | 0.3153% | 0 | 6.18% | 2.31% | 0.0022233 | 0% | 2.31% | 0 | 0% | 2.31% | 0 | 0% | 5.11% | 0 | 0% | 5.11% | 0 | 0% | 5.11% | 0 |  |  |  | 34.8% | 11.8% | 0.063958 | 0% | 11.8% | 0 | 0% | 11.8% | 0 | 55.56% | 0.3855% | 0.0033356 | 0% | 0.3855% | 0 | 0% | 0.3855% | 0 | 0% | 100% | 0 | 0% | 100% | 0 | 0% | 100% | 0 | 0% | 100% | 0 |  |  | 0 |  |  | 0 |  |  | 0 | 100% | 65% |  | 100% | 65% |  | 100% | 65% |  | 100% | 65% |  | 100% | 90% |  | 100% | 90% |  | 100% | 90%
VALLEY VIEW 1103218424 | 0.00033406 | 0.45837 | 0.032393 | 0 | 0.032393 | 0.00090015 | 0.0011697 | 0.00039794 | 0% | 99% | 0 | 0% | 99% | 0 | 0% | 99% | 0 | 0% | 99% | 0 | 0% | 62.91% | 0 | 0% | 62.91% | 0 | 0% | 62.91% | 0 | 0% | 62.91% | 0 | 0 | 0% | 2.992% | 0 | 0% | 2.992% | 0 | 0% | 2.992% | 0 | 0% | 0.316% | 0 | 0% | 0.316% | 0 | 0% | 0.316% | 0 | 0% | 0.7185% | 0 | 0% | 0.7185% | 0 | 98.42% | 0.7185% | 0.00022907 | 0% | 0.7313% | 0 | 98.42% | 0.7313% | 0.00023316 | 0% | 0.7313% | 0 | 0% | 5.327% | 0 | 0% | 5.327% | 0 | 0% | 5.327% | 0 | 0% | 1.692% | 0 | 0% | 1.692% | 0 | 0% | 1.692% | 0 |  |  |  | 0% | 11.8% | 0 | 0% | 11.8% | 0 | 0% | 11.8% | 0 | 0% | 0.3698% | 0 | 0% | 0.3698% | 0 | 0% | 0.3698% | 0 | 0% | 100% | 0 | 0% | 100% | 0 | 0% | 100% | 0 | 0% | 100% | 0 |  |  | 0 |  |  | 0 |  |  | 0 | 100% | 65% |  | 100% | 65% |  | 100% | 65% |  | 100% | 65% |  | 100% | 90% |  | 100% | 90% |  | 100% | 90%
PIT NO 5 11011660 | 0.00031876 | 5.2957 | 0.29771 | 1.0094 | 1.3072 | 0.0099879 | 0.0096799 | 0.0030128 | 0% | 99% | 0 | 0% | 99% | 0 | 0% | 99% | 0 | 0% | 99% | 0 | 0% | 60.67% | 0 | 0% | 60.67% | 0 | 0% | 60.67% | 0 | 0% | 60.67% | 0 | 1.0094 | 0% | 2.226% | 0 | 0% | 2.226% | 0 | 0% | 2.226% | 0 | 0% | 0.2368% | 0 | 0% | 0.2368% | 0 | 0% | 0.2368% | 0 | 0% | 0.6522% | 0 | 91.79% | 0.6522% | 0.0017823 | 8.211% | 0.6522% | 0.00015944 | 91.79% | 0.6649% | 0.001817 | 8.211% | 0.6649% | 0.00016254 | 0% | 0.6649% | 0 | 21.29% | 4.876% | 0.0030899 | 0% | 4.876% | 0 | 0% | 4.876% | 0 | 0% | 2.815% | 0 | 0% | 2.815% | 0 | 0% | 2.815% | 0 |  |  |  | 35% | 11.8% | 0.012296 | 0% | 11.8% | 0 | 0% | 11.8% | 0 | 0% | 0.3733% | 0 | 0% | 0.3733% | 0 | 0% | 0.3733% | 0 | 0% | 100% | 0 | 0% | 100% | 0 | 0% | 100% | 0 | 0% | 100% | 0 |  |  | 2.093e-05 |  |  | 0 |  |  | 0 | 100% | 65% |  | 100% | 65% |  | 100% | 65% |  | 100% | 65% |  | 100% | 90% |  | 100% | 90% |  | 100% | 90%
COARSEGOLD 21025722 | 0.00031447 | 2.2656 | 0.12839 | 0.095588 | 0.22398 | 0.004163 | 0.0044666 | 0.0011518 | 0% | 99% | 0 | 0% | 99% | 0 | 0% | 99% | 0 | 0% | 99% | 0 | 0% | 61.88% | 0 | 0% | 61.88% | 0 | 0% | 61.88% | 0 | 0% | 61.88% | 0 | 0.095588 | 0% | 2.144% | 0 | 0% | 2.144% | 0 | 0% | 2.144% | 0 | 0% | 0.2326% | 0 | 0% | 0.2326% | 0 | 0% | 0.2326% | 0 | 0% | 0.693% | 0 | 0% | 0.693% | 0 | 0% | 0.693% | 0 | 0% | 0.702% | 0 | 0% | 0.702% | 0 | 100% | 0.702% | 0.00090133 | 0% | 5.171% | 0 | 0% | 5.171% | 0 | 0% | 5.171% | 0 | 0% | 2.68% | 0 | 0% | 2.68% | 0 | 0% | 2.68% | 0 |  |  |  | 35% | 11.8% | 0.0053026 | 0% | 11.8% | 0 | 0% | 11.8% | 0 | 0% | 0.3695% | 0 | 0% | 0.3695% | 0 | 0% | 0.3695% | 0 | 0% | 100% | 0 | 0% | 100% | 0 | 0% | 100% | 0 | 0% | 100% | 0 |  |  | 0 |  |  | 0 |  |  | 0 | 100% | 65% |  | 100% | 65% |  | 100% | 65% |  | 100% | 65% |  | 100% | 90% |  | 100% | 90% |  | 100% | 90%
ROSSMOOR 1104892332 | 0.00031223 | 0.30453 | 0.020185 | 0.0047794 | 0.024964 | 0.00054952 | 0.00071578 | 0.00027241 | 0% | 99% | 0 | 0% | 99% | 0 | 0% | 99% | 0 | 0% | 99% | 0 | 0% | 63.54% | 0 | 0% | 63.54% | 0 | 0% | 63.54% | 0 | 0% | 63.54% | 0 | 0.0047794 | 0% | 2.736% | 0 | 0% | 2.736% | 0 | 0% | 2.736% | 0 | 0% | 0.2809% | 0 | 0% | 0.2809% | 0 | 0% | 0.2809% | 0 | 0% | 0.714% | 0 | 100% | 0.714% | 0.00014411 | 0% | 0.714% | 0 | 100% | 0.7197% | 0.00014527 | 0% | 0.7197% | 0 | 0% | 0.7197% | 0 | 0% | 5.288% | 0 | 0% | 5.288% | 0 | 0% | 5.288% | 0 | 0% | 1.577% | 0 | 0% | 1.577% | 0 | 0% | 1.577% | 0 |  |  |  | 0% | 11.8% | 0 | 5.203% | 11.8% | 0.00012391 | 0% | 11.8% | 0 | 0% | 0.3701% | 0 | 0% | 0.3701% | 0 | 0% | 0.3701% | 0 | 0% | 100% | 0 | 0% | 100% | 0 | 0% | 100% | 0 | 0% | 100% | 0 |  |  | 0 |  |  | 0 |  |  | 0 | 100% | 65% |  | 100% | 65% |  | 100% | 65% |  | 100% | 65% |  | 100% | 90% |  | 100% | 90% |  | 100% | 90%
FORT BRAGG A 1104872358 | 0.00031028 | 3.8143 | 0.21061 | 0 | 0.21061 | 0.010399 | 0.0044713 | 0.0011748 | 0% | 99% | 0 | 0% | 99% | 0 | 0% | 99% | 0 | 0% | 99% | 0 | 0% | 61.84% | 0 | 0% | 61.84% | 0 | 0% | 61.84% | 0 | 0% | 61.84% | 0 | 0 | 25% | 1.583% | 0.00083347 | 0% | 1.583% | 0 | 0% | 1.583% | 0 | 0% | 0.1625% | 0 | 0% | 0.1625% | 0 | 0% | 0.1625% | 0 | 0% | 0.4266% | 0 | 100% | 0.4266% | 0.00089859 | 0% | 0.4266% | 0 | 100% | 0.4244% | 0.00089378 | 0% | 0.4244% | 0 | 0% | 0.4244% | 0 | 2.503% | 3.147% | 0.0001659 | 0% | 3.147% | 0 | 0% | 3.147% | 0 | 0% | 4.453% | 0 | 0% | 4.453% | 0 | 0% | 4.453% | 0 |  |  |  | 0% | 11.8% | 0 | 34.31% | 11.8% | 0.0085271 | 0% | 11.8% | 0 | 55.56% | 0.3804% | 0.00044504 | 0% | 0.3804% | 0 | 0% | 0.3804% | 0 | 0% | 100% | 0 | 0% | 100% | 0 | 0% | 100% | 0 | 0% | 100% | 0 |  |  | 0 |  |  | 0 |  |  | 0 | 100% | 65% |  | 100% | 65% |  | 100% | 65% |  | 100% | 65% |  | 100% | 90% |  | 100% | 90% |  | 100% | 90%
BIG MEADOWS 21012246 | 0.00030782 | 2.3703 | 0.12044 | 0.80252 | 0.92296 | 0.0050331 | 0.0031652 | 0.00097748 | 0% | 99% | 0 | 0% | 99% | 0 | 0% | 99% | 0 | 0% | 99% | 0 | 0% | 62.21% | 0 | 0% | 62.21% | 0 | 0% | 62.21% | 0 | 0% | 62.21% | 0 | 0.80252 | 0% | 1.454% | 0 | 0% | 1.454% | 0 | 0% | 1.454% | 0 | 0% | 0.1546% | 0 | 0% | 0.1546% | 0 | 0% | 0.1546% | 0 | 0% | 0.5157% | 0 | 0% | 0.5157% | 0 | 0% | 0.5157% | 0 | 0% | 0.498% | 0 | 0% | 0.498% | 0 | 100% | 0.498% | 0.00059983 | 6.99% | 3.786% | 0.00031875 | 0% | 3.786% | 0 | 11.31% | 3.786% | 0.0005158 | 0% | 2.928% | 0 | 0% | 2.928% | 0 | 0% | 2.928% | 0 |  |  |  | 0% | 11.8% | 0 | 0% | 11.8% | 0 | 0% | 11.8% | 0 | 55.56% | 0.3703% | 0.00024778 | 0% | 0.3703% | 0 | 0% | 0.3703% | 0 | 0% | 100% | 0 | 0% | 100% | 0 | 0% | 100% | 0 | 0% | 100% | 0 |  |  | 0 |  |  | 0 |  |  | 0 | 100% | 65% |  | 100% | 65% |  | 100% | 65% |  | 100% | 65% |  | 100% | 90% |  | 100% | 90% |  | 100% | 90%
SAN LUIS OBISPO 1102357407 | 0.00028207 | 0.19017 | 0.012956 | 0 | 0.012956 | 0.00018535 | 0.00056005 | 0.00024163 | 0% | 99% | 0 | 0% | 99% | 0 | 0% | 99% | 0 | 0% | 99% | 0 | 0% | 63.4% | 0 | 0% | 63.4% | 0 | 0% | 63.4% | 0 | 0% | 63.4% | 0 | 0 | 0% | 3.787% | 0 | 0% | 3.787% | 0 | 0% | 3.787% | 0 | 0% | 0.3944% | 0 | 0% | 0.3944% | 0 | 0% | 0.3944% | 0 | 0% | 0.8667% | 0 | 0% | 0.8667% | 0 | 100% | 0.8667% | 0.00011229 | 0% | 0.8772% | 0 | 100% | 0.8772% | 0.00011365 | 0% | 0.8772% | 0 | 0% | 6.407% | 0 | 0% | 6.407% | 0 | 0% | 6.407% | 0 | 0% | 0.8807% | 0 | 0% | 0.8807% | 0 | 0% | 0.8807% | 0 |  |  |  | 0% | 11.8% | 0 | 7.702% | 11.8% | 0.00011775 | 0% | 11.8% | 0 | 0% | 0.3642% | 0 | 0% | 0.3642% | 0 | 0% | 0.3642% | 0 | 0% | 100% | 0 | 0% | 100% | 0 | 0% | 100% | 0 | 0% | 100% | 0 |  |  | 0 |  |  | 0 |  |  | 0 | 100% | 65% |  | 100% | 65% |  | 100% | 65% |  | 100% | 65% |  | 100% | 90% |  | 100% | 90% |  | 100% | 90%
CLAY 110398680 | 0.00021744 | 0.028954 | 0.0011098 | 0 | 0.0011098 | 2.7635e-05 | 4.053e-05 | 1.6379e-05 | 0% | 99% | 0 | 0% | 99% | 0 | 0% | 99% | 0 | 0% | 99% | 0 | 0% | 60.06% | 0 | 0% | 60.06% | 0 | 0% | 60.06% | 0 | 0% | 60.06% | 0 | 0 | 0% | 2.301% | 0 | 0% | 2.301% | 0 | 0% | 2.301% | 0 | 0% | 0.2284% | 0 | 0% | 0.2284% | 0 | 0% | 0.2284% | 0 | 0% | 0.7227% | 0 | 0% | 0.7227% | 0 | 0% | 0.7227% | 0 | 0% | 0.6656% | 0 | 0% | 0.6656% | 0 | 0% | 0.6656% | 0 | 0% | 5.209% | 0 | 0% | 5.209% | 0 | 0% | 5.209% | 0 | 0% | 1.803% | 0 | 0% | 1.803% | 0 | 0% | 1.803% | 0 |  |  |  | 0% | 11.8% | 0 | 35% | 11.8% | 4.5833e-05 | 0% | 11.8% | 0 | 0% | 0.3537% | 0 | 0% | 0.3537% | 0 | 0% | 0.3537% | 0 | 0% | 100% | 0 | 0% | 100% | 0 | 0% | 100% | 0 | 0% | 100% | 0 |  |  | 0 |  |  | 0 |  |  | 0 | 100% | 65% |  | 100% | 65% |  | 100% | 65% |  | 100% | 65% |  | 100% | 90% |  | 100% | 90% |  | 100% | 90%
SAN LEANDRO U 1114653758 | 0.0002049 | 0.36276 | 0.015686 | 0 | 0.015686 | 0.00020649 | 0.00066695 | 0.00032158 | 0% | 99% | 0 | 0% | 99% | 0 | 0% | 99% | 0 | 0% | 99% | 0 | 0% | 62.45% | 0 | 0% | 62.45% | 0 | 0% | 62.45% | 0 | 0% | 62.45% | 0 | 0 | 0% | 3.381% | 0 | 0% | 3.381% | 0 | 0% | 3.381% | 0 | 0% | 0.3522% | 0 | 0% | 0.3522% | 0 | 0% | 0.3522% | 0 | 0% | 0.8429% | 0 | 0% | 0.8429% | 0 | 0% | 0.8429% | 0 | 0% | 0.8285% | 0 | 0% | 0.8285% | 0 | 99.59% | 0.8285% | 0.00012943 | 0% | 6.177% | 0 | 0% | 6.177% | 0 | 0% | 6.177% | 0 | 0% | 0.6694% | 0 | 0% | 0.6694% | 0 | 0% | 0.6694% | 0 |  |  |  | 0% | 11.8% | 0 | 1.344% | 11.8% | 2.4869e-05 | 0% | 11.8% | 0 | 0% | 0.3577% | 0 | 0% | 0.3577% | 0 | 0% | 0.3577% | 0 | 0% | 100% | 0 | 0% | 100% | 0 | 0% | 100% | 0 | 0% | 100% | 0 |  |  | 0 |  |  | 0 |  |  | 0 | 100% | 65% |  | 100% | 65% |  | 100% | 65% |  | 100% | 65% |  | 100% | 90% |  | 100% | 90% |  | 100% | 90%
SYCAMORE CREEK 1111153260 | 0.00018224 | 0.27068 | 0.012091 | 0 | 0.012091 | 0.00011403 | 0.00050181 | 0.00030528 | 0% | 99% | 0 | 0% | 99% | 0 | 0% | 99% | 0 | 0% | 99% | 0 | 0% | 63.58% | 0 | 0% | 63.58% | 0 | 0% | 63.58% | 0 | 0% | 63.58% | 0 | 0 | 0% | 3.218% | 0 | 0% | 3.218% | 0 | 0% | 3.218% | 0 | 0% | 0.3484% | 0 | 0% | 0.3484% | 0 | 0% | 0.3484% | 0 | 0% | 0.8213% | 0 | 83.24% | 0.8213% | 8.2655e-05 | 16.76% | 0.8213% | 1.6645e-05 | 83.24% | 0.8479% | 8.5336e-05 | 16.76% | 0.8479% | 1.7184e-05 | 0% | 0.8479% | 0 | 0% | 6.132% | 0 | 0% | 6.132% | 0 | 0% | 6.132% | 0 | 0% | 0.6491% | 0 | 0% | 0.6491% | 0 | 0% | 0.6491% | 0 |  |  |  | 0% | 11.8% | 0 | 0% | 11.8% | 0 | 35% | 11.8% | 0.00049935 | 0% | 0.3661% | 0 | 0% | 0.3661% | 0 | 0% | 0.3661% | 0 | 0% | 100% | 0 | 0% | 100% | 0 | 0% | 100% | 0 | 0% | 100% | 0 |  |  | 0 |  |  | 0 |  |  | 0 | 100% | 65% |  | 100% | 65% |  | 100% | 65% |  | 100% | 65% |  | 100% | 90% |  | 100% | 90% |  | 100% | 90%
SAN LUIS OBISPO 1102348318 | 0.00018027 | 0.37047 | 0.011041 | 0 | 0.011041 | 0.00013859 | 0.00055278 | 0.00014974 | 0% | 99% | 0 | 0% | 99% | 0 | 0% | 99% | 0 | 0% | 99% | 0 | 0% | 60.62% | 0 | 0% | 60.62% | 0 | 0% | 60.62% | 0 | 0% | 60.62% | 0 | 0 | 0% | 3.225% | 0 | 0% | 3.225% | 0 | 0% | 3.225% | 0 | 0% | 0.3082% | 0 | 0% | 0.3082% | 0 | 0% | 0.3082% | 0 | 0% | 1.018% | 0 | 0% | 1.018% | 0 | 22.81% | 1.018% | 2.5623e-05 | 0% | 0.9676% | 0 | 22.81% | 0.9676% | 2.4367e-05 | 77.19% | 0.9676% | 8.2466e-05 | 100% | 7.419% | 0.00081907 | 0% | 7.419% | 0 | 0% | 7.419% | 0 | 0% | 0.7714% | 0 | 0% | 0.7714% | 0 | 0% | 0.7714% | 0 |  |  |  | 0% | 11.8% | 0 | 7.702% | 11.8% | 0.00010034 | 0% | 11.8% | 0 | 0% | 0.3469% | 0 | 0% | 0.3469% | 0 | 0% | 0.3469% | 0 | 0% | 100% | 0 | 0% | 100% | 0 | 0% | 100% | 0 | 0% | 100% | 0 |  |  | 0 |  |  | 0 |  |  | 0 | 100% | 65% |  | 100% | 65% |  | 100% | 65% |  | 100% | 65% |  | 100% | 90% |  | 100% | 90% |  | 100% | 90%
PETALUMA C 1109664732 | 0.00017857 | 0.89691 | 0.028859 | 0 | 0.028859 | 0.00044381 | 0.0012757 | 0.00047911 | 0% | 99% | 0 | 0% | 99% | 0 | 0% | 99% | 0 | 0% | 99% | 0 | 0% | 61.78% | 0 | 0% | 61.78% | 0 | 0% | 61.78% | 0 | 0% | 61.78% | 0 | 0 | 0% | 3.152% | 0 | 0% | 3.152% | 0 | 0% | 3.152% | 0 | 0% | 0.3383% | 0 | 0% | 0.3383% | 0 | 0% | 0.3383% | 0 | 0% | 0.8618% | 0 | 41.17% | 0.8618% | 0.00010238 | 58.83% | 0.8618% | 0.00014632 | 41.17% | 0.8491% | 0.00010088 | 58.83% | 0.8491% | 0.00014417 | 0% | 0.8491% | 0 | 0% | 6.332% | 0 | 0% | 6.332% | 0 | 0% | 6.332% | 0 | 0% | 1.074% | 0 | 0% | 1.074% | 0 | 0% | 1.074% | 0 |  |  |  | 32.82% | 11.8% | 0.0011177 | 0% | 11.8% | 0 | 0% | 11.8% | 0 | 55.56% | 0.354% | 5.6762e-05 | 0% | 0.354% | 0 | 0% | 0.354% | 0 | 0% | 100% | 0 | 0% | 100% | 0 | 0% | 100% | 0 | 0% | 100% | 0 |  |  | 0 |  |  | 0 |  |  | 0 | 100% | 65% |  | 100% | 65% |  | 100% | 65% |  | 100% | 65% |  | 100% | 90% |  | 100% | 90% |  | 100% | 90%
BOGARD 1101CB | 0.00015134 | 0.52532 | 0.015448 | 0 | 0.015448 | 0.00037101 | 0.00062839 | 0.00017746 | 0% | 99% | 0 | 0% | 99% | 0 | 0% | 99% | 0 | 0% | 99% | 0 | 0% | 60.61% | 0 | 0% | 60.61% | 0 | 0% | 60.61% | 0 | 0% | 60.61% | 0 | 0 | 0% | 2.756% | 0 | 0% | 2.756% | 0 | 0% | 2.756% | 0 | 0% | 0.2872% | 0 | 0% | 0.2872% | 0 | 0% | 0.2872% | 0 | 0% | 0.7952% | 0 | 0% | 0.7952% | 0 | 0% | 0.7952% | 0 | 0% | 0.7615% | 0 | 0% | 0.7615% | 0 | 100% | 0.7615% | 0.00011764 | 0% | 5.791% | 0 | 0% | 5.791% | 0 | 0% | 5.791% | 0 | 0% | 1.761% | 0 | 0% | 1.761% | 0 | 0% | 1.761% | 0 |  |  |  | 0% | 11.8% | 0 | 0% | 11.8% | 0 | 0% | 11.8% | 0 | 0% | 0.3534% | 0 | 0% | 0.3534% | 0 | 0% | 0.3534% | 0 | 0% | 100% | 0 | 0% | 100% | 0 | 0% | 100% | 0 | 0% | 100% | 0 |  |  | 0 |  |  | 0 |  |  | 0 | 100% | 65% |  | 100% | 65% |  | 100% | 65% |  | 100% | 65% |  | 100% | 90% |  | 100% | 90% |  | 100% | 90%
CORRAL 110214026 | 0.00014879 | 10.6719 | 0.28249 | 0 | 0.28249 | 0.0047192 | 0.010919 | 0.005883 | 0% | 99% | 0 | 0% | 99% | 0 | 0% | 99% | 0 | 0% | 99% | 0 | 0% | 62.42% | 0 | 0% | 62.42% | 0 | 0% | 62.42% | 0 | 0% | 62.42% | 0 | 0 | 0% | 2.589% | 0 | 0% | 2.589% | 0 | 0% | 2.589% | 0 | 0% | 0.2784% | 0 | 0% | 0.2784% | 0 | 0% | 0.2784% | 0 | 0% | 0.7555% | 0 | 43.13% | 0.7555% | 0.00092037 | 56.87% | 0.7555% | 0.0012138 | 43.13% | 0.7502% | 0.00091395 | 56.87% | 0.7502% | 0.0012053 | 0% | 0.7502% | 0 | 0% | 5.577% | 0 | 0% | 5.577% | 0 | 0% | 5.577% | 0 | 0% | 1.291% | 0 | 0% | 1.291% | 0 | 0% | 1.291% | 0 |  |  |  | 0% | 11.8% | 0 | 0% | 11.8% | 0 | 0% | 11.8% | 0 | 0% | 0.3609% | 0 | 0% | 0.3609% | 0 | 0% | 0.3609% | 0 | 0% | 100% | 0 | 0% | 100% | 0 | 0% | 100% | 0 | 0% | 100% | 0 |  |  | 0 |  |  | 0 |  |  | 0 | 100% | 65% |  | 100% | 65% |  | 100% | 65% |  | 100% | 65% |  | 100% | 90% |  | 100% | 90% |  | 100% | 90%
PETALUMA C 1109373772 | 0.00013276 | 0.022511 | 0.00067756 | 0 | 0.00067756 | 1.0949e-05 | 2.7027e-05 | 1.3642e-05 | 0% | 99% | 0 | 0% | 99% | 0 | 0% | 99% | 0 | 0% | 99% | 0 | 0% | 64.65% | 0 | 0% | 64.65% | 0 | 0% | 64.65% | 0 | 0% | 64.65% | 0 | 0 | 0% | 3.403% | 0 | 0% | 3.403% | 0 | 0% | 3.403% | 0 | 0% | 0.3882% | 0 | 0% | 0.3882% | 0 | 0% | 0.3882% | 0 | 0% | 0.7692% | 0 | 0% | 0.7692% | 0 | 0% | 0.7692% | 0 | 0% | 0.8288% | 0 | 0% | 0.8288% | 0 | 0% | 0.8288% | 0 | 0% | 5.81% | 0 | 0% | 5.81% | 0 | 0% | 5.81% | 0 | 0% | 1.157% | 0 | 0% | 1.157% | 0 | 0% | 1.157% | 0 |  |  |  | 32.82% | 11.8% | 2.6241e-05 | 0% | 11.8% | 0 | 0% | 11.8% | 0 | 55.56% | 0.3721% | 1.4007e-06 | 0% | 0.3721% | 0 | 0% | 0.3721% | 0 | 0% | 100% | 0 | 0% | 100% | 0 | 0% | 100% | 0 | 0% | 100% | 0 |  |  | 0 |  |  | 0 |  |  | 0 | 100% | 65% |  | 100% | 65% |  | 100% | 65% |  | 100% | 65% |  | 100% | 90% |  | 100% | 90% |  | 100% | 90%
BIG BASIN 1101393582 | 0.0019468 | 7.4556 | 1.7951 | 0.44454 | 2.2396 | 0.093991 | 0.036571 | 0.0061903 | 0% | 99% | 0 | 0% | 99% | 0 | 0% | 99% | 0 | 0% | 99% | 0 | 0% | 63.3% | 0 | 0% | 63.3% | 0 | 0% | 63.3% | 0 | 0% | 63.3% | 0 | 0.44454 | 0% | 1.651% | 0 | 0% | 1.651% | 0 | 0% | 1.651% | 0 | 0% | 0.1795% | 0 | 0% | 0.1795% | 0 | 0% | 0.1795% | 0 | 0% | 0.406% | 0 | 0% | 0.406% | 0 | 12.24% | 0.406% | 0.00089199 | 0% | 0.4239% | 0 | 12.24% | 0.4239% | 0.00093147 | 87.63% | 0.4239% | 0.0066683 | 71.44% | 3.041% | 0.038997 | 7.906% | 3.041% | 0.0043157 | 9.014% | 3.041% | 0.0049206 | 0% | 4.159% | 0 | 0% | 4.159% | 0 | 0% | 4.159% | 0 |  |  |  | 0% | 11.8% | 0 | 26.15% | 11.8% | 0.055388 | 0% | 11.8% | 0 | 0% | 0.3851% | 0 | 0% | 0.3851% | 0 | 0% | 0.3851% | 0 | 0% | 100% | 0 | 0% | 100% | 0 | 0% | 100% | 0 | 0% | 100% | 0 |  |  | 2.7548e-05 |  |  | 0.0043014 |  |  | 0.061686 | 100% | 65% |  | 100% | 65% |  | 100% | 65% |  | 100% | 65% |  | 100% | 90% |  | 100% | 90% |  | 100% | 90%
MONTE RIO 11135024 | 0.0018702 | 0.34616 | 0.082721 | 0 | 0.082721 | 0.0041748 | 0.0016665 | 0.00046062 | 0% | 99% | 0 | 0% | 99% | 0 | 0% | 99% | 0 | 0% | 99% | 0 | 0% | 63.75% | 0 | 0% | 63.75% | 0 | 0% | 63.75% | 0 | 0% | 63.75% | 0 | 0 | 0% | 1.564% | 0 | 0% | 1.564% | 0 | 0% | 1.564% | 0 | 0% | 0.1762% | 0 | 0% | 0.1762% | 0 | 0% | 0.1762% | 0 | 0% | 0.3955% | 0 | 0% | 0.3955% | 0 | 8.795% | 0.3955% | 2.8777e-05 | 0% | 0.419% | 0 | 8.795% | 0.419% | 3.0487e-05 | 91.21% | 0.419% | 0.00031616 | 0% | 2.981% | 0 | 0% | 2.981% | 0 | 100% | 2.981% | 0.002466 | 0% | 3.683% | 0 | 0% | 3.683% | 0 | 0% | 3.683% | 0 |  |  |  | 0% | 11.8% | 0 | 35% | 11.8% | 0.0034164 | 0% | 11.8% | 0 | 0% | 0.3854% | 0 | 0% | 0.3854% | 0 | 0% | 0.3854% | 0 | 0% | 100% | 0 | 0% | 100% | 0 | 0% | 100% | 0 | 0% | 100% | 0 |  |  | 0 |  |  | 0 |  |  | 0 | 100% | 65% |  | 100% | 65% |  | 100% | 65% |  | 100% | 65% |  | 100% | 90% |  | 100% | 90% |  | 100% | 90%
MONTE RIO 11131067 | 0.0012494 | 1.4855 | 0.2083 | 0 | 0.2083 | 0.011624 | 0.0034492 | 0.0007957 | 0% | 99% | 0 | 0% | 99% | 0 | 0% | 99% | 0 | 0% | 99% | 0 | 0% | 63.69% | 0 | 0% | 63.69% | 0 | 0% | 63.69% | 0 | 0% | 63.69% | 0 | 0 | 0% | 1.223% | 0 | 0% | 1.223% | 0 | 0% | 1.223% | 0 | 0% | 0.1361% | 0 | 0% | 0.1361% | 0 | 0% | 0.1361% | 0 | 0% | 0.33% | 0 | 0% | 0.33% | 0 | 0% | 0.33% | 0 | 0% | 0.3484% | 0 | 0% | 0.3484% | 0 | 100% | 0.3484% | 0.00072566 | 0% | 2.488% | 0 | 0% | 2.488% | 0 | 0% | 2.488% | 0 | 0% | 4.252% | 0 | 0% | 4.252% | 0 | 0% | 4.252% | 0 |  |  |  | 0% | 11.8% | 0 | 35% | 11.8% | 0.0086026 | 0% | 11.8% | 0 | 0% | 0.3882% | 0 | 0% | 0.3882% | 0 | 0% | 0.3882% | 0 | 0% | 100% | 0 | 0% | 100% | 0 | 0% | 100% | 0 | 0% | 100% | 0 |  |  | 0 |  |  | 0 |  |  | 0 | 100% | 65% |  | 100% | 65% |  | 100% | 65% |  | 100% | 65% |  | 100% | 90% |  | 100% | 90% |  | 100% | 90%
OAKLAND K 1102CR014 | 0.00090998 | 19.1128 | 1.5885 | 0.63051 | 2.219 | 0.068819 | 0.04088 | 0.011526 | 0% | 99% | 0 | 0% | 99% | 0 | 0% | 99% | 0 | 0% | 99% | 0 | 0% | 63.65% | 0 | 0% | 63.65% | 0 | 0% | 63.65% | 0 | 0% | 63.65% | 0 | 0.63051 | 0% | 1.921% | 0 | 0% | 1.921% | 0 | 0% | 1.921% | 0 | 0% | 0.2096% | 0 | 0% | 0.2096% | 0 | 0% | 0.2096% | 0 | 0% | 0.5076% | 0 | 0% | 0.5076% | 0 | 34.74% | 0.5076% | 0.002801 | 0% | 0.5217% | 0 | 34.74% | 0.5217% | 0.0028787 | 64.61% | 0.5217% | 0.0053544 | 32.53% | 3.786% | 0.019563 | 3.046% | 3.786% | 0.0018321 | 21.2% | 3.786% | 0.012752 | 0% | 2.563% | 0 | 0% | 2.563% | 0 | 0% | 2.563% | 0 |  |  |  | 0% | 11.8% | 0 | 35% | 11.8% | 0.0656 | 0% | 11.8% | 0 | 0% | 0.3784% | 0 | 0% | 0.3784% | 0 | 0% | 0.3784% | 0 | 0% | 100% | 0 | 0% | 100% | 0 | 0% | 100% | 0 | 0% | 100% | 0 |  |  | 0 |  |  | 0 |  |  | 0.0033251 | 100% | 65% |  | 100% | 65% |  | 100% | 65% |  | 100% | 65% |  | 100% | 90% |  | 100% | 90% |  | 100% | 90%
PLACERVILLE 111219742 | 0.00068261 | 8.7588 | 0.92156 | 1.2104 | 2.1319 | 0.025127 | 0.030713 | 0.014542 | 0% | 99% | 0 | 0% | 99% | 0 | 0% | 99% | 0 | 0% | 99% | 0 | 0% | 63.35% | 0 | 0% | 63.35% | 0 | 0% | 63.35% | 0 | 0% | 63.35% | 0 | 1.2104 | 16.67% | 2.281% | 0.0035041 | 0% | 2.281% | 0 | 0% | 2.281% | 0 | 0% | 0.2502% | 0 | 0% | 0.2502% | 0 | 0% | 0.2502% | 0 | 0% | 0.6572% | 0 | 88.24% | 0.6572% | 0.0053445 | 9.883% | 0.6572% | 0.00059854 | 84.13% | 0.6779% | 0.0052564 | 9.883% | 0.6779% | 0.00061743 | 4.779% | 0.6779% | 0.0002986 | 14.88% | 4.923% | 0.0067493 | 0% | 4.923% | 0 | 0% | 4.923% | 0 | 0% | 2.102% | 0 | 0% | 2.102% | 0 | 0% | 2.102% | 0 |  |  |  | 0% | 11.8% | 0 | 0% | 11.8% | 0 | 0% | 11.8% | 0 | 0% | 0.373% | 0 | 0% | 0.373% | 0 | 0% | 0.373% | 0 | 0% | 100% | 0 | 0% | 100% | 0 | 0% | 100% | 0 | 0% | 100% | 0 |  |  | 0 |  |  | 0 |  |  | 0 | 100% | 65% |  | 100% | 65% |  | 100% | 65% |  | 100% | 65% |  | 100% | 90% |  | 100% | 90% |  | 100% | 90%
BRUNSWICK 110633050 | 0.00089195 | 1.3588 | 0.60923 | 1.5783 | 2.1875 | 0.026797 | 0.014599 | 0.0051439 | 0% | 99% | 0 | 0% | 99% | 0 | 0% | 99% | 0 | 0% | 99% | 0 | 0% | 62.54% | 0 | 0% | 62.54% | 0 | 0% | 62.54% | 0 | 0% | 62.54% | 0 | 1.5783 | 0% | 1.577% | 0 | 0% | 1.577% | 0 | 0% | 1.577% | 0 | 0% | 0.1713% | 0 | 0% | 0.1713% | 0 | 0% | 0.1713% | 0 | 0% | 0.476% | 0 | 0% | 0.476% | 0 | 0% | 0.476% | 0 | 0% | 0.4925% | 0 | 0% | 0.4925% | 0 | 0% | 0.4925% | 0 | 0% | 3.576% | 0 | 0% | 3.576% | 0 | 0% | 3.576% | 0 | 0% | 3.642% | 0 | 0% | 3.642% | 0 | 0% | 3.642% | 0 |  |  |  | 0% | 11.8% | 0 | 0% | 11.8% | 0 | 0% | 11.8% | 0 | 0% | 0.3813% | 0 | 0% | 0.3813% | 0 | 0% | 0.3813% | 0 | 0% | 100% | 0 | 0% | 100% | 0 | 0% | 100% | 0 | 0% | 100% | 0 |  |  | 0 |  |  | 0 |  |  | 0 | 100% | 65% |  | 100% | 65% |  | 100% | 65% |  | 100% | 65% |  | 100% | 90% |  | 100% | 90% |  | 100% | 90%
BROWNS VALLEY 110197188 | 0.00042072 | 6.9865 | 0.5094 | 0 | 0.5094 | 0.015937 | 0.014958 | 0.0081039 | 0% | 99% | 0 | 0% | 99% | 0 | 0% | 99% | 0 | 0% | 99% | 0 | 0% | 63.77% | 0 | 0% | 63.77% | 0 | 0% | 63.77% | 0 | 0% | 63.77% | 0 | 0 | 0% | 2.106% | 0 | 0% | 2.106% | 0 | 0% | 2.106% | 0 | 0% | 0.2389% | 0 | 0% | 0.2389% | 0 | 0% | 0.2389% | 0 | 0% | 0.562% | 0 | 49.04% | 0.562% | 0.0014038 | 34.43% | 0.562% | 0.00098565 | 49.04% | 0.5823% | 0.0014546 | 34.43% | 0.5823% | 0.0010213 | 14.98% | 0.5823% | 0.00044435 | 0% | 4.203% | 0 | 0% | 4.203% | 0 | 0% | 4.203% | 0 | 0% | 2.277% | 0 | 0% | 2.277% | 0 | 0% | 2.277% | 0 |  |  |  | 0% | 11.8% | 0 | 35% | 11.8% | 0.021038 | 0% | 11.8% | 0 | 0% | 0.3741% | 0 | 0% | 0.3741% | 0 | 0% | 0.3741% | 0 | 0% | 100% | 0 | 0% | 100% | 0 | 0% | 100% | 0 | 0% | 100% | 0 |  |  | 0 |  |  | 0 |  |  | 0 | 100% | 65% |  | 100% | 65% |  | 100% | 65% |  | 100% | 65% |  | 100% | 90% |  | 100% | 90% |  | 100% | 90%
BURNEY 110145984 | 0.00045527 | 7.511 | 0.36734 | 1.3749 | 1.7422 | 0.0099176 | 0.013327 | 0.0049083 | 0% | 99% | 0 | 0% | 99% | 0 | 0% | 99% | 0 | 0% | 99% | 0 | 0% | 61.93% | 0 | 0% | 61.93% | 0 | 0% | 61.93% | 0 | 0% | 61.93% | 0 | 1.3749 | 20% | 1.93% | 0.0014182 | 0% | 1.93% | 0 | 0% | 1.93% | 0 | 0% | 0.2117% | 0 | 0% | 0.2117% | 0 | 0% | 0.2117% | 0 | 0% | 0.7066% | 0 | 0% | 0.7066% | 0 | 6.054% | 0.7066% | 0.00015715 | 0% | 0.6976% | 0 | 6.054% | 0.6976% | 0.00015514 | 90.24% | 0.6976% | 0.0023124 | 0.7246% | 5.235% | 0.00013934 | 0% | 5.235% | 0 | 1.778% | 5.235% | 0.00034185 | 0% | 1.413% | 0 | 0% | 1.413% | 0 | 0% | 1.413% | 0 |  |  |  | 0% | 11.8% | 0 | 35% | 11.8% | 0.015171 | 0% | 11.8% | 0 | 0% | 0.3624% | 0 | 0% | 0.3624% | 0 | 0% | 0.3624% | 0 | 0% | 100% | 0 | 0% | 100% | 0 | 0% | 100% | 0 | 0% | 100% | 0 |  |  | 0 |  |  | 0 |  |  | 0 | 100% | 65% |  | 100% | 65% |  | 100% | 65% |  | 100% | 65% |  | 100% | 90% |  | 100% | 90% |  | 100% | 90%
BANGOR 110182350 | 0.00015217 | 19.0509 | 0.61474 | 3.3208 | 3.9356 | 0.01633 | 0.022503 | 0.0083335 | 0% | 99% | 0 | 0% | 99% | 0 | 0% | 99% | 0 | 0% | 99% | 0 | 0% | 61.56% | 0 | 0% | 61.56% | 0 | 0% | 61.56% | 0 | 0% | 61.56% | 0 | 3.3208 | 0% | 2.371% | 0 | 0% | 2.371% | 0 | 0% | 2.371% | 0 | 100% | 0.2433% | 0.0014957 | 0% | 0.2433% | 0 | 0% | 0.2433% | 0 | 0% | 0.7188% | 0 | 74.76% | 0.7188% | 0.0033035 | 18.31% | 0.7188% | 0.00080905 | 74.76% | 0.6943% | 0.0031908 | 18.31% | 0.6943% | 0.00078146 | 5.901% | 0.6943% | 0.00025186 | 19.75% | 5.259% | 0.0063851 | 0% | 5.259% | 0 | 0% | 5.259% | 0 | 0% | 2.181% | 0 | 0% | 2.181% | 0 | 0% | 2.181% | 0 |  |  |  | 34.76% | 11.8% | 0.025211 | 0% | 11.8% | 0 | 0% | 11.8% | 0 | 55.56% | 0.3605% | 0.0012313 | 0% | 0.3605% | 0 | 0% | 0.3605% | 0 | 0% | 100% | 0 | 0% | 100% | 0 | 0% | 100% | 0 | 0% | 100% | 0 |  |  | 0 |  |  | 0 |  |  | 0 | 100% | 65% |  | 100% | 65% |  | 100% | 65% |  | 100% | 65% |  | 100% | 90% |  | 100% | 90% |  | 100% | 90%
OREGON TRAIL 1104CB | 0.00042224 | 10.5059 | 1.1036 | 3.4008 | 4.5044 | 0.027956 | 0.037837 | 0.018914 | 0% | 99% | 0 | 0% | 99% | 0 | 0% | 99% | 0 | 0% | 99% | 0 | 0% | 62.53% | 0 | 0% | 62.53% | 0 | 0% | 62.53% | 0 | 0% | 62.53% | 0 | 3.4008 | 0% | 2% | 0 | 0% | 2% | 0 | 0% | 2% | 0 | 0% | 0.2253% | 0 | 0% | 0.2253% | 0 | 0% | 0.2253% | 0 | 0% | 0.6608% | 0 | 0% | 0.6608% | 0 | 0% | 0.6608% | 0 | 0.141% | 0.6656% | 1.0357e-05 | 0% | 0.6656% | 0 | 95.13% | 0.6656% | 0.0069887 | 4.23% | 4.924% | 0.0022986 | 0% | 4.924% | 0 | 0% | 4.924% | 0 | 0% | 1.682% | 0 | 0% | 1.682% | 0 | 0% | 1.682% | 0 |  |  |  | 0% | 11.8% | 0 | 0% | 11.8% | 0 | 0% | 11.8% | 0 | 0% | 0.3667% | 0 | 0% | 0.3667% | 0 | 0% | 0.3667% | 0 | 0.3312% | 100% | 0.0036555 | 0% | 100% | 0 | 0% | 100% | 0 | 0% | 100% | 0 |  |  | 0 |  |  | 0 |  |  | 0 | 100% | 65% |  | 100% | 65% |  | 100% | 65% |  | 100% | 65% |  | 100% | 90% |  | 100% | 90% |  | 100% | 90%
BIG RIVER 1101952 | 0.00031866 | 11.9543 | 1.0812 | 0 | 1.0812 | 0.059304 | 0.018396 | 0.0053349 | 0% | 99% | 0 | 0% | 99% | 0 | 0% | 99% | 0 | 0% | 99% | 0 | 0% | 61.79% | 0 | 0% | 61.79% | 0 | 0% | 61.79% | 0 | 0% | 61.79% | 0 | 0 | 3.571% | 1.111% | 0.00042905 | 0% | 1.111% | 0 | 0% | 1.111% | 0 | 0% | 0.1164% | 0 | 0% | 0.1164% | 0 | 0% | 0.1164% | 0 | 0% | 0.3374% | 0 | 75.63% | 0.3374% | 0.002759 | 24.37% | 0.3374% | 0.00088891 | 75.63% | 0.333% | 0.0027235 | 24.37% | 0.333% | 0.00087746 | 0% | 0.333% | 0 | 18.26% | 2.489% | 0.0049144 | 0% | 2.489% | 0 | 6.688% | 2.489% | 0.0017996 | 0% | 4.903% | 0 | 0% | 4.903% | 0 | 0% | 4.903% | 0 |  |  |  | 33.51% | 11.8% | 0.042758 | 0% | 11.8% | 0 | 0% | 11.8% | 0 | 0% | 0.3831% | 0 | 0% | 0.3831% | 0 | 0% | 0.3831% | 0 | 0% | 100% | 0 | 0% | 100% | 0 | 0% | 100% | 0 | 0% | 100% | 0 |  |  | 0 |  |  | 0 |  |  | 0 | 100% | 65% |  | 100% | 65% |  | 100% | 65% |  | 100% | 65% |  | 100% | 90% |  | 100% | 90% |  | 100% | 90%
OLETA 110151740 | 0.00013426 | 13.0673 | 0.64509 | 0 | 0.64509 | 0.011761 | 0.024751 | 0.01307 | 0% | 99% | 0 | 0% | 99% | 0 | 0% | 99% | 0 | 0% | 99% | 0 | 0% | 62.86% | 0 | 0% | 62.86% | 0 | 0% | 62.86% | 0 | 0% | 62.86% | 0 | 0 | 0% | 2.656% | 0 | 0% | 2.656% | 0 | 0% | 2.656% | 0 | 0% | 0.296% | 0 | 0% | 0.296% | 0 | 0% | 0.296% | 0 | 0% | 0.7331% | 0 | 8.105% | 0.7331% | 0.00038328 | 67.23% | 0.7331% | 0.0031796 | 8.105% | 0.7404% | 0.00038708 | 67.23% | 0.7404% | 0.0032111 | 24.54% | 0.7404% | 0.001172 | 0% | 5.435% | 0 | 0% | 5.435% | 0 | 0% | 5.435% | 0 | 0% | 1.477% | 0 | 0% | 1.477% | 0 | 0% | 1.477% | 0 |  |  |  | 7.007% | 11.8% | 0.0053339 | 0% | 11.8% | 0 | 0% | 11.8% | 0 | 0% | 0.3626% | 0 | 0% | 0.3626% | 0 | 0% | 0.3626% | 0 | 0% | 100% | 0 | 0% | 100% | 0 | 0% | 100% | 0 | 0% | 100% | 0 |  |  | 3.0011e-05 |  |  | 0 |  |  | 0 | 100% | 65% |  | 100% | 65% |  | 100% | 65% |  | 100% | 65% |  | 100% | 90% |  | 100% | 90% |  | 100% | 90%
OAKLAND J 1102CR184 | 0.00065588 | 6.2238 | 0.37232 | 0 | 0.37232 | 0.011879 | 0.012523 | 0.0042269 | 0% | 99% | 0 | 0% | 99% | 0 | 0% | 99% | 0 | 0% | 99% | 0 | 0% | 62.94% | 0 | 0% | 62.94% | 0 | 0% | 62.94% | 0 | 0% | 62.94% | 0 | 0 | 0% | 2.346% | 0 | 0% | 2.346% | 0 | 0% | 2.346% | 0 | 0% | 0.2444% | 0 | 0% | 0.2444% | 0 | 0% | 0.2444% | 0 | 0% | 0.665% | 0 | 0% | 0.665% | 0 | 0% | 0.665% | 0 | 0% | 0.6512% | 0 | 0% | 0.6512% | 0 | 0% | 0.6512% | 0 | 0% | 4.884% | 0 | 0% | 4.884% | 0 | 0% | 4.884% | 0 | 0% | 1.72% | 0 | 0% | 1.72% | 0 | 0% | 1.72% | 0 |  |  |  | 0% | 11.8% | 0 | 0% | 11.8% | 0 | 0% | 11.8% | 0 | 55.56% | 0.3664% | 0.00075796 | 0% | 0.3664% | 0 | 0% | 0.3664% | 0 | 0% | 100% | 0 | 0% | 100% | 0 | 0% | 100% | 0 | 0% | 100% | 0 |  |  | 0 |  |  | 0 |  |  | 0 | 100% | 65% |  | 100% | 65% |  | 100% | 65% |  | 100% | 65% |  | 100% | 90% |  | 100% | 90% |  | 100% | 90%
SOBRANTE 1101CB | 0.00067088 | 18.6741 | 2.068 | 0.45845 | 2.5265 | 0.065376 | 0.067689 | 0.025997 | 0% | 99% | 0 | 0% | 99% | 0 | 0% | 99% | 0 | 0% | 99% | 0 | 0% | 63.21% | 0 | 0% | 63.21% | 0 | 0% | 63.21% | 0 | 0% | 63.21% | 0 | 0.45845 | 0% | 2.276% | 0 | 0% | 2.276% | 0 | 0% | 2.276% | 0 | 0% | 0.251% | 0 | 0% | 0.251% | 0 | 0% | 0.251% | 0 | 0% | 0.6371% | 0 | 28.96% | 0.6371% | 0.0038155 | 55.26% | 0.6371% | 0.0072817 | 28.96% | 0.6555% | 0.0039254 | 55.26% | 0.6555% | 0.0074915 | 11.72% | 0.6555% | 0.0015891 | 22.62% | 4.765% | 0.022294 | 0% | 4.765% | 0 | 0% | 4.765% | 0 | 0% | 1.745% | 0 | 0% | 1.745% | 0 | 0% | 1.745% | 0 |  |  |  | 0% | 11.8% | 0 | 0% | 11.8% | 0 | 0% | 11.8% | 0 | 55.56% | 0.3727% | 0.0042817 | 0% | 0.3727% | 0 | 0% | 0.3727% | 0 | 0% | 100% | 0 | 0% | 100% | 0 | 0% | 100% | 0 | 0% | 100% | 0 |  |  | 0 |  |  | 0 |  |  | 0 | 100% | 65% |  | 100% | 65% |  | 100% | 65% |  | 100% | 65% |  | 100% | 90% |  | 100% | 90% |  | 100% | 90%
MORGAN HILL 2109145998 | 0.00039206 | 2.8887 | 0.18162 | 0 | 0.18162 | 0.0038738 | 0.0071164 | 0.0029836 | 0% | 99% | 0 | 0% | 99% | 0 | 0% | 99% | 0 | 0% | 99% | 0 | 0% | 63.78% | 0 | 0% | 63.78% | 0 | 0% | 63.78% | 0 | 0% | 63.78% | 0 | 0 | 0% | 2.787% | 0 | 0% | 2.787% | 0 | 0% | 2.787% | 0 | 0% | 0.3019% | 0 | 0% | 0.3019% | 0 | 0% | 0.3019% | 0 | 0% | 0.7667% | 0 | 83.24% | 0.7667% | 0.0011591 | 16.76% | 0.7667% | 0.00023343 | 83.24% | 0.7876% | 0.0011907 | 16.76% | 0.7876% | 0.00023979 | 0% | 0.7876% | 0 | 0% | 5.723% | 0 | 0% | 5.723% | 0 | 0% | 5.723% | 0 | 0% | 1.158% | 0 | 0% | 1.158% | 0 | 0% | 1.158% | 0 |  |  |  | 0% | 11.8% | 0 | 0% | 11.8% | 0 | 0% | 11.8% | 0 | 55.56% | 0.3676% | 0.00037095 | 0% | 0.3676% | 0 | 0% | 0.3676% | 0 | 0% | 100% | 0 | 0% | 100% | 0 | 0% | 100% | 0 | 0% | 100% | 0 |  |  | 0 |  |  | 0 |  |  | 0 | 100% | 65% |  | 100% | 65% |  | 100% | 65% |  | 100% | 65% |  | 100% | 90% |  | 100% | 90% |  | 100% | 90%
PACIFICA 1102968736 | 0.00079382 | 0.85454 | 0.12291 | 0 | 0.12291 | 0.0043952 | 0.0045298 | 0.00054368 | 0% | 99% | 0 | 0% | 99% | 0 | 0% | 99% | 0 | 0% | 99% | 0 | 0% | 62.46% | 0 | 0% | 62.46% | 0 | 0% | 62.46% | 0 | 0% | 62.46% | 0 | 0 | 0% | 2.965% | 0 | 0% | 2.965% | 0 | 0% | 2.965% | 0 | 0% | 0.3168% | 0 | 0% | 0.3168% | 0 | 0% | 0.3168% | 0 | 0% | 0.7318% | 0 | 0% | 0.7318% | 0 | 4.616% | 0.7318% | 4.1519e-05 | 0% | 0.7549% | 0 | 4.616% | 0.7549% | 4.2829e-05 | 63.57% | 0.7549% | 0.00058986 | 46.06% | 5.459% | 0.0030909 | 0% | 5.459% | 0 | 0% | 5.459% | 0 | 0% | 2.756% | 0 | 0% | 2.756% | 0 | 0% | 2.756% | 0 |  |  |  | 0% | 11.8% | 0 | 3.719% | 11.8% | 0.00053936 | 0% | 11.8% | 0 | 0% | 0.3726% | 0 | 0% | 0.3726% | 0 | 0% | 0.3726% | 0 | 0% | 100% | 0 | 0% | 100% | 0 | 0% | 100% | 0 | 0% | 100% | 0 |  |  | 0 |  |  | 0 |  |  | 0 | 100% | 65% |  | 100% | 65% |  | 100% | 65% |  | 100% | 65% |  | 100% | 90% |  | 100% | 90% |  | 100% | 90%
MC ARTHUR 1101501106 | 0.00012093 | 9.7084 | 0.2354 | 0.17159 | 0.40699 | 0.0018679 | 0.012079 | 0.0042066 | 0% | 99% | 0 | 0% | 99% | 0 | 0% | 99% | 0 | 0% | 99% | 0 | 0% | 58.55% | 0 | 0% | 58.55% | 0 | 0% | 58.55% | 0 | 0% | 58.55% | 0 | 0.17159 | 66.67% | 2.728% | 0.0042809 | 0% | 2.728% | 0 | 0% | 2.728% | 0 | 0% | 0.279% | 0 | 0% | 0.279% | 0 | 0% | 0.279% | 0 | 0% | 0.9855% | 0 | 33.79% | 0.9855% | 0.00078394 | 63.04% | 0.9855% | 0.0014624 | 33.79% | 0.8987% | 0.00071492 | 63.04% | 0.8987% | 0.0013337 | 0% | 0.8987% | 0 | 0% | 7.094% | 0 | 0% | 7.094% | 0 | 0% | 7.094% | 0 | 0% | 0.5455% | 0 | 0% | 0.5455% | 0 | 0% | 0.5455% | 0 |  |  |  | 20.82% | 11.8% | 0.0057834 | 0% | 11.8% | 0 | 0% | 11.8% | 0 | 0% | 0.331% | 0 | 0% | 0.331% | 0 | 0% | 0.331% | 0 | 0% | 100% | 0 | 0% | 100% | 0 | 0% | 100% | 0 | 0% | 100% | 0 |  |  | 0 |  |  | 0 |  |  | 0 | 100% | 65% |  | 100% | 65% |  | 100% | 65% |  | 100% | 65% |  | 100% | 90% |  | 100% | 90% |  | 100% | 90%
VIEJO 2204CB | 0.00060831 | 2.4119 | 0.24574 | 0 | 0.24574 | 0.0070168 | 0.0096755 | 0.0022584 | 0% | 99% | 0 | 0% | 99% | 0 | 0% | 99% | 0 | 0% | 99% | 0 | 0% | 62.92% | 0 | 0% | 62.92% | 0 | 0% | 62.92% | 0 | 0% | 62.92% | 0 | 0 | 0% | 2.944% | 0 | 0% | 2.944% | 0 | 0% | 2.944% | 0 | 0% | 0.328% | 0 | 0% | 0.328% | 0 | 0% | 0.328% | 0 | 0% | 0.7561% | 0 | 50.97% | 0.7561% | 0.00094691 | 36.51% | 0.7561% | 0.00067837 | 50.97% | 0.7813% | 0.0009785 | 36.51% | 0.7813% | 0.00070101 | 8.306% | 0.7813% | 0.00015946 | 10.48% | 5.646% | 0.0014535 | 19.19% | 5.646% | 0.0026623 | 0% | 5.646% | 0 | 0% | 2.032% | 0 | 0% | 2.032% | 0 | 0% | 2.032% | 0 |  |  |  | 0% | 11.8% | 0 | 0% | 11.8% | 0 | 0% | 11.8% | 0 | 55.56% | 0.3671% | 0.00050122 | 0% | 0.3671% | 0 | 0% | 0.3671% | 0 | 0% | 100% | 0 | 0% | 100% | 0 | 0% | 100% | 0 | 0% | 100% | 0 |  |  | 0 |  |  | 0 |  |  | 0 | 100% | 65% |  | 100% | 65% |  | 100% | 65% |  | 100% | 65% |  | 100% | 90% |  | 100% | 90% |  | 100% | 90%
ROB ROY 210410954 | 0.00070656 | 14.1043 | 1.6431 | 0 | 1.6431 | 0.075539 | 0.035219 | 0.016007 | 0% | 99% | 0 | 0% | 99% | 0 | 0% | 99% | 0 | 0% | 99% | 0 | 0% | 63.79% | 0 | 0% | 63.79% | 0 | 0% | 63.79% | 0 | 0% | 63.79% | 0 | 0 | 4.167% | 1.502% | 0.0010283 | 0% | 1.502% | 0 | 0% | 1.502% | 0 | 0% | 0.1671% | 0 | 0% | 0.1671% | 0 | 0% | 0.1671% | 0 | 0% | 0.4199% | 0 | 0% | 0.4199% | 0 | 65.27% | 0.4199% | 0.0045032 | 0% | 0.4402% | 0 | 65.27% | 0.4402% | 0.0047213 | 34.73% | 0.4402% | 0.0025122 | 13.37% | 3.162% | 0.0069477 | 12.07% | 3.162% | 0.0062716 | 10.28% | 3.162% | 0.0053408 | 0% | 3.531% | 0 | 0% | 3.531% | 0 | 0% | 3.531% | 0 |  |  |  | 0% | 11.8% | 0 | 0% | 11.8% | 0 | 0% | 11.8% | 0 | 0% | 0.3839% | 0 | 0% | 0.3839% | 0 | 0% | 0.3839% | 0 | 0% | 100% | 0 | 0% | 100% | 0 | 0% | 100% | 0 | 0% | 100% | 0 |  |  | 0 |  |  | 0 |  |  | 0 | 100% | 65% |  | 100% | 65% |  | 100% | 65% |  | 100% | 65% |  | 100% | 90% |  | 100% | 90% |  | 100% | 90%
OAKLAND X 1104CR288 | 0.00073404 | 4.9914 | 0.437 | 0.16434 | 0.60133 | 0.018618 | 0.012 | 0.0031561 | 0% | 99% | 0 | 0% | 99% | 0 | 0% | 99% | 0 | 0% | 99% | 0 | 0% | 63.65% | 0 | 0% | 63.65% | 0 | 0% | 63.65% | 0 | 0% | 63.65% | 0 | 0.16434 | 0% | 2.068% | 0 | 0% | 2.068% | 0 | 0% | 2.068% | 0 | 0% | 0.2217% | 0 | 0% | 0.2217% | 0 | 0% | 0.2217% | 0 | 0% | 0.539% | 0 | 0% | 0.539% | 0 | 55.53% | 0.539% | 0.001308 | 0% | 0.5493% | 0 | 55.53% | 0.5493% | 0.001333 | 44.47% | 0.5493% | 0.0010674 | 0.09937% | 4.007% | 1.7401e-05 | 18.43% | 4.007% | 0.0032281 | 10.6% | 4.007% | 0.0018554 | 0% | 2.39% | 0 | 0% | 2.39% | 0 | 0% | 2.39% | 0 |  |  |  | 0% | 11.8% | 0 | 30.9% | 11.8% | 0.015932 | 0% | 11.8% | 0 | 0% | 0.377% | 0 | 0% | 0.377% | 0 | 0% | 0.377% | 0 | 0% | 100% | 0 | 0% | 100% | 0 | 0% | 100% | 0 | 0% | 100% | 0 |  |  | 0 |  |  | 0 |  |  | 0 | 100% | 65% |  | 100% | 65% |  | 100% | 65% |  | 100% | 65% |  | 100% | 90% |  | 100% | 90% |  | 100% | 90%
FRUITLAND 1142899734 | 0.00077343 | 3.5714 | 0.50513 | 0.020483 | 0.52561 | 0.026254 | 0.0092566 | 0.0035685 | 0% | 99% | 0 | 0% | 99% | 0 | 0% | 99% | 0 | 0% | 99% | 0 | 0% | 61.76% | 0 | 0% | 61.76% | 0 | 0% | 61.76% | 0 | 0% | 61.76% | 0 | 0.020483 | 75% | 1.191% | 0.0045108 | 0% | 1.191% | 0 | 0% | 1.191% | 0 | 0% | 0.1354% | 0 | 0% | 0.1354% | 0 | 0% | 0.1354% | 0 | 0% | 0.3515% | 0 | 100% | 0.3515% | 0.0017753 | 0% | 0.3515% | 0 | 100% | 0.364% | 0.0018389 | 0% | 0.364% | 0 | 0% | 0.364% | 0 | 0% | 2.639% | 0 | 0% | 2.639% | 0 | 0% | 2.639% | 0 | 0% | 4.868% | 0 | 0% | 4.868% | 0 | 0% | 4.868% | 0 |  |  |  | 0% | 11.8% | 0 | 0% | 11.8% | 0 | 0% | 11.8% | 0 | 0% | 0.3846% | 0 | 0% | 0.3846% | 0 | 0% | 0.3846% | 0 | 0% | 100% | 0 | 0% | 100% | 0 | 0% | 100% | 0 | 0% | 100% | 0 |  |  | 0 |  |  | 0 |  |  | 0 | 100% | 65% |  | 100% | 65% |  | 100% | 65% |  | 100% | 65% |  | 100% | 90% |  | 100% | 90% |  | 100% | 90%
ALHAMBRA 110595016 | 0.00041384 | 0.96759 | 0.56088 | 0.47389 | 1.0348 | 0.01134 | 0.02345 | 0.0086068 | 0% | 99% | 0 | 0% | 99% | 0 | 0% | 99% | 0 | 0% | 99% | 0 | 0% | 63.28% | 0 | 0% | 63.28% | 0 | 0% | 63.28% | 0 | 0% | 63.28% | 0 | 0.47389 | 0% | 2.964% | 0 | 0% | 2.964% | 0 | 0% | 2.964% | 0 | 0% | 0.3289% | 0 | 0% | 0.3289% | 0 | 0% | 0.3289% | 0 | 0% | 0.81% | 0 | 79.59% | 0.81% | 0.003616 | 15.73% | 0.81% | 0.00071459 | 84.27% | 0.8356% | 0.0039497 | 15.73% | 0.8356% | 0.0007372 | 0% | 0.8356% | 0 | 0% | 6.06% | 0 | 0% | 6.06% | 0 | 0% | 6.06% | 0 | 0% | 0.8601% | 0 | 0% | 0.8601% | 0 | 0% | 0.8601% | 0 |  |  |  | 0% | 11.8% | 0 | 8.323% | 11.8% | 0.0055086 | 0% | 11.8% | 0 | 0% | 0.366% | 0 | 0% | 0.366% | 0 | 0% | 0.366% | 0 | 0% | 100% | 0 | 0% | 100% | 0 | 0% | 100% | 0 | 0% | 100% | 0 |  |  | 0 |  |  | 0 |  |  | 0.0023375 | 100% | 65% |  | 100% | 65% |  | 100% | 65% |  | 100% | 65% |  | 100% | 90% |  | 100% | 90% |  | 100% | 90%
SUNOL 1101CB | 0.00038418 | 3.3971 | 0.54486 | 0.20719 | 0.75205 | 0.0058302 | 0.024316 | 0.012055 | 0% | 99% | 0 | 0% | 99% | 0 | 0% | 99% | 0 | 0% | 99% | 0 | 0% | 63.2% | 0 | 0% | 63.2% | 0 | 0% | 63.2% | 0 | 0% | 63.2% | 0 | 0.20719 | 0% | 3.089% | 0 | 0% | 3.089% | 0 | 0% | 3.089% | 0 | 0% | 0.355% | 0 | 0% | 0.355% | 0 | 0% | 0.355% | 0 | 0% | 0.8436% | 0 | 14.88% | 0.8436% | 0.00068373 | 30.87% | 0.8436% | 0.0014188 | 14.88% | 0.8772% | 0.00071097 | 30.87% | 0.8772% | 0.0014753 | 43.43% | 0.8772% | 0.0020759 | 0% | 6.327% | 0 | 0% | 6.327% | 0 | 0% | 6.327% | 0 | 0% | 0.6877% | 0 | 0% | 0.6877% | 0 | 0% | 0.6877% | 0 |  |  |  | 0% | 11.8% | 0 | 0% | 11.8% | 0 | 0% | 11.8% | 0 | 0% | 0.3623% | 0 | 0% | 0.3623% | 0 | 0% | 0.3623% | 0 | 0% | 100% | 0 | 0% | 100% | 0 | 0% | 100% | 0 | 0% | 100% | 0 |  |  | 0 |  |  | 0 |  |  | 0 | 100% | 65% |  | 100% | 65% |  | 100% | 65% |  | 100% | 65% |  | 100% | 90% |  | 100% | 90% |  | 100% | 90%
BIG RIVER 1101954 | 0.00038742 | 7.8332 | 0.72774 | 0 | 0.72774 | 0.035752 | 0.016359 | 0.0042669 | 0% | 99% | 0 | 0% | 99% | 0 | 0% | 99% | 0 | 0% | 99% | 0 | 0% | 62.16% | 0 | 0% | 62.16% | 0 | 0% | 62.16% | 0 | 0% | 62.16% | 0 | 0 | 10% | 1.595% | 0.0011607 | 0% | 1.595% | 0 | 0% | 1.595% | 0 | 0% | 0.1705% | 0 | 0% | 0.1705% | 0 | 0% | 0.1705% | 0 | 0% | 0.4386% | 0 | 99.85% | 0.4386% | 0.0031871 | 0% | 0.4386% | 0 | 99.85% | 0.4436% | 0.0032237 | 0% | 0.4436% | 0 | 0.1488% | 0.4436% | 4.8038e-06 | 0% | 3.256% | 0 | 0% | 3.256% | 0 | 0% | 3.256% | 0 | 0% | 4.198% | 0 | 0% | 4.198% | 0 | 0% | 4.198% | 0 |  |  |  | 21.93% | 11.8% | 0.018833 | 0% | 11.8% | 0 | 0% | 11.8% | 0 | 0% | 0.3802% | 0 | 0% | 0.3802% | 0 | 0% | 0.3802% | 0 | 0% | 100% | 0 | 0% | 100% | 0 | 0% | 100% | 0 | 0% | 100% | 0 |  |  | 0 |  |  | 0 |  |  | 0 | 100% | 65% |  | 100% | 65% |  | 100% | 65% |  | 100% | 65% |  | 100% | 90% |  | 100% | 90% |  | 100% | 90%
FORT BRAGG A 11041316 | 0.00039105 | 12.3311 | 0.77483 | 0 | 0.77483 | 0.029018 | 0.025531 | 0.0056598 | 0% | 99% | 0 | 0% | 99% | 0 | 0% | 99% | 0 | 0% | 99% | 0 | 0% | 61.94% | 0 | 0% | 61.94% | 0 | 0% | 61.94% | 0 | 0% | 61.94% | 0 | 0 | 4% | 2.051% | 0.00063577 | 0% | 2.051% | 0 | 0% | 2.051% | 0 | 0% | 0.2263% | 0 | 0% | 0.2263% | 0 | 0% | 0.2263% | 0 | 0% | 0.6431% | 0 | 53.48% | 0.6431% | 0.0026647 | 45.6% | 0.6431% | 0.0022722 | 53.48% | 0.6591% | 0.002731 | 45.6% | 0.6591% | 0.0023287 | 0% | 0.6591% | 0 | 10.78% | 4.815% | 0.0040236 | 8.691% | 4.815% | 0.0032423 | 0% | 4.815% | 0 | 0% | 3.218% | 0 | 0% | 3.218% | 0 | 0% | 3.218% | 0 |  |  |  | 0% | 11.8% | 0 | 34.31% | 11.8% | 0.03137 | 0% | 11.8% | 0 | 55.56% | 0.373% | 0.0016057 | 0% | 0.373% | 0 | 0% | 0.373% | 0 | 0% | 100% | 0 | 0% | 100% | 0 | 0% | 100% | 0 | 0% | 100% | 0 |  |  | 0 |  |  | 0 |  |  | 0 | 100% | 65% |  | 100% | 65% |  | 100% | 65% |  | 100% | 65% |  | 100% | 90% |  | 100% | 90% |  | 100% | 90%
MADISON 2101725408 | 0.0001532 | 0.62764 | 0.041025 | 0.031793 | 0.072818 | 0.00058242 | 0.0016313 | 0.00097539 | 0% | 99% | 0 | 0% | 99% | 0 | 0% | 99% | 0 | 0% | 99% | 0 | 0% | 63.88% | 0 | 0% | 63.88% | 0 | 0% | 63.88% | 0 | 0% | 63.88% | 0 | 0.031793 | 0% | 2.32% | 0 | 0% | 2.32% | 0 | 0% | 2.32% | 0 | 0% | 0.2678% | 0 | 0% | 0.2678% | 0 | 0% | 0.2678% | 0 | 0% | 0.7432% | 0 | 0% | 0.7432% | 0 | 99.13% | 0.7432% | 0.00030224 | 0% | 0.7473% | 0 | 100% | 0.7473% | 0.0003066 | 0% | 0.7473% | 0 | 0% | 5.52% | 0 | 0% | 5.52% | 0 | 0% | 5.52% | 0 | 0% | 0.9835% | 0 | 0% | 0.9835% | 0 | 0% | 0.9835% | 0 |  |  |  | 1.986% | 11.8% | 9.6154e-05 | 0% | 11.8% | 0 | 0% | 11.8% | 0 | 55.56% | 0.3588% | 8.1781e-05 | 0% | 0.3588% | 0 | 0% | 0.3588% | 0 | 0% | 100% | 0 | 0% | 100% | 0 | 0% | 100% | 0 | 0% | 100% | 0 |  |  | 0 |  |  | 0 |  |  | 0 | 100% | 65% |  | 100% | 65% |  | 100% | 65% |  | 100% | 65% |  | 100% | 90% |  | 100% | 90% |  | 100% | 90%
OAKLAND K 1104CR206 | 0.0014089 | 3.1719 | 0.32351 | 0.094485 | 0.418 | 0.015207 | 0.0080045 | 0.0019677 | 0% | 99% | 0 | 0% | 99% | 0 | 0% | 99% | 0 | 0% | 99% | 0 | 0% | 64.04% | 0 | 0% | 64.04% | 0 | 0% | 64.04% | 0 | 0% | 64.04% | 0 | 0.094485 | 0% | 1.92% | 0 | 0% | 1.92% | 0 | 0% | 1.92% | 0 | 0% | 0.208% | 0 | 0% | 0.208% | 0 | 0% | 0.208% | 0 | 0% | 0.4804% | 0 | 0% | 0.4804% | 0 | 49.08% | 0.4804% | 0.00076281 | 0% | 0.4963% | 0 | 49.08% | 0.4963% | 0.00078811 | 47.65% | 0.4963% | 0.00076521 | 29.81% | 3.585% | 0.003457 | 4.828% | 3.585% | 0.00055995 | 25.21% | 3.585% | 0.002924 | 0% | 2.609% | 0 | 0% | 2.609% | 0 | 0% | 2.609% | 0 |  |  |  | 0% | 11.8% | 0 | 35% | 11.8% | 0.013361 | 0% | 11.8% | 0 | 0% | 0.3806% | 0 | 0% | 0.3806% | 0 | 0% | 0.3806% | 0 | 0% | 100% | 0 | 0% | 100% | 0 | 0% | 100% | 0 | 0% | 100% | 0 |  |  | 0 |  |  | 0 |  |  | 0.0055098 | 100% | 65% |  | 100% | 65% |  | 100% | 65% |  | 100% | 65% |  | 100% | 90% |  | 100% | 90% |  | 100% | 90%
OAKLAND X 1104CR022 | 0.00093728 | 7.7586 | 0.5748 | 0.2511 | 0.8259 | 0.024265 | 0.01646 | 0.0040529 | 0% | 99% | 0 | 0% | 99% | 0 | 0% | 99% | 0 | 0% | 99% | 0 | 0% | 63.47% | 0 | 0% | 63.47% | 0 | 0% | 63.47% | 0 | 0% | 63.47% | 0 | 0.2511 | 0% | 2.073% | 0 | 0% | 2.073% | 0 | 0% | 2.073% | 0 | 0% | 0.222% | 0 | 0% | 0.222% | 0 | 0% | 0.222% | 0 | 0% | 0.5562% | 0 | 0% | 0.5562% | 0 | 96.21% | 0.5562% | 0.0030761 | 0% | 0.5631% | 0 | 96.21% | 0.5631% | 0.0031139 | 3.789% | 0.5631% | 0.00012263 | 1.558% | 4.128% | 0.00036963 | 0% | 4.128% | 0 | 5.933% | 4.128% | 0.0014077 | 0% | 2.329% | 0 | 0% | 2.329% | 0 | 0% | 2.329% | 0 |  |  |  | 0% | 11.8% | 0 | 30.9% | 11.8% | 0.020956 | 0% | 11.8% | 0 | 0% | 0.3752% | 0 | 0% | 0.3752% | 0 | 0% | 0.3752% | 0 | 0% | 100% | 0 | 0% | 100% | 0 | 0% | 100% | 0 | 0% | 100% | 0 |  |  | 0 |  |  | 0 |  |  | 0 | 100% | 65% |  | 100% | 65% |  | 100% | 65% |  | 100% | 65% |  | 100% | 90% |  | 100% | 90% |  | 100% | 90%
PALMER 110198478 | 0.00013874 | 5.2982 | 0.1526 | 0 | 0.1526 | 0.002835 | 0.006617 | 0.0024428 | 0% | 99% | 0 | 0% | 99% | 0 | 0% | 99% | 0 | 0% | 99% | 0 | 0% | 62.47% | 0 | 0% | 62.47% | 0 | 0% | 62.47% | 0 | 0% | 62.47% | 0 | 0 | 0% | 3.502% | 0 | 0% | 3.502% | 0 | 0% | 3.502% | 0 | 0% | 0.3684% | 0 | 0% | 0.3684% | 0 | 0% | 0.3684% | 0 | 0% | 0.8449% | 0 | 0% | 0.8449% | 0 | 77.85% | 0.8449% | 0.0010037 | 0% | 0.8611% | 0 | 77.85% | 0.8611% | 0.001023 | 22.15% | 0.8611% | 0.00029112 | 0% | 6.27% | 0 | 0% | 6.27% | 0 | 0% | 6.27% | 0 | 0% | 1.344% | 0 | 0% | 1.344% | 0 | 0% | 1.344% | 0 |  |  |  | 30.77% | 11.8% | 0.0055415 | 0% | 11.8% | 0 | 0% | 11.8% | 0 | 0% | 0.3651% | 0 | 0% | 0.3651% | 0 | 0% | 0.3651% | 0 | 0% | 100% | 0 | 0% | 100% | 0 | 0% | 100% | 0 | 0% | 100% | 0 |  |  | 0 |  |  | 0 |  |  | 0 | 100% | 65% |  | 100% | 65% |  | 100% | 65% |  | 100% | 65% |  | 100% | 90% |  | 100% | 90% |  | 100% | 90%
SONOMA 1105404 | 0.00036386 | 2.9181 | 0.41329 | 0.8271 | 1.2404 | 0.010968 | 0.016492 | 0.0047576 | 0% | 99% | 0 | 0% | 99% | 0 | 0% | 99% | 0 | 0% | 99% | 0 | 0% | 62.84% | 0 | 0% | 62.84% | 0 | 0% | 62.84% | 0 | 0% | 62.84% | 0 | 0.8271 | 100% | 2.943% | 0.012164 | 0% | 2.943% | 0 | 0% | 2.943% | 0 | 0% | 0.3192% | 0 | 0% | 0.3192% | 0 | 0% | 0.3192% | 0 | 0% | 0.7685% | 0 | 0% | 0.7685% | 0 | 0% | 0.7685% | 0 | 0% | 0.7833% | 0 | 0% | 0.7833% | 0 | 98.81% | 0.7833% | 0.0031986 | 0% | 5.713% | 0 | 0% | 5.713% | 0 | 0% | 5.713% | 0 | 0% | 1.843% | 0 | 0% | 1.843% | 0 | 0% | 1.843% | 0 |  |  |  | 0% | 11.8% | 0 | 0% | 11.8% | 0 | 0% | 11.8% | 0 | 0% | 0.3662% | 0 | 0% | 0.3662% | 0 | 0% | 0.3662% | 0 | 0% | 100% | 0 | 0% | 100% | 0 | 0% | 100% | 0 | 0% | 100% | 0 |  |  | 0 |  |  | 0 |  |  | 0 | 100% | 65% |  | 100% | 65% |  | 100% | 65% |  | 100% | 65% |  | 100% | 90% |  | 100% | 90% |  | 100% | 90%
VIEJO 2201563516 | 0.00066932 | 9.5541 | 0.89167 | 0 | 0.89167 | 0.032901 | 0.03093 | 0.0058134 | 0% | 99% | 0 | 0% | 99% | 0 | 0% | 99% | 0 | 0% | 99% | 0 | 0% | 63.08% | 0 | 0% | 63.08% | 0 | 0% | 63.08% | 0 | 0% | 63.08% | 0 | 0 | 0% | 2.393% | 0 | 0% | 2.393% | 0 | 0% | 2.393% | 0 | 0% | 0.2661% | 0 | 0% | 0.2661% | 0 | 0% | 0.2661% | 0 | 0% | 0.673% | 0 | 45.8% | 0.673% | 0.0027483 | 32.2% | 0.673% | 0.0019325 | 45.8% | 0.7027% | 0.0028694 | 32.2% | 0.7027% | 0.0020176 | 21.95% | 0.7027% | 0.0013753 | 38.56% | 5.062% | 0.017403 | 0% | 5.062% | 0 | 2.003% | 5.062% | 0.00090379 | 0% | 2.679% | 0 | 0% | 2.679% | 0 | 0% | 2.679% | 0 |  |  |  | 0% | 11.8% | 0 | 0% | 11.8% | 0 | 0% | 11.8% | 0 | 0% | 0.3747% | 0 | 0% | 0.3747% | 0 | 0% | 0.3747% | 0 | 0% | 100% | 0 | 0% | 100% | 0 | 0% | 100% | 0 | 0% | 100% | 0 |  |  | 0 |  |  | 0 |  |  | 0 | 100% | 65% |  | 100% | 65% |  | 100% | 65% |  | 100% | 65% |  | 100% | 90% |  | 100% | 90% |  | 100% | 90%
SAN BENITO 210136912 | 0.00010847 | 0 | 0.4466 | 0 | 0.4466 | 0.0049416 | 0.018997 | 0.010977 | 0% | 99% | 0 | 0% | 99% | 0 | 0% | 99% | 0 | 0% | 99% | 0 | 0% | 63.23% | 0 | 0% | 63.23% | 0 | 0% | 63.23% | 0 | 0% | 63.23% | 0 | 0 | 0% | 2.9% | 0 | 0% | 2.9% | 0 | 0% | 2.9% | 0 | 0% | 0.3191% | 0 | 0% | 0.3191% | 0 | 0% | 0.3191% | 0 | 0% | 0.805% | 0 | 88.81% | 0.805% | 0.0031931 | 4.87% | 0.805% | 0.0001751 | 88.81% | 0.8076% | 0.0032032 | 4.87% | 0.8076% | 0.00017565 | 3.201% | 0.8076% | 0.00011547 | 0% | 5.956% | 0 | 0% | 5.956% | 0 | 0% | 5.956% | 0 | 0% | 0.6988% | 0 | 0% | 0.6988% | 0 | 0% | 0.6988% | 0 |  |  |  | 0% | 11.8% | 0 | 0% | 11.8% | 0 | 0% | 11.8% | 0 | 0% | 0.3589% | 0 | 0% | 0.3589% | 0 | 0% | 0.3589% | 0 | 0% | 100% | 0 | 0% | 100% | 0 | 0% | 100% | 0 | 0% | 100% | 0 |  |  | 0 |  |  | 0 |  |  | 0 |  |  |  |  | 65% |  |  | 65% |  | 100% | 65%
SNEATH LANE 110134438 | 0.00084316 | 3.5953 | 0.68615 | 0 | 0.68615 | 0.018267 | 0.030281 | 0.0051384 | 0% | 99% | 0 | 0% | 99% | 0 | 0% | 99% | 0 | 0% | 99% | 0 | 0% | 62.53% | 0 | 0% | 62.53% | 0 | 0% | 62.53% | 0 | 0% | 62.53% | 0 | 0 | 0% | 3.331% | 0 | 0% | 3.331% | 0 | 0% | 3.331% | 0 | 0% | 0.3529% | 0 | 0% | 0.3529% | 0 | 0% | 0.3529% | 0 | 0% | 0.8623% | 0 | 0% | 0.8623% | 0 | 0% | 0.8623% | 0 | 0% | 0.8758% | 0 | 0% | 0.8758% | 0 | 1.35% | 0.8758% | 8.1111e-05 | 0% | 6.405% | 0 | 0% | 6.405% | 0 | 0% | 6.405% | 0 | 0% | 1.746% | 0 | 0% | 1.746% | 0 | 0% | 1.746% | 0 |  |  |  | 0% | 11.8% | 0 | 13.21% | 11.8% | 0.010699 | 0% | 11.8% | 0 | 0% | 0.3648% | 0 | 0% | 0.3648% | 0 | 0% | 0.3648% | 0 | 0% | 100% | 0 | 0% | 100% | 0 | 0% | 100% | 0 | 0% | 100% | 0 |  |  | 0 |  |  | 0 |  |  | 0 | 100% | 65% |  | 100% | 65% |  | 100% | 65% |  | 100% | 65% |  | 100% | 90% |  | 100% | 90% |  | 100% | 90%
OAKLAND X 1106CR020 | 0.00082293 | 2.8765 | 0.41199 | 0.029044 | 0.44103 | 0.0236 | 0.0066264 | 0.0020772 | 0% | 99% | 0 | 0% | 99% | 0 | 0% | 99% | 0 | 0% | 99% | 0 | 0% | 64.11% | 0 | 0% | 64.11% | 0 | 0% | 64.11% | 0 | 0% | 64.11% | 0 | 0.029044 | 0% | 1.343% | 0 | 0% | 1.343% | 0 | 0% | 1.343% | 0 | 0% | 0.1433% | 0 | 0% | 0.1433% | 0 | 0% | 0.1433% | 0 | 0% | 0.3108% | 0 | 0% | 0.3108% | 0 | 89.7% | 0.3108% | 0.0011486 | 0% | 0.3185% | 0 | 89.7% | 0.3185% | 0.0011772 | 10.3% | 0.3185% | 0.00013513 | 3.215% | 2.307% | 0.00030554 | 0% | 2.307% | 0 | 0% | 2.307% | 0 | 0% | 3.494% | 0 | 0% | 3.494% | 0 | 0% | 3.494% | 0 |  |  |  | 0% | 11.8% | 0 | 33.44% | 11.8% | 0.016257 | 0% | 11.8% | 0 | 0% | 0.3869% | 0 | 0% | 0.3869% | 0 | 0% | 0.3869% | 0 | 0% | 100% | 0 | 0% | 100% | 0 | 0% | 100% | 0 | 0% | 100% | 0 |  |  | 0 |  |  | 0 |  |  | 0 | 100% | 65% |  | 100% | 65% |  | 100% | 65% |  | 100% | 65% |  | 100% | 90% |  | 100% | 90% |  | 100% | 90%
HATTON 11012654 | 0.00058884 | 2.7944 | 0.18943 | 0 | 0.18943 | 0.0058511 | 0.007663 | 0.001368 | 0% | 99% | 0 | 0% | 99% | 0 | 0% | 99% | 0 | 0% | 99% | 0 | 0% | 62.77% | 0 | 0% | 62.77% | 0 | 0% | 62.77% | 0 | 0% | 62.77% | 0 | 0 | 0% | 3.043% | 0 | 0% | 3.043% | 0 | 0% | 3.043% | 0 | 0% | 0.3283% | 0 | 0% | 0.3283% | 0 | 0% | 0.3283% | 0 | 0% | 0.7859% | 0 | 94.24% | 0.7859% | 0.0014029 | 4.565% | 0.7859% | 6.7952e-05 | 94.24% | 0.8127% | 0.0014507 | 4.565% | 0.8127% | 7.0271e-05 | 0.3704% | 0.8127% | 5.7021e-06 | 11.51% | 5.876% | 0.0012815 | 18.19% | 5.876% | 0.0020244 | 6.927% | 5.876% | 0.00077103 | 0% | 2.118% | 0 | 0% | 2.118% | 0 | 0% | 2.118% | 0 |  |  |  | 0% | 11.8% | 0 | 35% | 11.8% | 0.0078235 | 0% | 11.8% | 0 | 55.56% | 0.3705% | 0.00038989 | 0% | 0.3705% | 0 | 0% | 0.3705% | 0 | 0% | 100% | 0 | 0% | 100% | 0 | 0% | 100% | 0 | 0% | 100% | 0 |  |  | 0 |  |  | 0 |  |  | 0 | 100% | 65% |  | 100% | 65% |  | 100% | 65% |  | 100% | 65% |  | 100% | 90% |  | 100% | 90% |  | 100% | 90%
OAKLAND K 1103CR188 | 0.00087684 | 7.1883 | 0.52531 | 0.28823 | 0.81355 | 0.02354 | 0.013868 | 0.0038784 | 0% | 99% | 0 | 0% | 99% | 0 | 0% | 99% | 0 | 0% | 99% | 0 | 0% | 63.73% | 0 | 0% | 63.73% | 0 | 0% | 63.73% | 0 | 0% | 63.73% | 0 | 0.28823 | 0% | 1.883% | 0 | 0% | 1.883% | 0 | 0% | 1.883% | 0 | 0% | 0.2028% | 0 | 0% | 0.2028% | 0 | 0% | 0.2028% | 0 | 0% | 0.5094% | 0 | 0% | 0.5094% | 0 | 13.28% | 0.5094% | 0.00035545 | 0% | 0.52% | 0 | 13.28% | 0.52% | 0.00036283 | 85.05% | 0.52% | 0.0023233 | 28.24% | 3.794% | 0.0056272 | 22.69% | 3.794% | 0.0045212 | 24.02% | 3.794% | 0.0047866 | 0% | 2.556% | 0 | 0% | 2.556% | 0 | 0% | 2.556% | 0 |  |  |  | 0% | 11.8% | 0 | 31.67% | 11.8% | 0.019631 | 0% | 11.8% | 0 | 0% | 0.3783% | 0 | 0% | 0.3783% | 0 | 0% | 0.3783% | 0 | 0% | 100% | 0 | 0% | 100% | 0 | 0% | 100% | 0 | 0% | 100% | 0 |  |  | 0 |  |  | 0 |  |  | 0.00044539 | 100% | 65% |  | 100% | 65% |  | 100% | 65% |  | 100% | 65% |  | 100% | 90% |  | 100% | 90% |  | 100% | 90%
FELTON 0401CB | 0.00274 | 2.68 | 0.76821 | 0 | 0.76821 | 0.040661 | 0.01618 | 0.0035904 | 0% | 99% | 0 | 0% | 99% | 0 | 0% | 99% | 0 | 0% | 99% | 0 | 0% | 63.74% | 0 | 0% | 63.74% | 0 | 0% | 63.74% | 0 | 0% | 63.74% | 0 | 0 | 0% | 1.536% | 0 | 0% | 1.536% | 0 | 0% | 1.536% | 0 | 0% | 0.1735% | 0 | 0% | 0.1735% | 0 | 0% | 0.1735% | 0 | 0% | 0.4006% | 0 | 0% | 0.4006% | 0 | 68.66% | 0.4006% | 0.0021132 | 0% | 0.425% | 0 | 68.66% | 0.425% | 0.0022415 | 31.34% | 0.425% | 0.0010232 | 86.94% | 3.025% | 0.020201 | 0% | 3.025% | 0 | 0% | 3.025% | 0 | 0% | 3.78% | 0 | 0% | 3.78% | 0 | 0% | 3.78% | 0 |  |  |  | 0% | 11.8% | 0 | 0% | 11.8% | 0 | 0% | 11.8% | 0 | 0% | 0.3854% | 0 | 0% | 0.3854% | 0 | 0% | 0.3854% | 0 | 0% | 100% | 0 | 0% | 100% | 0 | 0% | 100% | 0 | 0% | 100% | 0 |  |  | 0 |  |  | 0 |  |  | 0 | 100% | 65% |  | 100% | 65% |  | 100% | 65% |  | 100% | 65% |  | 100% | 90% |  | 100% | 90% |  | 100% | 90%
VIEJO 2201CB | 0.0009802 | 7.2946 | 0.88958 | 0 | 0.88958 | 0.031191 | 0.031816 | 0.0069985 | 0% | 99% | 0 | 0% | 99% | 0 | 0% | 99% | 0 | 0% | 99% | 0 | 0% | 63.03% | 0 | 0% | 63.03% | 0 | 0% | 63.03% | 0 | 0% | 63.03% | 0 | 0 | 0% | 2.503% | 0 | 0% | 2.503% | 0 | 0% | 2.503% | 0 | 0% | 0.28% | 0 | 0% | 0.28% | 0 | 0% | 0.28% | 0 | 0% | 0.6832% | 0 | 41.29% | 0.6832% | 0.0025095 | 54.44% | 0.6832% | 0.0033091 | 41.29% | 0.714% | 0.0026225 | 54.44% | 0.714% | 0.0034582 | 2.271% | 0.714% | 0.00014424 | 3.785% | 5.137% | 0.0017297 | 14.78% | 5.137% | 0.0067526 | 0% | 5.137% | 0 | 0% | 2.488% | 0 | 0% | 2.488% | 0 | 0% | 2.488% | 0 |  |  |  | 0% | 11.8% | 0 | 0% | 11.8% | 0 | 0% | 11.8% | 0 | 0% | 0.3737% | 0 | 0% | 0.3737% | 0 | 0% | 0.3737% | 0 | 0% | 100% | 0 | 0% | 100% | 0 | 0% | 100% | 0 | 0% | 100% | 0 |  |  | 0 |  |  | 0 |  |  | 0 | 100% | 65% |  | 100% | 65% |  | 100% | 65% |  | 100% | 65% |  | 100% | 90% |  | 100% | 90% |  | 100% | 90%
GARBERVILLE 110237054 | 0.00051421 | 8.5372 | 0.89738 | 0.037552 | 0.93493 | 0.045721 | 0.019444 | 0.0054605 | 0% | 99% | 0 | 0% | 99% | 0 | 0% | 99% | 0 | 0% | 99% | 0 | 0% | 61.2% | 0 | 0% | 61.2% | 0 | 0% | 61.2% | 0 | 0% | 61.2% | 0 | 0.037552 | 66.67% | 1.538% | 0.0091988 | 0% | 1.538% | 0 | 0% | 1.538% | 0 | 0% | 0.172% | 0 | 0% | 0.172% | 0 | 0% | 0.172% | 0 | 0% | 0.409% | 0 | 97.99% | 0.409% | 0.0035965 | 0% | 0.409% | 0 | 97.99% | 0.4227% | 0.0037173 | 0% | 0.4227% | 0 | 0% | 0.4227% | 0 | 0% | 3.059% | 0 | 0% | 3.059% | 0 | 0% | 3.059% | 0 | 0% | 4.955% | 0 | 0% | 4.955% | 0 | 0% | 4.955% | 0 |  |  |  | 33.62% | 11.8% | 0.0356 | 0% | 11.8% | 0 | 0% | 11.8% | 0 | 0% | 0.3821% | 0 | 0% | 0.3821% | 0 | 0% | 0.3821% | 0 | 0% | 100% | 0 | 0.8765% | 100% | 0.0078654 | 0% | 100% | 0 | 0% | 100% | 0 |  |  | 0 |  |  | 0 |  |  | 0 | 100% | 65% |  | 100% | 65% |  | 100% | 65% |  | 100% | 65% |  | 100% | 90% |  | 100% | 90% |  | 100% | 90%
OAKLAND K 1104CB | 0.0010394 | 2.2155 | 0.20167 | 0 | 0.20167 | 0.0066131 | 0.0069067 | 0.0023521 | 0% | 99% | 0 | 0% | 99% | 0 | 0% | 99% | 0 | 0% | 99% | 0 | 0% | 63.89% | 0 | 0% | 63.89% | 0 | 0% | 63.89% | 0 | 0% | 63.89% | 0 | 0 | 0% | 2.45% | 0 | 0% | 2.45% | 0 | 0% | 2.45% | 0 | 0% | 0.2722% | 0 | 0% | 0.2722% | 0 | 0% | 0.2722% | 0 | 0% | 0.6487% | 0 | 0% | 0.6487% | 0 | 20.95% | 0.6487% | 0.00027408 | 0% | 0.6708% | 0 | 20.95% | 0.6708% | 0.00028344 | 78.6% | 0.6708% | 0.0010633 | 44.67% | 4.85% | 0.0043688 | 0% | 4.85% | 0 | 33.6% | 4.85% | 0.003286 | 0% | 1.828% | 0 | 0% | 1.828% | 0 | 0% | 1.828% | 0 |  |  |  | 0% | 11.8% | 0 | 0% | 11.8% | 0 | 0% | 11.8% | 0 | 0% | 0.3724% | 0 | 0% | 0.3724% | 0 | 0% | 0.3724% | 0 | 0% | 100% | 0 | 0% | 100% | 0 | 0% | 100% | 0 | 0% | 100% | 0 |  |  | 0 |  |  | 0 |  |  | 0.0013897 | 100% | 65% |  | 100% | 65% |  | 100% | 65% |  | 100% | 65% |  | 100% | 90% |  | 100% | 90% |  | 100% | 90%
WYANDOTTE 1110873858 | 0.00032676 | 2.531 | 0.21044 | 0.25952 | 0.46996 | 0.0062185 | 0.0071287 | 0.0032174 | 0% | 99% | 0 | 0% | 99% | 0 | 0% | 99% | 0 | 0% | 99% | 0 | 0% | 63.36% | 0 | 0% | 63.36% | 0 | 0% | 63.36% | 0 | 0% | 63.36% | 0 | 0.25952 | 0% | 2.532% | 0 | 0% | 2.532% | 0 | 0% | 2.532% | 0 | 0% | 0.2695% | 0 | 0% | 0.2695% | 0 | 0% | 0.2695% | 0 | 0% | 0.6523% | 0 | 18.86% | 0.6523% | 0.00025885 | 65.84% | 0.6523% | 0.0009039 | 18.86% | 0.6672% | 0.00026476 | 65.84% | 0.6672% | 0.00092456 | 0% | 0.6672% | 0 | 0% | 4.855% | 0 | 0% | 4.855% | 0 | 0% | 4.855% | 0 | 0% | 2.166% | 0 | 0% | 2.166% | 0 | 0% | 2.166% | 0 |  |  |  | 0% | 11.8% | 0 | 28.06% | 11.8% | 0.0069667 | 0% | 11.8% | 0 | 0% | 0.3728% | 0 | 0% | 0.3728% | 0 | 0% | 0.3728% | 0 | 0% | 100% | 0 | 0% | 100% | 0 | 0% | 100% | 0 | 0% | 100% | 0 |  |  | 0 |  |  | 0 |  |  | 0 | 100% | 65% |  | 100% | 65% |  | 100% | 65% |  | 100% | 65% |  | 100% | 90% |  | 100% | 90% |  | 100% | 90%
SHINGLE SPRINGS 211051790 | 0.00044204 | 8.4508 | 0.78504 | 0 | 0.78504 | 0.019022 | 0.030151 | 0.012621 | 0% | 99% | 0 | 0% | 99% | 0 | 0% | 99% | 0 | 0% | 99% | 0 | 0% | 61.97% | 0 | 0% | 61.97% | 0 | 0% | 61.97% | 0 | 0% | 61.97% | 0 | 0 | 0% | 2.276% | 0 | 0% | 2.276% | 0 | 0% | 2.276% | 0 | 0% | 0.2596% | 0 | 0% | 0.2596% | 0 | 0% | 0.2596% | 0 | 0% | 0.7276% | 0 | 0% | 0.7276% | 0 | 46.7% | 0.7276% | 0.0026678 | 0% | 0.7583% | 0 | 46.7% | 0.7583% | 0.0027802 | 53.3% | 0.7583% | 0.0031725 | 1.098% | 5.496% | 0.00047368 | 0% | 5.496% | 0 | 0% | 5.496% | 0 | 0% | 1.924% | 0 | 0% | 1.924% | 0 | 0% | 1.924% | 0 |  |  |  | 0% | 11.8% | 0 | 31.84% | 11.8% | 0.029494 | 0% | 11.8% | 0 | 0% | 0.3706% | 0 | 0% | 0.3706% | 0 | 0% | 0.3706% | 0 | 0% | 100% | 0 | 0% | 100% | 0 | 0% | 100% | 0 | 0% | 100% | 0 |  |  | 0 |  |  | 0 |  |  | 0 | 100% | 65% |  | 100% | 65% |  | 100% | 65% |  | 100% | 65% |  | 100% | 90% |  | 100% | 90% |  | 100% | 90%
MONTE RIO 11133970 | 0.0010265 | 10.7642 | 1.3905 | 0 | 1.3905 | 0.073932 | 0.02831 | 0.0073459 | 0% | 99% | 0 | 0% | 99% | 0 | 0% | 99% | 0 | 0% | 99% | 0 | 0% | 63.36% | 0 | 0% | 63.36% | 0 | 0% | 63.36% | 0 | 0% | 63.36% | 0 | 0 | 0% | 1.44% | 0 | 0% | 1.44% | 0 | 0% | 1.44% | 0 | 0% | 0.1591% | 0 | 0% | 0.1591% | 0 | 0% | 0.1591% | 0 | 0% | 0.3916% | 0 | 0% | 0.3916% | 0 | 0% | 0.3916% | 0 | 0% | 0.4097% | 0 | 0% | 0.4097% | 0 | 100% | 0.4097% | 0.0056963 | 16.18% | 2.945% | 0.0066257 | 2.071% | 2.945% | 0.00084796 | 3.6% | 2.945% | 0.0014743 | 0% | 3.943% | 0 | 0% | 3.943% | 0 | 0% | 3.943% | 0 |  |  |  | 35% | 11.8% | 0.057426 | 0% | 11.8% | 0 | 0% | 11.8% | 0 | 0% | 0.3853% | 0 | 0% | 0.3853% | 0 | 0% | 0.3853% | 0 | 0% | 100% | 0 | 0% | 100% | 0 | 0% | 100% | 0 | 0% | 100% | 0 |  |  | 0 |  |  | 0 |  |  | 0 | 100% | 65% |  | 100% | 65% |  | 100% | 65% |  | 100% | 65% |  | 100% | 90% |  | 100% | 90% |  | 100% | 90%
BERKELEY F 1103620294 | 0.00068605 | 0.12689 | 0.034377 | 0 | 0.034377 | 0.0010171 | 0.0012776 | 0.00041891 | 0% | 99% | 0 | 0% | 99% | 0 | 0% | 99% | 0 | 0% | 99% | 0 | 0% | 63.72% | 0 | 0% | 63.72% | 0 | 0% | 63.72% | 0 | 0% | 63.72% | 0 | 0 | 0% | 2.726% | 0 | 0% | 2.726% | 0 | 0% | 2.726% | 0 | 0% | 0.2918% | 0 | 0% | 0.2918% | 0 | 0% | 0.2918% | 0 | 0% | 0.7115% | 0 | 0% | 0.7115% | 0 | 0% | 0.7115% | 0 | 0% | 0.7255% | 0 | 0% | 0.7255% | 0 | 90.78% | 0.7255% | 0.0002264 | 0% | 5.291% | 0 | 0% | 5.291% | 0 | 0% | 5.291% | 0 | 0% | 1.589% | 0 | 0% | 1.589% | 0 | 0% | 1.589% | 0 |  |  |  | 0% | 11.8% | 0 | 0% | 11.8% | 0 | 5.97% | 11.8% | 0.00024217 | 0% | 0.3696% | 0 | 0% | 0.3696% | 0 | 0% | 0.3696% | 0 | 0% | 100% | 0 | 0% | 100% | 0 | 0% | 100% | 0 | 0% | 100% | 0 |  |  | 0 |  |  | 0 |  |  | 0 | 100% | 65% |  | 100% | 65% |  | 100% | 65% |  | 100% | 65% |  | 100% | 90% |  | 100% | 90% |  | 100% | 90%
CORRAL 110112612 | 0.0001899 | 19.7583 | 0.69519 | 0 | 0.69519 | 0.010553 | 0.028482 | 0.015906 | 0% | 99% | 0 | 0% | 99% | 0 | 0% | 99% | 0 | 0% | 99% | 0 | 0% | 61.65% | 0 | 0% | 61.65% | 0 | 0% | 61.65% | 0 | 0% | 61.65% | 0 | 0 | 90.91% | 2.231% | 0.014098 | 0% | 2.231% | 0 | 0% | 2.231% | 0 | 0% | 0.2501% | 0 | 0% | 0.2501% | 0 | 0% | 0.2501% | 0 | 0% | 0.7614% | 0 | 66.5% | 0.7614% | 0.0035201 | 33.39% | 0.7614% | 0.0017675 | 66.5% | 0.7519% | 0.0034762 | 33.39% | 0.7519% | 0.0017454 | 0% | 0.7519% | 0 | 0% | 5.634% | 0 | 0% | 5.634% | 0 | 0% | 5.634% | 0 | 0% | 1.11% | 0 | 0% | 1.11% | 0 | 0% | 1.11% | 0 |  |  |  | 0% | 11.8% | 0 | 0% | 11.8% | 0 | 0% | 11.8% | 0 | 0% | 0.3573% | 0 | 0% | 0.3573% | 0 | 0% | 0.3573% | 0 | 0% | 100% | 0 | 0% | 100% | 0 | 0% | 100% | 0 | 0% | 100% | 0 |  |  | 6.6331e-05 |  |  | 0 |  |  | 0 | 100% | 65% |  | 100% | 65% |  | 100% | 65% |  | 100% | 65% |  | 100% | 90% |  | 100% | 90% |  | 100% | 90%
OREGON TRAIL 11041574 | 0.00029453 | 18.0606 | 1.0047 | 3.2644 | 4.2691 | 0.03265 | 0.03126 | 0.015512 | 0% | 99% | 0 | 0% | 99% | 0 | 0% | 99% | 0 | 0% | 99% | 0 | 0% | 61.81% | 0 | 0% | 61.81% | 0 | 0% | 61.81% | 0 | 0% | 61.81% | 0 | 3.2644 | 0% | 1.6% | 0 | 0% | 1.6% | 0 | 0% | 1.6% | 0 | 0% | 0.1693% | 0 | 0% | 0.1693% | 0 | 0% | 0.1693% | 0 | 0% | 0.5877% | 0 | 7.338% | 0.5877% | 0.00043326 | 26.75% | 0.5877% | 0.0015792 | 7.338% | 0.5625% | 0.00041472 | 26.75% | 0.5625% | 0.0015117 | 65.04% | 0.5625% | 0.0036757 | 18.49% | 4.306% | 0.0080008 | 0% | 4.306% | 0 | 0% | 4.306% | 0 | 0% | 2.167% | 0 | 0% | 2.167% | 0 | 0% | 2.167% | 0 |  |  |  | 0% | 11.8% | 0 | 0% | 11.8% | 0 | 0% | 11.8% | 0 | 0% | 0.365% | 0 | 0% | 0.365% | 0 | 0% | 0.365% | 0 | 0.2717% | 100% | 0.0027301 | 0% | 100% | 0 | 0% | 100% | 0 | 0% | 100% | 0 |  |  | 0.00014744 |  |  | 0 |  |  | 0 | 100% | 65% |  | 100% | 65% |  | 100% | 65% |  | 100% | 65% |  | 100% | 90% |  | 100% | 90% |  | 100% | 90%
WYANDOTTE 110777578 | 0.00032256 | 21.2158 | 2.0565 | 8.4119 | 10.4684 | 0.049523 | 0.083793 | 0.029276 | 0% | 99% | 0 | 0% | 99% | 0 | 0% | 99% | 0 | 0% | 99% | 0 | 0% | 62.42% | 0 | 0% | 62.42% | 0 | 0% | 62.42% | 0 | 0% | 62.42% | 0 | 8.4119 | 78.95% | 2.777% | 0.045079 | 0% | 2.777% | 0 | 0% | 2.777% | 0 | 0% | 0.2994% | 0 | 0% | 0.2994% | 0 | 0% | 0.2994% | 0 | 0% | 0.7753% | 0 | 81.14% | 0.7753% | 0.012936 | 11.98% | 0.7753% | 0.0019094 | 81.14% | 0.792% | 0.013215 | 11.98% | 0.792% | 0.0019505 | 0% | 0.792% | 0 | 15.37% | 5.782% | 0.018273 | 0% | 5.782% | 0 | 0% | 5.782% | 0 | 0% | 1.841% | 0 | 0% | 1.841% | 0 | 0% | 1.841% | 0 |  |  |  | 11.01% | 11.8% | 0.026723 | 0% | 11.8% | 0 | 0% | 11.8% | 0 | 0% | 0.3666% | 0 | 0% | 0.3666% | 0 | 0% | 0.3666% | 0 | 0% | 100% | 0 | 0% | 100% | 0 | 0% | 100% | 0 | 0% | 100% | 0 |  |  | 0 |  |  | 0 |  |  | 0 | 100% | 65% |  | 100% | 65% |  | 100% | 65% |  | 100% | 65% |  | 100% | 90% |  | 100% | 90% |  | 100% | 90%
VACAVILLE 1111CB | 0.00055328 | 6.3602 | 0.81047 | 5.0933 | 5.9037 | 0.020016 | 0.028929 | 0.01515 | 0% | 99% | 0 | 40.82% | 99% | 0.32754 | 18.66% | 99% | 0.14975 | 0% | 99% | 0 | 0% | 63.79% | 0 | 0% | 63.79% | 0 | 0% | 63.79% | 0 | 0% | 63.79% | 0 | 5.0933 | 0% | 2.301% | 0 | 0% | 2.301% | 0 | 0% | 2.301% | 0 | 0% | 0.2497% | 0 | 0% | 0.2497% | 0 | 0% | 0.2497% | 0 | 0% | 0.676% | 0 | 0% | 0.676% | 0 | 0% | 0.676% | 0 | 0% | 0.6758% | 0 | 4.409% | 0.6758% | 0.00024148 | 94.29% | 0.6758% | 0.0051644 | 10.18% | 5.007% | 0.0041328 | 0% | 5.007% | 0 | 0% | 5.007% | 0 | 0% | 1.209% | 0 | 0% | 1.209% | 0 | 0% | 1.209% | 0 |  |  |  | 0% | 11.8% | 0 | 0% | 11.8% | 0 | 0% | 11.8% | 0 | 0% | 0.3667% | 0 | 0% | 0.3667% | 0 | 0% | 0.3667% | 0 | 0% | 100% | 0 | 0% | 100% | 0 | 0% | 100% | 0 | 0% | 100% | 0 |  |  | 0 |  |  | 0 |  |  | 0 | 100% | 65% |  | 100% | 65% |  | 100% | 65% |  | 100% | 65% |  | 100% | 90% |  | 100% | 90% |  | 100% | 90%
FORT BRAGG A 1102418 | 0.0004984 | 17.1013 | 1.3424 | 0 | 1.3424 | 0.068252 | 0.029707 | 0.0082168 | 0% | 99% | 0 | 0% | 99% | 0 | 0% | 99% | 0 | 0% | 99% | 0 | 0% | 62.33% | 0 | 0% | 62.33% | 0 | 0% | 62.33% | 0 | 0% | 62.33% | 0 | 0 | 0% | 1.385% | 0 | 0% | 1.385% | 0 | 0% | 1.385% | 0 | 0% | 0.1518% | 0 | 0% | 0.1518% | 0 | 0% | 0.1518% | 0 | 0% | 0.4242% | 0 | 46.22% | 0.4242% | 0.002632 | 53.76% | 0.4242% | 0.0030615 | 46.22% | 0.4346% | 0.0026964 | 53.76% | 0.4346% | 0.0031363 | 0% | 0.4346% | 0 | 17.34% | 3.173% | 0.0073847 | 13.59% | 3.173% | 0.0057881 | 0% | 3.173% | 0 | 0% | 4.28% | 0 | 0% | 4.28% | 0 | 0% | 4.28% | 0 |  |  |  | 34.8% | 11.8% | 0.055122 | 0% | 11.8% | 0 | 0% | 11.8% | 0 | 55.56% | 0.3819% | 0.0028482 | 0% | 0.3819% | 0 | 0% | 0.3819% | 0 | 0% | 100% | 0 | 0% | 100% | 0 | 0% | 100% | 0 | 0% | 100% | 0 |  |  | 0 |  |  | 0 |  |  | 0 | 100% | 65% |  | 100% | 65% |  | 100% | 65% |  | 100% | 65% |  | 100% | 90% |  | 100% | 90% |  | 100% | 90%
BIG BASIN 110195690 | 0.0018455 | 6.682 | 1.4672 | 1.0509 | 2.5181 | 0.078659 | 0.030695 | 0.0067334 | 0% | 99% | 0 | 0% | 99% | 0 | 0% | 99% | 0 | 0% | 99% | 0 | 0% | 63.5% | 0 | 0% | 63.5% | 0 | 0% | 63.5% | 0 | 0% | 63.5% | 0 | 1.0509 | 0% | 1.641% | 0 | 0% | 1.641% | 0 | 0% | 1.641% | 0 | 0% | 0.1789% | 0 | 0% | 0.1789% | 0 | 0% | 0.1789% | 0 | 0% | 0.4018% | 0 | 0% | 0.4018% | 0 | 38.51% | 0.4018% | 0.0022702 | 0% | 0.4219% | 0 | 38.51% | 0.4219% | 0.0023836 | 61.49% | 0.4219% | 0.003806 | 30.7% | 3.016% | 0.013585 | 2.242% | 3.016% | 0.0009919 | 0% | 3.016% | 0 | 0% | 3.979% | 0 | 0% | 3.979% | 0 | 0% | 3.979% | 0 |  |  |  | 0% | 11.8% | 0 | 26.15% | 11.8% | 0.045272 | 0% | 11.8% | 0 | 0% | 0.3857% | 0 | 0% | 0.3857% | 0 | 0% | 0.3857% | 0 | 0% | 100% | 0 | 0% | 100% | 0 | 0% | 100% | 0 | 0% | 100% | 0 |  |  | 0 |  |  | 0 |  |  | 0 | 100% | 65% |  | 100% | 65% |  | 100% | 65% |  | 100% | 65% |  | 100% | 90% |  | 100% | 90% |  | 100% | 90%
KING CITY 1102728782 | 8.3389e-05 | 0 | 0.11193 | 0 | 0.11193 | 0.00044217 | 0.0054828 | 0.0029463 | 0% | 99% | 0 | 0% | 99% | 0 | 0% | 99% | 0 | 0% | 99% | 0 | 0% | 61.91% | 0 | 0% | 61.91% | 0 | 0% | 61.91% | 0 | 0% | 61.91% | 0 | 0 | 0% | 3.584% | 0 | 0% | 3.584% | 0 | 0% | 3.584% | 0 | 0% | 0.3825% | 0 | 0% | 0.3825% | 0 | 0% | 0.3825% | 0 | 0% | 0.9239% | 0 | 0% | 0.9239% | 0 | 98.78% | 0.9239% | 0.0010215 | 0% | 0.9136% | 0 | 100% | 0.9136% | 0.0010226 | 0% | 0.9136% | 0 | 0% | 6.789% | 0 | 0% | 6.789% | 0 | 0% | 6.789% | 0 | 0% | 0.3407% | 0 | 0% | 0.3407% | 0 | 0% | 0.3407% | 0 |  |  |  | 0% | 11.8% | 0 | 0% | 11.8% | 0 | 1.657% | 11.8% | 0.0002189 | 0% | 0.3523% | 0 | 0% | 0.3523% | 0 | 0% | 0.3523% | 0 | 0% | 100% | 0 | 0% | 100% | 0 | 0% | 100% | 0 | 0% | 100% | 0 |  |  | 0 |  |  | 0 |  |  | 0 |  |  |  |  | 65% |  |  | 65% |  | 100% | 65%
LINCOLN 1101875554 | 0.0002367 | 5.7182 | 0.29315 | 0 | 0.29315 | 0.007592 | 0.01037 | 0.0052794 | 0% | 99% | 0 | 0% | 99% | 0 | 0% | 99% | 0 | 0% | 99% | 0 | 0% | 62.8% | 0 | 9.962% | 62.8% | 0.018339 | 0% | 62.8% | 0 | 0% | 62.8% | 0 | 0 | 100% | 2.176% | 0.00638 | 0% | 2.176% | 0 | 0% | 2.176% | 0 | 0% | 0.2436% | 0 | 0% | 0.2436% | 0 | 0% | 0.2436% | 0 | 0% | 0.6569% | 0 | 0% | 0.6569% | 0 | 9.251% | 0.6569% | 0.00017814 | 0% | 0.6596% | 0 | 9.251% | 0.6596% | 0.00017888 | 89.94% | 0.6596% | 0.0017392 | 10.47% | 4.873% | 0.0014958 | 0% | 4.873% | 0 | 0% | 4.873% | 0 | 0% | 2.021% | 0 | 0% | 2.021% | 0 | 0% | 2.021% | 0 |  |  |  | 0% | 11.8% | 0 | 0% | 11.8% | 0 | 0% | 11.8% | 0 | 0% | 0.3657% | 0 | 0% | 0.3657% | 0 | 0% | 0.3657% | 0 | 0% | 100% | 0 | 0% | 100% | 0 | 0% | 100% | 0 | 0% | 100% | 0 |  |  | 0 |  |  | 0 |  |  | 0 | 100% | 65% |  | 100% | 65% |  | 100% | 65% |  | 100% | 65% |  | 100% | 90% |  | 100% | 90% |  | 100% | 90%
WISE 110163199 | 0.00035474 | 0.61247 | 0.065454 | 0.032353 | 0.097807 | 0.0021149 | 0.0019526 | 0.0011219 | 0% | 99% | 0 | 0% | 99% | 0 | 0% | 99% | 0 | 0% | 99% | 0 | 0% | 63.16% | 0 | 0% | 63.16% | 0 | 0% | 63.16% | 0 | 0% | 63.16% | 0 | 0.032353 | 100% | 1.878% | 0.0012291 | 0% | 1.878% | 0 | 0% | 1.878% | 0 | 0% | 0.2033% | 0 | 0% | 0.2033% | 0 | 0% | 0.2033% | 0 | 0% | 0.5619% | 0 | 0% | 0.5619% | 0 | 98.4% | 0.5619% | 0.00036186 | 0% | 0.5564% | 0 | 98.4% | 0.5564% | 0.00035836 | 0% | 0.5564% | 0 | 0% | 4.147% | 0 | 0% | 4.147% | 0 | 0% | 4.147% | 0 | 0% | 2.43% | 0 | 0% | 2.43% | 0 | 0% | 2.43% | 0 |  |  |  | 0% | 11.8% | 0 | 0% | 11.8% | 0 | 0% | 11.8% | 0 | 0% | 0.3706% | 0 | 0% | 0.3706% | 0 | 0% | 0.3706% | 0 | 0% | 100% | 0 | 0% | 100% | 0 | 0% | 100% | 0 | 0% | 100% | 0 |  |  | 0 |  |  | 0 |  |  | 0 | 100% | 65% |  | 100% | 65% |  | 100% | 65% |  | 100% | 65% |  | 100% | 90% |  | 100% | 90% |  | 100% | 90%
ROSSMOOR 1101L503R | 0.00059467 | 7.4611 | 0.45171 | 0.15956 | 0.61127 | 0.016245 | 0.014588 | 0.0049901 | 0% | 99% | 0 | 0% | 99% | 0 | 0% | 99% | 0 | 0% | 99% | 0 | 0% | 62.99% | 0 | 0% | 62.99% | 0 | 0% | 62.99% | 0 | 0% | 62.99% | 0 | 0.15956 | 0% | 2.238% | 0 | 0% | 2.238% | 0 | 0% | 2.238% | 0 | 0% | 0.2348% | 0 | 0% | 0.2348% | 0 | 0% | 0.2348% | 0 | 0% | 0.6191% | 0 | 86.59% | 0.6191% | 0.0024213 | 13.41% | 0.6191% | 0.00037511 | 86.59% | 0.614% | 0.0024015 | 13.41% | 0.614% | 0.00037204 | 0% | 0.614% | 0 | 8.34% | 4.565% | 0.0017196 | 0% | 4.565% | 0 | 0% | 4.565% | 0 | 0% | 2.006% | 0 | 0% | 2.006% | 0 | 0% | 2.006% | 0 |  |  |  | 0% | 11.8% | 0 | 27.27% | 11.8% | 0.014538 | 0% | 11.8% | 0 | 0% | 0.3704% | 0 | 0% | 0.3704% | 0 | 0% | 0.3704% | 0 | 0% | 100% | 0 | 0% | 100% | 0 | 0% | 100% | 0 | 0% | 100% | 0 |  |  | 0 |  |  | 0 |  |  | 0 | 100% | 65% |  | 100% | 65% |  | 100% | 65% |  | 100% | 65% |  | 100% | 90% |  | 100% | 90% |  | 100% | 90%
BELL 11082226 | 0.00032108 | 15.9992 | 0.9909 | 0.62241 | 1.6133 | 0.028883 | 0.033961 | 0.015889 | 0% | 99% | 0 | 0% | 99% | 0 | 0% | 99% | 0 | 0% | 99% | 0 | 0% | 62.46% | 0 | 0% | 62.46% | 0 | 0% | 62.46% | 0 | 0% | 62.46% | 0 | 0.62241 | 100% | 1.959% | 0.019415 | 0% | 1.959% | 0 | 0% | 1.959% | 0 | 0% | 0.2143% | 0 | 0% | 0.2143% | 0 | 0% | 0.2143% | 0 | 0% | 0.6456% | 0 | 41.67% | 0.6456% | 0.0026655 | 57.18% | 0.6456% | 0.0036577 | 41.67% | 0.6508% | 0.0026873 | 57.18% | 0.6508% | 0.0036876 | 0% | 0.6508% | 0 | 1.921% | 4.812% | 0.00091619 | 0% | 4.812% | 0 | 0% | 4.812% | 0 | 0% | 2.25% | 0 | 0% | 2.25% | 0 | 0% | 2.25% | 0 |  |  |  | 0% | 11.8% | 0 | 18.9% | 11.8% | 0.022104 | 0% | 11.8% | 0 | 0% | 0.3693% | 0 | 0% | 0.3693% | 0 | 0% | 0.3693% | 0 | 0% | 100% | 0 | 0% | 100% | 0 | 0% | 100% | 0 | 0% | 100% | 0 |  |  | 1.8314e-05 |  |  | 0 |  |  | 0 | 100% | 65% |  | 100% | 65% |  | 100% | 65% |  | 100% | 65% |  | 100% | 90% |  | 100% | 90% |  | 100% | 90%
ELK 11011298 | 0.00024087 | 9.1208 | 0.85673 | 0 | 0.85673 | 0.039303 | 0.02265 | 0.0062969 | 0% | 99% | 0 | 0% | 99% | 0 | 0% | 99% | 0 | 0% | 99% | 0 | 0% | 62.18% | 0 | 0% | 62.18% | 0 | 0% | 62.18% | 0 | 0% | 62.18% | 0 | 0 | 50% | 1.898% | 0.0081325 | 0% | 1.898% | 0 | 0% | 1.898% | 0 | 0% | 0.2067% | 0 | 0% | 0.2067% | 0 | 0% | 0.2067% | 0 | 0% | 0.4986% | 0 | 50.96% | 0.4986% | 0.0021768 | 43.98% | 0.4986% | 0.0018786 | 50.96% | 0.5121% | 0.0022359 | 43.98% | 0.5121% | 0.0019296 | 0% | 0.5121% | 0 | 0% | 3.719% | 0 | 0% | 3.719% | 0 | 37.16% | 3.719% | 0.011837 | 0% | 3.823% | 0 | 0% | 3.823% | 0 | 0% | 3.823% | 0 |  |  |  | 29.89% | 11.8% | 0.030217 | 0% | 11.8% | 0 | 0% | 11.8% | 0 | 0% | 0.3787% | 0 | 0% | 0.3787% | 0 | 0% | 0.3787% | 0 | 0% | 100% | 0 | 0% | 100% | 0 | 0% | 100% | 0 | 0% | 100% | 0 |  |  | 0 |  |  | 0 |  |  | 0 | 100% | 65% |  | 100% | 65% |  | 100% | 65% |  | 100% | 65% |  | 100% | 90% |  | 100% | 90% |  | 100% | 90%
PLACERVILLE 1112239390 | 0.00080228 | 3.1323 | 0.29382 | 0.58589 | 0.87971 | 0.0084157 | 0.010489 | 0.0045269 | 0% | 99% | 0 | 0% | 99% | 0 | 0% | 99% | 0 | 0% | 99% | 0 | 0% | 62.8% | 0 | 0% | 62.8% | 0 | 0% | 62.8% | 0 | 0% | 62.8% | 0 | 0.58589 | 100% | 2.215% | 0.0065095 | 0% | 2.215% | 0 | 0% | 2.215% | 0 | 0% | 0.2428% | 0 | 0% | 0.2428% | 0 | 0% | 0.2428% | 0 | 0% | 0.6764% | 0 | 82.44% | 0.6764% | 0.0016384 | 16.89% | 0.6764% | 0.00033564 | 82.44% | 0.6939% | 0.0016808 | 16.89% | 0.6939% | 0.00034432 | 0.675% | 0.6939% | 1.3762e-05 | 32.08% | 5.068% | 0.0047765 | 22.02% | 5.068% | 0.0032785 | 17.88% | 5.068% | 0.0026629 | 0% | 2.091% | 0 | 0% | 2.091% | 0 | 0% | 2.091% | 0 |  |  |  | 0% | 11.8% | 0 | 0% | 11.8% | 0 | 0% | 11.8% | 0 | 0% | 0.3718% | 0 | 0% | 0.3718% | 0 | 0% | 0.3718% | 0 | 0% | 100% | 0 | 0% | 100% | 0 | 0% | 100% | 0 | 0% | 100% | 0 |  |  | 0 |  |  | 0 |  |  | 0 | 100% | 65% |  | 100% | 65% |  | 100% | 65% |  | 100% | 65% |  | 100% | 90% |  | 100% | 90% |  | 100% | 90%
WILLOW PASS 1101152874 | 0.00032613 | 0.45539 | 0.05263 | 0.0094537 | 0.062084 | 0.00041981 | 0.0026347 | 0.0011457 | 0% | 99% | 0 | 0% | 99% | 0 | 0% | 99% | 0 | 0% | 99% | 0 | 0% | 63.69% | 0 | 0% | 63.69% | 0 | 0% | 63.69% | 0 | 0% | 63.69% | 0 | 0.0094537 | 0% | 4.159% | 0 | 0% | 4.159% | 0 | 0% | 4.159% | 0 | 0% | 0.4462% | 0 | 0% | 0.4462% | 0 | 0% | 0.4462% | 0 | 0% | 0.9475% | 0 | 100% | 0.9475% | 0.00049866 | 0% | 0.9475% | 0 | 100% | 0.9834% | 0.00051755 | 0% | 0.9834% | 0 | 0% | 0.9834% | 0 | 97.58% | 7.064% | 0.003628 | 0% | 7.064% | 0 | 0% | 7.064% | 0 | 0% | 0.4108% | 0 | 0% | 0.4108% | 0 | 0% | 0.4108% | 0 |  |  |  | 0% | 11.8% | 0 | 0% | 11.8% | 0 | 0% | 11.8% | 0 | 0% | 0.3638% | 0 | 0% | 0.3638% | 0 | 0% | 0.3638% | 0 | 0% | 100% | 0 | 0% | 100% | 0 | 0% | 100% | 0 | 0% | 100% | 0 |  |  | 0 |  |  | 0 |  |  | 0 | 100% | 65% |  | 100% | 65% |  | 100% | 65% |  | 100% | 65% |  | 100% | 90% |  | 100% | 90% |  | 100% | 90%
PARADISE 11042206 | 0.00043536 | 1.4244 | 0.75343 | 5.1528 | 5.9063 | 0.027555 | 0.023095 | 0.0094883 | 0% | 99% | 0 | 51.03% | 99% | 0.38064 | 0% | 99% | 0 | 0% | 99% | 0 | 0% | 62.65% | 0 | 0% | 62.65% | 0 | 0% | 62.65% | 0 | 0% | 62.65% | 0 | 5.1528 | 0% | 1.889% | 0 | 0% | 1.889% | 0 | 0% | 1.889% | 0 | 100% | 0.2138% | 0.0016111 | 0% | 0.2138% | 0 | 0% | 0.2138% | 0 | 0% | 0.5693% | 0 | 19.71% | 0.5693% | 0.00084529 | 24.7% | 0.5693% | 0.0010595 | 19.71% | 0.5793% | 0.00086023 | 24.7% | 0.5793% | 0.0010782 | 54.27% | 0.5793% | 0.0023687 | 45.94% | 4.244% | 0.014692 | 0% | 4.244% | 0 | 0% | 4.244% | 0 | 0% | 2.691% | 0 | 0% | 2.691% | 0 | 0% | 2.691% | 0 |  |  |  | 21.68% | 11.8% | 0.019272 | 0% | 11.8% | 0 | 0% | 11.8% | 0 | 0% | 0.3727% | 0 | 0% | 0.3727% | 0 | 0% | 0.3727% | 0 | 0% | 100% | 0 | 0% | 100% | 0 | 0% | 100% | 0 | 0% | 100% | 0 |  |  | 0 |  |  | 0 |  |  | 0 | 100% | 65% |  | 100% | 65% |  | 100% | 65% |  | 100% | 65% |  | 100% | 90% |  | 100% | 90% |  | 100% | 90%
SEACLIFF 0401CB | 0.00062796 | 6.6517 | 0.76218 | 0 | 0.76218 | 0.042456 | 0.014507 | 0.0038895 | 0% | 99% | 0 | 0% | 99% | 0 | 0% | 99% | 0 | 0% | 99% | 0 | 0% | 62.72% | 0 | 0% | 62.72% | 0 | 0% | 62.72% | 0 | 0% | 62.72% | 0 | 0 | 0% | 1.327% | 0 | 0% | 1.327% | 0 | 0% | 1.327% | 0 | 0% | 0.1426% | 0 | 0% | 0.1426% | 0 | 0% | 0.1426% | 0 | 0% | 0.3621% | 0 | 9.035% | 0.3621% | 0.00024936 | 16.18% | 0.3621% | 0.00044654 | 9.035% | 0.3684% | 0.00025367 | 19.74% | 0.3684% | 0.00055409 | 55.84% | 0.3684% | 0.0015678 | 0% | 2.694% | 0 | 0% | 2.694% | 0 | 58.24% | 2.694% | 0.011959 | 0% | 4.214% | 0 | 0% | 4.214% | 0 | 0% | 4.214% | 0 |  |  |  | 0% | 11.8% | 0 | 0% | 11.8% | 0 | 0% | 11.8% | 0 | 0% | 0.3842% | 0 | 0% | 0.3842% | 0 | 0% | 0.3842% | 0 | 0% | 100% | 0 | 0% | 100% | 0 | 0% | 100% | 0 | 0% | 100% | 0 |  |  | 0 |  |  | 0 |  |  | 0 | 100% | 65% |  | 100% | 65% |  | 100% | 65% |  | 100% | 65% |  | 100% | 90% |  | 100% | 90% |  | 100% | 90%
MORRO BAY 1102CB | 0.00041125 | 3.6735 | 0.34414 | 0 | 0.34414 | 0.0021718 | 0.018699 | 0.0066059 | 0% | 99% | 0 | 0% | 99% | 0 | 0% | 99% | 0 | 0% | 99% | 0 | 0% | 62.71% | 0 | 0% | 62.71% | 0 | 0% | 62.71% | 0 | 0% | 62.71% | 0 | 0 | 0% | 3.583% | 0 | 0% | 3.583% | 0 | 0% | 3.583% | 0 | 0% | 0.4024% | 0 | 0% | 0.4024% | 0 | 0% | 0.4024% | 0 | 0% | 1.014% | 0 | 16.15% | 1.014% | 0.00056364 | 43.24% | 1.014% | 0.0015095 | 26.26% | 1.053% | 0.00095147 | 43.24% | 1.053% | 0.0015668 | 29.05% | 1.053% | 0.0010527 | 0% | 7.618% | 0 | 0% | 7.618% | 0 | 0% | 7.618% | 0 | 0% | 0.4234% | 0 | 0% | 0.4234% | 0 | 0% | 0.4234% | 0 |  |  |  | 0% | 11.8% | 0 | 0% | 11.8% | 0 | 0% | 11.8% | 0 | 0% | 0.3581% | 0 | 0% | 0.3581% | 0 | 0% | 0.3581% | 0 | 0% | 100% | 0 | 1.016% | 100% | 0.0034955 | 0% | 100% | 0 | 0% | 100% | 0 |  |  | 0 |  |  | 0 |  |  | 0 | 100% | 65% |  | 100% | 65% |  | 100% | 65% |  | 100% | 65% |  | 100% | 90% |  | 100% | 90% |  | 100% | 90%
WILLITS 110391948 | 0.0001786 | 7.0596 | 0.23641 | 0 | 0.23641 | 0.0090085 | 0.0075736 | 0.0023074 | 0% | 99% | 0 | 0% | 99% | 0 | 0% | 99% | 0 | 0% | 99% | 0 | 0% | 61.23% | 0 | 0% | 61.23% | 0 | 0% | 61.23% | 0 | 0% | 61.23% | 0 | 0 | 100% | 1.92% | 0.0045388 | 0% | 1.92% | 0 | 0% | 1.92% | 0 | 0% | 0.1966% | 0 | 0% | 0.1966% | 0 | 0% | 0.1966% | 0 | 0% | 0.6064% | 0 | 0% | 0.6064% | 0 | 1.289% | 0.6064% | 1.8484e-05 | 0.6949% | 0.5822% | 9.5646e-06 | 1.289% | 0.5822% | 1.7745e-05 | 96.21% | 0.5822% | 0.0013241 | 16.94% | 4.435% | 0.0017765 | 0% | 4.435% | 0 | 0% | 4.435% | 0 | 0% | 2.896% | 0 | 0% | 2.896% | 0 | 0% | 2.896% | 0 |  |  |  | 35% | 11.8% | 0.0097638 | 0% | 11.8% | 0 | 0% | 11.8% | 0 | 0% | 0.3664% | 0 | 0% | 0.3664% | 0 | 0% | 0.3664% | 0 | 0% | 100% | 0 | 0% | 100% | 0 | 0% | 100% | 0 | 0% | 100% | 0 |  |  | 2.4778e-05 |  |  | 0 |  |  | 0 | 100% | 65% |  | 100% | 65% |  | 100% | 65% |  | 100% | 65% |  | 100% | 90% |  | 100% | 90% |  | 100% | 90%
GANSNER 1101372132 | 0.00037693 | 0.30472 | 0.086721 | 0 | 0.086721 | 0.0021069 | 0.0035794 | 0.0012441 | 0% | 99% | 0 | 0% | 99% | 0 | 0% | 99% | 0 | 0% | 99% | 0 | 0% | 62.62% | 0 | 0% | 62.62% | 0 | 0% | 62.62% | 0 | 0% | 62.62% | 0 | 0 | 0% | 2.878% | 0 | 0% | 2.878% | 0 | 0% | 2.878% | 0 | 0% | 0.3329% | 0 | 0% | 0.3329% | 0 | 0% | 0.3329% | 0 | 0% | 0.7479% | 0 | 97.02% | 0.7479% | 0.00062925 | 0% | 0.7479% | 0 | 0% | 0.7769% | 0 | 0% | 0.7769% | 0 | 100% | 0.7769% | 0.00067373 | 97.39% | 5.591% | 0.0047219 | 0% | 5.591% | 0 | 0% | 5.591% | 0 | 0% | 1.778% | 0 | 0% | 1.778% | 0 | 0% | 1.778% | 0 |  |  |  | 0% | 11.8% | 0 | 0% | 11.8% | 0 | 0% | 11.8% | 0 | 55.56% | 0.3645% | 0.00017562 | 0% | 0.3645% | 0 | 0% | 0.3645% | 0 | 0% | 100% | 0 | 0% | 100% | 0 | 0% | 100% | 0 | 0% | 100% | 0 |  |  | 0 |  |  | 0 |  |  | 0 | 100% | 65% |  | 100% | 65% |  | 100% | 65% |  | 100% | 65% |  | 100% | 90% |  | 100% | 90% |  | 100% | 90%
FRANKLIN 1104P146 | 0.00030695 | 3.7071 | 0.21805 | 0 | 0.21805 | 0.0040624 | 0.0092756 | 0.0041366 | 0% | 99% | 0 | 0% | 99% | 0 | 0% | 99% | 0 | 0% | 99% | 0 | 0% | 63.5% | 0 | 0% | 63.5% | 0 | 0% | 63.5% | 0 | 0% | 63.5% | 0 | 0 | 33.33% | 3.246% | 0.0023592 | 0% | 3.246% | 0 | 0% | 3.246% | 0 | 0% | 0.3564% | 0 | 0% | 0.3564% | 0 | 0% | 0.3564% | 0 | 0% | 0.7926% | 0 | 0% | 0.7926% | 0 | 99.27% | 0.7926% | 0.0017156 | 0% | 0.8245% | 0 | 99.27% | 0.8245% | 0.0017848 | 0% | 0.8245% | 0 | 11.09% | 5.926% | 0.0014334 | 0% | 5.926% | 0 | 0% | 5.926% | 0 | 0% | 1.051% | 0 | 0% | 1.051% | 0 | 0% | 1.051% | 0 |  |  |  | 0% | 11.8% | 0 | 34.56% | 11.8% | 0.0088931 | 0% | 11.8% | 0 | 0% | 0.3681% | 0 | 0% | 0.3681% | 0 | 0% | 0.3681% | 0 | 0% | 100% | 0 | 0% | 100% | 0 | 0% | 100% | 0 | 0% | 100% | 0 |  |  | 0 |  |  | 0 |  |  | 0 | 100% | 65% |  | 100% | 65% |  | 100% | 65% |  | 100% | 65% |  | 100% | 90% |  | 100% | 90% |  | 100% | 90%
BURNEY 11019042 | 0.00033184 | 3.9821 | 0.21144 | 1.0608 | 1.2723 | 0.005814 | 0.0077164 | 0.0034533 | 0% | 99% | 0 | 0% | 99% | 0 | 0% | 99% | 0 | 0% | 99% | 0 | 0% | 62.55% | 0 | 0% | 62.55% | 0 | 0% | 62.55% | 0 | 0% | 62.55% | 0 | 1.0608 | 75% | 2.17% | 0.0034419 | 0% | 2.17% | 0 | 0% | 2.17% | 0 | 0% | 0.2406% | 0 | 0% | 0.2406% | 0 | 0% | 0.2406% | 0 | 0% | 0.6757% | 0 | 0% | 0.6757% | 0 | 0% | 0.6757% | 0 | 0% | 0.6806% | 0 | 0% | 0.6806% | 0 | 100% | 0.6806% | 0.001439 | 0% | 5.024% | 0 | 0% | 5.024% | 0 | 0% | 5.024% | 0 | 0% | 1.422% | 0 | 0% | 1.422% | 0 | 0% | 1.422% | 0 |  |  |  | 0% | 11.8% | 0 | 35% | 11.8% | 0.0087324 | 0% | 11.8% | 0 | 0% | 0.3665% | 0 | 0% | 0.3665% | 0 | 0% | 0.3665% | 0 | 0% | 100% | 0 | 0% | 100% | 0 | 0% | 100% | 0 | 0% | 100% | 0 |  |  | 0 |  |  | 0 |  |  | 0 | 100% | 65% |  | 100% | 65% |  | 100% | 65% |  | 100% | 65% |  | 100% | 90% |  | 100% | 90% |  | 100% | 90%
PLACERVILLE 1111CB | 0.00071234 | 1.6336 | 0.13439 | 0.10679 | 0.24118 | 0.0047443 | 0.0040774 | 0.0019893 | 0% | 99% | 0 | 0% | 99% | 0 | 0% | 99% | 0 | 0% | 99% | 0 | 0% | 62.81% | 0 | 0% | 62.81% | 0 | 0% | 62.81% | 0 | 0% | 62.81% | 0 | 0.10679 | 0% | 1.955% | 0 | 0% | 1.955% | 0 | 0% | 1.955% | 0 | 0% | 0.2136% | 0 | 0% | 0.2136% | 0 | 0% | 0.2136% | 0 | 0% | 0.5676% | 0 | 40.56% | 0.5676% | 0.00030937 | 50.24% | 0.5676% | 0.00038322 | 40.56% | 0.5817% | 0.0003171 | 50.24% | 0.5817% | 0.00039279 | 0% | 0.5817% | 0 | 0% | 4.245% | 0 | 0% | 4.245% | 0 | 34.04% | 4.245% | 0.0019418 | 0% | 2.819% | 0 | 0% | 2.819% | 0 | 0% | 2.819% | 0 |  |  |  | 0% | 11.8% | 0 | 0% | 11.8% | 0 | 0% | 11.8% | 0 | 0% | 0.3758% | 0 | 0% | 0.3758% | 0 | 0% | 0.3758% | 0 | 0% | 100% | 0 | 0% | 100% | 0 | 0% | 100% | 0 | 0% | 100% | 0 |  |  | 0 |  |  | 0 |  |  | 0 | 100% | 65% |  | 100% | 65% |  | 100% | 65% |  | 100% | 65% |  | 100% | 90% |  | 100% | 90% |  | 100% | 90%
CORNING 1102915324 | 0.0001615 | 1.9367 | 0.12666 | 0.055532 | 0.18219 | 0.001142 | 0.0065315 | 0.0025176 | 0% | 99% | 0 | 67.47% | 99% | 0.084599 | 0% | 99% | 0 | 0% | 99% | 0 | 0% | 60.26% | 0 | 0% | 60.26% | 0 | 0% | 60.26% | 0 | 0% | 60.26% | 0 | 0.055532 | 0% | 3.021% | 0 | 0% | 3.021% | 0 | 0% | 3.021% | 0 | 0% | 0.3362% | 0 | 0% | 0.3362% | 0 | 0% | 0.3362% | 0 | 0% | 0.9418% | 0 | 68.72% | 0.9418% | 0.0008197 | 21.3% | 0.9418% | 0.00025407 | 68.72% | 0.9251% | 0.00080522 | 21.3% | 0.9251% | 0.00024958 | 9.983% | 0.9251% | 0.00011698 | 0% | 6.942% | 0 | 0% | 6.942% | 0 | 0% | 6.942% | 0 | 0% | 0.6269% | 0 | 0% | 0.6269% | 0 | 0% | 0.6269% | 0 |  |  |  | 29.3% | 11.8% | 0.0043797 | 0% | 11.8% | 0 | 0% | 11.8% | 0 | 0% | 0.3467% | 0 | 0% | 0.3467% | 0 | 0% | 0.3467% | 0 | 0% | 100% | 0 | 0% | 100% | 0 | 0% | 100% | 0 | 0% | 100% | 0 |  |  | 0 |  |  | 0 |  |  | 0 | 100% | 65% |  | 100% | 65% |  | 100% | 65% |  | 100% | 65% |  | 100% | 90% |  | 100% | 90% |  | 100% | 90%
ORINDA 04013442 | 0.00073546 | 5.2312 | 0.67836 | 0.12941 | 0.80777 | 0.032567 | 0.017654 | 0.0043648 | 0% | 99% | 0 | 0% | 99% | 0 | 0% | 99% | 0 | 0% | 99% | 0 | 0% | 63.05% | 0 | 0% | 63.05% | 0 | 0% | 63.05% | 0 | 0% | 63.05% | 0 | 0.12941 | 0% | 1.794% | 0 | 0% | 1.794% | 0 | 0% | 1.794% | 0 | 0% | 0.1941% | 0 | 0% | 0.1941% | 0 | 0% | 0.1941% | 0 | 0% | 0.4882% | 0 | 27.71% | 0.4882% | 0.00091777 | 41.41% | 0.4882% | 0.0013715 | 27.71% | 0.499% | 0.00093801 | 41.41% | 0.499% | 0.0014018 | 30.88% | 0.499% | 0.0010453 | 49.42% | 3.638% | 0.012195 | 12.19% | 3.638% | 0.0030085 | 0% | 3.638% | 0 | 0% | 2.767% | 0 | 0% | 2.767% | 0 | 0% | 2.767% | 0 |  |  |  | 0% | 11.8% | 0 | 0% | 11.8% | 0 | 0% | 11.8% | 0 | 0% | 0.3789% | 0 | 0% | 0.3789% | 0 | 0% | 0.3789% | 0 | 0% | 100% | 0 | 0% | 100% | 0 | 0% | 100% | 0 | 0% | 100% | 0 |  |  | 0 |  |  | 0 |  |  | 0 | 100% | 65% |  | 100% | 65% |  | 100% | 65% |  | 100% | 65% |  | 100% | 90% |  | 100% | 90% |  | 100% | 90%
PENRYN 110351658 | 0.00031488 | 8.4699 | 0.47905 | 0.25497 | 0.73402 | 0.013663 | 0.01757 | 0.0073581 | 0% | 99% | 0 | 0% | 99% | 0 | 0% | 99% | 0 | 0% | 99% | 0 | 0% | 61.41% | 0 | 0% | 61.41% | 0 | 0% | 61.41% | 0 | 0% | 61.41% | 0 | 0.25497 | 0% | 1.779% | 0 | 0% | 1.779% | 0 | 0% | 1.779% | 0 | 100% | 0.199% | 0.00095324 | 0% | 0.199% | 0 | 0% | 0.199% | 0 | 0% | 0.6758% | 0 | 0% | 0.6758% | 0 | 15.75% | 0.6758% | 0.00050984 | 0% | 0.6732% | 0 | 15.75% | 0.6732% | 0.00050791 | 82.11% | 0.6732% | 0.002648 | 5.517% | 5.035% | 0.0013307 | 0% | 5.035% | 0 | 0% | 5.035% | 0 | 0% | 2.178% | 0 | 0% | 2.178% | 0 | 0% | 2.178% | 0 |  |  |  | 0% | 11.8% | 0 | 34.53% | 11.8% | 0.019521 | 0% | 11.8% | 0 | 0% | 0.3651% | 0 | 0% | 0.3651% | 0 | 0% | 0.3651% | 0 | 0% | 100% | 0 | 0% | 100% | 0 | 0% | 100% | 0 | 0% | 100% | 0 |  |  | 0 |  |  | 0 |  |  | 0 | 100% | 65% |  | 100% | 65% |  | 100% | 65% |  | 100% | 65% |  | 100% | 90% |  | 100% | 90% |  | 100% | 90%
CORRAL 110275622 | 0.00037376 | 1.2385 | 0.37735 | 0 | 0.37735 | 0.0060007 | 0.015958 | 0.0084989 | 0% | 99% | 0 | 0% | 99% | 0 | 0% | 99% | 0 | 0% | 99% | 0 | 0% | 63.83% | 0 | 0% | 63.83% | 0 | 0% | 63.83% | 0 | 0% | 63.83% | 0 | 0 | 0% | 2.652% | 0 | 0% | 2.652% | 0 | 0% | 2.652% | 0 | 0% | 0.2957% | 0 | 0% | 0.2957% | 0 | 0% | 0.2957% | 0 | 0% | 0.7831% | 0 | 47.72% | 0.7831% | 0.00141 | 50.99% | 0.7831% | 0.0015068 | 47.72% | 0.813% | 0.0014638 | 50.99% | 0.813% | 0.0015644 | 0% | 0.813% | 0 | 0.7248% | 5.881% | 0.00016085 | 0% | 5.881% | 0 | 26.55% | 5.881% | 0.0058912 | 0% | 1.048% | 0 | 0% | 1.048% | 0 | 0% | 1.048% | 0 |  |  |  | 0% | 11.8% | 0 | 0% | 11.8% | 0 | 0% | 11.8% | 0 | 0% | 0.3674% | 0 | 0% | 0.3674% | 0 | 0% | 0.3674% | 0 | 0% | 100% | 0 | 0% | 100% | 0 | 0% | 100% | 0 | 0% | 100% | 0 |  |  | 0 |  |  | 0 |  |  | 0 | 100% | 65% |  | 100% | 65% |  | 100% | 65% |  | 100% | 65% |  | 100% | 90% |  | 100% | 90% |  | 100% | 90%
OAKHURST 110311900 | 0.00070169 | 0 | 0.14661 | 0.26674 | 0.41334 | 0.002996 | 0.0053249 | 0.0035174 | 0% | 99% | 0 | 0% | 99% | 0 | 0% | 99% | 0 | 0% | 99% | 0 | 0% | 65.03% | 0 | 0% | 65.03% | 0 | 0% | 65.03% | 0 | 0% | 65.03% | 0 | 0.26674 | 0% | 2.539% | 0 | 0% | 2.539% | 0 | 0% | 2.539% | 0 | 0% | 0.2836% | 0 | 0% | 0.2836% | 0 | 0% | 0.2836% | 0 | 0% | 0.6756% | 0 | 5.202% | 0.6756% | 5.1517e-05 | 94.48% | 0.6756% | 0.00093579 | 5.202% | 0.7161% | 5.4612e-05 | 94.48% | 0.7161% | 0.000992 | 0% | 0.7161% | 0 | 0% | 5.101% | 0 | 0% | 5.101% | 0 | 0% | 5.101% | 0 | 0% | 1.279% | 0 | 0% | 1.279% | 0 | 0% | 1.279% | 0 |  |  |  | 0% | 11.8% | 0 | 0% | 11.8% | 0 | 0% | 11.8% | 0 | 55.56% | 0.3756% | 0.00030592 | 0% | 0.3756% | 0 | 0% | 0.3756% | 0 | 0% | 100% | 0 | 0% | 100% | 0 | 0% | 100% | 0 | 0% | 100% | 0 |  |  | 0 |  |  | 0 |  |  | 0 |  |  |  |  | 65% |  |  | 65% |  | 100% | 65%
OAKLAND K 1104CR208 | 0.00079474 | 4.7267 | 0.27697 | 0 | 0.27697 | 0.01124 | 0.0088453 | 0.0022886 | 0% | 99% | 0 | 0% | 99% | 0 | 0% | 99% | 0 | 0% | 99% | 0 | 0% | 63.66% | 0 | 0% | 63.66% | 0 | 0% | 63.66% | 0 | 0% | 63.66% | 0 | 0 | 0% | 2.205% | 0 | 0% | 2.205% | 0 | 0% | 2.205% | 0 | 0% | 0.2371% | 0 | 0% | 0.2371% | 0 | 0% | 0.2371% | 0 | 0% | 0.5993% | 0 | 0% | 0.5993% | 0 | 78% | 0.5993% | 0.0012948 | 0% | 0.6115% | 0 | 78% | 0.6115% | 0.0013211 | 19.4% | 0.6115% | 0.00032858 | 27.28% | 4.463% | 0.0033713 | 19.7% | 4.463% | 0.0024346 | 15.28% | 4.463% | 0.0018881 | 0% | 2.168% | 0 | 0% | 2.168% | 0 | 0% | 2.168% | 0 |  |  |  | 0% | 11.8% | 0 | 34.99% | 11.8% | 0.011434 | 0% | 11.8% | 0 | 0% | 0.3746% | 0 | 0% | 0.3746% | 0 | 0% | 0.3746% | 0 | 0% | 100% | 0 | 0% | 100% | 0 | 0% | 100% | 0 | 0% | 100% | 0 |  |  | 0 |  |  | 0 |  |  | 0.00036782 | 100% | 65% |  | 100% | 65% |  | 100% | 65% |  | 100% | 65% |  | 100% | 90% |  | 100% | 90% |  | 100% | 90%
PASO ROBLES 1107CB | 0.00011505 | 0 | 0.81977 | 0 | 0.81977 | 0.0056822 | 0.041548 | 0.019083 | 0% | 99% | 0 | 0% | 99% | 0 | 0% | 99% | 0 | 0% | 99% | 0 | 0% | 62.64% | 0 | 0% | 62.64% | 0 | 0% | 62.64% | 0 | 0% | 62.64% | 0 | 0 | 0% | 3.139% | 0 | 0% | 3.139% | 0 | 0% | 3.139% | 0 | 0% | 0.3597% | 0 | 0% | 0.3597% | 0 | 0% | 0.3597% | 0 | 0% | 0.9201% | 0 | 0% | 0.9201% | 0 | 91.97% | 0.9201% | 0.0069366 | 91.97% | 0.9487% | 0.0071522 | 8.032% | 0.9487% | 0.00062462 | 0% | 0.9487% | 0 | 0% | 6.893% | 0 | 0% | 6.893% | 0 | 0% | 6.893% | 0 | 0% | 0.467% | 0 | 0% | 0.467% | 0 | 0% | 0.467% | 0 |  |  |  | 0% | 11.8% | 0 | 0% | 11.8% | 0 | 0% | 11.8% | 0 | 0% | 0.3576% | 0 | 0% | 0.3576% | 0 | 0% | 0.3576% | 0 | 0% | 100% | 0 | 0% | 100% | 0 | 0% | 100% | 0 | 0% | 100% | 0 |  |  | 0 |  |  | 0 |  |  | 0 |  |  |  |  | 65% |  |  | 65% |  | 100% | 65%
NORTH DUBLIN 2101CB | 0.00058858 | 1.3758 | 0.10818 | 0.40572 | 0.5139 | 0.00054966 | 0.0058537 | 0.0023544 | 0% | 99% | 0 | 0% | 99% | 0 | 0% | 99% | 0 | 0% | 99% | 0 | 0% | 63.43% | 0 | 0% | 63.43% | 0 | 0% | 63.43% | 0 | 0% | 63.43% | 0 | 0.40572 | 100% | 3.494% | 0.0037793 | 0% | 3.494% | 0 | 0% | 3.494% | 0 | 0% | 0.413% | 0 | 0% | 0.413% | 0 | 0% | 0.413% | 0 | 0% | 0.9692% | 0 | 94.82% | 0.9692% | 0.00099414 | 4.583% | 0.9692% | 4.8052e-05 | 94.82% | 1.023% | 0.0010494 | 4.583% | 1.023% | 5.0722e-05 | 0% | 1.023% | 0 | 100% | 7.313% | 0.0079108 | 0% | 7.313% | 0 | 0% | 7.313% | 0 | 0% | 0.2779% | 0 | 0% | 0.2779% | 0 | 0% | 0.2779% | 0 |  |  |  | 0% | 11.8% | 0 | 0% | 11.8% | 0 | 0% | 11.8% | 0 | 0% | 0.358% | 0 | 0% | 0.358% | 0 | 0% | 0.358% | 0 | 0% | 100% | 0 | 0% | 100% | 0 | 0% | 100% | 0 | 0% | 100% | 0 |  |  | 0 |  |  | 0 |  |  | 0 | 100% | 65% |  | 100% | 65% |  | 100% | 65% |  | 100% | 65% |  | 100% | 90% |  | 100% | 90% |  | 100% | 90%
ROB ROY 210410298 | 0.0010495 | 11.4392 | 2.3553 | 0.13533 | 2.4906 | 0.12979 | 0.046843 | 0.014071 | 0% | 99% | 0 | 0% | 99% | 0 | 0% | 99% | 0 | 0% | 99% | 0 | 0% | 63.08% | 0 | 0% | 63.08% | 0 | 0% | 63.08% | 0 | 0% | 63.08% | 0 | 0.13533 | 0% | 1.565% | 0 | 0% | 1.565% | 0 | 0% | 1.565% | 0 | 0% | 0.1687% | 0 | 0% | 0.1687% | 0 | 0% | 0.1687% | 0 | 0% | 0.3743% | 0 | 4.862% | 0.3743% | 0.00042866 | 62.49% | 0.3743% | 0.005509 | 4.862% | 0.3922% | 0.00044915 | 62.49% | 0.3922% | 0.0057724 | 31.38% | 0.3922% | 0.0028992 | 27.81% | 2.805% | 0.018376 | 0% | 2.805% | 0 | 0% | 2.805% | 0 | 0% | 4.445% | 0 | 0% | 4.445% | 0 | 0% | 4.445% | 0 |  |  |  | 0% | 11.8% | 0 | 0% | 11.8% | 0 | 0% | 11.8% | 0 | 0% | 0.3866% | 0 | 0% | 0.3866% | 0 | 0% | 0.3866% | 0 | 0% | 100% | 0 | 0.1769% | 100% | 0.0041655 | 0% | 100% | 0 | 0% | 100% | 0 |  |  | 0.00023085 |  |  | 0 |  |  | 0 | 100% | 65% |  | 100% | 65% |  | 100% | 65% |  | 100% | 65% |  | 100% | 90% |  | 100% | 90% |  | 100% | 90%
CORRAL 1101CB | 0.00017247 | 26.2912 | 0.84759 | 0 | 0.84759 | 0.011671 | 0.036066 | 0.020909 | 0% | 99% | 0 | 0% | 99% | 0 | 0% | 99% | 0 | 0% | 99% | 0 | 0% | 62.67% | 0 | 0% | 62.67% | 0 | 0% | 62.67% | 0 | 0% | 62.67% | 0 | 0 | 100% | 2.47% | 0.020937 | 0% | 2.47% | 0 | 0% | 2.47% | 0 | 0% | 0.2759% | 0 | 0% | 0.2759% | 0 | 0% | 0.2759% | 0 | 0% | 0.7716% | 0 | 85.96% | 0.7716% | 0.0056213 | 12.27% | 0.7716% | 0.00080271 | 85.96% | 0.7692% | 0.005604 | 12.27% | 0.7692% | 0.00080023 | 0% | 0.7692% | 0 | 0% | 5.713% | 0 | 0% | 5.713% | 0 | 0% | 5.713% | 0 | 0% | 1.004% | 0 | 0% | 1.004% | 0 | 0% | 1.004% | 0 |  |  |  | 0% | 11.8% | 0 | 0% | 11.8% | 0 | 0% | 11.8% | 0 | 0% | 0.3583% | 0 | 0% | 0.3583% | 0 | 0% | 0.3583% | 0 | 0% | 100% | 0 | 0% | 100% | 0 | 0% | 100% | 0 | 0% | 100% | 0 |  |  | 0.00026425 |  |  | 0 |  |  | 0 | 100% | 65% |  | 100% | 65% |  | 100% | 65% |  | 100% | 65% |  | 100% | 90% |  | 100% | 90% |  | 100% | 90%
PLACER 1102CB | 0.00060505 | 2.1715 | 0.2342 | 0.11092 | 0.34512 | 0.0049585 | 0.010982 | 0.0030548 | 0% | 99% | 0 | 0% | 99% | 0 | 0% | 99% | 0 | 0% | 99% | 0 | 0% | 58.14% | 0 | 0% | 58.14% | 0 | 0% | 58.14% | 0 | 0% | 58.14% | 0 | 0.11092 | 0% | 1.634% | 0 | 0% | 1.634% | 0 | 0% | 1.634% | 0 | 0% | 0.186% | 0 | 0% | 0.186% | 0 | 0% | 0.186% | 0 | 0% | 0.8967% | 0 | 95.15% | 0.8967% | 0.0019983 | 0% | 0.8967% | 0 | 95.15% | 0.942% | 0.0020992 | 0.4449% | 0.942% | 9.8144e-06 | 4.402% | 0.942% | 9.7123e-05 | 0% | 6.907% | 0 | 0% | 6.907% | 0 | 0% | 6.907% | 0 | 0% | 1.588% | 0 | 0% | 1.588% | 0 | 0% | 1.588% | 0 |  |  |  | 0% | 11.8% | 0 | 0% | 11.8% | 0 | 0% | 11.8% | 0 | 0% | 0.3731% | 0 | 0% | 0.3731% | 0 | 0% | 0.3731% | 0 | 0% | 100% | 0 | 0% | 100% | 0 | 0% | 100% | 0 | 0% | 100% | 0 |  |  | 0 |  |  | 0 |  |  | 0 | 100% | 65% |  | 100% | 65% |  | 100% | 65% |  | 100% | 65% |  | 100% | 90% |  | 100% | 90% |  | 100% | 90%
MOLINO 1102381468 | 0.00055895 | 1.6224 | 0.17753 | 0.016912 | 0.19444 | 0.0095947 | 0.0035367 | 0.0012835 | 0% | 99% | 0 | 0% | 99% | 0 | 0% | 99% | 0 | 0% | 99% | 0 | 0% | 62.93% | 0 | 0% | 62.93% | 0 | 0% | 62.93% | 0 | 0% | 62.93% | 0 | 0.016912 | 0% | 1.277% | 0 | 0% | 1.277% | 0 | 0% | 1.277% | 0 | 0% | 0.1371% | 0 | 0% | 0.1371% | 0 | 0% | 0.1371% | 0 | 0% | 0.3683% | 0 | 61.02% | 0.3683% | 0.00039898 | 18.27% | 0.3683% | 0.00011944 | 61.02% | 0.3686% | 0.00039928 | 18.27% | 0.3686% | 0.00011953 | 20.71% | 0.3686% | 0.00013551 | 49.51% | 2.726% | 0.0023963 | 0% | 2.726% | 0 | 0% | 2.726% | 0 | 0% | 3.692% | 0 | 0% | 3.692% | 0 | 0% | 3.692% | 0 |  |  |  | 31.55% | 11.8% | 0.006609 | 0% | 11.8% | 0 | 0% | 11.8% | 0 | 0% | 0.3818% | 0 | 0% | 0.3818% | 0 | 0% | 0.3818% | 0 | 0% | 100% | 0 | 0% | 100% | 0 | 0% | 100% | 0 | 0% | 100% | 0 |  |  | 0 |  |  | 0 |  |  | 0 | 100% | 65% |  | 100% | 65% |  | 100% | 65% |  | 100% | 65% |  | 100% | 90% |  | 100% | 90% |  | 100% | 90%
MORAGA 1104N532R | 0.00050998 | 6.271 | 0.49824 | 0.21618 | 0.71441 | 0.019412 | 0.014756 | 0.0063588 | 0% | 99% | 0 | 0% | 99% | 0 | 0% | 99% | 0 | 0% | 99% | 0 | 0% | 63.47% | 0 | 0% | 63.47% | 0 | 0% | 63.47% | 0 | 0% | 63.47% | 0 | 0.21618 | 0% | 1.873% | 0 | 0% | 1.873% | 0 | 0% | 1.873% | 0 | 0% | 0.2074% | 0 | 0% | 0.2074% | 0 | 0% | 0.2074% | 0 | 0% | 0.5444% | 0 | 39.74% | 0.5444% | 0.001078 | 52.24% | 0.5444% | 0.0014169 | 39.74% | 0.5554% | 0.0010998 | 52.24% | 0.5554% | 0.0014456 | 8.021% | 0.5554% | 0.00022198 | 31.9% | 4.06% | 0.0064538 | 0% | 4.06% | 0 | 0% | 4.06% | 0 | 0% | 1.931% | 0 | 0% | 1.931% | 0 | 0% | 1.931% | 0 |  |  |  | 0% | 11.8% | 0 | 27.1% | 11.8% | 0.015935 | 0% | 11.8% | 0 | 0% | 0.375% | 0 | 0% | 0.375% | 0 | 0% | 0.375% | 0 | 0% | 100% | 0 | 0% | 100% | 0 | 0% | 100% | 0 | 0% | 100% | 0 |  |  | 0 |  |  | 0 |  |  | 0 | 100% | 65% |  | 100% | 65% |  | 100% | 65% |  | 100% | 65% |  | 100% | 90% |  | 100% | 90% |  | 100% | 90%
FRUITLAND 114263170 | 0.00036401 | 5.672 | 1.0184 | 0.10242 | 1.1208 | 0.058875 | 0.018935 | 0.0051254 | 0% | 99% | 0 | 0% | 99% | 0 | 0% | 99% | 0 | 0% | 99% | 0 | 0% | 61.21% | 0 | 0% | 61.21% | 0 | 0% | 61.21% | 0 | 0% | 61.21% | 0 | 0.10242 | 100% | 1.247% | 0.012703 | 0% | 1.247% | 0 | 0% | 1.247% | 0 | 0% | 0.1346% | 0 | 0% | 0.1346% | 0 | 0% | 0.1346% | 0 | 0% | 0.3447% | 0 | 100% | 0.3447% | 0.00351 | 0% | 0.3447% | 0 | 100% | 0.3481% | 0.0035451 | 0% | 0.3481% | 0 | 0% | 0.3481% | 0 | 0% | 2.558% | 0 | 0% | 2.558% | 0 | 0% | 2.558% | 0 | 0% | 5.36% | 0 | 0% | 5.36% | 0 | 0% | 5.36% | 0 |  |  |  | 0% | 11.8% | 0 | 0% | 11.8% | 0 | 0% | 11.8% | 0 | 0% | 0.3841% | 0 | 0% | 0.3841% | 0 | 0% | 0.3841% | 0 | 0% | 100% | 0 | 0.5362% | 100% | 0.0054609 | 0% | 100% | 0 | 0% | 100% | 0 |  |  | 4.5401e-06 |  |  | 0 |  |  | 0 | 100% | 65% |  | 100% | 65% |  | 100% | 65% |  | 100% | 65% |  | 100% | 90% |  | 100% | 90% |  | 100% | 90%
CALISTOGA 1101CB | 0.00082073 | 0.12285 | 0.09075 | 0.076155 | 0.1669 | 0.0018572 | 0.0046015 | 0.00093583 | 0% | 99% | 0 | 0% | 99% | 0 | 0% | 99% | 0 | 0% | 99% | 0 | 0% | 62.36% | 0 | 0% | 62.36% | 0 | 0% | 62.36% | 0 | 0% | 62.36% | 0 | 0.076155 | 0% | 2.812% | 0 | 0% | 2.812% | 0 | 0% | 2.812% | 0 | 0% | 0.3567% | 0 | 0% | 0.3567% | 0 | 0% | 0.3567% | 0 | 0% | 0.873% | 0 | 35.04% | 0.873% | 0.00027759 | 0% | 0.873% | 0 | 31.34% | 0.9176% | 0.000261 | 0% | 0.9176% | 0 | 3.694% | 0.9176% | 3.0757e-05 | 0% | 6.584% | 0 | 0% | 6.584% | 0 | 0% | 6.584% | 0 | 0% | 1.372% | 0 | 0% | 1.372% | 0 | 0% | 1.372% | 0 |  |  |  | 0% | 11.8% | 0 | 0% | 11.8% | 0 | 0% | 11.8% | 0 | 0% | 0.355% | 0 | 0% | 0.355% | 0 | 0% | 0.355% | 0 | 0% | 100% | 0 | 0% | 100% | 0 | 0% | 100% | 0 | 0% | 100% | 0 |  |  | 0 |  |  | 0 |  |  | 0 | 100% | 65% |  | 100% | 65% |  | 100% | 65% |  | 100% | 65% |  | 100% | 90% |  | 100% | 90% |  | 100% | 90%
BRUNSWICK 1103956424 | 0.00059987 | 1.1803 | 0.19454 | 0.55257 | 0.74711 | 0.0080575 | 0.005809 | 0.0019891 | 0% | 99% | 0 | 0% | 99% | 0 | 0% | 99% | 0 | 0% | 99% | 0 | 0% | 62.43% | 0 | 0% | 62.43% | 0 | 0% | 62.43% | 0 | 0% | 62.43% | 0 | 0.55257 | 0% | 1.929% | 0 | 0% | 1.929% | 0 | 0% | 1.929% | 0 | 0% | 0.2037% | 0 | 0% | 0.2037% | 0 | 0% | 0.2037% | 0 | 0% | 0.5579% | 0 | 26.45% | 0.5579% | 0.00028709 | 33.08% | 0.5579% | 0.00035908 | 26.45% | 0.5602% | 0.00028828 | 33.08% | 0.5602% | 0.00036057 | 0% | 0.5602% | 0 | 0% | 4.138% | 0 | 0% | 4.138% | 0 | 0% | 4.138% | 0 | 0% | 2.795% | 0 | 0% | 2.795% | 0 | 0% | 2.795% | 0 |  |  |  | 0% | 11.8% | 0 | 22.69% | 11.8% | 0.0052089 | 0% | 11.8% | 0 | 0% | 0.3747% | 0 | 0% | 0.3747% | 0 | 0% | 0.3747% | 0 | 0% | 100% | 0 | 0% | 100% | 0 | 0% | 100% | 0 | 0% | 100% | 0 |  |  | 0 |  |  | 0 |  |  | 0 | 100% | 65% |  | 100% | 65% |  | 100% | 65% |  | 100% | 65% |  | 100% | 90% |  | 100% | 90% |  | 100% | 90%
CORRAL 1102CB | 0.00027725 | 17.2359 | 1.0069 | 0 | 1.0069 | 0.01423 | 0.044642 | 0.02325 | 0% | 99% | 0 | 0% | 99% | 0 | 0% | 99% | 0 | 0% | 99% | 0 | 0% | 62.07% | 0 | 0% | 62.07% | 0 | 0% | 62.07% | 0 | 0% | 62.07% | 0 | 0 | 0% | 2.241% | 0 | 0% | 2.241% | 0 | 0% | 2.241% | 0 | 0% | 0.2631% | 0 | 0% | 0.2631% | 0 | 0% | 0.2631% | 0 | 0% | 0.7962% | 0 | 39.41% | 0.7962% | 0.0031597 | 57.74% | 0.7962% | 0.0046293 | 39.41% | 0.8158% | 0.0032371 | 57.74% | 0.8158% | 0.0047427 | 0.08246% | 0.8158% | 6.7733e-06 | 0% | 5.981% | 0 | 0% | 5.981% | 0 | 0% | 5.981% | 0 | 0% | 0.9799% | 0 | 0% | 0.9799% | 0 | 0% | 0.9799% | 0 |  |  |  | 0% | 11.8% | 0 | 0% | 11.8% | 0 | 0% | 11.8% | 0 | 0% | 0.3614% | 0 | 0% | 0.3614% | 0 | 0% | 0.3614% | 0 | 0% | 100% | 0 | 0% | 100% | 0 | 0% | 100% | 0 | 0% | 100% | 0 |  |  | 0 |  |  | 0 |  |  | 0 | 100% | 65% |  | 100% | 65% |  | 100% | 65% |  | 100% | 65% |  | 100% | 90% |  | 100% | 90% |  | 100% | 90%
COTTONWOOD 11029026 | 0.0002216 | 12.4975 | 1.0566 | 4.6516 | 5.7083 | 0.023458 | 0.041691 | 0.021104 | 0% | 99% | 0 | 51.12% | 99% | 0.5348 | 0% | 99% | 0 | 0% | 99% | 0 | 0% | 61.29% | 0 | 0% | 61.29% | 0 | 0% | 61.29% | 0 | 0% | 61.29% | 0 | 4.6516 | 0% | 1.975% | 0 | 0% | 1.975% | 0 | 0% | 1.975% | 0 | 0% | 0.2118% | 0 | 0% | 0.2118% | 0 | 0% | 0.2118% | 0 | 0% | 0.717% | 0 | 0% | 0.717% | 0 | 58.68% | 0.717% | 0.0044451 | 0.6599% | 0.6875% | 4.794e-05 | 60.8% | 0.6875% | 0.0044172 | 37.56% | 0.6875% | 0.0027287 | 0% | 5.259% | 0 | 0% | 5.259% | 0 | 0% | 5.259% | 0 | 0% | 1.407% | 0 | 0% | 1.407% | 0 | 0% | 1.407% | 0 |  |  |  | 26.79% | 11.8% | 0.033409 | 0% | 11.8% | 0 | 0% | 11.8% | 0 | 0% | 0.3571% | 0 | 0% | 0.3571% | 0 | 0% | 0.3571% | 0 | 0% | 100% | 0 | 0.3476% | 100% | 0.0036727 | 0% | 100% | 0 | 0% | 100% | 0 |  |  | 0 |  |  | 0 |  |  | 0 | 100% | 65% |  | 100% | 65% |  | 100% | 65% |  | 100% | 65% |  | 100% | 90% |  | 100% | 90% |  | 100% | 90%
SILVERADO 2102714 | 0.00059404 | 3.2013 | 1.3771 | 0.48471 | 1.8618 | 0.039866 | 0.052095 | 0.020644 | 0% | 99% | 0 | 0% | 99% | 0 | 0% | 99% | 0 | 0% | 99% | 0 | 0% | 63.53% | 0 | 0% | 63.53% | 0 | 0% | 63.53% | 0 | 0% | 63.53% | 0 | 0.48471 | 100% | 2.476% | 0.034098 | 0% | 2.476% | 0 | 0% | 2.476% | 0 | 0% | 0.2833% | 0 | 0% | 0.2833% | 0 | 0% | 0.2833% | 0 | 0% | 0.6801% | 0 | 17.46% | 0.6801% | 0.0016356 | 0.9064% | 0.6801% | 8.4888e-05 | 17.46% | 0.7071% | 0.0017007 | 0.9064% | 0.7071% | 8.8263e-05 | 74.67% | 0.7071% | 0.0072709 | 0% | 5.101% | 0 | 0% | 5.101% | 0 | 0% | 5.101% | 0 | 0% | 1.913% | 0 | 0% | 1.913% | 0 | 0% | 1.913% | 0 |  |  |  | 0% | 11.8% | 0 | 0% | 11.8% | 0 | 0% | 11.8% | 0 | 0% | 0.3698% | 0 | 0% | 0.3698% | 0 | 0% | 0.3698% | 0 | 0% | 100% | 0 | 0% | 100% | 0 | 0% | 100% | 0 | 0% | 100% | 0 |  |  | 0 |  |  | 0 |  |  | 0 | 100% | 65% |  | 100% | 65% |  | 100% | 65% |  | 100% | 65% |  | 100% | 90% |  | 100% | 90% |  | 100% | 90%
EDES 1112CR312 | 0.00063966 | 5.8149 | 0.41409 | 0 | 0.41409 | 0.017372 | 0.012306 | 0.0043529 | 0% | 99% | 0 | 0% | 99% | 0 | 0% | 99% | 0 | 0% | 99% | 0 | 0% | 63.48% | 0 | 0% | 63.48% | 0 | 0% | 63.48% | 0 | 0% | 63.48% | 0 | 0 | 0% | 2.038% | 0 | 0% | 2.038% | 0 | 0% | 2.038% | 0 | 0% | 0.2192% | 0 | 0% | 0.2192% | 0 | 0% | 0.2192% | 0 | 0% | 0.5417% | 0 | 40.49% | 0.5417% | 0.0009082 | 59.51% | 0.5417% | 0.0013348 | 40.49% | 0.541% | 0.00090705 | 59.51% | 0.541% | 0.0013331 | 0% | 0.541% | 0 | 9.342% | 3.998% | 0.0015465 | 0% | 3.998% | 0 | 10.99% | 3.998% | 0.001819 | 0% | 2.168% | 0 | 0% | 2.168% | 0 | 0% | 2.168% | 0 |  |  |  | 0% | 11.8% | 0 | 23.62% | 11.8% | 0.011541 | 0% | 11.8% | 0 | 0% | 0.3733% | 0 | 0% | 0.3733% | 0 | 0% | 0.3733% | 0 | 0% | 100% | 0 | 0% | 100% | 0 | 0% | 100% | 0 | 0% | 100% | 0 |  |  | 0 |  |  | 0 |  |  | 0 | 100% | 65% |  | 100% | 65% |  | 100% | 65% |  | 100% | 65% |  | 100% | 90% |  | 100% | 90% |  | 100% | 90%
SAN LUIS OBISPO 1107V62 | 0.00030401 | 2.7921 | 0.1828 | 0 | 0.1828 | 0.0034761 | 0.00899 | 0.002588 | 0% | 99% | 0 | 0% | 99% | 0 | 0% | 99% | 0 | 0% | 99% | 0 | 0% | 63.03% | 0 | 0% | 63.03% | 0 | 0% | 63.03% | 0 | 0% | 63.03% | 0 | 0 | 100% | 3.629% | 0.0066335 | 0% | 3.629% | 0 | 0% | 3.629% | 0 | 0% | 0.3963% | 0 | 0% | 0.3963% | 0 | 0% | 0.3963% | 0 | 0% | 0.8974% | 0 | 0% | 0.8974% | 0 | 74.66% | 0.8974% | 0.0012246 | 0% | 0.9311% | 0 | 74.66% | 0.9311% | 0.0012707 | 25.34% | 0.9311% | 0.00043131 | 35.82% | 6.708% | 0.0043919 | 0% | 6.708% | 0 | 0% | 6.708% | 0 | 0% | 1.156% | 0 | 0% | 1.156% | 0 | 0% | 1.156% | 0 |  |  |  | 31.09% | 11.8% | 0.0067058 | 0% | 11.8% | 0 | 0% | 11.8% | 0 | 0% | 0.3646% | 0 | 0% | 0.3646% | 0 | 0% | 0.3646% | 0 | 0% | 100% | 0 | 0% | 100% | 0 | 0% | 100% | 0 | 0% | 100% | 0 |  |  | 0 |  |  | 0 |  |  | 0 | 100% | 65% |  | 100% | 65% |  | 100% | 65% |  | 100% | 65% |  | 100% | 90% |  | 100% | 90% |  | 100% | 90%
HAMILTON BRANCH 110187784 | 0.00044005 | 2.1194 | 0.12916 | 0.47416 | 0.60332 | 0.0041191 | 0.0050719 | 0.00148 | 0% | 99% | 0 | 0% | 99% | 0 | 0% | 99% | 0 | 0% | 99% | 0 | 0% | 61.15% | 0 | 0% | 61.15% | 0 | 0% | 61.15% | 0 | 0% | 61.15% | 0 | 0.47416 | 0% | 1.883% | 0 | 0% | 1.883% | 0 | 0% | 1.883% | 0 | 0% | 0.207% | 0 | 0% | 0.207% | 0 | 0% | 0.207% | 0 | 0% | 0.7043% | 0 | 100% | 0.7043% | 0.00090963 | 0% | 0.7043% | 0 | 100% | 0.6772% | 0.00087463 | 0% | 0.6772% | 0 | 0% | 0.6772% | 0 | 0% | 5.167% | 0 | 0% | 5.167% | 0 | 0% | 5.167% | 0 | 0% | 2.006% | 0 | 0% | 2.006% | 0 | 0% | 2.006% | 0 |  |  |  | 0% | 11.8% | 0 | 20.66% | 11.8% | 0.0031496 | 0% | 11.8% | 0 | 0% | 0.3576% | 0 | 0% | 0.3576% | 0 | 0% | 0.3576% | 0 | 0% | 100% | 0 | 0% | 100% | 0 | 0% | 100% | 0 | 0% | 100% | 0 |  |  | 0 |  |  | 0 |  |  | 0 | 100% | 65% |  | 100% | 65% |  | 100% | 65% |  | 100% | 65% |  | 100% | 90% |  | 100% | 90% |  | 100% | 90%
OAKLAND K 1101CR170 | 0.0007631 | 2.5015 | 0.19238 | 0 | 0.19238 | 0.0070724 | 0.00702 | 0.0018152 | 0% | 99% | 0 | 0% | 99% | 0 | 0% | 99% | 0 | 0% | 99% | 0 | 0% | 63.46% | 0 | 0% | 63.46% | 0 | 0% | 63.46% | 0 | 0% | 63.46% | 0 | 0 | 0% | 2.574% | 0 | 0% | 2.574% | 0 | 0% | 2.574% | 0 | 0% | 0.2809% | 0 | 0% | 0.2809% | 0 | 0% | 0.2809% | 0 | 0% | 0.6628% | 0 | 0% | 0.6628% | 0 | 57.21% | 0.6628% | 0.00072953 | 0% | 0.6787% | 0 | 58.1% | 0.6787% | 0.00075869 | 41.9% | 0.6787% | 0.00054704 | 13.84% | 4.934% | 0.0013139 | 0% | 4.934% | 0 | 0% | 4.934% | 0 | 0% | 2.019% | 0 | 0% | 2.019% | 0 | 0% | 2.019% | 0 |  |  |  | 0% | 11.8% | 0 | 34.22% | 11.8% | 0.0077688 | 0% | 11.8% | 0 | 0% | 0.3715% | 0 | 0% | 0.3715% | 0 | 0% | 0.3715% | 0 | 0% | 100% | 0 | 0% | 100% | 0 | 0% | 100% | 0 | 0% | 100% | 0 |  |  | 0 |  |  | 0 |  |  | 0 | 100% | 65% |  | 100% | 65% |  | 100% | 65% |  | 100% | 65% |  | 100% | 90% |  | 100% | 90% |  | 100% | 90%
OAKLAND X 1106CR008 | 0.00055162 | 8.2563 | 0.52063 | 0.32647 | 0.84709 | 0.020009 | 0.017333 | 0.0057763 | 0% | 99% | 0 | 0% | 99% | 0 | 0% | 99% | 0 | 0% | 99% | 0 | 0% | 63.53% | 0 | 0% | 63.53% | 0 | 0% | 63.53% | 0 | 0% | 63.53% | 0 | 0.32647 | 0% | 2.18% | 0 | 0% | 2.18% | 0 | 0% | 2.18% | 0 | 0% | 0.2367% | 0 | 0% | 0.2367% | 0 | 0% | 0.2367% | 0 | 0% | 0.6047% | 0 | 79.18% | 0.6047% | 0.0024929 | 20.82% | 0.6047% | 0.00065559 | 79.18% | 0.6127% | 0.0025257 | 20.82% | 0.6127% | 0.00066422 | 0% | 0.6127% | 0 | 2.756% | 4.493% | 0.00064476 | 10.82% | 4.493% | 0.0025308 | 5.146% | 4.493% | 0.0012039 | 0% | 1.94% | 0 | 0% | 1.94% | 0 | 0% | 1.94% | 0 |  |  |  | 0% | 11.8% | 0 | 33.44% | 11.8% | 0.020544 | 0% | 11.8% | 0 | 0% | 0.3725% | 0 | 0% | 0.3725% | 0 | 0% | 0.3725% | 0 | 0% | 100% | 0 | 0% | 100% | 0 | 0% | 100% | 0 | 0% | 100% | 0 |  |  | 0 |  |  | 0 |  |  | 0 | 100% | 65% |  | 100% | 65% |  | 100% | 65% |  | 100% | 65% |  | 100% | 90% |  | 100% | 90% |  | 100% | 90%
VACAVILLE 1111905076 | 0.00060863 | 0.15661 | 0.086004 | 0.043977 | 0.12998 | 0.0023273 | 0.0031083 | 0.0016891 | 0% | 99% | 0 | 0% | 99% | 0 | 0% | 99% | 0 | 0% | 99% | 0 | 0% | 64.94% | 0 | 0% | 64.94% | 0 | 0% | 64.94% | 0 | 0% | 64.94% | 0 | 0.043977 | 0% | 2.642% | 0 | 0% | 2.642% | 0 | 0% | 2.642% | 0 | 0% | 0.2859% | 0 | 0% | 0.2859% | 0 | 0% | 0.2859% | 0 | 0% | 0.6572% | 0 | 98.98% | 0.6572% | 0.00055941 | 0% | 0.6572% | 0 | 98.98% | 0.6756% | 0.00057514 | 0.7446% | 0.6756% | 4.3266e-06 | 0.2773% | 0.6756% | 1.6113e-06 | 0% | 4.895% | 0 | 0% | 4.895% | 0 | 0% | 4.895% | 0 | 0% | 1.243% | 0 | 0% | 1.243% | 0 | 0% | 1.243% | 0 |  |  |  | 0% | 11.8% | 0 | 8.466% | 11.8% | 0.00085913 | 0% | 11.8% | 0 | 0% | 0.3726% | 0 | 0% | 0.3726% | 0 | 0% | 0.3726% | 0 | 0% | 100% | 0 | 0% | 100% | 0 | 0% | 100% | 0 | 0% | 100% | 0 |  |  | 0 |  |  | 0 |  |  | 0 | 100% | 65% |  | 100% | 65% |  | 100% | 65% |  | 100% | 65% |  | 100% | 90% |  | 100% | 90% |  | 100% | 90%
SOLEDAD 2105404754 | 0.00021941 | 0.74904 | 0.040719 | 0 | 0.040719 | 0.00046498 | 0.0018659 | 0.0010436 | 0% | 99% | 0 | 0% | 99% | 0 | 0% | 99% | 0 | 0% | 99% | 0 | 0% | 63.58% | 0 | 0% | 63.58% | 0 | 0% | 63.58% | 0 | 0% | 63.58% | 0 | 0 | 0% | 3.514% | 0 | 0% | 3.514% | 0 | 0% | 3.514% | 0 | 0% | 0.3752% | 0 | 0% | 0.3752% | 0 | 0% | 0.3752% | 0 | 0% | 0.8357% | 0 | 0% | 0.8357% | 0 | 0% | 0.8357% | 0 | 0% | 0.8545% | 0 | 0% | 0.8545% | 0 | 80.79% | 0.8545% | 0.0002811 | 100% | 6.206% | 0.0025269 | 0% | 6.206% | 0 | 0% | 6.206% | 0 | 0% | 0.6715% | 0 | 0% | 0.6715% | 0 | 0% | 0.6715% | 0 |  |  |  | 0% | 11.8% | 0 | 0% | 11.8% | 0 | 34.6% | 11.8% | 0.0016624 | 0% | 0.3649% | 0 | 0% | 0.3649% | 0 | 0% | 0.3649% | 0 | 0% | 100% | 0 | 0% | 100% | 0 | 0% | 100% | 0 | 0% | 100% | 0 |  |  | 0 |  |  | 0 |  |  | 0 | 100% | 65% |  | 100% | 65% |  | 100% | 65% |  | 100% | 65% |  | 100% | 90% |  | 100% | 90% |  | 100% | 90%
COTTONWOOD 11031344 | 0.00022266 | 10.6583 | 0.60105 | 1.2788 | 1.8798 | 0.014958 | 0.023938 | 0.010958 | 0% | 99% | 0 | 0% | 99% | 0 | 0% | 99% | 0 | 0% | 99% | 0 | 0% | 61.11% | 0 | 0% | 61.11% | 0 | 0% | 61.11% | 0 | 0% | 61.11% | 0 | 1.2788 | 0% | 1.968% | 0 | 0% | 1.968% | 0 | 0% | 1.968% | 0 | 0% | 0.214% | 0 | 0% | 0.214% | 0 | 0% | 0.214% | 0 | 0% | 0.7107% | 0 | 59.2% | 0.7107% | 0.0025288 | 35.89% | 0.7107% | 0.001533 | 59.2% | 0.6864% | 0.0024421 | 35.89% | 0.6864% | 0.0014805 | 2.46% | 0.6864% | 0.00010149 | 0% | 5.225% | 0 | 0% | 5.225% | 0 | 0% | 5.225% | 0 | 0% | 1.589% | 0 | 0% | 1.589% | 0 | 0% | 1.589% | 0 |  |  |  | 0% | 11.8% | 0 | 0% | 11.8% | 0 | 0% | 11.8% | 0 | 0% | 0.3582% | 0 | 0% | 0.3582% | 0 | 0% | 0.3582% | 0 | 0% | 100% | 0 | 0% | 100% | 0 | 0% | 100% | 0 | 0% | 100% | 0 |  |  | 0 |  |  | 0 |  |  | 0 | 100% | 65% |  | 100% | 65% |  | 100% | 65% |  | 100% | 65% |  | 100% | 90% |  | 100% | 90% |  | 100% | 90%
PERRY 1101618168 | 0.00070423 | 2.8706 | 0.16302 | 0 | 0.16302 | 0.0048049 | 0.0074889 | 0.0012346 | 0% | 99% | 0 | 0% | 99% | 0 | 0% | 99% | 0 | 0% | 99% | 0 | 0% | 62.65% | 0 | 0% | 62.65% | 0 | 0% | 62.65% | 0 | 0% | 62.65% | 0 | 0 | 0% | 2.847% | 0 | 0% | 2.847% | 0 | 0% | 2.847% | 0 | 0% | 0.3165% | 0 | 0% | 0.3165% | 0 | 0% | 0.3165% | 0 | 0% | 0.8421% | 0 | 0% | 0.8421% | 0 | 39.05% | 0.8421% | 0.00053602 | 0% | 0.8781% | 0 | 39.05% | 0.8781% | 0.00055891 | 60.95% | 0.8781% | 0.0008725 | 57.66% | 6.337% | 0.0059572 | 0% | 6.337% | 0 | 2.839% | 6.337% | 0.00029325 | 0% | 2.015% | 0 | 0% | 2.015% | 0 | 0% | 2.015% | 0 |  |  |  | 0% | 11.8% | 0 | 0% | 11.8% | 0 | 4.978% | 11.8% | 0.00095767 | 0% | 0.3687% | 0 | 0% | 0.3687% | 0 | 0% | 0.3687% | 0 | 0% | 100% | 0 | 0% | 100% | 0 | 0% | 100% | 0 | 0% | 100% | 0 |  |  | 0 |  |  | 0 |  |  | 0 | 100% | 65% |  | 100% | 65% |  | 100% | 65% |  | 100% | 65% |  | 100% | 90% |  | 100% | 90% |  | 100% | 90%
PERRY 1101V74 | 0.00047475 | 2.7452 | 0.22711 | 0 | 0.22711 | 0.0050621 | 0.011901 | 0.0019194 | 0% | 99% | 0 | 0% | 99% | 0 | 0% | 99% | 0 | 0% | 99% | 0 | 0% | 62.9% | 0 | 0% | 62.9% | 0 | 0% | 62.9% | 0 | 0% | 62.9% | 0 | 0 | 0% | 3.107% | 0 | 0% | 3.107% | 0 | 0% | 3.107% | 0 | 0% | 0.3568% | 0 | 0% | 0.3568% | 0 | 0% | 0.3568% | 0 | 0% | 0.9512% | 0 | 0% | 0.9512% | 0 | 41.15% | 0.9512% | 0.00088891 | 0% | 1.008% | 0 | 41.15% | 1.008% | 0.00094205 | 56.37% | 1.008% | 0.0012906 | 86.27% | 7.207% | 0.014122 | 0% | 7.207% | 0 | 0% | 7.207% | 0 | 0% | 1.51% | 0 | 0% | 1.51% | 0 | 0% | 1.51% | 0 |  |  |  | 0% | 11.8% | 0 | 0% | 11.8% | 0 | 4.978% | 11.8% | 0.0013342 | 0% | 0.3664% | 0 | 0% | 0.3664% | 0 | 0% | 0.3664% | 0 | 0% | 100% | 0 | 1.026% | 100% | 0.0023307 | 0% | 100% | 0 | 0% | 100% | 0 |  |  | 7.8027e-05 |  |  | 0 |  |  | 0 | 100% | 65% |  | 100% | 65% |  | 100% | 65% |  | 100% | 65% |  | 100% | 90% |  | 100% | 90% |  | 100% | 90%
FRANKLIN 1101P138 | 0.00037874 | 1.7455 | 0.098263 | 0 | 0.098263 | 0.0010021 | 0.0053043 | 0.0018901 | 0% | 99% | 0 | 0% | 99% | 0 | 0% | 99% | 0 | 0% | 99% | 0 | 0% | 63.22% | 0 | 0% | 63.22% | 0 | 0% | 63.22% | 0 | 0% | 63.22% | 0 | 0 | 0% | 4.02% | 0 | 0% | 4.02% | 0 | 0% | 4.02% | 0 | 0% | 0.4339% | 0 | 0% | 0.4339% | 0 | 0% | 0.4339% | 0 | 0% | 0.9803% | 0 | 85.96% | 0.9803% | 0.00082802 | 11.78% | 0.9803% | 0.00011348 | 88.22% | 1.016% | 0.00088083 | 11.78% | 1.016% | 0.00011763 | 0% | 1.016% | 0 | 0% | 7.323% | 0 | 0% | 7.323% | 0 | 0% | 7.323% | 0 | 0% | 0.6056% | 0 | 0% | 0.6056% | 0 | 0% | 0.6056% | 0 |  |  |  | 0% | 11.8% | 0 | 18.29% | 11.8% | 0.002121 | 0% | 11.8% | 0 | 0% | 0.3627% | 0 | 0% | 0.3627% | 0 | 0% | 0.3627% | 0 | 0% | 100% | 0 | 0% | 100% | 0 | 0% | 100% | 0 | 0% | 100% | 0 |  |  | 0 |  |  | 0 |  |  | 0 | 100% | 65% |  | 100% | 65% |  | 100% | 65% |  | 100% | 65% |  | 100% | 90% |  | 100% | 90% |  | 100% | 90%
VIEJO 2203CB | 0.00075765 | 3.2193 | 0.45286 | 0 | 0.45286 | 0.015663 | 0.018357 | 0.0037623 | 0% | 99% | 0 | 0% | 99% | 0 | 0% | 99% | 0 | 0% | 99% | 0 | 0% | 63.46% | 0 | 0% | 63.46% | 0 | 0% | 63.46% | 0 | 0% | 63.46% | 0 | 0 | 0% | 2.995% | 0 | 0% | 2.995% | 0 | 0% | 2.995% | 0 | 0% | 0.3303% | 0 | 0% | 0.3303% | 0 | 0% | 0.3303% | 0 | 0% | 0.7287% | 0 | 14.3% | 0.7287% | 0.00047192 | 66.62% | 0.7287% | 0.0021987 | 14.3% | 0.7638% | 0.00049464 | 66.62% | 0.7638% | 0.0023045 | 3.306% | 0.7638% | 0.00011434 | 31.2% | 5.463% | 0.0077197 | 29.26% | 5.463% | 0.0072405 | 0% | 5.463% | 0 | 0% | 2.262% | 0 | 0% | 2.262% | 0 | 0% | 2.262% | 0 |  |  |  | 0% | 11.8% | 0 | 0% | 11.8% | 0 | 0% | 11.8% | 0 | 55.56% | 0.3724% | 0.00093701 | 0% | 0.3724% | 0 | 0% | 0.3724% | 0 | 0% | 100% | 0 | 0% | 100% | 0 | 0% | 100% | 0 | 0% | 100% | 0 |  |  | 0 |  |  | 0 |  |  | 0 | 100% | 65% |  | 100% | 65% |  | 100% | 65% |  | 100% | 65% |  | 100% | 90% |  | 100% | 90% |  | 100% | 90%
CORNING 110187304 | 0.00030556 | 2.3201 | 0.82078 | 0.12857 | 0.94935 | 0.007189 | 0.042012 | 0.019294 | 0% | 99% | 0 | 0% | 99% | 0 | 0% | 99% | 0 | 0% | 99% | 0 | 0% | 61.48% | 0 | 0% | 61.48% | 0 | 0% | 61.48% | 0 | 0% | 61.48% | 0 | 0.12857 | 0% | 2.385% | 0 | 0% | 2.385% | 0 | 0% | 2.385% | 0 | 0% | 0.2911% | 0 | 0% | 0.2911% | 0 | 0% | 0.2911% | 0 | 0% | 0.8853% | 0 | 0% | 0.8853% | 0 | 0% | 0.8853% | 0 | 0% | 0.902% | 0 | 0% | 0.902% | 0 | 0% | 0.902% | 0 | 0% | 6.644% | 0 | 0% | 6.644% | 0 | 0% | 6.644% | 0 | 0% | 0.5396% | 0 | 0% | 0.5396% | 0 | 0% | 0.5396% | 0 |  |  |  | 0% | 11.8% | 0 | 0% | 11.8% | 0 | 0% | 11.8% | 0 | 0% | 0.353% | 0 | 0% | 0.353% | 0 | 0% | 0.353% | 0 | 0% | 100% | 0 | 0% | 100% | 0 | 0% | 100% | 0 | 0% | 100% | 0 |  |  | 0 |  |  | 0 |  |  | 0 | 100% | 65% |  | 100% | 65% |  | 100% | 65% |  | 100% | 65% |  | 100% | 90% |  | 100% | 90% |  | 100% | 90%
RIO DELL 11021504 | 0.00071076 | 11.3694 | 1.6912 | 0.075787 | 1.767 | 0.09854 | 0.032522 | 0.01019 | 0% | 99% | 0 | 0% | 99% | 0 | 0% | 99% | 0 | 0% | 99% | 0 | 0% | 62.22% | 0 | 0% | 62.22% | 0 | 0% | 62.22% | 0 | 0% | 62.22% | 0 | 0.075787 | 100% | 1.22% | 0.020627 | 0% | 1.22% | 0 | 0% | 1.22% | 0 | 100% | 0.1381% | 0.0023358 | 0% | 0.1381% | 0 | 0% | 0.1381% | 0 | 0% | 0.3411% | 0 | 67.72% | 0.3411% | 0.0039064 | 31.82% | 0.3411% | 0.0018356 | 67.72% | 0.3516% | 0.0040262 | 31.82% | 0.3516% | 0.0018919 | 0% | 0.3516% | 0 | 12.31% | 2.552% | 0.005314 | 0% | 2.552% | 0 | 0% | 2.552% | 0 | 0% | 4.739% | 0 | 0% | 4.739% | 0 | 0% | 4.739% | 0 |  |  |  | 0% | 11.8% | 0 | 0% | 11.8% | 0 | 0% | 11.8% | 0 | 0% | 0.3845% | 0 | 0% | 0.3845% | 0 | 0% | 0.3845% | 0 | 0% | 100% | 0 | 0% | 100% | 0 | 0% | 100% | 0 | 0% | 100% | 0 |  |  | 0 |  |  | 0 |  |  | 0 | 100% | 65% |  | 100% | 65% |  | 100% | 65% |  | 100% | 65% |  | 100% | 90% |  | 100% | 90% |  | 100% | 90%
HICKS 1116733078 | 0.00051647 | 0.70036 | 0.02955 | 0 | 0.02955 | 0.001022 | 0.0010484 | 0.00040187 | 0% | 99% | 0 | 0% | 99% | 0 | 0% | 99% | 0 | 0% | 99% | 0 | 0% | 63.66% | 0 | 0% | 63.66% | 0 | 0% | 63.66% | 0 | 0% | 63.66% | 0 | 0 | 0% | 2% | 0 | 0% | 2% | 0 | 0% | 2% | 0 | 0% | 0.2164% | 0 | 0% | 0.2164% | 0 | 0% | 0.2164% | 0 | 0% | 0.6455% | 0 | 0% | 0.6455% | 0 | 60.86% | 0.6455% | 0.00011609 | 0% | 0.6458% | 0 | 60.97% | 0.6458% | 0.00011635 | 37.59% | 0.6458% | 7.1722e-05 | 0% | 4.793% | 0 | 0% | 4.793% | 0 | 0% | 4.793% | 0 | 0% | 1.811% | 0 | 0% | 1.811% | 0 | 0% | 1.811% | 0 |  |  |  | 0% | 11.8% | 0 | 0% | 11.8% | 0 | 34.01% | 11.8% | 0.001186 | 0% | 0.3699% | 0 | 0% | 0.3699% | 0 | 0% | 0.3699% | 0 | 0% | 100% | 0 | 0% | 100% | 0 | 0% | 100% | 0 | 0% | 100% | 0 |  |  | 0 |  |  | 0 |  |  | 0 | 100% | 65% |  | 100% | 65% |  | 100% | 65% |  | 100% | 65% |  | 100% | 90% |  | 100% | 90% |  | 100% | 90%
IGNACIO 1101CB | 0.00055462 | 1.599 | 0.1614 | 0 | 0.1614 | 0.0029575 | 0.0080605 | 0.0025078 | 0% | 99% | 0 | 0% | 99% | 0 | 0% | 99% | 0 | 0% | 99% | 0 | 0% | 63.45% | 0 | 0% | 63.45% | 0 | 0% | 63.45% | 0 | 0% | 63.45% | 0 | 0 | 0% | 3.495% | 0 | 0% | 3.495% | 0 | 0% | 3.495% | 0 | 0% | 0.3962% | 0 | 0% | 0.3962% | 0 | 0% | 0.3962% | 0 | 0% | 0.8787% | 0 | 42.88% | 0.8787% | 0.00060821 | 22.25% | 0.8787% | 0.00031555 | 42.88% | 0.9233% | 0.00063907 | 22.25% | 0.9233% | 0.00033156 | 32.79% | 0.9233% | 0.00048872 | 56% | 6.6% | 0.0059657 | 0% | 6.6% | 0 | 0% | 6.6% | 0 | 0% | 1.191% | 0 | 0% | 1.191% | 0 | 0% | 1.191% | 0 |  |  |  | 0% | 11.8% | 0 | 0% | 11.8% | 0 | 0% | 11.8% | 0 | 0% | 0.3645% | 0 | 0% | 0.3645% | 0 | 0% | 0.3645% | 0 | 0% | 100% | 0 | 0% | 100% | 0 | 0% | 100% | 0 | 0% | 100% | 0 |  |  | 0 |  |  | 0 |  |  | 0 | 100% | 65% |  | 100% | 65% |  | 100% | 65% |  | 100% | 65% |  | 100% | 90% |  | 100% | 90% |  | 100% | 90%
ATASCADERO 1103A46 | 0.00012913 | 0.30272 | 0.40373 | 0 | 0.40373 | 0.0099975 | 0.017214 | 0.0066394 | 0% | 99% | 0 | 0% | 99% | 0 | 0% | 99% | 0 | 0% | 99% | 0 | 0% | 62.4% | 0 | 0% | 62.4% | 0 | 0% | 62.4% | 0 | 0% | 62.4% | 0 | 0 | 0% | 2.173% | 0 | 0% | 2.173% | 0 | 0% | 2.173% | 0 | 0% | 0.2471% | 0 | 0% | 0.2471% | 0 | 0% | 0.2471% | 0 | 0% | 0.7472% | 0 | 82.25% | 0.7472% | 0.0024811 | 0.198% | 0.7472% | 5.9744e-06 | 0% | 0.7407% | 0 | 0.198% | 0.7407% | 5.9221e-06 | 83.22% | 0.7407% | 0.0024885 | 98.51% | 5.531% | 0.021998 | 0% | 5.531% | 0 | 0% | 5.531% | 0 | 0% | 1.649% | 0 | 0% | 1.649% | 0 | 0% | 1.649% | 0 |  |  |  | 32.31% | 11.8% | 0.015392 | 0% | 11.8% | 0 | 0% | 11.8% | 0 | 0% | 0.3585% | 0 | 0% | 0.3585% | 0 | 0% | 0.3585% | 0 | 0% | 100% | 0 | 0% | 100% | 0 | 0% | 100% | 0 | 0% | 100% | 0 |  |  | 0 |  |  | 0 |  |  | 0 | 100% | 65% |  | 100% | 65% |  | 100% | 65% |  | 100% | 65% |  | 100% | 90% |  | 100% | 90% |  | 100% | 90%
SALMON CREEK 1101194 | 0.00012038 | 2.2917 | 0.3675 | 0.17314 | 0.54064 | 0.0084894 | 0.019029 | 0.0033301 | 0% | 99% | 0 | 0% | 99% | 0 | 0% | 99% | 0 | 0% | 99% | 0 | 0% | 62.19% | 0 | 0% | 62.19% | 0 | 0% | 62.19% | 0 | 0% | 62.19% | 0 | 0.17314 | 100% | 3.765% | 0.013836 | 0% | 3.765% | 0 | 0% | 3.765% | 0 | 0% | 0.406% | 0 | 0% | 0.406% | 0 | 0% | 0.406% | 0 | 0% | 0.9339% | 0 | 22.57% | 0.9339% | 0.00077451 | 11.35% | 0.9339% | 0.00038939 | 25.93% | 0.9624% | 0.00091694 | 11.35% | 0.9624% | 0.00040127 | 60.25% | 0.9624% | 0.0021311 | 0.8831% | 6.963% | 0.00022597 | 0% | 6.963% | 0 | 0% | 6.963% | 0 | 0% | 1.72% | 0 | 0% | 1.72% | 0 | 0% | 1.72% | 0 |  |  |  | 0% | 11.8% | 0 | 7.433% | 11.8% | 0.0032234 | 0% | 11.8% | 0 | 0% | 0.3632% | 0 | 0% | 0.3632% | 0 | 0% | 0.3632% | 0 | 0% | 100% | 0 | 0% | 100% | 0 | 0% | 100% | 0 | 0% | 100% | 0 |  |  | 0 |  |  | 0 |  |  | 0 | 100% | 65% |  | 100% | 65% |  | 100% | 65% |  | 100% | 65% |  | 100% | 90% |  | 100% | 90% |  | 100% | 90%
CAROLANDS 04049024 | 0.00049127 | 5.5188 | 0.35715 | 0 | 0.35715 | 0.012631 | 0.014921 | 0.0024468 | 0% | 99% | 0 | 0% | 99% | 0 | 0% | 99% | 0 | 0% | 99% | 0 | 0% | 62.41% | 0 | 0% | 62.41% | 0 | 0% | 62.41% | 0 | 0% | 62.41% | 0 | 0 | 25% | 2.502% | 0.0022343 | 0% | 2.502% | 0 | 0% | 2.502% | 0 | 0% | 0.2758% | 0 | 0% | 0.2758% | 0 | 0% | 0.2758% | 0 | 0% | 0.7463% | 0 | 1.595% | 0.7463% | 4.2501e-05 | 0% | 0.7463% | 0 | 1.595% | 0.7589% | 4.3224e-05 | 0% | 0.7589% | 0 | 98.41% | 0.7589% | 0.0026673 | 23.46% | 5.563% | 0.0046613 | 0% | 5.563% | 0 | 0% | 5.563% | 0 | 0% | 2.272% | 0 | 0% | 2.272% | 0 | 0% | 2.272% | 0 |  |  |  | 0% | 11.8% | 0 | 0% | 11.8% | 0 | 0% | 11.8% | 0 | 0% | 0.3664% | 0 | 0% | 0.3664% | 0 | 0% | 0.3664% | 0 | 0% | 100% | 0 | 0% | 100% | 0 | 0% | 100% | 0 | 0% | 100% | 0 |  |  | 0 |  |  | 0 |  |  | 0 | 100% | 65% |  | 100% | 65% |  | 100% | 65% |  | 100% | 65% |  | 100% | 90% |  | 100% | 90% |  | 100% | 90%
FRUITLAND 11413902 | 0.00054459 | 4.8274 | 0.55991 | 0.069642 | 0.62955 | 0.03018 | 0.013139 | 0.0037225 | 0% | 99% | 0 | 0% | 99% | 0 | 0% | 99% | 0 | 0% | 99% | 0 | 0% | 62.11% | 0 | 0% | 62.11% | 0 | 0% | 62.11% | 0 | 0% | 62.11% | 0 | 0.069642 | 0% | 1.525% | 0 | 0% | 1.525% | 0 | 0% | 1.525% | 0 | 0% | 0.1747% | 0 | 0% | 0.1747% | 0 | 0% | 0.1747% | 0 | 0% | 0.4095% | 0 | 100% | 0.4095% | 0.0022926 | 0% | 0.4095% | 0 | 100% | 0.4237% | 0.0023725 | 0% | 0.4237% | 0 | 0% | 0.4237% | 0 | 0% | 3.063% | 0 | 0% | 3.063% | 0 | 48.98% | 3.063% | 0.0084 | 0% | 4.297% | 0 | 0% | 4.297% | 0 | 0% | 4.297% | 0 |  |  |  | 25% | 11.8% | 0.016517 | 0% | 11.8% | 0 | 0% | 11.8% | 0 | 0% | 0.3811% | 0 | 0% | 0.3811% | 0 | 0% | 0.3811% | 0 | 0% | 100% | 0 | 0% | 100% | 0 | 0% | 100% | 0 | 0% | 100% | 0 |  |  | 0 |  |  | 0 |  |  | 0 | 100% | 65% |  | 100% | 65% |  | 100% | 65% |  | 100% | 65% |  | 100% | 90% |  | 100% | 90% |  | 100% | 90%
GUALALA 1111289822 | 0.00035256 | 2.5947 | 0.24652 | 0.62557 | 0.87209 | 0.010398 | 0.0070115 | 0.0033211 | 0% | 99% | 0 | 0% | 99% | 0 | 0% | 99% | 0 | 0% | 99% | 0 | 0% | 62.15% | 0 | 0% | 62.15% | 0 | 0% | 62.15% | 0 | 0% | 62.15% | 0 | 0.62557 | 0% | 1.484% | 0 | 0% | 1.484% | 0 | 0% | 1.484% | 0 | 0% | 0.1788% | 0 | 0% | 0.1788% | 0 | 0% | 0.1788% | 0 | 0% | 0.4896% | 0 | 74.26% | 0.4896% | 0.0008964 | 24.24% | 0.4896% | 0.00029257 | 74.26% | 0.506% | 0.00092642 | 24.24% | 0.506% | 0.00030237 | 1.499% | 0.506% | 1.8706e-05 | 0% | 3.685% | 0 | 0% | 3.685% | 0 | 0% | 3.685% | 0 | 0% | 2.918% | 0 | 0% | 2.918% | 0 | 0% | 2.918% | 0 |  |  |  | 0% | 11.8% | 0 | 0% | 11.8% | 0 | 0% | 11.8% | 0 | 0% | 0.3757% | 0 | 0% | 0.3757% | 0 | 0% | 0.3757% | 0 | 0% | 100% | 0 | 0% | 100% | 0 | 0% | 100% | 0 | 0% | 100% | 0 |  |  | 0 |  |  | 0 |  |  | 0 | 100% | 65% |  | 100% | 65% |  | 100% | 65% |  | 100% | 65% |  | 100% | 90% |  | 100% | 90% |  | 100% | 90%
ARCATA 11225384 | 0.0004789 | 16.5986 | 1.5847 | 0.26082 | 1.8455 | 0.098322 | 0.030473 | 0.0044892 | 0% | 99% | 0 | 0% | 99% | 0 | 0% | 99% | 0 | 0% | 99% | 0 | 0% | 61.56% | 0 | 0% | 61.56% | 0 | 0% | 61.56% | 0 | 0% | 61.56% | 0 | 0.26082 | 13.33% | 1.315% | 0.0027794 | 0% | 1.315% | 0 | 0% | 1.315% | 0 | 0% | 0.1393% | 0 | 0% | 0.1393% | 0 | 0% | 0.1393% | 0 | 0% | 0.3509% | 0 | 76.71% | 0.3509% | 0.0042648 | 19.41% | 0.3509% | 0.001079 | 76.71% | 0.3599% | 0.0043745 | 19.41% | 0.3599% | 0.0011067 | 2.527% | 0.3599% | 0.00014409 | 20.9% | 2.617% | 0.0086669 | 0% | 2.617% | 0 | 0% | 2.617% | 0 | 0% | 5.361% | 0 | 0% | 5.361% | 0 | 0% | 5.361% | 0 |  |  |  | 32.72% | 11.8% | 0.061183 | 0% | 11.8% | 0 | 0% | 11.8% | 0 | 0% | 0.3861% | 0 | 0% | 0.3861% | 0 | 0% | 0.3861% | 0 | 0% | 100% | 0 | 0% | 100% | 0 | 0% | 100% | 0 | 0% | 100% | 0 |  |  | 0 |  |  | 0 |  |  | 0 | 100% | 65% |  | 100% | 65% |  | 100% | 65% |  | 100% | 65% |  | 100% | 90% |  | 100% | 90% |  | 100% | 90%
VIEJO 22029104 | 0.00078364 | 10.1777 | 0.77204 | 0 | 0.77204 | 0.022751 | 0.034169 | 0.0080823 | 0% | 99% | 0 | 0% | 99% | 0 | 0% | 99% | 0 | 0% | 99% | 0 | 0% | 62.73% | 0 | 0% | 62.73% | 0 | 0% | 62.73% | 0 | 0% | 62.73% | 0 | 0 | 0% | 2.786% | 0 | 0% | 2.786% | 0 | 0% | 2.786% | 0 | 0% | 0.3057% | 0 | 0% | 0.3057% | 0 | 0% | 0.3057% | 0 | 0% | 0.7972% | 0 | 0% | 0.7972% | 0 | 90.29% | 0.7972% | 0.0055572 | 1.921% | 0.817% | 0.00012119 | 90.29% | 0.817% | 0.0056947 | 7.63% | 0.817% | 0.00048122 | 1.86% | 5.956% | 0.00085539 | 4.35% | 5.956% | 0.0020003 | 0% | 5.956% | 0 | 0% | 1.876% | 0 | 0% | 1.876% | 0 | 0% | 1.876% | 0 |  |  |  | 0% | 11.8% | 0 | 0% | 11.8% | 0 | 0% | 11.8% | 0 | 55.56% | 0.3669% | 0.0015738 | 0% | 0.3669% | 0 | 0% | 0.3669% | 0 | 0% | 100% | 0 | 0% | 100% | 0 | 0% | 100% | 0 | 0% | 100% | 0 |  |  | 0.00029703 |  |  | 0 |  |  | 0 | 100% | 65% |  | 100% | 65% |  | 100% | 65% |  | 100% | 65% |  | 100% | 90% |  | 100% | 90% |  | 100% | 90%
HIGGINS 1107CB | 0.00036699 | 5.4458 | 1.9767 | 1.5383 | 3.515 | 0.064542 | 0.068497 | 0.033794 | 0% | 99% | 0 | 0% | 99% | 0 | 0% | 99% | 0 | 0% | 99% | 0 | 0% | 63.48% | 0 | 0% | 63.48% | 0 | 0% | 63.48% | 0 | 0% | 63.48% | 0 | 1.5383 | 0% | 2.027% | 0 | 0% | 2.027% | 0 | 0% | 2.027% | 0 | 0% | 0.2327% | 0 | 0% | 0.2327% | 0 | 0% | 0.2327% | 0 | 0% | 0.6075% | 0 | 54.29% | 0.6075% | 0.0065199 | 28.58% | 0.6075% | 0.0034319 | 54.29% | 0.6348% | 0.0068127 | 28.58% | 0.6348% | 0.0035859 | 2.384% | 0.6348% | 0.00029917 | 0% | 4.576% | 0 | 0% | 4.576% | 0 | 0% | 4.576% | 0 | 0% | 2.343% | 0 | 0% | 2.343% | 0 | 0% | 2.343% | 0 |  |  |  | 0% | 11.8% | 0 | 0% | 11.8% | 0 | 0% | 11.8% | 0 | 0% | 0.3743% | 0 | 0% | 0.3743% | 0 | 0% | 0.3743% | 0 | 0% | 100% | 0 | 0% | 100% | 0 | 0% | 100% | 0 | 0% | 100% | 0 |  |  | 0 |  |  | 0 |  |  | 0 | 100% | 65% |  | 100% | 65% |  | 100% | 65% |  | 100% | 65% |  | 100% | 90% |  | 100% | 90% |  | 100% | 90%
CHESTER 1101656108 | 0.00031956 | 0.78233 | 0.051902 | 0.076435 | 0.12834 | 0.0017782 | 0.0018687 | 0.00073392 | 0% | 99% | 0 | 0% | 99% | 0 | 0% | 99% | 0 | 0% | 99% | 0 | 0% | 63.08% | 0 | 0% | 63.08% | 0 | 0% | 63.08% | 0 | 0% | 63.08% | 0 | 0.076435 | 0% | 1.778% | 0 | 0% | 1.778% | 0 | 0% | 1.778% | 0 | 0% | 0.2012% | 0 | 0% | 0.2012% | 0 | 0% | 0.2012% | 0 | 0% | 0.6387% | 0 | 0% | 0.6387% | 0 | 0% | 0.6387% | 0 | 10.51% | 0.6446% | 3.5179e-05 | 0% | 0.6446% | 0 | 63.09% | 0.6446% | 0.00021109 | 0% | 4.768% | 0 | 0% | 4.768% | 0 | 0% | 4.768% | 0 | 0% | 1.969% | 0 | 0% | 1.969% | 0 | 0% | 1.969% | 0 |  |  |  | 0% | 11.8% | 0 | 0% | 11.8% | 0 | 0% | 11.8% | 0 | 0% | 0.3692% | 0 | 0% | 0.3692% | 0 | 0% | 0.3692% | 0 | 0% | 100% | 0 | 0% | 100% | 0 | 0% | 100% | 0 | 0% | 100% | 0 |  |  | 0 |  |  | 0 |  |  | 0 | 100% | 65% |  | 100% | 65% |  | 100% | 65% |  | 100% | 65% |  | 100% | 90% |  | 100% | 90% |  | 100% | 90%
PHILO 1102928 | 0.00032278 | 14.0164 | 0.95812 | 0 | 0.95812 | 0.054587 | 0.019113 | 0.0074485 | 0% | 99% | 0 | 0% | 99% | 0 | 0% | 99% | 0 | 0% | 99% | 0 | 0% | 62.37% | 0 | 0% | 62.37% | 0 | 0% | 62.37% | 0 | 0% | 62.37% | 0 | 0 | 0% | 1.345% | 0 | 0% | 1.345% | 0 | 0% | 1.345% | 0 | 0% | 0.1457% | 0 | 0% | 0.1457% | 0 | 0% | 0.1457% | 0 | 0% | 0.3547% | 0 | 65% | 0.3547% | 0.002209 | 33.18% | 0.3547% | 0.0011275 | 65% | 0.3636% | 0.0022646 | 33.18% | 0.3636% | 0.0011559 | 0% | 0.3636% | 0 | 0% | 2.643% | 0 | 10.99% | 2.643% | 0.0027823 | 0% | 2.643% | 0 | 0% | 4.644% | 0 | 0% | 4.644% | 0 | 0% | 4.644% | 0 |  |  |  | 30.58% | 11.8% | 0.034569 | 0% | 11.8% | 0 | 0% | 11.8% | 0 | 0% | 0.3845% | 0 | 0% | 0.3845% | 0 | 0% | 0.3845% | 0 | 0% | 100% | 0 | 0% | 100% | 0 | 0% | 100% | 0 | 0% | 100% | 0 |  |  | 0 |  |  | 0 |  |  | 0 | 100% | 65% |  | 100% | 65% |  | 100% | 65% |  | 100% | 65% |  | 100% | 90% |  | 100% | 90% |  | 100% | 90%
FORT BRAGG A 1102956 | 0.00037071 | 6.1014 | 0.44203 | 0 | 0.44203 | 0.023043 | 0.011689 | 0.0027264 | 0% | 99% | 0 | 0% | 99% | 0 | 0% | 99% | 0 | 0% | 99% | 0 | 0% | 62.26% | 0 | 0% | 62.26% | 0 | 0% | 62.26% | 0 | 0% | 62.26% | 0 | 0 | 0% | 1.631% | 0 | 0% | 1.631% | 0 | 0% | 1.631% | 0 | 0% | 0.1766% | 0 | 0% | 0.1766% | 0 | 0% | 0.1766% | 0 | 0% | 0.4723% | 0 | 88.46% | 0.4723% | 0.0018469 | 11.54% | 0.4723% | 0.00024092 | 88.46% | 0.4796% | 0.0018754 | 11.54% | 0.4796% | 0.00024464 | 0% | 0.4796% | 0 | 1.52% | 3.516% | 0.0002363 | 0% | 3.516% | 0 | 18.52% | 3.516% | 0.0028779 | 0% | 3.974% | 0 | 0% | 3.974% | 0 | 0% | 3.974% | 0 |  |  |  | 0% | 11.8% | 0 | 32.75% | 11.8% | 0.017085 | 0% | 11.8% | 0 | 55.56% | 0.379% | 0.00093077 | 0% | 0.379% | 0 | 0% | 0.379% | 0 | 0% | 100% | 0 | 0% | 100% | 0 | 0% | 100% | 0 | 0% | 100% | 0 |  |  | 0 |  |  | 0 |  |  | 0 | 100% | 65% |  | 100% | 65% |  | 100% | 65% |  | 100% | 65% |  | 100% | 90% |  | 100% | 90% |  | 100% | 90%
ALTO 1125296476 | 0.00062247 | 0.99396 | 0.099351 | 0 | 0.099351 | 0.0043404 | 0.0033852 | 0.00070687 | 0% | 99% | 0 | 0% | 99% | 0 | 0% | 99% | 0 | 0% | 99% | 0 | 0% | 63.42% | 0 | 0% | 63.42% | 0 | 0% | 63.42% | 0 | 0% | 63.42% | 0 | 0 | 0% | 2.252% | 0 | 0% | 2.252% | 0 | 0% | 2.252% | 0 | 0% | 0.2424% | 0 | 0% | 0.2424% | 0 | 0% | 0.2424% | 0 | 0% | 0.6106% | 0 | 0% | 0.6106% | 0 | 0% | 0.6106% | 0 | 0.09458% | 0.6237% | 5.8607e-07 | 0% | 0.6237% | 0 | 81.86% | 0.6237% | 0.00050723 | 34.14% | 4.549% | 0.0015427 | 0% | 4.549% | 0 | 0% | 4.549% | 0 | 0% | 2.619% | 0 | 0% | 2.619% | 0 | 0% | 2.619% | 0 |  |  |  | 0% | 11.8% | 0 | 30.34% | 11.8% | 0.0035572 | 0% | 11.8% | 0 | 0% | 0.3748% | 0 | 0% | 0.3748% | 0 | 0% | 0.3748% | 0 | 0% | 100% | 0 | 0% | 100% | 0 | 0% | 100% | 0 | 0% | 100% | 0 |  |  | 0 |  |  | 0 |  |  | 0 | 100% | 65% |  | 100% | 65% |  | 100% | 65% |  | 100% | 65% |  | 100% | 90% |  | 100% | 90% |  | 100% | 90%
PAUL SWEET 2109634576 | 0.00052112 | 2.3653 | 0.22582 | 0 | 0.22582 | 0.0087672 | 0.0074001 | 0.0030017 | 0% | 99% | 0 | 0% | 99% | 0 | 0% | 99% | 0 | 0% | 99% | 0 | 0% | 63.98% | 0 | 0% | 63.98% | 0 | 0% | 63.98% | 0 | 0% | 63.98% | 0 | 0 | 0% | 2.202% | 0 | 0% | 2.202% | 0 | 0% | 2.202% | 0 | 0% | 0.2412% | 0 | 0% | 0.2412% | 0 | 0% | 0.2412% | 0 | 0% | 0.5836% | 0 | 0% | 0.5836% | 0 | 68.81% | 0.5836% | 0.00090696 | 0% | 0.6059% | 0 | 68.81% | 0.6059% | 0.0009416 | 21.37% | 0.6059% | 0.00029237 | 0% | 4.371% | 0 | 0% | 4.371% | 0 | 0% | 4.371% | 0 | 0% | 2.439% | 0 | 0% | 2.439% | 0 | 0% | 2.439% | 0 |  |  |  | 0% | 11.8% | 0 | 0% | 11.8% | 0 | 0% | 11.8% | 0 | 0% | 0.3768% | 0 | 0% | 0.3768% | 0 | 0% | 0.3768% | 0 | 0% | 100% | 0 | 0% | 100% | 0 | 0% | 100% | 0 | 0% | 100% | 0 |  |  | 0 |  |  | 0 |  |  | 0 | 100% | 65% |  | 100% | 65% |  | 100% | 65% |  | 100% | 65% |  | 100% | 90% |  | 100% | 90% |  | 100% | 90%
CLEAR LAKE 1102223792 | 0.00044013 | 0.89532 | 0.066549 | 0 | 0.066549 | 0.0023916 | 0.0020646 | 0.0012024 | 0% | 99% | 0 | 0% | 99% | 0 | 0% | 99% | 0 | 0% | 99% | 0 | 0% | 63.55% | 0 | 0% | 63.55% | 0 | 0% | 63.55% | 0 | 0% | 63.55% | 0 | 0 | 0% | 1.88% | 0 | 0% | 1.88% | 0 | 0% | 1.88% | 0 | 0% | 0.2025% | 0 | 0% | 0.2025% | 0 | 0% | 0.2025% | 0 | 0% | 0.5497% | 0 | 0% | 0.5497% | 0 | 20.37% | 0.5497% | 7.452e-05 | 2.74% | 0.5524% | 1.0075e-05 | 20.37% | 0.5524% | 7.4894e-05 | 68.18% | 0.5524% | 0.00025065 | 0% | 4.077% | 0 | 0% | 4.077% | 0 | 0% | 4.077% | 0 | 0% | 2.416% | 0 | 0% | 2.416% | 0 | 0% | 2.416% | 0 |  |  |  | 0% | 11.8% | 0 | 0% | 11.8% | 0 | 0% | 11.8% | 0 | 0% | 0.3738% | 0 | 0% | 0.3738% | 0 | 0% | 0.3738% | 0 | 0% | 100% | 0 | 0% | 100% | 0 | 0% | 100% | 0 | 0% | 100% | 0 |  |  | 0 |  |  | 0 |  |  | 0 | 100% | 65% |  | 100% | 65% |  | 100% | 65% |  | 100% | 65% |  | 100% | 90% |  | 100% | 90% |  | 100% | 90%
PETALUMA C 1108233646 | 0.00021605 | 11.0026 | 0.49582 | 0 | 0.49582 | 0.012937 | 0.022159 | 0.0070772 | 0% | 99% | 0 | 0% | 99% | 0 | 0% | 99% | 0 | 0% | 99% | 0 | 0% | 61.65% | 0 | 0% | 61.65% | 0 | 0% | 61.65% | 0 | 0% | 61.65% | 0 | 0 | 80% | 2.602% | 0.01032 | 0% | 2.602% | 0 | 0% | 2.602% | 0 | 0% | 0.281% | 0 | 0% | 0.281% | 0 | 0% | 0.281% | 0 | 0% | 0.7796% | 0 | 97.68% | 0.7796% | 0.003776 | 1.379% | 0.7796% | 5.3308e-05 | 97.68% | 0.7599% | 0.0036806 | 1.379% | 0.7599% | 5.1962e-05 | 0% | 0.7599% | 0 | 0% | 5.719% | 0 | 0% | 5.719% | 0 | 0% | 5.719% | 0 | 0% | 1.602% | 0 | 0% | 1.602% | 0 | 0% | 1.602% | 0 |  |  |  | 0% | 11.8% | 0 | 29.17% | 11.8% | 0.017068 | 0% | 11.8% | 0 | 0% | 0.3562% | 0 | 0% | 0.3562% | 0 | 0% | 0.3562% | 0 | 0% | 100% | 0 | 0% | 100% | 0 | 0% | 100% | 0 | 0% | 100% | 0 |  |  | 0 |  |  | 0 |  |  | 0 | 100% | 65% |  | 100% | 65% |  | 100% | 65% |  | 100% | 65% |  | 100% | 90% |  | 100% | 90% |  | 100% | 90%
SAN LUIS OBISPO 1104V14 | 0.00024391 | 9.5977 | 0.46315 | 0 | 0.46315 | 0.01001 | 0.022123 | 0.0072712 | 0% | 99% | 0 | 0% | 99% | 0 | 0% | 99% | 0 | 0% | 99% | 0 | 0% | 62.71% | 0 | 0% | 62.71% | 0 | 0% | 62.71% | 0 | 0% | 62.71% | 0 | 0 | 0% | 3.176% | 0 | 0% | 3.176% | 0 | 0% | 3.176% | 0 | 0% | 0.341% | 0 | 0% | 0.341% | 0 | 0% | 0.341% | 0 | 0% | 0.8491% | 0 | 0% | 0.8491% | 0 | 89.17% | 0.8491% | 0.0035068 | 0% | 0.8624% | 0 | 89.17% | 0.8624% | 0.0035616 | 10.62% | 0.8624% | 0.00042408 | 3.009% | 6.311% | 0.00087944 | 0% | 6.311% | 0 | 33.6% | 6.311% | 0.0098201 | 0% | 1.42% | 0 | 0% | 1.42% | 0 | 0% | 1.42% | 0 |  |  |  | 0% | 11.8% | 0 | 19.81% | 11.8% | 0.010825 | 0% | 11.8% | 0 | 0% | 0.3633% | 0 | 0% | 0.3633% | 0 | 0% | 0.3633% | 0 | 0% | 100% | 0 | 0% | 100% | 0 | 0% | 100% | 0 | 0% | 100% | 0 |  |  | 0 |  |  | 0 |  |  | 0 | 100% | 65% |  | 100% | 65% |  | 100% | 65% |  | 100% | 65% |  | 100% | 90% |  | 100% | 90% |  | 100% | 90%
GEYSERVILLE 1102274 | 0.00036109 | 6.3669 | 1.0568 | 0 | 1.0568 | 0.027079 | 0.043736 | 0.019209 | 0% | 99% | 0 | 0% | 99% | 0 | 0% | 99% | 0 | 0% | 99% | 0 | 0% | 63.13% | 0 | 0% | 63.13% | 0 | 0% | 63.13% | 0 | 0% | 63.13% | 0 | 0 | 66.67% | 2.591% | 0.018256 | 0% | 2.591% | 0 | 0% | 2.591% | 0 | 0% | 0.2964% | 0 | 0% | 0.2964% | 0 | 0% | 0.2964% | 0 | 0% | 0.7129% | 0 | 57.59% | 0.7129% | 0.0043389 | 34.95% | 0.7129% | 0.0026328 | 57.59% | 0.7398% | 0.0045029 | 34.95% | 0.7398% | 0.0027323 | 0% | 0.7398% | 0 | 0% | 5.341% | 0 | 0% | 5.341% | 0 | 0% | 5.341% | 0 | 0% | 1.737% | 0 | 0% | 1.737% | 0 | 0% | 1.737% | 0 |  |  |  | 9.913% | 11.8% | 0.012361 | 0% | 11.8% | 0 | 0% | 11.8% | 0 | 0% | 0.3678% | 0 | 0% | 0.3678% | 0 | 0% | 0.3678% | 0 | 1.185% | 100% | 0.012525 | 0% | 100% | 0 | 0% | 100% | 0 | 0% | 100% | 0 |  |  | 0 |  |  | 0 |  |  | 0 | 100% | 65% |  | 100% | 65% |  | 100% | 65% |  | 100% | 65% |  | 100% | 90% |  | 100% | 90% |  | 100% | 90%
NEWBURG 113190242 | 0.00042417 | 4.0112 | 0.33692 | 0.11402 | 0.45095 | 0.019953 | 0.0069992 | 0.0018536 | 0% | 99% | 0 | 0% | 99% | 0 | 0% | 99% | 0 | 0% | 99% | 0 | 0% | 62.9% | 0 | 0% | 62.9% | 0 | 0% | 62.9% | 0 | 0% | 62.9% | 0 | 0.11402 | 50% | 1.267% | 0.0021352 | 0% | 1.267% | 0 | 0% | 1.267% | 0 | 0% | 0.1368% | 0 | 0% | 0.1368% | 0 | 0% | 0.1368% | 0 | 0% | 0.3687% | 0 | 1.449% | 0.3687% | 1.8005e-05 | 69.81% | 0.3687% | 0.00086726 | 1.449% | 0.3752% | 1.832e-05 | 69.81% | 0.3752% | 0.00088242 | 27.56% | 0.3752% | 0.00034838 | 0% | 2.748% | 0 | 0% | 2.748% | 0 | 0% | 2.748% | 0 | 0% | 4.288% | 0 | 0% | 4.288% | 0 | 0% | 4.288% | 0 |  |  |  | 0% | 11.8% | 0 | 33.62% | 11.8% | 0.013364 | 0% | 11.8% | 0 | 0% | 0.3839% | 0 | 0% | 0.3839% | 0 | 0% | 0.3839% | 0 | 0% | 100% | 0 | 0% | 100% | 0 | 0% | 100% | 0 | 0% | 100% | 0 |  |  | 0 |  |  | 0 |  |  | 0 | 100% | 65% |  | 100% | 65% |  | 100% | 65% |  | 100% | 65% |  | 100% | 90% |  | 100% | 90% |  | 100% | 90%
FORT BRAGG A 1102816 | 0.00051441 | 2.7559 | 0.2634 | 0 | 0.2634 | 0.015566 | 0.0054924 | 0.0015083 | 0% | 99% | 0 | 0% | 99% | 0 | 0% | 99% | 0 | 0% | 99% | 0 | 0% | 62.37% | 0 | 0% | 62.37% | 0 | 0% | 62.37% | 0 | 0% | 62.37% | 0 | 0 | 0% | 1.319% | 0 | 0% | 1.319% | 0 | 0% | 1.319% | 0 | 0% | 0.1448% | 0 | 0% | 0.1448% | 0 | 0% | 0.1448% | 0 | 0% | 0.368% | 0 | 100% | 0.368% | 0.00096928 | 0% | 0.368% | 0 | 100% | 0.379% | 0.00099828 | 0% | 0.379% | 0 | 0% | 0.379% | 0 | 25.22% | 2.751% | 0.0018276 | 0% | 2.751% | 0 | 0% | 2.751% | 0 | 0% | 4.549% | 0 | 0% | 4.549% | 0 | 0% | 4.549% | 0 |  |  |  | 34.73% | 11.8% | 0.010794 | 0% | 11.8% | 0 | 0% | 11.8% | 0 | 55.56% | 0.3845% | 0.00056259 | 0% | 0.3845% | 0 | 0% | 0.3845% | 0 | 0% | 100% | 0 | 0% | 100% | 0 | 0% | 100% | 0 | 0% | 100% | 0 |  |  | 1.0434e-05 |  |  | 0 |  |  | 0 | 100% | 65% |  | 100% | 65% |  | 100% | 65% |  | 100% | 65% |  | 100% | 90% |  | 100% | 90% |  | 100% | 90%
PAUL SWEET 2106607772 | 0.00062534 | 6.2405 | 0.77033 | 0 | 0.77033 | 0.036428 | 0.02089 | 0.0086887 | 0% | 99% | 0 | 0% | 99% | 0 | 0% | 99% | 0 | 0% | 99% | 0 | 0% | 63.4% | 0 | 0% | 63.4% | 0 | 0% | 63.4% | 0 | 0% | 63.4% | 0 | 0 | 0% | 1.616% | 0 | 0% | 1.616% | 0 | 0% | 1.616% | 0 | 0% | 0.1801% | 0 | 0% | 0.1801% | 0 | 0% | 0.1801% | 0 | 0% | 0.4744% | 0 | 0% | 0.4744% | 0 | 92.7% | 0.4744% | 0.0033872 | 0% | 0.4893% | 0 | 92.7% | 0.4893% | 0.003494 | 7.303% | 0.4893% | 0.00027526 | 2.391% | 3.556% | 0.000655 | 0% | 3.556% | 0 | 20.91% | 3.556% | 0.0057264 | 0% | 3.083% | 0 | 0% | 3.083% | 0 | 0% | 3.083% | 0 |  |  |  | 0% | 11.8% | 0 | 0% | 11.8% | 0 | 0% | 11.8% | 0 | 0% | 0.3797% | 0 | 0% | 0.3797% | 0 | 0% | 0.3797% | 0 | 0% | 100% | 0 | 0% | 100% | 0 | 0% | 100% | 0 | 0% | 100% | 0 |  |  | 0 |  |  | 0 |  |  | 0 | 100% | 65% |  | 100% | 65% |  | 100% | 65% |  | 100% | 65% |  | 100% | 90% |  | 100% | 90% |  | 100% | 90%
PAUL SWEET 2102959032 | 0.00047563 | 0.76793 | 0.09124 | 0 | 0.09124 | 0.0050691 | 0.0020415 | 0.00072553 | 0% | 99% | 0 | 0% | 99% | 0 | 0% | 99% | 0 | 0% | 99% | 0 | 0% | 63.62% | 0 | 0% | 63.62% | 0 | 0% | 63.62% | 0 | 0% | 63.62% | 0 | 0 | 0% | 1.382% | 0 | 0% | 1.382% | 0 | 0% | 1.382% | 0 | 0% | 0.1454% | 0 | 0% | 0.1454% | 0 | 0% | 0.1454% | 0 | 0% | 0.3965% | 0 | 0% | 0.3965% | 0 | 0% | 0.3965% | 0 | 0% | 0.3962% | 0 | 0% | 0.3962% | 0 | 0% | 0.3962% | 0 | 0% | 2.936% | 0 | 0% | 2.936% | 0 | 0% | 2.936% | 0 | 0% | 3.578% | 0 | 0% | 3.578% | 0 | 0% | 3.578% | 0 |  |  |  | 0% | 11.8% | 0 | 0% | 11.8% | 0 | 0% | 11.8% | 0 | 0% | 0.3816% | 0 | 0% | 0.3816% | 0 | 0% | 0.3816% | 0 | 0% | 100% | 0 | 0% | 100% | 0 | 0% | 100% | 0 | 0% | 100% | 0 |  |  | 0 |  |  | 0 |  |  | 0 | 100% | 65% |  | 100% | 65% |  | 100% | 65% |  | 100% | 65% |  | 100% | 90% |  | 100% | 90% |  | 100% | 90%
LINCOLN 1104275986 | 0.0001399 | 0.64126 | 0.019551 | 0 | 0.019551 | 0.00034923 | 0.00092922 | 0.00040073 | 0% | 99% | 0 | 100% | 99% | 0.019355 | 0% | 99% | 0 | 0% | 99% | 0 | 0% | 62.43% | 0 | 82.16% | 62.43% | 0.010029 | 100% | 62.43% | 0.012206 | 0% | 62.43% | 0 | 0 | 0% | 2.761% | 0 | 0% | 2.761% | 0 | 0% | 2.761% | 0 | 0% | 0.3062% | 0 | 0% | 0.3062% | 0 | 0% | 0.3062% | 0 | 0% | 0.8233% | 0 | 0% | 0.8233% | 0 | 0% | 0.8233% | 0 | 0% | 0.8317% | 0 | 0% | 0.8317% | 0 | 100% | 0.8317% | 0.00016261 | 0% | 6.119% | 0 | 0% | 6.119% | 0 | 0% | 6.119% | 0 | 0% | 1.336% | 0 | 0% | 1.336% | 0 | 0% | 1.336% | 0 |  |  |  | 0% | 11.8% | 0 | 10.85% | 11.8% | 0.00025041 | 0% | 11.8% | 0 | 0% | 0.3597% | 0 | 0% | 0.3597% | 0 | 0% | 0.3597% | 0 | 0% | 100% | 0 | 100% | 100% | 0.019551 | 100% | 100% | 0.019551 | 0% | 100% | 0 |  |  | 0 |  |  | 0 |  |  | 0 | 100% | 65% |  | 100% | 65% |  | 100% | 65% |  | 100% | 65% |  | 100% | 90% |  | 100% | 90% |  | 100% | 90%
SAN RAFAEL 11071276 | 0.00088437 | 6.1941 | 0.61307 | 0 | 0.61307 | 0.031509 | 0.017076 | 0.0041371 | 0% | 99% | 0 | 0% | 99% | 0 | 0% | 99% | 0 | 0% | 99% | 0 | 0% | 63.1% | 0 | 0% | 63.1% | 0 | 0% | 63.1% | 0 | 0% | 63.1% | 0 | 0 | 0% | 1.828% | 0 | 0% | 1.828% | 0 | 0% | 1.828% | 0 | 0% | 0.1892% | 0 | 0% | 0.1892% | 0 | 0% | 0.1892% | 0 | 0% | 0.4953% | 0 | 0% | 0.4953% | 0 | 22.1% | 0.4953% | 0.00067116 | 0% | 0.4906% | 0 | 22.1% | 0.4906% | 0.00066473 | 76.9% | 0.4906% | 0.0023129 | 25.88% | 3.649% | 0.0057884 | 3.438% | 3.649% | 0.00076895 | 24.51% | 3.649% | 0.0054829 | 0% | 3.122% | 0 | 0% | 3.122% | 0 | 0% | 3.122% | 0 |  |  |  | 0% | 11.8% | 0 | 28.41% | 11.8% | 0.020553 | 0% | 11.8% | 0 | 55.56% | 0.3768% | 0.0012833 | 0% | 0.3768% | 0 | 0% | 0.3768% | 0 | 0% | 100% | 0 | 0% | 100% | 0 | 0% | 100% | 0 | 0% | 100% | 0 |  |  | 0 |  |  | 0 |  |  | 0.00079689 | 100% | 65% |  | 100% | 65% |  | 100% | 65% |  | 100% | 65% |  | 100% | 90% |  | 100% | 90% |  | 100% | 90%
STAFFORD 1102524 | 0.00039073 | 6.8143 | 1.2898 | 0 | 1.2898 | 0.046544 | 0.050369 | 0.014058 | 0% | 99% | 0 | 0% | 99% | 0 | 0% | 99% | 0 | 0% | 99% | 0 | 0% | 63.49% | 0 | 0% | 63.49% | 0 | 0% | 63.49% | 0 | 0% | 63.49% | 0 | 0 | 60% | 2.662% | 0.020597 | 0% | 2.662% | 0 | 0% | 2.662% | 0 | 0% | 0.2871% | 0 | 0% | 0.2871% | 0 | 0% | 0.2871% | 0 | 0% | 0.6864% | 0 | 49.85% | 0.6864% | 0.0044132 | 3.861% | 0.6864% | 0.00034185 | 49.85% | 0.7063% | 0.0045411 | 3.861% | 0.7063% | 0.00035176 | 37.67% | 0.7063% | 0.0034312 | 43.77% | 5.12% | 0.028906 | 5.12% | 5.12% | 0.0033811 | 0% | 5.12% | 0 | 0% | 2.261% | 0 | 0% | 2.261% | 0 | 0% | 2.261% | 0 |  |  |  | 0% | 11.8% | 0 | 21.83% | 11.8% | 0.033216 | 0% | 11.8% | 0 | 0% | 0.3723% | 0 | 0% | 0.3723% | 0 | 0% | 0.3723% | 0 | 0% | 100% | 0 | 0% | 100% | 0 | 0% | 100% | 0 | 0% | 100% | 0 |  |  | 0 |  |  | 0 |  |  | 0 | 100% | 65% |  | 100% | 65% |  | 100% | 65% |  | 100% | 65% |  | 100% | 90% |  | 100% | 90% |  | 100% | 90%
MAGUNDEN 1108250674 | 0.00013336 | 3.983 | 0.67218 | 0 | 0.67218 | 0.0034798 | 0.033881 | 0.020487 | 0% | 99% | 0 | 0% | 99% | 0 | 0% | 99% | 0 | 0% | 99% | 0 | 0% | 61.13% | 0 | 0% | 61.13% | 0 | 0% | 61.13% | 0 | 0% | 61.13% | 0 | 0 | 0% | 2.501% | 0 | 0% | 2.501% | 0 | 0% | 2.501% | 0 | 100% | 0.2751% | 0.0018489 | 0% | 0.2751% | 0 | 0% | 0.2751% | 0 | 0% | 0.8786% | 0 | 52.66% | 0.8786% | 0.0031099 | 31.64% | 0.8786% | 0.0018687 | 52.66% | 0.8753% | 0.0030979 | 31.64% | 0.8753% | 0.0018615 | 0.05236% | 0.8753% | 3.0807e-06 | 77.36% | 6.54% | 0.034006 | 0% | 6.54% | 0 | 0% | 6.54% | 0 | 0% | 0.3067% | 0 | 0% | 0.3067% | 0 | 0% | 0.3067% | 0 |  |  |  | 0% | 11.8% | 0 | 9.695% | 11.8% | 0.0076899 | 0% | 11.8% | 0 | 0% | 0.3562% | 0 | 0% | 0.3562% | 0 | 0% | 0.3562% | 0 | 0% | 100% | 0 | 0% | 100% | 0 | 0% | 100% | 0 | 0% | 100% | 0 |  |  | 0 |  |  | 0 |  |  | 0 | 100% | 65% |  | 100% | 65% |  | 100% | 65% |  | 100% | 65% |  | 100% | 90% |  | 100% | 90% |  | 100% | 90%
MC ARTHUR 1101648698 | 8.9301e-05 | 11.0343 | 0.4099 | 0.70651 | 1.1164 | 0.0051312 | 0.022942 | 0.0072234 | 0% | 99% | 0 | 0% | 99% | 0 | 0% | 99% | 0 | 0% | 99% | 0 | 0% | 59.19% | 0 | 0% | 59.19% | 0 | 0% | 59.19% | 0 | 0% | 59.19% | 0 | 0.70651 | 60% | 2.865% | 0.0070465 | 0% | 2.865% | 0 | 0% | 2.865% | 0 | 0% | 0.2986% | 0 | 0% | 0.2986% | 0 | 0% | 0.2986% | 0 | 0% | 0.9648% | 0 | 58.77% | 0.9648% | 0.0023242 | 38.3% | 0.9648% | 0.0015148 | 58.77% | 0.9043% | 0.0021784 | 38.3% | 0.9043% | 0.0014198 | 0% | 0.9043% | 0 | 0% | 7% | 0 | 0% | 7% | 0 | 0% | 7% | 0 | 0% | 0.8472% | 0 | 0% | 0.8472% | 0 | 0% | 0.8472% | 0 |  |  |  | 0% | 11.8% | 0 | 19.72% | 11.8% | 0.0095406 | 0% | 11.8% | 0 | 0% | 0.3383% | 0 | 0% | 0.3383% | 0 | 0% | 0.3383% | 0 | 0% | 100% | 0 | 0% | 100% | 0 | 0% | 100% | 0 | 0% | 100% | 0 |  |  | 0 |  |  | 0 |  |  | 0 | 100% | 65% |  | 100% | 65% |  | 100% | 65% |  | 100% | 65% |  | 100% | 90% |  | 100% | 90% |  | 100% | 90%
MONTE RIO 11135026 | 0.00088127 | 2.9551 | 0.32464 | 0 | 0.32464 | 0.018588 | 0.0076161 | 0.0017535 | 0% | 99% | 0 | 0% | 99% | 0 | 0% | 99% | 0 | 0% | 99% | 0 | 0% | 63.33% | 0 | 0% | 63.33% | 0 | 0% | 63.33% | 0 | 0% | 63.33% | 0 | 0 | 0% | 1.429% | 0 | 0% | 1.429% | 0 | 0% | 1.429% | 0 | 0% | 0.1585% | 0 | 0% | 0.1585% | 0 | 0% | 0.1585% | 0 | 0% | 0.4133% | 0 | 0% | 0.4133% | 0 | 0% | 0.4133% | 0 | 0% | 0.4282% | 0 | 0% | 0.4282% | 0 | 100% | 0.4282% | 0.0013901 | 10.57% | 3.1% | 0.0010635 | 0% | 3.1% | 0 | 0% | 3.1% | 0 | 0% | 3.813% | 0 | 0% | 3.813% | 0 | 0% | 3.813% | 0 |  |  |  | 35% | 11.8% | 0.013408 | 0% | 11.8% | 0 | 0% | 11.8% | 0 | 0% | 0.3835% | 0 | 0% | 0.3835% | 0 | 0% | 0.3835% | 0 | 0% | 100% | 0 | 0% | 100% | 0 | 0% | 100% | 0 | 0% | 100% | 0 |  |  | 0 |  |  | 0 |  |  | 0 | 100% | 65% |  | 100% | 65% |  | 100% | 65% |  | 100% | 65% |  | 100% | 90% |  | 100% | 90% |  | 100% | 90%
BURNEY 11011322 | 0.00021092 | 15.0832 | 0.70392 | 0.11948 | 0.8234 | 0.014089 | 0.037115 | 0.0096506 | 0% | 99% | 0 | 0% | 99% | 0 | 0% | 99% | 0 | 0% | 99% | 0 | 0% | 60.68% | 0 | 0% | 60.68% | 0 | 0% | 60.68% | 0 | 0% | 60.68% | 0 | 0.11948 | 0% | 2.997% | 0 | 0% | 2.997% | 0 | 0% | 2.997% | 0 | 0% | 0.3417% | 0 | 0% | 0.3417% | 0 | 0% | 0.3417% | 0 | 0% | 0.8876% | 0 | 8.485% | 0.8876% | 0.00053014 | 69.6% | 0.8876% | 0.0043486 | 8.485% | 0.8907% | 0.00053199 | 69.6% | 0.8907% | 0.0043638 | 18.43% | 0.8907% | 0.0011555 | 0% | 6.581% | 0 | 0% | 6.581% | 0 | 0% | 6.581% | 0 | 0% | 1.212% | 0 | 0% | 1.212% | 0 | 0% | 1.212% | 0 |  |  |  | 30.33% | 11.8% | 0.025196 | 0% | 11.8% | 0 | 0% | 11.8% | 0 | 0% | 0.3523% | 0 | 0% | 0.3523% | 0 | 0% | 0.3523% | 0 | 0% | 100% | 0 | 0% | 100% | 0 | 0% | 100% | 0 | 0% | 100% | 0 |  |  | 0 |  |  | 0 |  |  | 0 | 100% | 65% |  | 100% | 65% |  | 100% | 65% |  | 100% | 65% |  | 100% | 90% |  | 100% | 90% |  | 100% | 90%
MARTELL 1101915018 | 0.0002475 | 0.65028 | 0.037269 | 0 | 0.037269 | 0.00059963 | 0.0017251 | 0.00090234 | 0% | 99% | 0 | 0% | 99% | 0 | 0% | 99% | 0 | 0% | 99% | 0 | 0% | 64.04% | 0 | 0% | 64.04% | 0 | 0% | 64.04% | 0 | 0% | 64.04% | 0 | 0 | 0% | 3.305% | 0 | 0% | 3.305% | 0 | 0% | 3.305% | 0 | 0% | 0.3569% | 0 | 0% | 0.3569% | 0 | 0% | 0.3569% | 0 | 0% | 0.8066% | 0 | 0% | 0.8066% | 0 | 93.3% | 0.8066% | 0.00028048 | 0% | 0.8406% | 0 | 93.3% | 0.8406% | 0.00029231 | 2.21% | 0.8406% | 6.9228e-06 | 72.8% | 6.037% | 0.0016378 | 0% | 6.037% | 0 | 0% | 6.037% | 0 | 0% | 1.1% | 0 | 0% | 1.1% | 0 | 0% | 1.1% | 0 |  |  |  | 0% | 11.8% | 0 | 1.351% | 11.8% | 5.9429e-05 | 0% | 11.8% | 0 | 0% | 0.3695% | 0 | 0% | 0.3695% | 0 | 0% | 0.3695% | 0 | 0% | 100% | 0 | 0% | 100% | 0 | 0% | 100% | 0 | 0% | 100% | 0 |  |  | 0 |  |  | 0 |  |  | 0 | 100% | 65% |  | 100% | 65% |  | 100% | 65% |  | 100% | 65% |  | 100% | 90% |  | 100% | 90% |  | 100% | 90%
FRUITLAND 11422006 | 0.00037937 | 8.588 | 0.71609 | 0.21576 | 0.93185 | 0.039502 | 0.017395 | 0.0051631 | 0% | 99% | 0 | 0% | 99% | 0 | 0% | 99% | 0 | 0% | 99% | 0 | 0% | 61.7% | 0 | 0% | 61.7% | 0 | 0% | 61.7% | 0 | 0% | 61.7% | 0 | 0.21576 | 100% | 1.541% | 0.011034 | 0% | 1.541% | 0 | 0% | 1.541% | 0 | 100% | 0.1683% | 0.0012049 | 0% | 0.1683% | 0 | 0% | 0.1683% | 0 | 0% | 0.4215% | 0 | 84.9% | 0.4215% | 0.0025627 | 15.1% | 0.4215% | 0.00045585 | 84.9% | 0.4312% | 0.0026215 | 15.1% | 0.4312% | 0.00046631 | 0% | 0.4312% | 0 | 29.73% | 3.142% | 0.0066901 | 0% | 3.142% | 0 | 0% | 3.142% | 0 | 0% | 4.616% | 0 | 0% | 4.616% | 0 | 0% | 4.616% | 0 |  |  |  | 0% | 11.8% | 0 | 0% | 11.8% | 0 | 0% | 11.8% | 0 | 0% | 0.3815% | 0 | 0% | 0.3815% | 0 | 0% | 0.3815% | 0 | 0% | 100% | 0 | 0% | 100% | 0 | 0% | 100% | 0 | 0% | 100% | 0 |  |  | 0 |  |  | 0 |  |  | 0 | 100% | 65% |  | 100% | 65% |  | 100% | 65% |  | 100% | 65% |  | 100% | 90% |  | 100% | 90% |  | 100% | 90%
FRUITLAND 1141866852 | 0.00030441 | 2.9287 | 0.20208 | 0.015021 | 0.2171 | 0.013368 | 0.0032926 | 0.00085303 | 0% | 99% | 0 | 0% | 99% | 0 | 0% | 99% | 0 | 0% | 99% | 0 | 0% | 61.05% | 0 | 0% | 61.05% | 0 | 0% | 61.05% | 0 | 0% | 61.05% | 0 | 0.015021 | 0% | 1.06% | 0 | 0% | 1.06% | 0 | 0% | 1.06% | 0 | 0% | 0.1097% | 0 | 0% | 0.1097% | 0 | 0% | 0.1097% | 0 | 0% | 0.2872% | 0 | 100% | 0.2872% | 0.0005803 | 0% | 0.2872% | 0 | 100% | 0.2826% | 0.00057112 | 0% | 0.2826% | 0 | 0% | 0.2826% | 0 | 0% | 2.11% | 0 | 0% | 2.11% | 0 | 0% | 2.11% | 0 | 0% | 5.853% | 0 | 0% | 5.853% | 0 | 0% | 5.853% | 0 |  |  |  | 25% | 11.8% | 0.0059611 | 0% | 11.8% | 0 | 0% | 11.8% | 0 | 0% | 0.3857% | 0 | 0% | 0.3857% | 0 | 0% | 0.3857% | 0 | 0% | 100% | 0 | 0% | 100% | 0 | 0% | 100% | 0 | 0% | 100% | 0 |  |  | 0 |  |  | 0 |  |  | 0 | 100% | 65% |  | 100% | 65% |  | 100% | 65% |  | 100% | 65% |  | 100% | 90% |  | 100% | 90% |  | 100% | 90%
TULUCAY 1101628 | 0.00013714 | 1.6052 | 0.41404 | 0.18592 | 0.59996 | 0.0062103 | 0.020895 | 0.0088184 | 0% | 99% | 0 | 0% | 99% | 0 | 0% | 99% | 0 | 0% | 99% | 0 | 0% | 63.83% | 0 | 0% | 63.83% | 0 | 0% | 63.83% | 0 | 0% | 63.83% | 0 | 0.18592 | 0% | 3.662% | 0 | 0% | 3.662% | 0 | 0% | 3.662% | 0 | 0% | 0.4034% | 0 | 0% | 0.4034% | 0 | 0% | 0.4034% | 0 | 0% | 0.8641% | 0 | 17.71% | 0.8641% | 0.0006337 | 68.45% | 0.8641% | 0.0024489 | 31.51% | 0.899% | 0.0011728 | 68.49% | 0.899% | 0.0025493 | 0% | 0.899% | 0 | 0% | 6.451% | 0 | 0% | 6.451% | 0 | 0% | 6.451% | 0 | 0% | 0.8426% | 0 | 0% | 0.8426% | 0 | 0% | 0.8426% | 0 |  |  |  | 0% | 11.8% | 0 | 8.708% | 11.8% | 0.0042544 | 0% | 11.8% | 0 | 0% | 0.3643% | 0 | 0% | 0.3643% | 0 | 0% | 0.3643% | 0 | 0% | 100% | 0 | 0% | 100% | 0 | 0% | 100% | 0 | 0% | 100% | 0 |  |  | 0 |  |  | 0 |  |  | 0 | 100% | 65% |  | 100% | 65% |  | 100% | 65% |  | 100% | 65% |  | 100% | 90% |  | 100% | 90% |  | 100% | 90%
POSO MOUNTAIN 21012181 | 0.00028999 | 16.7766 | 0.87623 | 0 | 0.87623 | 0.0040153 | 0.047535 | 0.02448 | 0% | 99% | 0 | 0% | 99% | 0 | 0% | 99% | 0 | 0% | 99% | 0 | 0% | 59.42% | 0 | 0% | 59.42% | 0 | 0% | 59.42% | 0 | 0% | 59.42% | 0 | 0 | 0% | 2.241% | 0 | 0% | 2.241% | 0 | 0% | 2.241% | 0 | 0% | 0.251% | 0 | 0% | 0.251% | 0 | 0% | 0.251% | 0 | 0% | 0.9446% | 0 | 0% | 0.9446% | 0 | 73.45% | 0.9446% | 0.0060794 | 0% | 0.9545% | 0 | 74.35% | 0.9545% | 0.0062186 | 25.63% | 0.9545% | 0.0021437 | 12.53% | 7.116% | 0.0078149 | 36.01% | 7.116% | 0.022455 | 0% | 7.116% | 0 | 0% | 0.2652% | 0 | 0% | 0.2652% | 0 | 0% | 0.2652% | 0 |  |  |  | 31.89% | 11.8% | 0.032967 | 0% | 11.8% | 0 | 0% | 11.8% | 0 | 0% | 0.3577% | 0 | 0% | 0.3577% | 0 | 0% | 0.3577% | 0 | 0% | 100% | 0 | 0% | 100% | 0 | 0% | 100% | 0 | 0% | 100% | 0 |  |  | 0 |  |  | 0 |  |  | 0 | 100% | 65% |  | 100% | 65% |  | 100% | 65% |  | 100% | 65% |  | 100% | 90% |  | 100% | 90% |  | 100% | 90%
SAN RAFAEL 1108CB | 0.00096022 | 7.57 | 1.0869 | 0 | 1.0869 | 0.051177 | 0.034132 | 0.0091515 | 0% | 99% | 0 | 0% | 99% | 0 | 0% | 99% | 0 | 0% | 99% | 0 | 0% | 63.51% | 0 | 0% | 63.51% | 0 | 0% | 63.51% | 0 | 0% | 63.51% | 0 | 0 | 0% | 1.966% | 0 | 0% | 1.966% | 0 | 0% | 1.966% | 0 | 0% | 0.2125% | 0 | 0% | 0.2125% | 0 | 0% | 0.2125% | 0 | 0% | 0.5459% | 0 | 0% | 0.5459% | 0 | 0% | 0.5459% | 0 | 0.7165% | 0.5549% | 4.3216e-05 | 0% | 0.5549% | 0 | 96.85% | 0.5549% | 0.0058419 | 54.31% | 4.062% | 0.023978 | 4.6% | 4.062% | 0.0020311 | 2.892% | 4.062% | 0.0012768 | 0% | 2.825% | 0 | 0% | 2.825% | 0 | 0% | 2.825% | 0 |  |  |  | 0% | 11.8% | 0 | 0% | 11.8% | 0 | 0% | 11.8% | 0 | 55.56% | 0.3761% | 0.0022711 | 0% | 0.3761% | 0 | 0% | 0.3761% | 0 | 0% | 100% | 0 | 0% | 100% | 0 | 0% | 100% | 0 | 0% | 100% | 0 |  |  | 0 |  |  | 0 |  |  | 0 | 100% | 65% |  | 100% | 65% |  | 100% | 65% |  | 100% | 65% |  | 100% | 90% |  | 100% | 90% |  | 100% | 90%
COTATI 1102CB | 0.00030258 | 1.7207 | 0.14368 | 0 | 0.14368 | 0.0013234 | 0.0081312 | 0.0030393 | 0% | 99% | 0 | 0% | 99% | 0 | 0% | 99% | 0 | 0% | 99% | 0 | 0% | 61.33% | 0 | 0% | 61.33% | 0 | 0% | 61.33% | 0 | 0% | 61.33% | 0 | 0 | 0% | 2.669% | 0 | 0% | 2.669% | 0 | 0% | 2.669% | 0 | 0% | 0.3322% | 0 | 0% | 0.3322% | 0 | 0% | 0.3322% | 0 | 0% | 0.9274% | 0 | 7.915% | 0.9274% | 0.00010547 | 9.497% | 0.9274% | 0.00012655 | 7.915% | 0.9568% | 0.00010881 | 9.497% | 0.9568% | 0.00013057 | 82.59% | 0.9568% | 0.0011354 | 0% | 6.975% | 0 | 0% | 6.975% | 0 | 0% | 6.975% | 0 | 0% | 0.5507% | 0 | 0% | 0.5507% | 0 | 0% | 0.5507% | 0 |  |  |  | 0% | 11.8% | 0 | 0% | 11.8% | 0 | 0% | 11.8% | 0 | 55.56% | 0.3516% | 0.00028062 | 0% | 0.3516% | 0 | 0% | 0.3516% | 0 | 0% | 100% | 0 | 0% | 100% | 0 | 0% | 100% | 0 | 0% | 100% | 0 |  |  | 0 |  |  | 0 |  |  | 0 | 100% | 65% |  | 100% | 65% |  | 100% | 65% |  | 100% | 65% |  | 100% | 90% |  | 100% | 90% |  | 100% | 90%
MOLINO 11015042 | 0.00033742 | 3.7468 | 0.40733 | 0.057983 | 0.46531 | 0.021541 | 0.011083 | 0.0028081 | 0% | 99% | 0 | 0% | 99% | 0 | 0% | 99% | 0 | 0% | 99% | 0 | 0% | 62.47% | 0 | 0% | 62.47% | 0 | 0% | 62.47% | 0 | 0% | 62.47% | 0 | 0.057983 | 44.44% | 1.555% | 0.0028152 | 0% | 1.555% | 0 | 0% | 1.555% | 0 | 0% | 0.1621% | 0 | 0% | 0.1621% | 0 | 0% | 0.1621% | 0 | 0% | 0.4734% | 0 | 95.67% | 0.4734% | 0.0018447 | 0% | 0.4734% | 0 | 95.67% | 0.4643% | 0.0018093 | 0% | 0.4643% | 0 | 3.811% | 0.4643% | 7.2069e-05 | 1.547% | 3.483% | 0.00021949 | 0% | 3.483% | 0 | 28.75% | 3.483% | 0.0040789 | 0% | 3.319% | 0 | 0% | 3.319% | 0 | 0% | 3.319% | 0 |  |  |  | 24.09% | 11.8% | 0.01158 | 0% | 11.8% | 0 | 0% | 11.8% | 0 | 55.56% | 0.3756% | 0.00084991 | 0% | 0.3756% | 0 | 0% | 0.3756% | 0 | 0% | 100% | 0 | 0% | 100% | 0 | 0% | 100% | 0 | 0% | 100% | 0 |  |  | 0 |  |  | 0 |  |  | 0 | 100% | 65% |  | 100% | 65% |  | 100% | 65% |  | 100% | 65% |  | 100% | 90% |  | 100% | 90% |  | 100% | 90%