19-0023418 | Unknown Cause | Patrol - found nothing |  |  | 2019 | Tier 2 - Elevated | Distribution Circuit | 2 | 14 | 2019-02-14 | 309428 | Sus | N | UnknownCause¦Patrolfoundnothing¦¦
19-0024149 | Vegetation | Tree - fell into line | Conductor, Overhead | Together | 2019 | Tier 2 - Elevated | Distribution Circuit | 2 | 15 | 2019-02-15 | 312462 | Sus | N | Vegetation¦Treefellintoline¦ConductorOverhead¦Together
19-0024229 | Unknown Cause | Patrol - not conducted |  |  | 2019 | Tier 2 - Elevated | Distribution Circuit | 2 | 15 | 2019-02-15 | 312435 | Sus | N | UnknownCause¦Patrolnotconducted¦¦
19-0025609 | Vegetation | Tree - fell into line | Conductor, Overhead | Broken, wire on ground | 2019 | Tier 2 - Elevated | Distribution Circuit | 2 | 18 | 2019-02-18 | 317552 | Sus | N | Vegetation¦Treefellintoline¦ConductorOverhead¦Brokenwireonground
19-0025714 | Equipment Failure/Involved | Overhead | Transformer | Failed/Faulted | 2019 | Tier 2 - Elevated | Transformer only | 2 | 18 | 2019-02-18 | 317778 | Sus | N | EquipmentFailureInvolved¦Overhead¦Transformer¦FailedFaulted
19-0027991 | Equipment Failure/Involved | Overhead | Crossarm, Wood | Broken | 2019 | Tier 3 - Extreme | Distribution Circuit | 2 | 25 | 2019-02-25 | 323496 | Sus | N | EquipmentFailureInvolved¦Overhead¦CrossarmWood¦Broken
19-0028746 | Equipment Failure/Involved | Overhead | Conductor, Overhead | Broken, wire on object | 2019 | Tier 2 - Elevated | Distribution Circuit | 2 | 27 | 2019-02-27 | 326416 | Sus | N | EquipmentFailureInvolved¦Overhead¦ConductorOverhead¦Brokenwireonobject
19-0028907 | Equipment Failure/Involved | Overhead | Pole-Wood | Broken, wire on ground | 2019 | Tier 2 - Elevated | Distribution Circuit | 2 | 27 | 2019-02-27 | 326830 | Sus | N | EquipmentFailureInvolved¦Overhead¦PoleWood¦Brokenwireonground
19-0032993 | Vegetation | Tree - fell into line | Transformer | Failed/Faulted | 2019 | Tier 3 - Extreme | Transformer only | 3 | 12 | 2019-03-12 | 337163 | Sus | N | Vegetation¦Treefellintoline¦Transformer¦FailedFaulted
19-0033333 | Unknown Cause | Patrol - found nothing |  |  | 2019 | Tier 2 - Elevated | Distribution Circuit | 3 | 13 | 2019-03-13 | 338199 | Sus | N | UnknownCause¦Patrolfoundnothing¦¦
19-0034238 | Unknown Cause | Patrol - not conducted |  |  | 2019 | Tier 3 - Extreme | Distribution Circuit | 3 | 15 | 2019-03-15 | 340313 | Sus | N | UnknownCause¦Patrolnotconducted¦¦
19-0039925 | Unknown Cause | Patrol - found nothing |  |  | 2019 | Tier 2 - Elevated | Distribution Circuit | 4 | 4 | 2019-04-04 | 354125 | Sus | N | UnknownCause¦Patrolfoundnothing¦¦
19-0040799 | Unknown Cause | Patrol - found nothing |  |  | 2019 | Tier 2 - Elevated | Distribution Circuit | 4 | 9 | 2019-04-09 | 356239 | Sus | N | UnknownCause¦Patrolfoundnothing¦¦
19-0047467 | Equipment Failure/Involved | Overhead | Transformer | Failed/Faulted | 2019 | Tier 3 - Extreme | Transformer only | 4 | 30 | 2019-04-30 | 370874 | Sus | N | EquipmentFailureInvolved¦Overhead¦Transformer¦FailedFaulted
19-0065832 | Equipment Failure/Involved | Overhead | Cutout, fuse holder | Broken | 2019 | Tier 2 - Elevated | Distribution Circuit | 6 | 11 | 2019-06-11 | 405092 | Sus | Y | EquipmentFailureInvolved¦Overhead¦Cutoutfuseholder¦Broken
19-0067109 | Equipment Failure/Involved | Overhead | Transformer (OH) | Failed/Faulted | 2019 | Tier 2 - Elevated | Distribution Circuit | 6 | 13 | 2019-06-13 | 408556 | Sus | Y | EquipmentFailureInvolved¦Overhead¦Transformer(OH)¦FailedFaulted
19-0070312 | Equipment Failure/Involved | Overhead | Crossarm, Wood | Broken | 2019 | Tier 2 - Elevated | Distribution Circuit | 6 | 20 | 2019-06-20 | 424536 | Sus | Y | EquipmentFailureInvolved¦Overhead¦CrossarmWood¦Broken
19-0074051 | Vegetation | Tree - branch fell on line | Conductor, Overhead | Together | 2019 | Tier 2 - Elevated | Distribution Circuit | 7 | 2 | 2019-07-02 | 439837 | Sus | Y | Vegetation¦Treebranchfellonline¦ConductorOverhead¦Together
19-0074652 | Unknown Cause | Patrol - found nothing |  |  | 2019 | Tier 2 - Elevated | Distribution Circuit | 7 | 4 | 2019-07-04 | 441091 | Sus | Y | UnknownCause¦Patrolfoundnothing¦¦
19-0076573 | Vegetation | Tree - fell into line | Conductor, Overhead | Broken, wire on ground | 2019 | Tier 2 - Elevated | Distribution Circuit | 7 | 11 | 2019-07-11 | 445533 | Sus | Y | Vegetation¦Treefellintoline¦ConductorOverhead¦Brokenwireonground
19-0076795 | Unknown Cause | Patrol - found nothing |  |  | 2019 | Tier 2 - Elevated | Distribution Circuit | 7 | 12 | 2019-07-12 | 445934 | Sus | Y | UnknownCause¦Patrolfoundnothing¦¦
19-0080914 | Unknown Cause | Patrol - found nothing |  |  | 2019 | Tier 2 - Elevated | Distribution Circuit | 7 | 24 | 2019-07-24 | 470763 | Sus | Y | UnknownCause¦Patrolfoundnothing¦¦
19-0089205 | Vegetation | Tree - fell into line | Conductor, Overhead | Normal | 2019 | Tier 2 - Elevated | Distribution Circuit | 8 | 18 | 2019-08-18 | 521654 | Sus | Y | Vegetation¦Treefellintoline¦ConductorOverhead¦Normal
19-0091711 | Vegetation | Tree - fell into line | Conductor, Overhead | Broken, wire on ground | 2019 | Tier 3 - Extreme | Distribution Circuit | 8 | 24 | 2019-08-24 | 535103 | Sus | Y | Vegetation¦Treefellintoline¦ConductorOverhead¦Brokenwireonground
19-0096817 | Unknown Cause | Patrol - found nothing |  |  | 2019 | Tier 2 - Elevated | Distribution Circuit | 9 | 9 | 2019-09-09 | 563977 | Sus | Y | UnknownCause¦Patrolfoundnothing¦¦
19-0105269 | Unknown Cause | Patrol - found nothing |  |  | 2019 | Tier 2 - Elevated | Distribution Circuit | 9 | 29 | 2019-09-29 | 629483 | Sus | Y | UnknownCause¦Patrolfoundnothing¦¦
19-0126775 | Equipment Failure/Involved | Overhead | Conductor, Overhead | Together | 2019 | Tier 2 - Elevated | Distribution Circuit | 11 | 20 | 2019-11-20 | 711265 | Sus | Y | EquipmentFailureInvolved¦Overhead¦ConductorOverhead¦Together
19-0131088 | Vegetation | Tree - bark fell into line | Conductor, Overhead | Normal | 2019 | Tier 3 - Extreme | Distribution Circuit | 11 | 29 | 2019-11-29 | 723300 | Sus | Y | Vegetation¦Treebarkfellintoline¦ConductorOverhead¦Normal
19-0131796 | Vegetation | Tree - branch fell on line | Transformer | Leaking | 2019 | Tier 2 - Elevated | Transformer only | 11 | 30 | 2019-11-30 | 725357 | Sus | Y | Vegetation¦Treebranchfellonline¦Transformer¦Leaking
19-0131862 | Vegetation | Tree - branch fell on line | Conductor, Overhead | Normal | 2019 | Tier 3 - Extreme | Distribution Circuit | 12 | 1 | 2019-12-01 | 725752 | Sus | N | Vegetation¦Treebranchfellonline¦ConductorOverhead¦Normal
19-0133702 | Animal | Bird found | Conductor, Overhead | Normal | 2019 | Tier 2 - Elevated | Distribution Circuit | 12 | 5 | 2019-12-05 | 730230 | Sus | N | Animal¦Birdfound¦ConductorOverhead¦Normal
19-0134594 | Equipment Failure/Involved | Overhead | Insulator | Broken | 2019 | Tier 2 - Elevated | Distribution Circuit | 12 | 6 | 2019-12-06 | 731733 | Sus | N | EquipmentFailureInvolved¦Overhead¦Insulator¦Broken
19-0136497 | Equipment Failure/Involved | Overhead | Transformer | Failed/Faulted | 2019 | Tier 2 - Elevated | Transformer only | 12 | 13 | 2019-12-13 | 738523 | Sus | N | EquipmentFailureInvolved¦Overhead¦Transformer¦FailedFaulted
19-0137875 | Unknown Cause | Patrol - found nothing |  |  | 2019 | Tier 3 - Extreme | Distribution Circuit | 12 | 25 | 2019-12-25 | 750128 | Sus | N | UnknownCause¦Patrolfoundnothing¦¦
19-0137937 | Environmental/External | Flood/Erosion | Pole-Wood | Deteriorated | 2019 | Tier 2 - Elevated | Distribution Circuit | 12 | 26 | 2019-12-26 | 750431 | Sus | N | EnvironmentalExternal¦FloodErosion¦PoleWood¦Deteriorated
20-0010164 | Equipment Failure/Involved | Overhead | Cutout, fuse holder | Normal | 2020 | Tier 2 - Elevated | Transformer only | 1 | 16 | 2020-01-16 | 762896 | Sus | N | EquipmentFailureInvolved¦Overhead¦Cutoutfuseholder¦Normal
20-0012151 | Vegetation | Tree - fell into line | Conductor, Overhead | Broken, wire on ground | 2020 | Tier 2 - Elevated | Distribution Circuit | 1 | 21 | 2020-01-21 | 767579 | Sus | N | Vegetation¦Treefellintoline¦ConductorOverhead¦Brokenwireonground
20-0018407 | Unknown Cause | Patrol - found nothing |  |  | 2020 | Tier 2 - Elevated | Distribution Circuit | 2 | 7 | 2020-02-07 | 779846 | Sus | N | UnknownCause¦Patrolfoundnothing¦¦
20-0018758 | Unknown Cause | Patrol - found nothing |  |  | 2020 | Tier 2 - Elevated | Distribution Circuit | 2 | 7 | 2020-02-07 | 780434 | Sus | N | UnknownCause¦Patrolfoundnothing¦¦
20-0018995 | Equipment Failure/Involved | Overhead | Crossarm, Wood | Broken | 2020 | Tier 2 - Elevated | Distribution Circuit | 2 | 9 | 2020-02-09 | 781302 | Sus | N | EquipmentFailureInvolved¦Overhead¦CrossarmWood¦Broken
20-0019201 | Unknown Cause | Patrol - found nothing |  |  | 2020 | Tier 3 - Extreme | Distribution Circuit | 2 | 9 | 2020-02-09 | 782883 | Sus | N | UnknownCause¦Patrolfoundnothing¦¦
20-0019388 | Unknown Cause | Patrol - found nothing |  |  | 2020 | Tier 2 - Elevated | Distribution Circuit | 2 | 9 | 2020-02-09 | 784259 | Sus | N | UnknownCause¦Patrolfoundnothing¦¦
20-0019685 | Vegetation | Tree - fell into line | Conductor, Overhead | Broken, wire on ground | 2020 | Tier 3 - Extreme | Distribution Circuit | 2 | 9 | 2020-02-09 | 783656 | Sus | N | Vegetation¦Treefellintoline¦ConductorOverhead¦Brokenwireonground
20-0032547 | Unknown Cause | Patrol - found nothing |  |  | 2020 | Tier 2 - Elevated | Distribution Circuit | 3 | 16 | 2020-03-16 | 853753 | Sus | N | UnknownCause¦Patrolfoundnothing¦¦
20-0034952 | Equipment Failure/Involved | Overhead | Other | Broken | 2020 | Tier 2 - Elevated | Distribution Circuit | 3 | 21 | 2020-03-21 | 860923 | Sus | N | EquipmentFailureInvolved¦Overhead¦Other¦Broken
20-0038561 | Vegetation | Tree - fell into line | Pole-Wood | Broken, wire on ground | 2020 | Tier 3 - Extreme | Distribution Circuit | 4 | 5 | 2020-04-05 | 882917 | Sus | N | Vegetation¦Treefellintoline¦PoleWood¦Brokenwireonground
20-0043545 | Equipment Failure/Involved | Overhead | Pole-Wood | Broken | 2020 | Tier 2 - Elevated | Transformer only | 4 | 22 | 2020-04-22 | 899236 | Sus | N | EquipmentFailureInvolved¦Overhead¦PoleWood¦Broken
20-0073184 | Equipment Failure/Involved | Overhead | Transformer (OH) | Leaking | 2020 | Tier 3 - Extreme | Transformer only | 7 | 17 | 2020-07-17 | 966851 | Sus | Y | EquipmentFailureInvolved¦Overhead¦Transformer(OH)¦Leaking
20-0084672 | Vegetation | Tree - branch fell on line | Conductor, Overhead | Broken, wire on ground | 2020 | Tier 3 - Extreme | Distribution Circuit | 8 | 16 | 2020-08-16 | 1010400 | Sus | Y | Vegetation¦Treebranchfellonline¦ConductorOverhead¦Brokenwireonground
20-0084737 | Vegetation | Tree - branch fell on line | Conductor, Overhead | Broken, wire on ground | 2020 | Tier 2 - Elevated | Distribution Circuit | 8 | 16 | 2020-08-16 | 1010637 | Sus | Y | Vegetation¦Treebranchfellonline¦ConductorOverhead¦Brokenwireonground
20-0085587 | Vegetation | Tree - bark fell into line | Conductor, Overhead | Normal | 2020 | Tier 3 - Extreme | Distribution Circuit | 8 | 17 | 2020-08-17 | 1015678 | Sus | Y | Vegetation¦Treebarkfellintoline¦ConductorOverhead¦Normal
20-0089488 | Vegetation | Tree - fell into line | Conductor, Overhead | Broken, wire on ground | 2020 | Tier 3 - Extreme | Distribution Circuit | 8 | 24 | 2020-08-24 | 1028721 | Sus | Y | Vegetation¦Treefellintoline¦ConductorOverhead¦Brokenwireonground
20-0095103 | Equipment Failure/Involved | Overhead | Transformer (OH) | Failed/Faulted | 2020 | Tier 2 - Elevated | Transformer only | 9 | 8 | 2020-09-08 | 1061098 | Sus | Y | EquipmentFailureInvolved¦Overhead¦Transformer(OH)¦FailedFaulted
20-0096811 | Environmental/External | Fire, Forest/Grass | Pole-Wood | Burned/flashed | 2020 | Tier 3 - Extreme | Distribution Circuit | 9 | 12 | 2020-09-12 | 1065795 | Sus | Y | EnvironmentalExternal¦FireForestGrass¦PoleWood¦Burnedflashed
20-0098533 | Environmental/External | Fire, Forest/Grass | Conductor, Overhead | Normal | 2020 | Tier 3 - Extreme | Distribution Circuit | 8 | 19 | 2020-08-19 | 1078213 | Sus | Y | EnvironmentalExternal¦FireForestGrass¦ConductorOverhead¦Normal
20-0099806 | Environmental/External | Fire, Forest/Grass | Conductor, Overhead | Burned/flashed | 2020 | Tier 3 - Extreme | Distribution Circuit | 9 | 7 | 2020-09-07 | 1086102 | Sus | Y | EnvironmentalExternal¦FireForestGrass¦ConductorOverhead¦Burnedflashed
20-0104731 | Equipment Failure/Involved | Overhead | Jumper | Burned Open | 2020 | Tier 2 - Elevated | Distribution Circuit | 10 | 3 | 2020-10-03 | 1108793 | Sus | Y | EquipmentFailureInvolved¦Overhead¦Jumper¦BurnedOpen
20-0113003 | Animal | Bird found | Conductor, Overhead | Normal | 2020 | Tier 2 - Elevated | Distribution Circuit | 10 | 25 | 2020-10-25 | 1124868 | Sus | Y | Animal¦Birdfound¦ConductorOverhead¦Normal
20-0113155 | Wildfire Mitigation | Public Safety Power Shut-off | Conductor, Overhead | Normal | 2020 | Tier 2 - Elevated | Distribution Circuit | 10 | 25 | 2020-10-25 | 1126247 | Sus | Y | WildfireMitigation¦PublicSafetyPowerShutoff¦ConductorOverhead¦Normal
20-0118102 | Equipment Failure/Involved | Overhead | Lightning Arrestor | Failed/Faulted | 2020 | Tier 2 - Elevated | Distribution Circuit | 11 | 6 | 2020-11-06 | 1137991 | Sus | Y | EquipmentFailureInvolved¦Overhead¦LightningArrestor¦FailedFaulted
20-0122448 | Equipment Failure/Involved | Overhead | Transformer (OH) | Failed/Faulted | 2020 | Tier 2 - Elevated | Transformer only | 11 | 18 | 2020-11-18 | 1148375 | Sus | Y | EquipmentFailureInvolved¦Overhead¦Transformer(OH)¦FailedFaulted
20-0123716 | Equipment Failure/Involved | Overhead | Transformer (OH) | Broken | 2020 | Tier 3 - Extreme | Transformer only | 11 | 21 | 2020-11-21 | 1150519 | Sus | Y | EquipmentFailureInvolved¦Overhead¦Transformer(OH)¦Broken
20-0128390 | Vegetation | Tree - fell into line | Conductor, Overhead | Broken, wire on ground | 2020 | Tier 3 - Extreme | Distribution Circuit | 12 | 7 | 2020-12-07 | 1167368 | Sus | N | Vegetation¦Treefellintoline¦ConductorOverhead¦Brokenwireonground
20-0131268 | Animal | Bird found | Conductor, Overhead | Normal | 2020 | Tier 2 - Elevated | Distribution Circuit | 12 | 20 | 2020-12-20 | 1195915 | Sus | N | Animal¦Birdfound¦ConductorOverhead¦Normal
20-0132137 | Equipment Failure/Involved | Underground | Bus | Deteriorated | 2020 | Tier 2 - Elevated | Transformer only | 12 | 29 | 2020-12-29 | 1200449 | Sus | N | EquipmentFailureInvolved¦Underground¦Bus¦Deteriorated
20-0132271 | Unknown Cause | Patrol - found nothing |  |  | 2020 | Tier 3 - Extreme | Distribution Circuit | 12 | 30 | 2020-12-30 | 1201318 | Sus | N | UnknownCause¦Patrolfoundnothing¦¦
21-0006507 | Unknown Cause | Patrol - found nothing |  |  | 2021 | Tier 2 - Elevated | Distribution Circuit | 1 | 8 | 2021-01-08 | 1206571 | Sus | N | UnknownCause¦Patrolfoundnothing¦¦
21-0009548 | Vegetation | Tree - fell into line | Conductor, Overhead | Together | 2021 | Tier 2 - Elevated | Distribution Circuit | 1 | 17 | 2021-01-17 | 1211974 | Sus | N | Vegetation¦Treefellintoline¦ConductorOverhead¦Together
21-0010677 | Unknown Cause | Patrol - found nothing |  |  | 2021 | Tier 2 - Elevated | Distribution Circuit | 1 | 19 | 2021-01-19 | 1215785 | Sus | N | UnknownCause¦Patrolfoundnothing¦¦
21-0012261 | Vegetation | Tree - fell into line | Conductor, Overhead | Broken, wire on ground | 2021 | Tier 3 - Extreme | Distribution Circuit | 1 | 18 | 2021-01-18 | 1220174 | Sus | N | Vegetation¦Treefellintoline¦ConductorOverhead¦Brokenwireonground
21-0012263 | Vegetation | Tree - fell into line | Conductor, Overhead | Broken, wire on ground | 2021 | Tier 3 - Extreme | Distribution Circuit | 1 | 19 | 2021-01-19 | 1220180 | Sus | N | Vegetation¦Treefellintoline¦ConductorOverhead¦Brokenwireonground
21-0013832 | Equipment Failure/Involved | Overhead | Jumper | Broken | 2021 | Tier 2 - Elevated | Distribution Circuit | 1 | 25 | 2021-01-25 | 1223615 | Sus | N | EquipmentFailureInvolved¦Overhead¦Jumper¦Broken
21-0014232 | Unknown Cause | Patrol - found nothing |  |  | 2021 | Tier 2 - Elevated | Distribution Circuit | 1 | 25 | 2021-01-25 | 1225013 | Sus | N | UnknownCause¦Patrolfoundnothing¦¦
21-0014934 | Equipment Failure/Involved | Overhead | Transformer | Broken | 2021 | Tier 2 - Elevated | Transformer only | 1 | 26 | 2021-01-26 | 1227056 | Sus | N | EquipmentFailureInvolved¦Overhead¦Transformer¦Broken
21-0017045 | Vegetation | Tree - fell into line | Pole-Wood | Broken, wire on ground | 2021 | Tier 3 - Extreme | Distribution Circuit | 1 | 27 | 2021-01-27 | 1238231 | Sus | N | Vegetation¦Treefellintoline¦PoleWood¦Brokenwireonground
21-0019163 | 3rd Party | Vehicle | Pole-Wood | Broken | 2021 | Tier 3 - Extreme | Distribution Circuit | 1 | 30 | 2021-01-30 | 1242715 | Sus | N | 3rdParty¦Vehicle¦PoleWood¦Broken
21-0019201 | Vegetation | Tree - fell into line | Conductor, Overhead | Broken, wire on ground | 2021 | Tier 2 - Elevated | Distribution Circuit | 1 | 26 | 2021-01-26 | 1242868 | Sus | N | Vegetation¦Treefellintoline¦ConductorOverhead¦Brokenwireonground
21-0024897 | Equipment Failure/Involved | Overhead | Secondary | Deteriorated | 2021 | Tier 3 - Extreme | Transformer only | 2 | 12 | 2021-02-12 | 1253605 | Sus | N | EquipmentFailureInvolved¦Overhead¦Secondary¦Deteriorated
21-0041950 | Unknown Cause | Patrol - found nothing |  |  | 2021 | Tier 3 - Extreme | Distribution Circuit | 3 | 28 | 2021-03-28 | 1302049 | Sus | N | UnknownCause¦Patrolfoundnothing¦¦
21-0050079 | 3rd Party | Vehicle | Conductor, Overhead | Broken, wire on ground | 2021 | Tier 2 - Elevated | Distribution Circuit | 4 | 18 | 2021-04-18 | 1322196 | Sus | N | 3rdParty¦Vehicle¦ConductorOverhead¦Brokenwireonground
21-0058949 | Equipment Failure/Involved | Overhead | Connector or Splice (OH) | Broken | 2021 | Tier 3 - Extreme | Distribution Circuit | 5 | 8 | 2021-05-08 | 1344240 | Sus | Y | EquipmentFailureInvolved¦Overhead¦ConnectororSplice(OH)¦Broken
21-0061294 | Equipment Failure/Involved | Overhead | Pole-Wood | Broken | 2021 | Tier 2 - Elevated | Distribution Circuit | 5 | 14 | 2021-05-14 | 1348713 | Sus | Y | EquipmentFailureInvolved¦Overhead¦PoleWood¦Broken
21-0062681 | Vegetation | Tree - branch fell on line | Conductor, Overhead | Normal | 2021 | Tier 3 - Extreme | Transformer only | 5 | 18 | 2021-05-18 | 1352234 | Sus | Y | Vegetation¦Treebranchfellonline¦ConductorOverhead¦Normal
21-0065365 | Unknown Cause | Patrol - found nothing |  |  | 2021 | Tier 3 - Extreme | Transformer only | 5 | 24 | 2021-05-24 | 1357670 | Sus | Y | UnknownCause¦Patrolfoundnothing¦¦
21-0067664 | Equipment Failure/Involved | Overhead |  | Failed/Faulted | 2021 | Tier 2 - Elevated | Transformer only | 5 | 29 | 2021-05-29 | 1361072 | Sus | Y | EquipmentFailureInvolved¦Overhead¦¦FailedFaulted
21-0070752 | Unknown Cause | Patrol - found nothing |  |  | 2021 | Tier 2 - Elevated | Distribution Circuit | 6 | 7 | 2021-06-07 | 1367248 | Sus | Y | UnknownCause¦Patrolfoundnothing¦¦
21-0070949 | Vegetation | Tree - grew into line | Conductor, Overhead | Normal | 2021 | Tier 3 - Extreme | Transformer only | 6 | 7 | 2021-06-07 | 1367671 | Sus | Y | Vegetation¦Treegrewintoline¦ConductorOverhead¦Normal
21-0077295 | Animal | Other | Conductor, Overhead | Normal | 2021 | Tier 2 - Elevated | Distribution Circuit | 6 | 22 | 2021-06-22 | 1381778 | Sus | Y | Animal¦Other¦ConductorOverhead¦Normal
21-0079686 | Unknown Cause | Patrol - not conducted |  |  | 2021 | Tier 3 - Extreme | Distribution Circuit | 6 | 24 | 2021-06-24 | 1384467 | Sus | Y | UnknownCause¦Patrolnotconducted¦¦
21-0087255 | Equipment Failure/Involved | Electrical Overload | Fuse | Burned Open | 2021 | Tier 2 - Elevated | Distribution Circuit | 7 | 9 | 2021-07-09 | 1396383 | Sus | Y | EquipmentFailureInvolved¦ElectricalOverload¦Fuse¦BurnedOpen
21-0093098 | Vegetation | Tree - fell into line | Conductor, Overhead | Normal | 2021 | Tier 2 - Elevated | Distribution Circuit | 7 | 21 | 2021-07-21 | 1410375 | Sus | Y | Vegetation¦Treefellintoline¦ConductorOverhead¦Normal
21-0098268 | Unknown Cause | Patrol - found nothing |  |  | 2021 | Tier 3 - Extreme | Distribution Circuit | 8 | 1 | 2021-08-01 | 1428287 | Sus | Y | UnknownCause¦Patrolfoundnothing¦¦
21-0101426 | Equipment Failure/Involved | Overhead | Secondary | Broken | 2021 | Tier 3 - Extreme | Transformer only | 8 | 7 | 2021-08-07 | 1436315 | Sus | Y | EquipmentFailureInvolved¦Overhead¦Secondary¦Broken
21-0103348 | Equipment Failure/Involved | Overhead | Transformer (OH) | Failed/Faulted | 2021 | Tier 3 - Extreme | Transformer only | 8 | 11 | 2021-08-11 | 1440518 | Sus | Y | EquipmentFailureInvolved¦Overhead¦Transformer(OH)¦FailedFaulted
21-0114461 | Unknown Cause | Patrol - found nothing |  |  | 2021 | Tier 2 - Elevated | Transformer only | 9 | 7 | 2021-09-07 | 1464105 | Sus | Y | UnknownCause¦Patrolfoundnothing¦¦
21-0115596 | Equipment Failure/Involved | Overhead | PGs, Kearneys | Broken | 2021 | Tier 2 - Elevated | Transformer only | 9 | 9 | 2021-09-09 | 1466311 | Sus | Y | EquipmentFailureInvolved¦Overhead¦PGsKearneys¦Broken
21-0122182 | Company Initiated | Personnel, company | Transformer | Normal | 2021 | Tier 3 - Extreme | Transformer only | 9 | 24 | 2021-09-24 | 1479703 | Sus | Y | CompanyInitiated¦Personnelcompany¦Transformer¦Normal
21-0123792 | 3rd Party | Vehicle | Pole-Wood | Broken, wire on object | 2021 | Tier 2 - Elevated | Distribution Circuit | 9 | 29 | 2021-09-29 | 1483334 | Sus | Y | 3rdParty¦Vehicle¦PoleWood¦Brokenwireonobject
21-0124829 | Unknown Cause | Patrol - found nothing |  |  | 2021 | Tier 2 - Elevated | Distribution Circuit | 10 | 1 | 2021-10-01 | 1484834 | Sus | Y | UnknownCause¦Patrolfoundnothing¦¦
21-0133354 | Vegetation | Tree - fell into line | Conductor, Overhead | Broken, wire on ground | 2021 | Tier 2 - Elevated | Distribution Circuit | 10 | 19 | 2021-10-19 | 1502381 | Sus | Y | Vegetation¦Treefellintoline¦ConductorOverhead¦Brokenwireonground
21-0139301 | Equipment Failure/Involved | Overhead | Transformer (OH) | Failed/Faulted | 2021 | Tier 3 - Extreme | Transformer only | 10 | 28 | 2021-10-28 | 1524107 | Sus | Y | EquipmentFailureInvolved¦Overhead¦Transformer(OH)¦FailedFaulted
21-0140120 | Equipment Failure/Involved | Overhead | Conductor, Overhead | Broken, wire on ground | 2021 | Tier 2 - Elevated | Distribution Circuit | 10 | 29 | 2021-10-29 | 1525585 | Sus | Y | EquipmentFailureInvolved¦Overhead¦ConductorOverhead¦Brokenwireonground
21-0144167 | Equipment Failure/Involved | Overhead | Connector or Splice (OH) | Burned/flashed | 2021 | Tier 2 - Elevated | Transformer only | 11 | 9 | 2021-11-09 | 1538962 | Sus | Y | EquipmentFailureInvolved¦Overhead¦ConnectororSplice(OH)¦Burnedflashed
21-0153095 | 3rd Party | Tree - cutting, 3rd party | Connector or Splice (OH) | Broken, wire on ground | 2021 | Tier 2 - Elevated | Distribution Circuit | 11 | 30 | 2021-11-30 | 1556471 | Sus | Y | 3rdParty¦Treecutting3rdparty¦ConnectororSplice(OH)¦Brokenwireonground
21-0156942 | Equipment Failure/Involved | Overhead | Jumper | Burned Open | 2021 | Tier 2 - Elevated | Distribution Circuit | 12 | 13 | 2021-12-13 | 1565808 | Sus | N | EquipmentFailureInvolved¦Overhead¦Jumper¦BurnedOpen
21-0157179 | Equipment Failure/Involved | Overhead | Transformer (OH) | Broken | 2021 | Tier 2 - Elevated | Distribution Circuit | 12 | 13 | 2021-12-13 | 1566995 | Sus | N | EquipmentFailureInvolved¦Overhead¦Transformer(OH)¦Broken
21-0157214 | Unknown Cause | Patrol - found nothing |  |  | 2021 | Tier 3 - Extreme | Distribution Circuit | 12 | 13 | 2021-12-13 | 1566655 | Sus | N | UnknownCause¦Patrolfoundnothing¦¦
21-0158865 | Equipment Failure/Involved | Overhead | Recloser | Malfunctioning | 2021 | Tier 3 - Extreme | Distribution Circuit | 12 | 16 | 2021-12-16 | 1574633 | Sus | N | EquipmentFailureInvolved¦Overhead¦Recloser¦Malfunctioning
21-0161423 | Environmental/External | Ice or snow | Crossarm, Wood | Broken, wire on ground | 2021 | Tier 3 - Extreme | Distribution Circuit | 12 | 27 | 2021-12-27 | 1584673 | Sus | N | EnvironmentalExternal¦Iceorsnow¦CrossarmWood¦Brokenwireonground
21-0161781 | Vegetation | Tree - fell into line | Conductor, Overhead | Broken, wire on ground | 2021 | Tier 2 - Elevated | Distribution Circuit | 12 | 27 | 2021-12-27 | 1589683 | Sus | N | Vegetation¦Treefellintoline¦ConductorOverhead¦Brokenwireonground
21-0161944 | Environmental/External | Ice or snow | Fuse | Burned Open | 2021 | Tier 3 - Extreme | Distribution Circuit | 12 | 30 | 2021-12-30 | 1589528 | Sus | N | EnvironmentalExternal¦Iceorsnow¦Fuse¦BurnedOpen
21-0162024 | Vegetation | Tree - fell into line | Conductor, Overhead | Broken, wire on ground | 2021 | Tier 2 - Elevated | Distribution Circuit | 12 | 27 | 2021-12-27 | 1590905 | Sus | N | Vegetation¦Treefellintoline¦ConductorOverhead¦Brokenwireonground
21-0162056 | Vegetation | Tree - fell into line | Pole-Wood | Broken, wire on ground | 2021 | Tier 2 - Elevated | Distribution Circuit | 12 | 27 | 2021-12-27 | 1591036 | Sus | N | Vegetation¦Treefellintoline¦PoleWood¦Brokenwireonground
22-0005022 | Vegetation | Tree - branch fell on line | Conductor, Overhead | Together | 2021 | Tier 3 - Extreme | Distribution Circuit | 12 | 29 | 2021-12-29 | 1587818 | Sus | N | Vegetation¦Treebranchfellonline¦ConductorOverhead¦Together
22-0005557 | Vegetation | Tree - fell into line | Conductor, Overhead | Broken | 2021 | Tier 3 - Extreme | Distribution Circuit | 12 | 27 | 2021-12-27 | 1593768 | Sus | N | Vegetation¦Treefellintoline¦ConductorOverhead¦Broken
22-0007762 | Vegetation | Tree - fell into line | Conductor, Overhead | Broken, wire on ground | 2021 | Tier 2 - Elevated | Distribution Circuit | 12 | 27 | 2021-12-27 | 1598679 | Sus | N | Vegetation¦Treefellintoline¦ConductorOverhead¦Brokenwireonground
22-0011360 | Equipment Failure/Involved | Overhead | Transformer | Failed/Faulted | 2022 | Tier 2 - Elevated | Transformer only | 1 | 19 | 2022-01-19 | 1605166 | Sus | N | EquipmentFailureInvolved¦Overhead¦Transformer¦FailedFaulted
22-0019998 | Equipment Failure/Involved | Overhead | Transformer (OH) | Broken | 2022 | Tier 2 - Elevated | Transformer only | 2 | 8 | 2022-02-08 | 1623127 | Sus | N | EquipmentFailureInvolved¦Overhead¦Transformer(OH)¦Broken
22-0031061 | Equipment Failure/Involved | Overhead | Crossarm, Wood | Broken | 2022 | Tier 3 - Extreme | Transformer only | 3 | 8 | 2022-03-08 | 1644586 | Sus | N | EquipmentFailureInvolved¦Overhead¦CrossarmWood¦Broken
22-0042889 | Vegetation | Tree - cutting, PG&E contractor | Conductor, Overhead | Normal | 2022 | Tier 3 - Extreme | Distribution Circuit | 4 | 5 | 2022-04-05 | 1663418 | Sus | N | Vegetation¦TreecuttingPG&Econtractor¦ConductorOverhead¦Normal
22-0044795 | Unknown Cause | Patrol - found nothing |  |  | 2022 | Tier 2 - Elevated | Transformer only | 4 | 9 | 2022-04-09 | 1666487 | Sus | N | UnknownCause¦Patrolfoundnothing¦¦
22-0051703 | Vegetation | Tree - branch fell on line | Conductor, Overhead | Together | 2022 | Tier 3 - Extreme | Distribution Circuit | 4 | 19 | 2022-04-19 | 1676678 | Sus | N | Vegetation¦Treebranchfellonline¦ConductorOverhead¦Together
22-0052225 | Vegetation | Tree - grew into line | Conductor, Overhead | Normal | 2022 | Tier 3 - Extreme | Distribution Circuit | 4 | 20 | 2022-04-20 | 1677672 | Sus | N | Vegetation¦Treegrewintoline¦ConductorOverhead¦Normal
22-0053688 | Unknown Cause | Patrol - found nothing |  |  | 2022 | Tier 2 - Elevated | Distribution Circuit | 4 | 23 | 2022-04-23 | 1680023 | Sus | N | UnknownCause¦Patrolfoundnothing¦¦
22-0057849 | Equipment Failure/Involved | Overhead | Crossarm, Wood | Broken | 2022 | Tier 2 - Elevated | Transformer only | 5 | 4 | 2022-05-04 | 1688285 | Sus | Y | EquipmentFailureInvolved¦Overhead¦CrossarmWood¦Broken
22-0064329 | Equipment Failure/Involved | Overhead | Insulator | Broken | 2022 | Tier 2 - Elevated | Distribution Circuit | 5 | 20 | 2022-05-20 | 1705437 | Sus | Y | EquipmentFailureInvolved¦Overhead¦Insulator¦Broken
22-0064596 | Unknown Cause | Patrol - found nothing |  |  | 2022 | Tier 2 - Elevated | Distribution Circuit | 5 | 20 | 2022-05-20 | 1706091 | Sus | Y | UnknownCause¦Patrolfoundnothing¦¦
22-0073286 | Equipment Failure/Involved | Overhead | Conductor, Overhead | Deteriorated | 2022 | Tier 3 - Extreme | Distribution Circuit | 6 | 11 | 2022-06-11 | 1728819 | Sus | Y | EquipmentFailureInvolved¦Overhead¦ConductorOverhead¦Deteriorated
22-0073904 | Equipment Failure/Involved | Overhead | Transformer (OH) | Failed/Faulted | 2022 | Tier 2 - Elevated | Transformer only | 6 | 13 | 2022-06-13 | 1730626 | Sus | Y | EquipmentFailureInvolved¦Overhead¦Transformer(OH)¦FailedFaulted
22-0074938 | Animal | Bird found | Cutout, fuse holder | Normal | 2022 | Tier 3 - Extreme | Distribution Circuit | 6 | 16 | 2022-06-16 | 1732811 | Sus | Y | Animal¦Birdfound¦Cutoutfuseholder¦Normal
22-0079186 | Unknown Cause | Patrol - found nothing |  |  | 2022 | Tier 2 - Elevated | Distribution Circuit | 6 | 27 | 2022-06-27 | 1743605 | Sus | Y | UnknownCause¦Patrolfoundnothing¦¦
22-0079289 | Equipment Failure/Involved | Overhead | Transformer | Failed/Faulted | 2022 | Tier 3 - Extreme | Transformer only | 6 | 28 | 2022-06-28 | 1743969 | Sus | Y | EquipmentFailureInvolved¦Overhead¦Transformer¦FailedFaulted
22-0082063 | Equipment Failure/Involved | Overhead | Cutout, fuse holder | Broken | 2022 | Tier 3 - Extreme | Transformer only | 7 | 5 | 2022-07-05 | 1749559 | Sus | Y | EquipmentFailureInvolved¦Overhead¦Cutoutfuseholder¦Broken
22-0086673 | Equipment Failure/Involved | Overhead | Transformer (OH) | Broken | 2022 | Tier 2 - Elevated | Transformer only | 7 | 18 | 2022-07-18 | 1759413 | Sus | Y | EquipmentFailureInvolved¦Overhead¦Transformer(OH)¦Broken
22-0094695 | Unknown Cause | Patrol - found nothing |  |  | 2022 | Tier 2 - Elevated | Transformer only | 8 | 7 | 2022-08-07 | 1775228 | Sus | Y | UnknownCause¦Patrolfoundnothing¦¦
22-0097197 | Equipment Failure/Involved | Overhead | Secondary | Broken | 2022 | Tier 2 - Elevated | Transformer only | 8 | 13 | 2022-08-13 | 1780184 | Sus | Y | EquipmentFailureInvolved¦Overhead¦Secondary¦Broken
22-0099662 | Vegetation | Tree - fell into line | Conductor, Overhead | Normal | 2022 | Tier 2 - Elevated | Distribution Circuit | 8 | 19 | 2022-08-19 | 1785060 | Sus | Y | Vegetation¦Treefellintoline¦ConductorOverhead¦Normal
22-0105658 | Equipment Failure/Involved | Overhead | Transformer (OH) | Burned/flashed | 2022 | Tier 2 - Elevated | Distribution Circuit | 9 | 4 | 2022-09-04 | 1798805 | Sus | Y | EquipmentFailureInvolved¦Overhead¦Transformer(OH)¦Burnedflashed
22-0108808 | 3rd Party | Vehicle | Pole-Wood | Broken | 2022 | Tier 2 - Elevated | Distribution Circuit | 9 | 10 | 2022-09-10 | 1807812 | Sus | Y | 3rdParty¦Vehicle¦PoleWood¦Broken
22-0112432 | Unknown Cause | Patrol - found nothing | Conductor, Overhead | Normal | 2022 | Tier 2 - Elevated | Distribution Circuit | 9 | 19 | 2022-09-19 | 1817023 | Sus | Y | UnknownCause¦Patrolfoundnothing¦ConductorOverhead¦Normal
22-0113696 | Unknown Cause | Patrol - found nothing |  |  | 2022 | Tier 3 - Extreme | Distribution Circuit | 9 | 22 | 2022-09-22 | 1819203 | Sus | Y | UnknownCause¦Patrolfoundnothing¦¦
22-0115635 | Equipment Failure/Involved | Overhead | Transformer (OH) | Broken | 2022 | Tier 2 - Elevated | Distribution Circuit | 9 | 28 | 2022-09-28 | 1823139 | Sus | Y | EquipmentFailureInvolved¦Overhead¦Transformer(OH)¦Broken
22-0121812 | Equipment Failure/Involved | Overhead | Pole-Wood | Broken | 2022 | Tier 2 - Elevated | Distribution Circuit | 10 | 15 | 2022-10-15 | 1838038 | Sus | Y | EquipmentFailureInvolved¦Overhead¦PoleWood¦Broken
22-0123755 | Vegetation | Tree - palm frond fell into line | Conductor, Overhead | Normal | 2022 | Tier 2 - Elevated | Distribution Circuit | 10 | 22 | 2022-10-22 | 1842461 | Sus | Y | Vegetation¦Treepalmfrondfellintoline¦ConductorOverhead¦Normal
22-0124010 | Equipment Failure/Involved | Overhead | Pole-Wood | Deteriorated | 2022 | Tier 3 - Extreme | Distribution Circuit | 10 | 23 | 2022-10-23 | 1843318 | Sus | Y | EquipmentFailureInvolved¦Overhead¦PoleWood¦Deteriorated
22-0124351 | Vegetation | Tree - fell into line | Conductor, Overhead | Broken, wire on ground | 2022 | Tier 3 - Extreme | Distribution Circuit | 10 | 24 | 2022-10-24 | 1844467 | Sus | Y | Vegetation¦Treefellintoline¦ConductorOverhead¦Brokenwireonground
22-0129259 | Equipment Failure/Involved | Overhead | Transformer | Failed/Faulted | 2022 | Tier 2 - Elevated | Transformer only | 11 | 8 | 2022-11-08 | 1858120 | Sus | Y | EquipmentFailureInvolved¦Overhead¦Transformer¦FailedFaulted
22-0129331 | Vegetation | Tree - fell into line | Conductor, Overhead | Broken, wire on ground | 2022 | Tier 3 - Extreme | Distribution Circuit | 11 | 8 | 2022-11-08 | 1858347 | Sus | Y | Vegetation¦Treefellintoline¦ConductorOverhead¦Brokenwireonground
22-0132923 | Animal | Squirrel | Secondary | Burned Open | 2022 | Tier 3 - Extreme | Distribution Circuit | 11 | 20 | 2022-11-20 | 1866402 | Sus | Y | Animal¦Squirrel¦Secondary¦BurnedOpen
22-0135844 | Equipment Failure/Involved | Overhead | Transformer (OH) | Failed/Faulted | 2022 | Tier 2 - Elevated | Transformer only | 12 | 2 | 2022-12-02 | 1873808 | Sus | N | EquipmentFailureInvolved¦Overhead¦Transformer(OH)¦FailedFaulted
22-0136442 | Vegetation | Tree - fell into line | Conductor, Overhead | Normal | 2022 | Tier 2 - Elevated | Distribution Circuit | 12 | 4 | 2022-12-04 | 1875773 | Sus | N | Vegetation¦Treefellintoline¦ConductorOverhead¦Normal
22-0138824 | Equipment Failure/Involved | Overhead | Transformer | Failed/Faulted | 2022 | Tier 3 - Extreme | Transformer only | 12 | 11 | 2022-12-11 | 1885149 | Sus | N | EquipmentFailureInvolved¦Overhead¦Transformer¦FailedFaulted
22-0138947 | Unknown Cause | Patrol - found nothing |  |  | 2022 | Tier 3 - Extreme | Distribution Circuit | 12 | 10 | 2022-12-10 | 1882863 | Sus | N | UnknownCause¦Patrolfoundnothing¦¦
22-0139305 | Equipment Failure/Involved | Overhead | Insulator | Broken | 2022 | Tier 2 - Elevated | Distribution Circuit | 12 | 12 | 2022-12-12 | 1887445 | Sus | N | EquipmentFailureInvolved¦Overhead¦Insulator¦Broken
22-0139341 | Unknown Cause | Patrol - found nothing |  |  | 2022 | Tier 3 - Extreme | Distribution Circuit | 12 | 11 | 2022-12-11 | 1886294 | Sus | N | UnknownCause¦Patrolfoundnothing¦¦
22-0139348 | Environmental/External | Ice or snow | Transformer | Broken | 2022 | Tier 3 - Extreme | Transformer only | 12 | 11 | 2022-12-11 | 1886219 | Sus | N | EnvironmentalExternal¦Iceorsnow¦Transformer¦Broken
22-0139562 | Equipment Failure/Involved | Overhead | Insulator | Broken, wire on ground | 2022 | Zone 1 - HHZ | Distribution Circuit | 12 | 13 | 2022-12-13 | 1888564 | Sus | N | EquipmentFailureInvolved¦Overhead¦Insulator¦Brokenwireonground
22-0141961 | Unknown Cause | Patrol - found nothing |  |  | 2022 | Tier 2 - Elevated | Distribution Circuit | 12 | 28 | 2022-12-28 | 1900446 | Sus | N | UnknownCause¦Patrolfoundnothing¦¦
22-0142232 | Vegetation | Tree - branch fell on line | Conductor, Overhead | Normal | 2022 | Tier 3 - Extreme | Distribution Circuit | 12 | 30 | 2022-12-30 | 1902114 | Sus | N | Vegetation¦Treebranchfellonline¦ConductorOverhead¦Normal
22-0142703 | Vegetation | Tree - fell into line | Conductor, Overhead | Broken, wire on ground | 2022 | Tier 3 - Extreme | Distribution Circuit | 12 | 31 | 2022-12-31 | 1904676 | Sus | N | Vegetation¦Treefellintoline¦ConductorOverhead¦Brokenwireonground
15-0004386 | Equipment Failure/Involved | Other | Elbow | Malfunctioning | 2015 | Tier 2 - Elevated | Distribution Circuit | 1 | 13 | 2015-01-13 | 1163320 | Sus | N | EquipmentFailureInvolved¦Other¦Elbow¦Malfunctioning
15-0010470 | Equipment Failure/Involved | Other | Transformer | Malfunctioning | 2015 | Tier 3 - Extreme | Transformer only | 2 | 6 | 2015-02-06 | 1176021 | Sus | N | EquipmentFailureInvolved¦Other¦Transformer¦Malfunctioning
15-0011162 | Vegetation | Tree - fell into line | Pole-Wood | Broken | 2015 | Tier 3 - Extreme | Distribution Circuit | 2 | 6 | 2015-02-06 | 1175383 | Sus | N | Vegetation¦Treefellintoline¦PoleWood¦Broken
15-0013305 | Equipment Failure/Involved | Other | Transformer | Malfunctioning | 2015 | Tier 2 - Elevated | Transformer only | 2 | 13 | 2015-02-13 | 1189970 | Sus | N | EquipmentFailureInvolved¦Other¦Transformer¦Malfunctioning
15-0015038 | Vegetation | Tree - fell into line | Conductor, Overhead | Broken, wire on ground | 2015 | Tier 2 - Elevated | Distribution Circuit | 2 | 23 | 2015-02-23 | 1194438 | Sus | N | Vegetation¦Treefellintoline¦ConductorOverhead¦Brokenwireonground
15-0022792 | Equipment Failure/Involved | Other | Transformer | Malfunctioning | 2015 | Tier 2 - Elevated | Transformer only | 3 | 29 | 2015-03-29 | 1209399 | Sus | N | EquipmentFailureInvolved¦Other¦Transformer¦Malfunctioning
15-0034279 | Environmental/External | Lightning | Transformer (OH) | Failed/Faulted | 2015 | Tier 2 - Elevated | Transformer only | 5 | 14 | 2015-05-14 | 1234601 | Sus | Y | EnvironmentalExternal¦Lightning¦Transformer(OH)¦FailedFaulted
15-0034398 | 3rd Party | Vehicle | Pole-Wood | Broken | 2015 | Tier 2 - Elevated | Distribution Circuit | 5 | 15 | 2015-05-15 | 1235067 | Sus | Y | 3rdParty¦Vehicle¦PoleWood¦Broken
15-0034566 | Company Initiated | Personnel, company | Conductor, Overhead | Normal | 2015 | Tier 2 - Elevated | Distribution Circuit | 5 | 15 | 2015-05-15 | 1235447 | Sus | Y | CompanyInitiated¦Personnelcompany¦ConductorOverhead¦Normal
15-0040951 | Unknown Cause | Patrol - found nothing |  |  | 2015 | Tier 2 - Elevated | Distribution Circuit | 6 | 14 | 2015-06-14 | 1250843 | Sus | Y | UnknownCause¦Patrolfoundnothing¦¦
15-0041329 | Unknown Cause | Patrol - found nothing |  |  | 2015 | Tier 3 - Extreme | Distribution Circuit | 6 | 16 | 2015-06-16 | 1251552 | Sus | Y | UnknownCause¦Patrolfoundnothing¦¦
15-0041475 | Unknown Cause | Patrol - found nothing |  |  | 2015 | Tier 3 - Extreme | Distribution Circuit | 6 | 16 | 2015-06-16 | 1251910 | Sus | Y | UnknownCause¦Patrolfoundnothing¦¦
15-0045759 | Equipment Failure/Involved | Underground | Transformer (UG) | Leaking | 2015 | Tier 2 - Elevated | Distribution Circuit | 7 | 6 | 2015-07-06 | 1263683 | Sus | Y | EquipmentFailureInvolved¦Underground¦Transformer(UG)¦Leaking
15-0048728 | Environmental/External | Lightning | Transformer | Failed/Faulted | 2015 | Tier 2 - Elevated | Distribution Circuit | 7 | 19 | 2015-07-19 | 1272153 | Sus | Y | EnvironmentalExternal¦Lightning¦Transformer¦FailedFaulted
15-0061132 | Equipment Failure/Involved | Overhead | Secondary | Broken | 2015 | Tier 2 - Elevated | Transformer only | 9 | 14 | 2015-09-14 | 1305180 | Sus | Y | EquipmentFailureInvolved¦Overhead¦Secondary¦Broken
15-0061376 | Unknown Cause | Patrol - found nothing |  |  | 2015 | Tier 2 - Elevated | Distribution Circuit | 9 | 15 | 2015-09-15 | 1305908 | Sus | Y | UnknownCause¦Patrolfoundnothing¦¦
15-0062007 | Environmental/External | Fire, Forest/Grass | Pole-Wood | Burned/flashed | 2015 | Tier 2 - Elevated | Distribution Circuit | 9 | 12 | 2015-09-12 | 1307796 | Sus | Y | EnvironmentalExternal¦FireForestGrass¦PoleWood¦Burnedflashed
15-0062212 | Environmental/External | Fire, Forest/Grass | Pole-Wood | Burned/flashed | 2015 | Tier 2 - Elevated | Distribution Circuit | 9 | 10 | 2015-09-10 | 1308362 | Sus | Y | EnvironmentalExternal¦FireForestGrass¦PoleWood¦Burnedflashed
15-0062315 | Environmental/External | Fire, Forest/Grass | Pole-Wood | Burned/flashed | 2015 | Tier 3 - Extreme | Distribution Circuit | 9 | 10 | 2015-09-10 | 1308732 | Sus | Y | EnvironmentalExternal¦FireForestGrass¦PoleWood¦Burnedflashed
15-0067585 | Vegetation | Tree - fell into line | Conductor, Overhead | Normal | 2015 | Tier 2 - Elevated | Distribution Circuit | 10 | 3 | 2015-10-03 | 1315864 | Sus | Y | Vegetation¦Treefellintoline¦ConductorOverhead¦Normal
15-0070529 | Equipment Failure/Involved | Overhead | Transformer | Broken | 2015 | Tier 2 - Elevated | Transformer only | 10 | 15 | 2015-10-15 | 1322512 | Sus | Y | EquipmentFailureInvolved¦Overhead¦Transformer¦Broken
15-0071301 | Environmental/External | Lightning | Fuse | Failed/Faulted | 2015 | Tier 2 - Elevated | Distribution Circuit | 10 | 17 | 2015-10-17 | 1324111 | Sus | Y | EnvironmentalExternal¦Lightning¦Fuse¦FailedFaulted
15-0071478 | Animal | Squirrel | Fuse | Failed/Faulted | 2015 | Tier 2 - Elevated | Distribution Circuit | 10 | 18 | 2015-10-18 | 1324506 | Sus | Y | Animal¦Squirrel¦Fuse¦FailedFaulted
15-0073373 | Environmental/External | Lightning | Transformer | Failed/Faulted | 2015 | Tier 3 - Extreme | Transformer only | 10 | 26 | 2015-10-26 | 1329384 | Sus | Y | EnvironmentalExternal¦Lightning¦Transformer¦FailedFaulted
15-0084833 | Vegetation | Tree - fell into line | Conductor, Overhead | Broken, wire on ground | 2015 | Tier 2 - Elevated | Distribution Circuit | 12 | 13 | 2015-12-13 | 1360262 | Sus | N | Vegetation¦Treefellintoline¦ConductorOverhead¦Brokenwireonground
15-0086177 | Environmental/External | Lightning | Other | Failed/Faulted | 2015 | Tier 2 - Elevated | Transformer only | 12 | 19 | 2015-12-19 | 1366524 | Sus | N | EnvironmentalExternal¦Lightning¦Other¦FailedFaulted
15-0087736 | Unknown Cause | Patrol - found nothing |  |  | 2015 | Tier 2 - Elevated | Distribution Circuit | 12 | 29 | 2015-12-29 | 1373860 | Sus | N | UnknownCause¦Patrolfoundnothing¦¦
16-0009539 | Vegetation | Tree - fell into line | Conductor, Overhead | Broken, wire on ground | 2016 | Tier 3 - Extreme | Distribution Circuit | 1 | 31 | 2016-01-31 | 1395381 | Sus | N | Vegetation¦Treefellintoline¦ConductorOverhead¦Brokenwireonground
16-0009882 | 3rd Party | Gun Shot | Regulator | Leaking | 2016 | Tier 2 - Elevated | Distribution Circuit | 5 | 3 | 2016-05-03 | 1463893 | Sus | Y | 3rdParty¦GunShot¦Regulator¦Leaking
16-0016319 | Equipment Failure/Involved | Overhead | Booster | Burned/flashed | 2016 | Tier 3 - Extreme | Distribution Circuit | 2 | 29 | 2016-02-29 | 1413828 | Sus | N | EquipmentFailureInvolved¦Overhead¦Booster¦Burnedflashed
16-0018034 | Unknown Cause | Patrol - found nothing |  |  | 2016 | Tier 3 - Extreme | Distribution Circuit | 3 | 5 | 2016-03-05 | 1420336 | Sus | N | UnknownCause¦Patrolfoundnothing¦¦
16-0018227 | Vegetation | Tree - fell into line | Conductor, Overhead | Broken, wire on ground | 2016 | Tier 3 - Extreme | Distribution Circuit | 3 | 6 | 2016-03-06 | 1421061 | Sus | N | Vegetation¦Treefellintoline¦ConductorOverhead¦Brokenwireonground
16-0019049 | Vegetation | Tree - branch fell on line | Conductor, Overhead | Broken | 2016 | Tier 3 - Extreme | Distribution Circuit | 3 | 7 | 2016-03-07 | 1424476 | Sus | N | Vegetation¦Treebranchfellonline¦ConductorOverhead¦Broken
16-0021064 | Vegetation | Tree - fell into line | Conductor, Overhead | Broken, wire on ground | 2016 | Tier 2 - Elevated | Distribution Circuit | 3 | 13 | 2016-03-13 | 1430652 | Sus | N | Vegetation¦Treefellintoline¦ConductorOverhead¦Brokenwireonground
16-0022779 | Environmental/External | Lightning | Transformer (OH) | Failed/Faulted | 2016 | Tier 2 - Elevated | Transformer only | 3 | 20 | 2016-03-20 | 1434886 | Sus | N | EnvironmentalExternal¦Lightning¦Transformer(OH)¦FailedFaulted
16-0027180 | Unknown Cause | Patrol - found nothing |  |  | 2016 | Tier 2 - Elevated | Distribution Circuit | 4 | 8 | 2016-04-08 | 1446883 | Sus | N | UnknownCause¦Patrolfoundnothing¦¦
16-0028592 | Unknown Cause | Patrol - found nothing |  |  | 2016 | Tier 3 - Extreme | Distribution Circuit | 4 | 14 | 2016-04-14 | 1450664 | Sus | N | UnknownCause¦Patrolfoundnothing¦¦
16-0037505 | Environmental/External | Lightning | Fuse | Failed/Faulted | 2016 | Tier 2 - Elevated | Distribution Circuit | 5 | 20 | 2016-05-20 | 1473823 | Sus | Y | EnvironmentalExternal¦Lightning¦Fuse¦FailedFaulted
16-0038552 | Environmental/External | Lightning | Fuse | Failed/Faulted | 2016 | Tier 2 - Elevated | Transformer only | 5 | 25 | 2016-05-25 | 1477236 | Sus | Y | EnvironmentalExternal¦Lightning¦Fuse¦FailedFaulted
16-0039520 | Vegetation | Tree - fell into line | Fuse | Normal | 2016 | Tier 2 - Elevated | Distribution Circuit | 5 | 28 | 2016-05-28 | 1478549 | Sus | Y | Vegetation¦Treefellintoline¦Fuse¦Normal
16-0040902 | Equipment Failure/Involved | Overhead | Transformer | Failed/Faulted | 2016 | Tier 2 - Elevated | Transformer only | 6 | 3 | 2016-06-03 | 1482297 | Sus | Y | EquipmentFailureInvolved¦Overhead¦Transformer¦FailedFaulted
16-0050165 | Equipment Failure/Involved | Overhead | Transformer | Failed/Faulted | 2016 | Tier 2 - Elevated | Transformer only | 7 | 15 | 2016-07-15 | 1510446 | Sus | Y | EquipmentFailureInvolved¦Overhead¦Transformer¦FailedFaulted
16-0052658 | Equipment Failure/Involved | Overhead | Insulator | Broken | 2016 | Tier 3 - Extreme | Distribution Circuit | 7 | 26 | 2016-07-26 | 1516413 | Sus | Y | EquipmentFailureInvolved¦Overhead¦Insulator¦Broken
16-0053132 | Equipment Failure/Involved | Electrical Overload | Transformer | Leaking | 2016 | Tier 2 - Elevated | Transformer only | 7 | 27 | 2016-07-27 | 1517508 | Sus | Y | EquipmentFailureInvolved¦ElectricalOverload¦Transformer¦Leaking
16-0055515 | Unknown Cause | Patrol - found nothing |  |  | 2016 | Tier 2 - Elevated | Distribution Circuit | 8 | 6 | 2016-08-06 | 1522484 | Sus | Y | UnknownCause¦Patrolfoundnothing¦¦
16-0058677 | 3rd Party | Vehicle | Conductor, Overhead | Broken, wire on ground | 2016 | Tier 2 - Elevated | Distribution Circuit | 8 | 19 | 2016-08-19 | 1529181 | Sus | Y | 3rdParty¦Vehicle¦ConductorOverhead¦Brokenwireonground
16-0061577 | Unknown Cause | Patrol - found nothing |  |  | 2016 | Tier 2 - Elevated | Distribution Circuit | 9 | 1 | 2016-09-01 | 1535198 | Sus | Y | UnknownCause¦Patrolfoundnothing¦¦
16-0072526 | Vegetation | Tree - branch fell on line | Conductor, Overhead | Normal | 2016 | Tier 2 - Elevated | Distribution Circuit | 10 | 15 | 2016-10-15 | 1561187 | Sus | Y | Vegetation¦Treebranchfellonline¦ConductorOverhead¦Normal
16-0074675 | Unknown Cause | Patrol - not conducted |  |  | 2016 | Tier 3 - Extreme | Distribution Circuit | 10 | 21 | 2016-10-21 | 1567283 | Sus | Y | UnknownCause¦Patrolnotconducted¦¦
16-0077007 | Equipment Failure/Involved | Overhead | Pole-Wood | Broken | 2016 | Tier 2 - Elevated | Transformer only | 10 | 31 | 2016-10-31 | 1573914 | Sus | Y | EquipmentFailureInvolved¦Overhead¦PoleWood¦Broken
16-0077244 | Equipment Failure/Involved | Overhead | Transformer (OH) | Deteriorated | 2016 | Tier 2 - Elevated | Transformer only | 11 | 1 | 2016-11-01 | 1574439 | Sus | Y | EquipmentFailureInvolved¦Overhead¦Transformer(OH)¦Deteriorated
16-0082359 | Unknown Cause | Patrol - not conducted |  |  | 2016 | Tier 3 - Extreme | Distribution Circuit | 11 | 26 | 2016-11-26 | 1589346 | Sus | Y | UnknownCause¦Patrolnotconducted¦¦
16-0086622 | Animal | Squirrel | Fuse | Normal | 2016 | Tier 2 - Elevated | Distribution Circuit | 12 | 21 | 2016-12-21 | 1608416 | Sus | N | Animal¦Squirrel¦Fuse¦Normal
17-0003429 | Vegetation | Tree - fell into line | Conductor, Overhead | Broken, wire on ground | 2017 | Tier 3 - Extreme | Distribution Circuit | 1 | 4 | 2017-01-04 | 1617758 | Sus | N | Vegetation¦Treefellintoline¦ConductorOverhead¦Brokenwireonground
17-0003429 | Vegetation | Tree - fell into line | Conductor, Overhead | Broken, wire on ground | 2017 | Tier 3 - Extreme | Distribution Circuit | 1 | 4 | 2017-01-04 | 1617758 | Sus | N | Vegetation¦Treefellintoline¦ConductorOverhead¦Brokenwireonground
17-0004094 | Equipment Failure/Involved | Overhead | Conductor, Overhead | Broken, wire on ground | 2017 | Tier 2 - Elevated | Distribution Circuit | 1 | 5 | 2017-01-05 | 1619729 | Sus | N | EquipmentFailureInvolved¦Overhead¦ConductorOverhead¦Brokenwireonground
17-0005484 | Vegetation | Tree - branch fell on line | Conductor, Overhead | Broken, wire on ground | 2017 | Tier 3 - Extreme | Distribution Circuit | 1 | 8 | 2017-01-08 | 1626055 | Sus | N | Vegetation¦Treebranchfellonline¦ConductorOverhead¦Brokenwireonground
17-0007034 | Vegetation | Tree - fell into line | Pole-Wood | Broken, wire on ground | 2017 | Tier 3 - Extreme | Distribution Circuit | 1 | 10 | 2017-01-10 | 1636626 | Sus | N | Vegetation¦Treefellintoline¦PoleWood¦Brokenwireonground
17-0007784 | Vegetation | Tree - branch fell on line | Conductor, Overhead | Normal | 2017 | Tier 3 - Extreme | Distribution Circuit | 1 | 11 | 2017-01-11 | 1638685 | Sus | N | Vegetation¦Treebranchfellonline¦ConductorOverhead¦Normal
17-0009141 | Vegetation | Tree - branch fell on line | Fuse | Failed/Faulted | 2017 | Tier 3 - Extreme | Distribution Circuit | 1 | 14 | 2017-01-14 | 1643652 | Sus | N | Vegetation¦Treebranchfellonline¦Fuse¦FailedFaulted
17-0011172 | Vegetation | Tree - branch fell on line | Conductor, Overhead | Together | 2017 | Tier 2 - Elevated | Distribution Circuit | 1 | 20 | 2017-01-20 | 1652062 | Sus | N | Vegetation¦Treebranchfellonline¦ConductorOverhead¦Together
17-0012069 | Equipment Failure/Involved | Overhead | Insulator | Broken, wire on object | 2017 | Tier 3 - Extreme | Distribution Circuit | 1 | 21 | 2017-01-21 | 1655701 | Sus | N | EquipmentFailureInvolved¦Overhead¦Insulator¦Brokenwireonobject
17-0012071 | Vegetation | Tree - branch fell on line | Conductor, Overhead | Normal | 2017 | Tier 3 - Extreme | Distribution Circuit | 1 | 21 | 2017-01-21 | 1656711 | Sus | N | Vegetation¦Treebranchfellonline¦ConductorOverhead¦Normal
17-0012824 | Vegetation | Tree - fell into line | Conductor, Overhead | Broken, wire on ground | 2017 | Tier 2 - Elevated | Distribution Circuit | 1 | 22 | 2017-01-22 | 1659143 | Sus | N | Vegetation¦Treefellintoline¦ConductorOverhead¦Brokenwireonground
17-0013129 | Vegetation | Tree - fell into line | Conductor, Overhead | Broken, wire on ground | 2017 | Tier 3 - Extreme | Distribution Circuit | 1 | 20 | 2017-01-20 | 1655040 | Sus | N | Vegetation¦Treefellintoline¦ConductorOverhead¦Brokenwireonground
17-0017441 | Equipment Failure/Involved | Overhead | Transformer (OH) | Failed/Faulted | 2017 | Tier 2 - Elevated | Transformer only | 2 | 3 | 2017-02-03 | 1674400 | Sus | N | EquipmentFailureInvolved¦Overhead¦Transformer(OH)¦FailedFaulted
17-0018671 | Unknown Cause | Patrol - found nothing |  |  | 2017 | Tier 3 - Extreme | Distribution Circuit | 2 | 7 | 2017-02-07 | 1678501 | Sus | N | UnknownCause¦Patrolfoundnothing¦¦
17-0019132 | 3rd Party | Vehicle | Pole-Wood | Broken, wire on ground | 2017 | Tier 2 - Elevated | Distribution Circuit | 2 | 8 | 2017-02-08 | 1682330 | Sus | N | 3rdParty¦Vehicle¦PoleWood¦Brokenwireonground
17-0020324 | Vegetation | Tree - fell into line | Conductor, Overhead | Together | 2017 | Tier 3 - Extreme | Distribution Circuit | 2 | 10 | 2017-02-10 | 1685552 | Sus | N | Vegetation¦Treefellintoline¦ConductorOverhead¦Together
17-0021276 | Equipment Failure/Involved | Overhead | Other | Broken | 2017 | Tier 2 - Elevated | Distribution Circuit | 2 | 15 | 2017-02-15 | 1689310 | Sus | N | EquipmentFailureInvolved¦Overhead¦Other¦Broken
17-0022919 | Unknown Cause | Patrol - found nothing |  |  | 2017 | Tier 3 - Extreme | Distribution Circuit | 2 | 17 | 2017-02-17 | 1692691 | Sus | N | UnknownCause¦Patrolfoundnothing¦¦
17-0023200 | Vegetation | Tree - fell into line | Conductor, Overhead | Broken | 2017 | Tier 2 - Elevated | Transformer only | 2 | 18 | 2017-02-18 | 1700597 | Sus | N | Vegetation¦Treefellintoline¦ConductorOverhead¦Broken
17-0025129 | Vegetation | Tree - fell into line | Conductor, Overhead | Bent or Twisted | 2017 | Tier 3 - Extreme | Distribution Circuit | 2 | 21 | 2017-02-21 | 1707671 | Sus | N | Vegetation¦Treefellintoline¦ConductorOverhead¦BentorTwisted
17-0025952 | Vegetation | Tree - fell into line | Conductor, Overhead | On Ground | 2017 | Tier 3 - Extreme | Distribution Circuit | 2 | 23 | 2017-02-23 | 1711892 | Sus | N | Vegetation¦Treefellintoline¦ConductorOverhead¦OnGround
17-0026965 | Unknown Cause | Patrol - found nothing |  |  | 2017 | Tier 2 - Elevated | Distribution Circuit | 2 | 27 | 2017-02-27 | 1714803 | Sus | N | UnknownCause¦Patrolfoundnothing¦¦
17-0027925 | Equipment Failure/Involved | Overhead | Transformer | Failed/Faulted | 2017 | Tier 3 - Extreme | Transformer only | 3 | 2 | 2017-03-02 | 1717905 | Sus | N | EquipmentFailureInvolved¦Overhead¦Transformer¦FailedFaulted
17-0028508 | Vegetation | Tree - branch fell on line | Fuse | Failed/Faulted | 2017 | Tier 3 - Extreme | Distribution Circuit | 3 | 5 | 2017-03-05 | 1720088 | Sus | N | Vegetation¦Treebranchfellonline¦Fuse¦FailedFaulted
17-0028556 | Unknown Cause | Patrol - found nothing |  |  | 2017 | Tier 3 - Extreme | Transformer only | 3 | 5 | 2017-03-05 | 1720051 | Sus | N | UnknownCause¦Patrolfoundnothing¦¦
17-0029235 | Unknown Cause | Patrol - not conducted |  |  | 2017 | Tier 2 - Elevated | Distribution Circuit | 3 | 7 | 2017-03-07 | 1722138 | Sus | N | UnknownCause¦Patrolnotconducted¦¦
17-0035059 | Vegetation | Tree - branch fell on line | Secondary | On Ground | 2017 | Tier 2 - Elevated | Transformer only | 3 | 30 | 2017-03-30 | 1739145 | Sus | N | Vegetation¦Treebranchfellonline¦Secondary¦OnGround
17-0035729 | Vegetation | Tree - branch fell on line | Conductor, Overhead | Together | 2017 | Tier 3 - Extreme | Distribution Circuit | 4 | 1 | 2017-04-01 | 1741779 | Sus | N | Vegetation¦Treebranchfellonline¦ConductorOverhead¦Together
17-0035852 | 3rd Party | Thrown Object | Conductor, Overhead | Normal | 2017 | Tier 2 - Elevated | Distribution Circuit | 4 | 2 | 2017-04-02 | 1742375 | Sus | N | 3rdParty¦ThrownObject¦ConductorOverhead¦Normal
17-0035874 | Vegetation | Tree - fell into line | Conductor, Overhead | Bent or Twisted | 2017 | Tier 3 - Extreme | Distribution Circuit | 4 | 2 | 2017-04-02 | 1742519 | Sus | N | Vegetation¦Treefellintoline¦ConductorOverhead¦BentorTwisted
17-0037948 | Equipment Failure/Involved | Overhead | Crossarm, Wood | Broken, wire on ground | 2017 | Tier 2 - Elevated | Distribution Circuit | 4 | 6 | 2017-04-06 | 1747043 | Sus | N | EquipmentFailureInvolved¦Overhead¦CrossarmWood¦Brokenwireonground
17-0039518 | 3rd Party | Vehicle | Pole-Wood | Broken | 2017 | Tier 2 - Elevated | Distribution Circuit | 4 | 12 | 2017-04-12 | 1756226 | Sus | N | 3rdParty¦Vehicle¦PoleWood¦Broken
17-0041513 | Vegetation | Tree - fell into line | Conductor, Overhead | Normal | 2017 | Tier 2 - Elevated | Distribution Circuit | 4 | 19 | 2017-04-19 | 1761494 | Sus | N | Vegetation¦Treefellintoline¦ConductorOverhead¦Normal
17-0041788 | Vegetation | Tree - fell into line | Conductor, Overhead | Broken, wire on ground | 2017 | Tier 2 - Elevated | Distribution Circuit | 4 | 20 | 2017-04-20 | 1762165 | Sus | N | Vegetation¦Treefellintoline¦ConductorOverhead¦Brokenwireonground
17-0056856 | Equipment Failure/Involved | Overhead | Insulator | Broken, wire on object | 2017 | Tier 2 - Elevated | Distribution Circuit | 6 | 20 | 2017-06-20 | 1811933 | Sus | Y | EquipmentFailureInvolved¦Overhead¦Insulator¦Brokenwireonobject
17-0057792 | Vegetation | Tree - fell into line | Conductor, Overhead | Broken, wire on ground | 2017 | Tier 2 - Elevated | Distribution Circuit | 6 | 22 | 2017-06-22 | 1815079 | Sus | Y | Vegetation¦Treefellintoline¦ConductorOverhead¦Brokenwireonground
17-0060799 | Unknown Cause | Patrol - found nothing |  |  | 2017 | Tier 2 - Elevated | Distribution Circuit | 7 | 6 | 2017-07-06 | 1824361 | Sus | Y | UnknownCause¦Patrolfoundnothing¦¦
17-0061390 | Equipment Failure/Involved | Overhead | Transformer | Failed/Faulted | 2017 | Tier 3 - Extreme | Transformer only | 7 | 7 | 2017-07-07 | 1825983 | Sus | Y | EquipmentFailureInvolved¦Overhead¦Transformer¦FailedFaulted
17-0062211 | Equipment Failure/Involved | Overhead | Cutout, fuse holder | Broken | 2017 | Tier 2 - Elevated | Distribution Circuit | 7 | 12 | 2017-07-12 | 1829538 | Sus | Y | EquipmentFailureInvolved¦Overhead¦Cutoutfuseholder¦Broken
17-0062383 | Vegetation | Tree - fell into line | Conductor, Overhead | Normal | 2017 | Tier 3 - Extreme | Distribution Circuit | 7 | 12 | 2017-07-12 | 1830004 | Sus | Y | Vegetation¦Treefellintoline¦ConductorOverhead¦Normal
17-0063200 | Equipment Failure/Involved | Overhead | Transformer | Leaking | 2017 | Tier 2 - Elevated | Transformer only | 7 | 16 | 2017-07-16 | 1832598 | Sus | Y | EquipmentFailureInvolved¦Overhead¦Transformer¦Leaking
17-0063558 | Equipment Failure/Involved | Underground | Transformer (UG) | Leaking | 2017 | Tier 3 - Extreme | Distribution Circuit | 7 | 19 | 2017-07-19 | 1835617 | Sus | Y | EquipmentFailureInvolved¦Underground¦Transformer(UG)¦Leaking
17-0073210 | Vegetation | Tree - branch fell on line | Conductor, Overhead | Normal | 2017 | Tier 3 - Extreme | Distribution Circuit | 8 | 27 | 2017-08-27 | 1860701 | Sus | Y | Vegetation¦Treebranchfellonline¦ConductorOverhead¦Normal
17-0073251 | Equipment Failure/Involved | Electrical Overload | Fuse | Failed/Faulted | 2017 | Tier 2 - Elevated | Distribution Circuit | 8 | 27 | 2017-08-27 | 1860810 | Sus | Y | EquipmentFailureInvolved¦ElectricalOverload¦Fuse¦FailedFaulted
17-0078029 | Equipment Failure/Involved | Overhead | Fuse | Burned Open | 2017 | Tier 2 - Elevated | Distribution Circuit | 9 | 11 | 2017-09-11 | 1876803 | Sus | Y | EquipmentFailureInvolved¦Overhead¦Fuse¦BurnedOpen
17-0079683 | Equipment Failure/Involved | Overhead | Transformer | Failed/Faulted | 2017 | Tier 2 - Elevated | Transformer only | 9 | 18 | 2017-09-18 | 1880839 | Sus | Y | EquipmentFailureInvolved¦Overhead¦Transformer¦FailedFaulted
17-0081949 | Unknown Cause | Patrol - found nothing |  |  | 2017 | Tier 2 - Elevated | Distribution Circuit | 9 | 26 | 2017-09-26 | 1886411 | Sus | Y | UnknownCause¦Patrolfoundnothing¦¦
17-0085464 | Environmental/External | Fire, Forest/Grass | Cutout, fuse holder | Normal | 2017 | Tier 2 - Elevated | Distribution Circuit | 10 | 9 | 2017-10-09 | 1896122 | Sus | Y | EnvironmentalExternal¦FireForestGrass¦Cutoutfuseholder¦Normal
17-0085830 | Equipment Failure/Involved | Underground | Transformer | Failed/Faulted | 2017 | Tier 2 - Elevated | Distribution Circuit | 10 | 9 | 2017-10-09 | 1897059 | Sus | Y | EquipmentFailureInvolved¦Underground¦Transformer¦FailedFaulted
17-0086149 | Environmental/External | Fire, Forest/Grass | Pole-Wood | Broken | 2017 | Tier 2 - Elevated | Distribution Circuit | 10 | 8 | 2017-10-08 | 1897892 | Sus | Y | EnvironmentalExternal¦FireForestGrass¦PoleWood¦Broken
17-0087800 | Unknown Cause | Patrol - found nothing |  |  | 2017 | Tier 2 - Elevated | Distribution Circuit | 10 | 9 | 2017-10-09 | 1902134 | Sus | Y | UnknownCause¦Patrolfoundnothing¦¦
17-0089092 | Equipment Failure/Involved | Fire, pole | Crossarm, Wood | Burned/flashed | 2017 | Tier 2 - Elevated | Distribution Circuit | 10 | 20 | 2017-10-20 | 1905688 | Sus | Y | EquipmentFailureInvolved¦Firepole¦CrossarmWood¦Burnedflashed
17-0089368 | Environmental/External | Fire, Forest/Grass | Pole-Wood | Burned/flashed | 2017 | Tier 3 - Extreme | Distribution Circuit | 10 | 21 | 2017-10-21 | 1906785 | Sus | Y | EnvironmentalExternal¦FireForestGrass¦PoleWood¦Burnedflashed
17-0089521 | Equipment Failure/Involved | Overhead | Pole-Wood | Broken, wire on ground | 2017 | Tier 2 - Elevated | Distribution Circuit | 10 | 22 | 2017-10-22 | 1907355 | Sus | Y | EquipmentFailureInvolved¦Overhead¦PoleWood¦Brokenwireonground
17-0094077 | Equipment Failure/Involved | Electrical Overload | Transformer | Failed/Faulted | 2017 | Tier 3 - Extreme | Transformer only | 11 | 9 | 2017-11-09 | 1919772 | Sus | Y | EquipmentFailureInvolved¦ElectricalOverload¦Transformer¦FailedFaulted
17-0101705 | Equipment Failure/Involved | Overhead | Transformer (OH) | Leaking | 2017 | Tier 2 - Elevated | Distribution Circuit | 12 | 14 | 2017-12-14 | 1943213 | Sus | N | EquipmentFailureInvolved¦Overhead¦Transformer(OH)¦Leaking
17-0102320 | Unknown Cause | Patrol - found nothing |  |  | 2017 | Tier 3 - Extreme | Distribution Circuit | 12 | 16 | 2017-12-16 | 1946017 | Sus | N | UnknownCause¦Patrolfoundnothing¦¦
17-0102473 | Equipment Failure/Involved | Overhead | Crossarm, Wood | Broken | 2017 | Tier 2 - Elevated | Distribution Circuit | 12 | 18 | 2017-12-18 | 1947163 | Sus | N | EquipmentFailureInvolved¦Overhead¦CrossarmWood¦Broken
17-0103323 | Animal | Bird found | Conductor, Overhead | Normal | 2017 | Tier 2 - Elevated | Distribution Circuit | 12 | 26 | 2017-12-26 | 1951320 | Sus | N | Animal¦Birdfound¦ConductorOverhead¦Normal
17-0103688 | Unknown Cause | Patrol - not conducted |  |  | 2017 | Tier 2 - Elevated | Distribution Circuit | 12 | 30 | 2017-12-30 | 1953530 | Sus | N | UnknownCause¦Patrolnotconducted¦¦
18-0018217 | Unknown Cause | Patrol - found nothing |  |  | 2018 | Tier 2 - Elevated | Distribution Circuit | 2 | 28 | 2018-02-28 | 33632 | Sus | N | UnknownCause¦Patrolfoundnothing¦¦
18-0019231 | Vegetation | Tree - fell into line | Conductor, Overhead | Normal | 2018 | Tier 2 - Elevated | Distribution Circuit | 3 | 2 | 2018-03-02 | 36682 | Sus | N | Vegetation¦Treefellintoline¦ConductorOverhead¦Normal
18-0022060 | Unknown Cause | Patrol - not conducted |  |  | 2018 | Tier 2 - Elevated | Distribution Circuit | 3 | 13 | 2018-03-13 | 42895 | Sus | N | UnknownCause¦Patrolnotconducted¦¦
18-0029005 | Unknown Cause | Patrol - found nothing |  |  | 2018 | Tier 2 - Elevated | Distribution Circuit | 4 | 3 | 2018-04-03 | 59092 | Sus | N | UnknownCause¦Patrolfoundnothing¦¦
18-0029010 | Unknown Cause | Patrol - found nothing |  |  | 2018 | Tier 3 - Extreme | Distribution Circuit | 4 | 3 | 2018-04-03 | 59104 | Sus | N | UnknownCause¦Patrolfoundnothing¦¦
18-0030134 | Vegetation | Tree - fell into line | Conductor, Overhead | Broken, wire on ground | 2018 | Tier 2 - Elevated | Distribution Circuit | 4 | 6 | 2018-04-06 | 61346 | Sus | N | Vegetation¦Treefellintoline¦ConductorOverhead¦Brokenwireonground
18-0041710 | Equipment Failure/Involved | Overhead | Cutout, fuse holder | Broken | 2018 | Tier 2 - Elevated | Transformer only | 5 | 16 | 2018-05-16 | 87569 | Sus | Y | EquipmentFailureInvolved¦Overhead¦Cutoutfuseholder¦Broken
18-0042611 | Animal | Bird found | Conductor, Overhead | Normal | 2018 | Tier 2 - Elevated | Distribution Circuit | 5 | 20 | 2018-05-20 | 89991 | Sus | Y | Animal¦Birdfound¦ConductorOverhead¦Normal
18-0043557 | Unknown Cause | Patrol - found nothing |  |  | 2018 | Tier 2 - Elevated | Distribution Circuit | 5 | 23 | 2018-05-23 | 92514 | Sus | Y | UnknownCause¦Patrolfoundnothing¦¦
18-0044479 | Equipment Failure/Involved | Overhead | Transformer | Failed/Faulted | 2018 | Tier 2 - Elevated | Transformer only | 5 | 25 | 2018-05-25 | 93713 | Sus | Y | EquipmentFailureInvolved¦Overhead¦Transformer¦FailedFaulted
18-0050395 | Equipment Failure/Involved | Overhead | Crossarm, Wood | Broken | 2018 | Tier 2 - Elevated | Distribution Circuit | 6 | 13 | 2018-06-13 | 107773 | Sus | Y | EquipmentFailureInvolved¦Overhead¦CrossarmWood¦Broken
18-0052856 | Equipment Failure/Involved | Overhead | Conductor, Overhead | Broken, wire on ground | 2018 | Tier 3 - Extreme | Distribution Circuit | 6 | 20 | 2018-06-20 | 113733 | Sus | Y | EquipmentFailureInvolved¦Overhead¦ConductorOverhead¦Brokenwireonground
18-0056099 | Unknown Cause | Patrol - found nothing |  |  | 2018 | Tier 2 - Elevated | Distribution Circuit | 7 | 1 | 2018-07-01 | 122445 | Sus | Y | UnknownCause¦Patrolfoundnothing¦¦
18-0056293 | Equipment Failure/Involved | Overhead | Transformer | Failed/Faulted | 2018 | Tier 3 - Extreme | Transformer only | 7 | 2 | 2018-07-02 | 122807 | Sus | Y | EquipmentFailureInvolved¦Overhead¦Transformer¦FailedFaulted
18-0062216 | 3rd Party | Vehicle | Pole-Wood | Broken | 2018 | Tier 2 - Elevated | Distribution Circuit | 7 | 21 | 2018-07-21 | 136880 | Sus | Y | 3rdParty¦Vehicle¦PoleWood¦Broken
18-0062266 | Unknown Cause | Patrol - found nothing |  |  | 2018 | Tier 3 - Extreme | Distribution Circuit | 7 | 21 | 2018-07-21 | 136951 | Sus | Y | UnknownCause¦Patrolfoundnothing¦¦
18-0067228 | Vegetation | Tree - branch fell on line | Conductor, Overhead | Together | 2018 | Tier 2 - Elevated | Distribution Circuit | 8 | 6 | 2018-08-06 | 150125 | Sus | Y | Vegetation¦Treebranchfellonline¦ConductorOverhead¦Together
18-0081511 | Equipment Failure/Involved | Underground | Conductor, Underground | Broken | 2018 | Tier 2 - Elevated | Distribution Circuit | 9 | 19 | 2018-09-19 | 177790 | Sus | Y | EquipmentFailureInvolved¦Underground¦ConductorUnderground¦Broken
18-0082276 | Vegetation | Tree - branch fell on line | Conductor, Overhead | Together | 2018 | Tier 2 - Elevated | Distribution Circuit | 9 | 21 | 2018-09-21 | 178993 | Sus | Y | Vegetation¦Treebranchfellonline¦ConductorOverhead¦Together
18-0082986 | 3rd Party | Dig in, 3rd party | Conductor, Underground | Broken | 2018 | Tier 3 - Extreme | Distribution Circuit | 9 | 24 | 2018-09-24 | 180641 | Sus | Y | 3rdParty¦Digin3rdparty¦ConductorUnderground¦Broken
18-0094763 | Unknown Cause | Patrol - not conducted |  |  | 2018 | Tier 3 - Extreme | Distribution Circuit | 10 | 27 | 2018-10-27 | 203433 | Sus | Y | UnknownCause¦Patrolnotconducted¦¦
18-0097552 | Equipment Failure/Involved | Overhead | Crossarm, Wood | Broken | 2018 | Tier 3 - Extreme | Distribution Circuit | 11 | 6 | 2018-11-06 | 209981 | Sus | Y | EquipmentFailureInvolved¦Overhead¦CrossarmWood¦Broken
18-0101254 | Environmental/External | Fire, Forest/Grass | Pole-Wood | Burned/flashed | 2018 | Tier 3 - Extreme | Distribution Circuit | 11 | 8 | 2018-11-08 | 218627 | Sus | Y | EnvironmentalExternal¦FireForestGrass¦PoleWood¦Burnedflashed
18-0101261 | Environmental/External | Fire, Forest/Grass | Pole-Wood | Burned/flashed | 2018 | Tier 2 - Elevated | Distribution Circuit | 11 | 8 | 2018-11-08 | 218636 | Sus | Y | EnvironmentalExternal¦FireForestGrass¦PoleWood¦Burnedflashed
18-0102420 | Environmental/External | Fire, Forest/Grass | Pole-Wood | Burned/flashed | 2018 | Tier 3 - Extreme | Transformer only | 11 | 8 | 2018-11-08 | 222422 | Sus | Y | EnvironmentalExternal¦FireForestGrass¦PoleWood¦Burnedflashed
18-0102495 | Environmental/External | Fire, Forest/Grass | Pole-Wood | Burned/flashed | 2018 | Tier 3 - Extreme | Distribution Circuit | 11 | 8 | 2018-11-08 | 222667 | Sus | Y | EnvironmentalExternal¦FireForestGrass¦PoleWood¦Burnedflashed
18-0106165 | Environmental/External | Fire, Forest/Grass | Pole-Wood | Burned/flashed | 2018 | Tier 3 - Extreme | Distribution Circuit | 11 | 8 | 2018-11-08 | 231966 | Sus | Y | EnvironmentalExternal¦FireForestGrass¦PoleWood¦Burnedflashed
18-0107423 | Vegetation | Tree - branch fell on line | Conductor, Overhead | Normal | 2018 | Tier 3 - Extreme | Distribution Circuit | 12 | 5 | 2018-12-05 | 234459 | Sus | N | Vegetation¦Treebranchfellonline¦ConductorOverhead¦Normal
18-0109285 | Unknown Cause | Patrol - not conducted |  |  | 2018 | Tier 2 - Elevated | Transformer only | 12 | 14 | 2018-12-14 | 240575 | Sus | N | UnknownCause¦Patrolnotconducted¦¦
18-0110497 | Vegetation | Tree - branch fell on line | Conductor, Overhead | Normal | 2018 | Tier 2 - Elevated | Distribution Circuit | 12 | 24 | 2018-12-24 | 246222 | Sus | N | Vegetation¦Treebranchfellonline¦ConductorOverhead¦Normal
18-0110529 | Vegetation | Tree - branch fell on line | Conductor, Overhead | Normal | 2018 | Tier 3 - Extreme | Distribution Circuit | 12 | 24 | 2018-12-24 | 246304 | Sus | N | Vegetation¦Treebranchfellonline¦ConductorOverhead¦Normal
19-0004612 | Vegetation | Tree - branch fell on line | Conductor, Overhead | Normal | 2019 | Tier 3 - Extreme | Distribution Circuit | 1 | 5 | 2019-01-05 | 253489 | Sus | N | Vegetation¦Treebranchfellonline¦ConductorOverhead¦Normal
19-0004891 | Unknown Cause | Patrol - found nothing |  |  | 2019 | Tier 2 - Elevated | Distribution Circuit | 1 | 5 | 2019-01-05 | 254292 | Sus | N | UnknownCause¦Patrolfoundnothing¦¦
19-0005604 | Unknown Cause | Patrol - found nothing |  |  | 2019 | Tier 2 - Elevated | Distribution Circuit | 1 | 6 | 2019-01-06 | 257257 | Sus | N | UnknownCause¦Patrolfoundnothing¦¦
19-0006475 | Vegetation | Tree - fell into line | Conductor, Overhead | Broken, wire on ground | 2019 | Tier 3 - Extreme | Distribution Circuit | 1 | 8 | 2019-01-08 | 260420 | Sus | N | Vegetation¦Treefellintoline¦ConductorOverhead¦Brokenwireonground
19-0009250 | Vegetation | Tree - fell into line | Conductor, Overhead | Together | 2019 | Tier 2 - Elevated | Distribution Circuit | 1 | 15 | 2019-01-15 | 266035 | Sus | N | Vegetation¦Treefellintoline¦ConductorOverhead¦Together
19-0010069 | Vegetation | Tree - fell into line | Pole-Wood | Broken, wire on ground | 2019 | Tier 2 - Elevated | Distribution Circuit | 1 | 16 | 2019-01-16 | 269490 | Sus | N | Vegetation¦Treefellintoline¦PoleWood¦Brokenwireonground
19-0010594 | Vegetation | Tree - branch fell on line | Conductor, Overhead | Broken, wire on ground | 2019 | Tier 3 - Extreme | Distribution Circuit | 1 | 16 | 2019-01-16 | 272660 | Sus | N | Vegetation¦Treebranchfellonline¦ConductorOverhead¦Brokenwireonground
19-0014736 | Unknown Cause | Patrol - found nothing |  |  | 2019 | Tier 2 - Elevated | Distribution Circuit | 1 | 26 | 2019-01-26 | 281638 | Sus | N | UnknownCause¦Patrolfoundnothing¦¦
19-0017045 | Unknown Cause | Patrol - found nothing |  |  | 2019 | Tier 2 - Elevated | Distribution Circuit | 2 | 2 | 2019-02-02 | 287025 | Sus | N | UnknownCause¦Patrolfoundnothing¦¦
19-0017351 | Vegetation | Tree - branch fell on line | Conductor, Overhead | Together | 2019 | Tier 3 - Extreme | Distribution Circuit | 2 | 2 | 2019-02-02 | 288135 | Sus | N | Vegetation¦Treebranchfellonline¦ConductorOverhead¦Together
19-0017674 | Unknown Cause | Patrol - not conducted |  |  | 2019 | Tier 3 - Extreme | Distribution Circuit | 2 | 3 | 2019-02-03 | 289369 | Sus | N | UnknownCause¦Patrolnotconducted¦¦
19-0019045 | Vegetation | Tree - fell into line | Conductor, Overhead | Broken, wire on ground | 2019 | Tier 3 - Extreme | Distribution Circuit | 2 | 5 | 2019-02-05 | 293668 | Sus | N | Vegetation¦Treefellintoline¦ConductorOverhead¦Brokenwireonground
19-0020648 | Vegetation | Tree - fell into line | Conductor, Overhead | Normal | 2019 | Tier 2 - Elevated | Distribution Circuit | 2 | 10 | 2019-02-10 | 298475 | Sus | N | Vegetation¦Treefellintoline¦ConductorOverhead¦Normal
19-0021692 | Equipment Failure/Involved | Overhead | Pole-Wood | Broken | 2019 | Tier 2 - Elevated | Distribution Circuit | 2 | 12 | 2019-02-12 | 301362 | Sus | N | EquipmentFailureInvolved¦Overhead¦PoleWood¦Broken
19-0022697 | Vegetation | Tree - fell into line | Conductor, Overhead | Broken, wire on ground | 2019 | Tier 2 - Elevated | Distribution Circuit | 2 | 12 | 2019-02-12 | 305838 | Sus | N | Vegetation¦Treefellintoline¦ConductorOverhead¦Brokenwireonground
19-0022889 | Vegetation | Tree - branch fell on line | Conductor, Overhead | Broken, wire on ground | 2019 | Tier 2 - Elevated | Distribution Circuit | 2 | 14 | 2019-02-14 | 307157 | Sus | N | Vegetation¦Treebranchfellonline¦ConductorOverhead¦Brokenwireonground
19-0025203 | Vegetation | Tree - fell into line | Conductor, Overhead | Broken, wire on ground | 2019 | Tier 3 - Extreme | Distribution Circuit | 2 | 17 | 2019-02-17 | 316342 | Sus | N | Vegetation¦Treefellintoline¦ConductorOverhead¦Brokenwireonground
19-0029988 | Equipment Failure/Involved | Overhead | Transformer | Failed/Faulted | 2019 | Tier 3 - Extreme | Distribution Circuit | 3 | 2 | 2019-03-02 | 329354 | Sus | N | EquipmentFailureInvolved¦Overhead¦Transformer¦FailedFaulted
19-0031732 | Vegetation | Tree - fell into line | Pole-Wood | Broken | 2019 | Tier 3 - Extreme | Distribution Circuit | 3 | 7 | 2019-03-07 | 333767 | Sus | N | Vegetation¦Treefellintoline¦PoleWood¦Broken
19-0032398 | Animal | Bird found | Conductor, Overhead | Normal | 2019 | Tier 2 - Elevated | Distribution Circuit | 3 | 10 | 2019-03-10 | 335399 | Sus | N | Animal¦Birdfound¦ConductorOverhead¦Normal
19-0032462 | Unknown Cause | Patrol - found nothing |  |  | 2019 | Tier 3 - Extreme | Distribution Circuit | 3 | 10 | 2019-03-10 | 335712 | Sus | N | UnknownCause¦Patrolfoundnothing¦¦
19-0033127 | Unknown Cause | Patrol - found nothing |  |  | 2019 | Tier 3 - Extreme | Distribution Circuit | 3 | 12 | 2019-03-12 | 337317 | Sus | N | UnknownCause¦Patrolfoundnothing¦¦
19-0034578 | Vegetation | Tree - branch fell on line | Conductor, Overhead | Broken, wire on ground | 2019 | Tier 3 - Extreme | Distribution Circuit | 3 | 18 | 2019-03-18 | 341782 | Sus | N | Vegetation¦Treebranchfellonline¦ConductorOverhead¦Brokenwireonground
19-0036656 | Equipment Failure/Involved | Overhead | Transformer |  | 2019 | Tier 2 - Elevated | Transformer only | 3 | 25 | 2019-03-25 | 346617 | Sus | N | EquipmentFailureInvolved¦Overhead¦Transformer¦
19-0037962 | Equipment Failure/Involved | Overhead | Transformer (OH) | Failed/Faulted | 2019 | Tier 3 - Extreme | Distribution Circuit | 3 | 28 | 2019-03-28 | 349199 | Sus | N | EquipmentFailureInvolved¦Overhead¦Transformer(OH)¦FailedFaulted
19-0038093 | Unknown Cause | Patrol - found nothing |  |  | 2019 | Tier 3 - Extreme | Distribution Circuit | 3 | 28 | 2019-03-28 | 349734 | Sus | N | UnknownCause¦Patrolfoundnothing¦¦
19-0038652 | Unknown Cause | Patrol - not conducted |  |  | 2019 | Tier 2 - Elevated | Transmission line | 4 | 1 | 2019-04-01 | 351331 | Sus | N | UnknownCause¦Patrolnotconducted¦¦
19-0040681 | Vegetation | Tree - fell into line | Conductor, Overhead | Normal | 2019 | Tier 2 - Elevated | Distribution Circuit | 4 | 8 | 2019-04-08 | 356151 | Sus | N | Vegetation¦Treefellintoline¦ConductorOverhead¦Normal
19-0041041 | Equipment Failure/Involved | Overhead | Pole-Wood | Broken | 2019 | Tier 2 - Elevated | Distribution Circuit | 4 | 9 | 2019-04-09 | 356985 | Sus | N | EquipmentFailureInvolved¦Overhead¦PoleWood¦Broken
19-0041048 | Unknown Cause | Patrol - found nothing |  |  | 2019 | Tier 3 - Extreme | Distribution Circuit | 4 | 9 | 2019-04-09 | 356895 | Sus | N | UnknownCause¦Patrolfoundnothing¦¦
19-0049033 | Animal | Squirrel | Conductor, Overhead | Normal | 2019 | Tier 2 - Elevated | Distribution Circuit | 5 | 5 | 2019-05-05 | 374053 | Sus | Y | Animal¦Squirrel¦ConductorOverhead¦Normal
19-0050472 | Equipment Failure/Involved | Overhead | Pole-Wood | Deteriorated | 2019 | Tier 2 - Elevated | Distribution Circuit | 5 | 9 | 2019-05-09 | 377147 | Sus | Y | EquipmentFailureInvolved¦Overhead¦PoleWood¦Deteriorated
19-0055036 | Vegetation | Tree - fell into line | Conductor, Overhead | Normal | 2019 | Tier 2 - Elevated | Distribution Circuit | 5 | 21 | 2019-05-21 | 387355 | Sus | Y | Vegetation¦Treefellintoline¦ConductorOverhead¦Normal
19-0059017 | Unknown Cause | Patrol - found nothing |  |  | 2019 | Tier 2 - Elevated | Distribution Circuit | 5 | 29 | 2019-05-29 | 392583 | Sus | Y | UnknownCause¦Patrolfoundnothing¦¦
19-0060122 | 3rd Party | Customer Equipment | Switch (UG) | Failed/Faulted | 2019 | Tier 2 - Elevated | Distribution Circuit | 5 | 30 | 2019-05-30 | 393670 | Sus | Y | 3rdParty¦CustomerEquipment¦Switch(UG)¦FailedFaulted
19-0060138 | Equipment Failure/Involved | Overhead | Jumper | Burned Open | 2019 | Tier 2 - Elevated | Distribution Circuit | 5 | 30 | 2019-05-30 | 393682 | Sus | Y | EquipmentFailureInvolved¦Overhead¦Jumper¦BurnedOpen
19-0061172 | 3rd Party | Vehicle | Other | Normal | 2019 | Tier 3 - Extreme | Distribution Circuit | 6 | 1 | 2019-06-01 | 395192 | Sus | Y | 3rdParty¦Vehicle¦Other¦Normal
19-0064789 | Unknown Cause | Patrol - found nothing |  |  | 2019 | Tier 3 - Extreme | Distribution Circuit | 6 | 9 | 2019-06-09 | 402296 | Sus | Y | UnknownCause¦Patrolfoundnothing¦¦
19-0064810 | Equipment Failure/Involved | Overhead | Transformer | Failed/Faulted | 2019 | Tier 2 - Elevated | Transformer only | 6 | 9 | 2019-06-09 | 402344 | Sus | Y | EquipmentFailureInvolved¦Overhead¦Transformer¦FailedFaulted
19-0095824 | Vegetation | Tree - branch fell on line | Secondary | Broken, wire on ground | 2019 | Tier 2 - Elevated | Transformer only | 9 | 5 | 2019-09-05 | 556780 | Sus | Y | Vegetation¦Treebranchfellonline¦Secondary¦Brokenwireonground
19-0101816 | Equipment Failure/Involved | Overhead | Conductor, Overhead | Deteriorated | 2019 | Tier 2 - Elevated | Distribution Circuit | 9 | 20 | 2019-09-20 | 598753 | Sus | Y | EquipmentFailureInvolved¦Overhead¦ConductorOverhead¦Deteriorated
19-0103949 | Unknown Cause | Patrol - found nothing |  |  | 2019 | Tier 3 - Extreme | Distribution Circuit | 9 | 26 | 2019-09-26 | 616073 | Sus | Y | UnknownCause¦Patrolfoundnothing¦¦
19-0114242 | Unknown Cause | Patrol - found nothing |  |  | 2019 | Tier 2 - Elevated | Distribution Circuit | 10 | 21 | 2019-10-21 | 676485 | Sus | Y | UnknownCause¦Patrolfoundnothing¦¦
19-0116032 | Wildfire Mitigation | Public Safety Power Shut-off | Circuit Breaker | Normal | 2019 | Zone 1 - HHZ | Distribution Circuit | 10 | 26 | 2019-10-26 | 683858 | Sus | Y | WildfireMitigation¦PublicSafetyPowerShutoff¦CircuitBreaker¦Normal
19-0116279 | Wildfire Mitigation | Public Safety Power Shut-off | Conductor, Overhead | Normal | 2019 | Tier 3 - Extreme | Distribution Circuit | 10 | 26 | 2019-10-26 | 681064 | Sus | Y | WildfireMitigation¦PublicSafetyPowerShutoff¦ConductorOverhead¦Normal
19-0120396 | Animal | Squirrel | Fuse | Normal | 2019 | Tier 3 - Extreme | Distribution Circuit | 11 | 2 | 2019-11-02 | 698228 | Sus | Y | Animal¦Squirrel¦Fuse¦Normal
19-0122287 | Animal | Other | Fuse | Failed/Faulted | 2019 | Tier 3 - Extreme | Distribution Circuit | 11 | 7 | 2019-11-07 | 701579 | Sus | Y | Animal¦Other¦Fuse¦FailedFaulted
19-0129246 | Unknown Cause | Patrol - found nothing |  |  | 2019 | Tier 2 - Elevated | Distribution Circuit | 11 | 26 | 2019-11-26 | 716108 | Sus | Y | UnknownCause¦Patrolfoundnothing¦¦
19-0131026 | Vegetation | Tree - fell into line | Conductor, Overhead | Normal | 2019 | Tier 2 - Elevated | Distribution Circuit | 11 | 29 | 2019-11-29 | 723392 | Sus | Y | Vegetation¦Treefellintoline¦ConductorOverhead¦Normal
19-0134649 | Unknown Cause | Patrol - not conducted |  |  | 2019 | Tier 2 - Elevated | Distribution Circuit | 12 | 6 | 2019-12-06 | 731939 | Sus | N | UnknownCause¦Patrolnotconducted¦¦
19-0134855 | Vegetation | Tree - grew into line | Conductor, Overhead | Normal | 2019 | Tier 3 - Extreme | Distribution Circuit | 12 | 9 | 2019-12-09 | 734494 | Sus | N | Vegetation¦Treegrewintoline¦ConductorOverhead¦Normal
19-0136590 | Environmental/External | Lightning | Transformer (OH) | Broken, wire on ground | 2019 | Tier 2 - Elevated | Distribution Circuit | 12 | 14 | 2019-12-14 | 739879 | Sus | N | EnvironmentalExternal¦Lightning¦Transformer(OH)¦Brokenwireonground
19-0137842 | Equipment Failure/Involved | Overhead | Transformer | Failed/Faulted | 2019 | Tier 2 - Elevated | Transformer only | 12 | 24 | 2019-12-24 | 749985 | Sus | N | EquipmentFailureInvolved¦Overhead¦Transformer¦FailedFaulted
20-0004490 | Vegetation | Tree - fell into line | Conductor, Overhead | Broken, wire on ground | 2020 | Tier 2 - Elevated | Distribution Circuit | 1 | 2 | 2020-01-02 | 753774 | Sus | N | Vegetation¦Treefellintoline¦ConductorOverhead¦Brokenwireonground
20-0010330 | Vegetation | Tree - fell into line | Conductor, Overhead | Together | 2020 | Tier 3 - Extreme | Distribution Circuit | 1 | 16 | 2020-01-16 | 763077 | Sus | N | Vegetation¦Treefellintoline¦ConductorOverhead¦Together
20-0010526 | Unknown Cause | Patrol - found nothing |  |  | 2020 | Tier 2 - Elevated | Distribution Circuit | 1 | 17 | 2020-01-17 | 764519 | Sus | N | UnknownCause¦Patrolfoundnothing¦¦
20-0015883 | Animal | Other | Crossarm, Wood | Normal | 2020 | Tier 2 - Elevated | Distribution Circuit | 1 | 31 | 2020-01-31 | 774613 | Sus | N | Animal¦Other¦CrossarmWood¦Normal
20-0019030 | Vegetation | Tree - fell into line | Conductor, Overhead | Broken, wire on ground | 2020 | Tier 2 - Elevated | Distribution Circuit | 2 | 9 | 2020-02-09 | 781601 | Sus | N | Vegetation¦Treefellintoline¦ConductorOverhead¦Brokenwireonground
20-0019989 | Equipment Failure/Involved | Overhead | Conductor, Overhead | Together | 2020 | Tier 3 - Extreme | Distribution Circuit | 2 | 10 | 2020-02-10 | 787539 | Sus | N | EquipmentFailureInvolved¦Overhead¦ConductorOverhead¦Together
20-0022947 | Equipment Failure/Involved | Overhead | Jumper | Burned Open | 2020 | Tier 2 - Elevated | Distribution Circuit | 2 | 17 | 2020-02-17 | 792781 | Sus | N | EquipmentFailureInvolved¦Overhead¦Jumper¦BurnedOpen
20-0023731 | Equipment Failure/Involved | Overhead | Other | Broken | 2020 | Tier 2 - Elevated | Distribution Circuit | 2 | 19 | 2020-02-19 | 796052 | Sus | N | EquipmentFailureInvolved¦Overhead¦Other¦Broken
20-0027423 | Unknown Cause | Patrol - found nothing |  |  | 2020 | Tier 2 - Elevated | Distribution Circuit | 2 | 29 | 2020-02-29 | 820325 | Sus | N | UnknownCause¦Patrolfoundnothing¦¦
20-0032290 | Equipment Failure/Involved | Fire, pole | Pole-Wood | Burned/flashed | 2020 | Tier 3 - Extreme | Distribution Circuit | 3 | 15 | 2020-03-15 | 852224 | Sus | N | EquipmentFailureInvolved¦Firepole¦PoleWood¦Burnedflashed
20-0032776 | Vegetation | Tree - fell into line | Conductor, Overhead | Together | 2020 | Tier 3 - Extreme | Distribution Circuit | 3 | 16 | 2020-03-16 | 854540 | Sus | N | Vegetation¦Treefellintoline¦ConductorOverhead¦Together
20-0033775 | Vegetation | Tree - fell into line | Conductor, Overhead | Broken, wire on ground | 2020 | Tier 3 - Extreme | Distribution Circuit | 3 | 15 | 2020-03-15 | 857937 | Sus | N | Vegetation¦Treefellintoline¦ConductorOverhead¦Brokenwireonground
20-0038628 | Unknown Cause | Patrol - found nothing |  |  | 2020 | Tier 3 - Extreme | Distribution Circuit | 4 | 5 | 2020-04-05 | 883020 | Sus | N | UnknownCause¦Patrolfoundnothing¦¦
20-0039250 | Vegetation | Tree - fell into line | Conductor, Overhead | Normal | 2020 | Tier 3 - Extreme | Distribution Circuit | 4 | 7 | 2020-04-07 | 888714 | Sus | N | Vegetation¦Treefellintoline¦ConductorOverhead¦Normal
20-0041428 | Unknown Cause | Patrol - not conducted |  |  | 2020 | Tier 2 - Elevated | Distribution Circuit | 4 | 14 | 2020-04-14 | 895497 | Sus | N | UnknownCause¦Patrolnotconducted¦¦
20-0046055 | Equipment Failure/Involved | Overhead | Pole-Wood | Broken | 2020 | Tier 2 - Elevated | Distribution Circuit | 4 | 30 | 2020-04-30 | 904851 | Sus | N | EquipmentFailureInvolved¦Overhead¦PoleWood¦Broken
20-0046720 | Vegetation | Tree - fell into line | Conductor, Overhead | Normal | 2020 | Tier 3 - Extreme | Distribution Circuit | 5 | 3 | 2020-05-03 | 906254 | Sus | Y | Vegetation¦Treefellintoline¦ConductorOverhead¦Normal
20-0049297 | 3rd Party | Vehicle | Pole-Wood | Broken | 2020 | Tier 3 - Extreme | Distribution Circuit | 5 | 12 | 2020-05-12 | 911734 | Sus | Y | 3rdParty¦Vehicle¦PoleWood¦Broken
20-0049297 | 3rd Party | Vehicle | Pole-Wood | Broken | 2020 | Tier 3 - Extreme | Distribution Circuit | 5 | 12 | 2020-05-12 | 911734 | Sus | Y | 3rdParty¦Vehicle¦PoleWood¦Broken
20-0053921 | 3rd Party | Fire, house or bldg. | Conductor, Overhead | Burned/flashed | 2020 | Tier 3 - Extreme | Distribution Circuit | 5 | 26 | 2020-05-26 | 921223 | Sus | Y | 3rdParty¦Firehouseorbldg¦ConductorOverhead¦Burnedflashed
20-0054405 | Equipment Failure/Involved | Electrical Overload | Transformer | Failed/Faulted | 2020 | Tier 3 - Extreme | Transformer only | 5 | 26 | 2020-05-26 | 922435 | Sus | Y | EquipmentFailureInvolved¦ElectricalOverload¦Transformer¦FailedFaulted
20-0055368 | Equipment Failure/Involved | Overhead | Crossarm, Wood | Broken | 2020 | Tier 3 - Extreme | Distribution Circuit | 5 | 28 | 2020-05-28 | 924711 | Sus | Y | EquipmentFailureInvolved¦Overhead¦CrossarmWood¦Broken
20-0059037 | Equipment Failure/Involved | Overhead | Conductor, Overhead | Deteriorated | 2020 | Tier 3 - Extreme | Distribution Circuit | 6 | 8 | 2020-06-08 | 934635 | Sus | Y | EquipmentFailureInvolved¦Overhead¦ConductorOverhead¦Deteriorated
20-0060802 | Environmental/External | Lightning | Fuse | Failed/Faulted | 2020 | Tier 2 - Elevated | Distribution Circuit | 6 | 12 | 2020-06-12 | 938132 | Sus | Y | EnvironmentalExternal¦Lightning¦Fuse¦FailedFaulted
20-0064666 | Equipment Failure/Involved | Overhead | Anchor or Guy | Deteriorated | 2020 | Tier 2 - Elevated | Distribution Circuit | 6 | 25 | 2020-06-25 | 946687 | Sus | Y | EquipmentFailureInvolved¦Overhead¦AnchororGuy¦Deteriorated
20-0072074 | Equipment Failure/Involved | Overhead | Transformer (OH) | Leaking | 2020 | Tier 3 - Extreme | Transformer only | 7 | 15 | 2020-07-15 | 965059 | Sus | Y | EquipmentFailureInvolved¦Overhead¦Transformer(OH)¦Leaking
20-0073382 | Vegetation | Tree - bark fell into line | Conductor, Overhead | Broken, wire on ground | 2020 | Tier 2 - Elevated | Distribution Circuit | 7 | 18 | 2020-07-18 | 967537 | Sus | Y | Vegetation¦Treebarkfellintoline¦ConductorOverhead¦Brokenwireonground
20-0073530 | Unknown Cause | Patrol - found nothing |  |  | 2020 | Tier 2 - Elevated | Distribution Circuit | 7 | 20 | 2020-07-20 | 968030 | Sus | Y | UnknownCause¦Patrolfoundnothing¦¦
20-0078733 | Equipment Failure/Involved | Overhead | Crossarm, Wood | Broken | 2020 | Tier 2 - Elevated | Distribution Circuit | 8 | 1 | 2020-08-01 | 976716 | Sus | Y | EquipmentFailureInvolved¦Overhead¦CrossarmWood¦Broken
20-0084982 | Unknown Cause | Patrol - found nothing |  |  | 2020 | Tier 3 - Extreme | Distribution Circuit | 8 | 16 | 2020-08-16 | 1012020 | Sus | Y | UnknownCause¦Patrolfoundnothing¦¦
20-0088753 | Environmental/External | Lightning | Transformer | Failed/Faulted | 2020 | Tier 2 - Elevated | Transformer only | 8 | 21 | 2020-08-21 | 1026725 | Sus | Y | EnvironmentalExternal¦Lightning¦Transformer¦FailedFaulted
20-0091666 | Environmental/External | Fire, Forest/Grass | Pole-Wood | Broken, wire on ground | 2020 | Tier 3 - Extreme | Distribution Circuit | 8 | 19 | 2020-08-19 | 1043596 | Sus | Y | EnvironmentalExternal¦FireForestGrass¦PoleWood¦Brokenwireonground
20-0095091 | Vegetation | Tree - fell into line | Conductor, Overhead | Broken, wire on ground | 2020 | Tier 2 - Elevated | Distribution Circuit | 9 | 8 | 2020-09-08 | 1061112 | Sus | Y | Vegetation¦Treefellintoline¦ConductorOverhead¦Brokenwireonground
20-0096478 | Animal | Squirrel | Conductor, Underground | Normal | 2020 | Tier 2 - Elevated | Distribution Circuit | 9 | 11 | 2020-09-11 | 1064559 | Sus | Y | Animal¦Squirrel¦ConductorUnderground¦Normal
20-0097965 | Equipment Failure/Involved | Overhead | Pothead(Riser Termination) | Failed/Faulted | 2020 | Tier 2 - Elevated | Distribution Circuit | 9 | 16 | 2020-09-16 | 1073715 | Sus | Y | EquipmentFailureInvolved¦Overhead¦Pothead(RiserTermination)¦FailedFaulted
20-0100054 | Company Initiated | Personnel, company | Conductor, Overhead | Normal | 2020 | Tier 2 - Elevated | Distribution Circuit | 9 | 22 | 2020-09-22 | 1086895 | Sus | Y | CompanyInitiated¦Personnelcompany¦ConductorOverhead¦Normal
20-0104989 | Environmental/External | Fire, Forest/Grass | Conductor, Overhead | Burned/flashed | 2020 | Tier 3 - Extreme | Distribution Circuit | 9 | 27 | 2020-09-27 | 1110988 | Sus | Y | EnvironmentalExternal¦FireForestGrass¦ConductorOverhead¦Burnedflashed
20-0105843 | Equipment Failure/Involved | Overhead | Secondary | Broken | 2020 | Tier 2 - Elevated | Transformer only | 10 | 6 | 2020-10-06 | 1112302 | Sus | Y | EquipmentFailureInvolved¦Overhead¦Secondary¦Broken
20-0112242 | Wildfire Mitigation | Public Safety Power Shut-off | Conductor, Overhead | Normal | 2020 | Tier 2 - Elevated | Distribution Circuit | 10 | 25 | 2020-10-25 | 1125992 | Sus | Y | WildfireMitigation¦PublicSafetyPowerShutoff¦ConductorOverhead¦Normal
20-0116056 | Unknown Cause | Patrol - found nothing |  |  | 2020 | Tier 3 - Extreme | Transformer only | 11 | 2 | 2020-11-02 | 1134128 | Sus | Y | UnknownCause¦Patrolfoundnothing¦¦
20-0118082 | Vegetation | Tree - fell into line | Pole-Wood | Broken, wire on ground | 2020 | Tier 2 - Elevated | Distribution Circuit | 11 | 6 | 2020-11-06 | 1137831 | Sus | Y | Vegetation¦Treefellintoline¦PoleWood¦Brokenwireonground
20-0121106 | Equipment Failure/Involved | Overhead | Fuse | Broken | 2020 | Tier 2 - Elevated | Distribution Circuit | 11 | 15 | 2020-11-15 | 1145619 | Sus | Y | EquipmentFailureInvolved¦Overhead¦Fuse¦Broken
20-0129171 | Equipment Failure/Involved | Overhead | Crossarm, Wood | Broken | 2020 | Tier 2 - Elevated | Distribution Circuit | 12 | 9 | 2020-12-09 | 1174109 | Sus | N | EquipmentFailureInvolved¦Overhead¦CrossarmWood¦Broken
20-0129497 | Company Initiated | Construction Activity/equip, company | Conductor, Overhead | Normal | 2020 | Tier 2 - Elevated | Distribution Circuit | 12 | 11 | 2020-12-11 | 1178829 | Sus | N | CompanyInitiated¦ConstructionActivityequipcompany¦ConductorOverhead¦Normal
21-0009590 | Vegetation | Tree - branch fell on line | Conductor, Overhead | Normal | 2021 | Tier 2 - Elevated | Distribution Circuit | 1 | 18 | 2021-01-18 | 1212071 | Sus | N | Vegetation¦Treebranchfellonline¦ConductorOverhead¦Normal
21-0010039 | Vegetation | Tree - fell into line | Crossarm, Wood | Broken, wire on ground | 2021 | Tier 3 - Extreme | Distribution Circuit | 1 | 19 | 2021-01-19 | 1213662 | Sus | N | Vegetation¦Treefellintoline¦CrossarmWood¦Brokenwireonground
21-0010640 | Equipment Failure/Involved | Overhead | Fuse | Failed/Faulted | 2021 | Tier 2 - Elevated | Transformer only | 1 | 19 | 2021-01-19 | 1215817 | Sus | N | EquipmentFailureInvolved¦Overhead¦Fuse¦FailedFaulted
21-0010647 | Vegetation | Tree - fell into line | Conductor, Overhead | Broken, wire on ground | 2021 | Tier 3 - Extreme | Distribution Circuit | 1 | 19 | 2021-01-19 | 1216582 | Sus | N | Vegetation¦Treefellintoline¦ConductorOverhead¦Brokenwireonground
21-0013197 | Vegetation | Tree - fell into line | Conductor, Overhead | Broken, wire on ground | 2021 | Tier 3 - Extreme | Distribution Circuit | 1 | 22 | 2021-01-22 | 1221513 | Sus | N | Vegetation¦Treefellintoline¦ConductorOverhead¦Brokenwireonground
21-0013333 | Unknown Cause | Patrol - found nothing |  |  | 2021 | Tier 2 - Elevated | Distribution Circuit | 1 | 23 | 2021-01-23 | 1221949 | Sus | N | UnknownCause¦Patrolfoundnothing¦¦
21-0015924 | Vegetation | Tree - fell into line | Pole-Wood | Broken, wire on ground | 2021 | Tier 2 - Elevated | Distribution Circuit | 1 | 26 | 2021-01-26 | 1234480 | Sus | N | Vegetation¦Treefellintoline¦PoleWood¦Brokenwireonground
21-0016376 | Vegetation | Tree - bark fell into line | Conductor, Overhead | Broken, wire on ground | 2021 | Tier 2 - Elevated | Distribution Circuit | 1 | 27 | 2021-01-27 | 1235865 | Sus | N | Vegetation¦Treebarkfellintoline¦ConductorOverhead¦Brokenwireonground
21-0016604 | Vegetation | Tree - fell into line | Conductor, Overhead | Broken, wire on ground | 2021 | Tier 2 - Elevated | Distribution Circuit | 1 | 26 | 2021-01-26 | 1236576 | Sus | N | Vegetation¦Treefellintoline¦ConductorOverhead¦Brokenwireonground
21-0016744 | Vegetation | Tree - branch fell on line | Conductor, Overhead | Normal | 2021 | Tier 3 - Extreme | Distribution Circuit | 1 | 27 | 2021-01-27 | 1233480 | Sus | N | Vegetation¦Treebranchfellonline¦ConductorOverhead¦Normal
21-0017074 | Vegetation | Tree - fell into line | Conductor, Overhead | Arcing | 2021 | Tier 3 - Extreme | Distribution Circuit | 1 | 28 | 2021-01-28 | 1238307 | Sus | N | Vegetation¦Treefellintoline¦ConductorOverhead¦Arcing
21-0017155 | Vegetation | Tree - fell into line | Conductor, Overhead | Broken, wire on ground | 2021 | Tier 3 - Extreme | Distribution Circuit | 1 | 28 | 2021-01-28 | 1238248 | Sus | N | Vegetation¦Treefellintoline¦ConductorOverhead¦Brokenwireonground
21-0017452 | Equipment Failure/Involved | Overhead | Transformer | Failed/Faulted | 2021 | Tier 3 - Extreme | Transformer only | 1 | 27 | 2021-01-27 | 1237465 | Sus | N | EquipmentFailureInvolved¦Overhead¦Transformer¦FailedFaulted
21-0017460 | Equipment Failure/Involved | Overhead | Conductor, Overhead | Broken, wire on ground | 2021 | Tier 2 - Elevated | Distribution Circuit | 1 | 28 | 2021-01-28 | 1239521 | Sus | N | EquipmentFailureInvolved¦Overhead¦ConductorOverhead¦Brokenwireonground
21-0018578 | Vegetation | Tree - branch fell on line | Conductor, Overhead | Broken, wire on ground | 2021 | Tier 2 - Elevated | Distribution Circuit | 1 | 29 | 2021-01-29 | 1242134 | Sus | N | Vegetation¦Treebranchfellonline¦ConductorOverhead¦Brokenwireonground
21-0019284 | Equipment Failure/Involved | Overhead | Jumper | Burned Open | 2021 | Tier 2 - Elevated | Transformer only | 1 | 30 | 2021-01-30 | 1242777 | Sus | N | EquipmentFailureInvolved¦Overhead¦Jumper¦BurnedOpen
21-0020058 | Unknown Cause | Patrol - not conducted |  |  | 2021 | Tier 2 - Elevated | Distribution Circuit | 1 | 31 | 2021-01-31 | 1244203 | Sus | N | UnknownCause¦Patrolnotconducted¦¦
21-0033649 | Vegetation | Tree - fell into line | Conductor, Overhead | Broken, wire on ground | 2021 | Tier 2 - Elevated | Distribution Circuit | 3 | 8 | 2021-03-08 | 1274589 | Sus | N | Vegetation¦Treefellintoline¦ConductorOverhead¦Brokenwireonground
21-0034422 | Vegetation | Tree - fell into line | Conductor, Overhead | Deteriorated | 2021 | Tier 3 - Extreme | Distribution Circuit | 3 | 10 | 2021-03-10 | 1276861 | Sus | N | Vegetation¦Treefellintoline¦ConductorOverhead¦Deteriorated
21-0034878 | Unknown Cause | Patrol - found nothing |  |  | 2021 | Tier 2 - Elevated | Distribution Circuit | 3 | 10 | 2021-03-10 | 1277540 | Sus | N | UnknownCause¦Patrolfoundnothing¦¦
21-0036299 | Vegetation | Tree - branch fell on line | Conductor, Overhead | Normal | 2021 | Tier 3 - Extreme | Distribution Circuit | 3 | 14 | 2021-03-14 | 1282124 | Sus | N | Vegetation¦Treebranchfellonline¦ConductorOverhead¦Normal
21-0037784 | Equipment Failure/Involved | Overhead | Conductor, Overhead | Broken, wire on ground | 2021 | Tier 3 - Extreme | Distribution Circuit | 3 | 17 | 2021-03-17 | 1287413 | Sus | N | EquipmentFailureInvolved¦Overhead¦ConductorOverhead¦Brokenwireonground
21-0041951 | Unknown Cause | Patrol - found nothing |  |  | 2021 | Tier 2 - Elevated | Distribution Circuit | 3 | 28 | 2021-03-28 | 1302053 | Sus | N | UnknownCause¦Patrolfoundnothing¦¦
21-0057882 | Equipment Failure/Involved | Overhead | Transformer (OH) | Normal | 2021 | Tier 3 - Extreme | Transformer only | 5 | 6 | 2021-05-06 | 1342498 | Sus | Y | EquipmentFailureInvolved¦Overhead¦Transformer(OH)¦Normal
21-0058280 | Animal | Bird found | Transformer (OH) | Failed/Faulted | 2021 | Tier 2 - Elevated | Distribution Circuit | 5 | 7 | 2021-05-07 | 1343074 | Sus | Y | Animal¦Birdfound¦Transformer(OH)¦FailedFaulted
21-0064659 | Vegetation | Tree - branch fell on line | Service conductor | Broken, wire on ground | 2021 | Tier 3 - Extreme | Transformer only | 5 | 21 | 2021-05-21 | 1356052 | Sus | Y | Vegetation¦Treebranchfellonline¦Serviceconductor¦Brokenwireonground
21-0070491 | Equipment Failure/Involved | Overhead | Pole-Wood | Broken | 2021 | Tier 2 - Elevated | Distribution Circuit | 6 | 5 | 2021-06-05 | 1366728 | Sus | Y | EquipmentFailureInvolved¦Overhead¦PoleWood¦Broken
21-0072299 | Vegetation | Tree - fell into line | Conductor, Overhead | Broken, wire on ground | 2021 | Tier 2 - Elevated | Distribution Circuit | 6 | 9 | 2021-06-09 | 1369679 | Sus | Y | Vegetation¦Treefellintoline¦ConductorOverhead¦Brokenwireonground
21-0074055 | 3rd Party | Vehicle | Transformer (UG) | Broken | 2021 | Tier 2 - Elevated | Distribution Circuit | 6 | 14 | 2021-06-14 | 1373058 | Sus | Y | 3rdParty¦Vehicle¦Transformer(UG)¦Broken
21-0088482 | 3rd Party | Vehicle | Pole-Wood | Broken | 2021 | Tier 3 - Extreme | Distribution Circuit | 7 | 12 | 2021-07-12 | 1402287 | Sus | Y | 3rdParty¦Vehicle¦PoleWood¦Broken
21-0091990 | Unknown Cause | Patrol - found nothing |  |  | 2021 | Tier 2 - Elevated | Distribution Circuit | 7 | 19 | 2021-07-19 | 1408070 | Sus | Y | UnknownCause¦Patrolfoundnothing¦¦
21-0095615 | Animal | Squirrel | Transformer (OH) | Normal | 2021 | Tier 3 - Extreme | Transformer only | 7 | 27 | 2021-07-27 | 1416239 | Sus | Y | Animal¦Squirrel¦Transformer(OH)¦Normal
21-0104458 | Vegetation | Tree - fell into line | Conductor, Overhead | Normal | 2021 | Tier 2 - Elevated | Distribution Circuit | 8 | 13 | 2021-08-13 | 1442308 | Sus | Y | Vegetation¦Treefellintoline¦ConductorOverhead¦Normal
21-0107685 | Equipment Failure/Involved | Overhead | Pole-Wood | Deteriorated | 2021 | Tier 2 - Elevated | Distribution Circuit | 8 | 21 | 2021-08-21 | 1449447 | Sus | Y | EquipmentFailureInvolved¦Overhead¦PoleWood¦Deteriorated
21-0109202 | Unknown Cause | Patrol - found nothing |  |  | 2021 | Tier 2 - Elevated | Transformer only | 8 | 25 | 2021-08-25 | 1452838 | Sus | Y | UnknownCause¦Patrolfoundnothing¦¦
21-0116300 | Equipment Failure/Involved | Overhead | Transformer (OH) | Failed/Faulted | 2021 | Tier 3 - Extreme | Transformer only | 9 | 10 | 2021-09-10 | 1468538 | Sus | Y | EquipmentFailureInvolved¦Overhead¦Transformer(OH)¦FailedFaulted
21-0116646 | Vegetation | Tree - fell into line | Conductor, Overhead | Normal | 2021 | Tier 3 - Extreme | Distribution Circuit | 9 | 13 | 2021-09-13 | 1470366 | Sus | Y | Vegetation¦Treefellintoline¦ConductorOverhead¦Normal
21-0118249 | Equipment Failure/Involved | Overhead | Insulator | Broken | 2021 | Tier 3 - Extreme | Distribution Circuit | 9 | 16 | 2021-09-16 | 1473004 | Sus | Y | EquipmentFailureInvolved¦Overhead¦Insulator¦Broken
21-0120732 | Unknown Cause | Patrol - found nothing |  |  | 2021 | Tier 3 - Extreme | Distribution Circuit | 9 | 22 | 2021-09-22 | 1477633 | Sus | Y | UnknownCause¦Patrolfoundnothing¦¦
21-0121493 | Equipment Failure/Involved | Overhead | Transformer (OH) | Failed/Faulted | 2021 | Tier 2 - Elevated | Transformer only | 9 | 23 | 2021-09-23 | 1478732 | Sus | Y | EquipmentFailureInvolved¦Overhead¦Transformer(OH)¦FailedFaulted
21-0126966 | Equipment Failure/Involved | Overhead | Pole-Wood | Broken | 2021 | Tier 2 - Elevated | Distribution Circuit | 10 | 6 | 2021-10-06 | 1489177 | Sus | Y | EquipmentFailureInvolved¦Overhead¦PoleWood¦Broken
21-0127705 | Unknown Cause | Patrol - found nothing |  |  | 2021 | Tier 3 - Extreme | Distribution Circuit | 10 | 8 | 2021-10-08 | 1490438 | Sus | Y | UnknownCause¦Patrolfoundnothing¦¦
21-0132025 | Animal | Squirrel | Fuse | Burned Open | 2021 | Tier 2 - Elevated | Distribution Circuit | 10 | 17 | 2021-10-17 | 1499464 | Sus | Y | Animal¦Squirrel¦Fuse¦BurnedOpen
21-0132807 | Equipment Failure/Involved | Electrical Overload | Transformer | Malfunctioning | 2021 | Tier 2 - Elevated | Transformer only | 10 | 19 | 2021-10-19 | 1501521 | Sus | Y | EquipmentFailureInvolved¦ElectricalOverload¦Transformer¦Malfunctioning
21-0134430 | Vegetation | Tree - branch fell on line | Conductor, Overhead | Normal | 2021 | Tier 3 - Extreme | Distribution Circuit | 10 | 21 | 2021-10-21 | 1504490 | Sus | Y | Vegetation¦Treebranchfellonline¦ConductorOverhead¦Normal
21-0136416 | Vegetation | Tree - fell into line | Conductor, Overhead | Broken, wire on ground | 2021 | Tier 3 - Extreme | Distribution Circuit | 10 | 24 | 2021-10-24 | 1513180 | Sus | Y | Vegetation¦Treefellintoline¦ConductorOverhead¦Brokenwireonground
21-0137939 | Vegetation | Tree - branch fell on line | Crossarm, Wood | Broken, wire on ground | 2021 | Tier 2 - Elevated | Distribution Circuit | 10 | 26 | 2021-10-26 | 1520665 | Sus | Y | Vegetation¦Treebranchfellonline¦CrossarmWood¦Brokenwireonground
21-0157122 | Vegetation | Tree - fell into line | Conductor, Overhead | Broken, wire on ground | 2021 | Tier 3 - Extreme | Distribution Circuit | 12 | 13 | 2021-12-13 | 1566030 | Sus | N | Vegetation¦Treefellintoline¦ConductorOverhead¦Brokenwireonground
21-0157215 | Vegetation | Tree - fell into line | Conductor, Overhead | Broken, wire on ground | 2021 | Tier 3 - Extreme | Distribution Circuit | 12 | 13 | 2021-12-13 | 1567136 | Sus | N | Vegetation¦Treefellintoline¦ConductorOverhead¦Brokenwireonground
21-0158128 | Vegetation | Tree - fell into line | Conductor, Overhead | Broken, wire on ground | 2021 | Tier 2 - Elevated | Distribution Circuit | 12 | 14 | 2021-12-14 | 1569218 | Sus | N | Vegetation¦Treefellintoline¦ConductorOverhead¦Brokenwireonground
21-0158478 | Vegetation | Tree - branch fell on line | Conductor, Overhead | Normal | 2021 | Tier 3 - Extreme | Distribution Circuit | 12 | 15 | 2021-12-15 | 1572709 | Sus | N | Vegetation¦Treebranchfellonline¦ConductorOverhead¦Normal
21-0159899 | Animal | Squirrel | Fuse | Burned Open | 2021 | Tier 2 - Elevated | Transformer only | 12 | 20 | 2021-12-20 | 1578190 | Sus | N | Animal¦Squirrel¦Fuse¦BurnedOpen
21-0160717 | Vegetation | Tree - fell into line | Secondary | Broken, wire on ground | 2021 | Tier 3 - Extreme | Distribution Circuit | 12 | 26 | 2021-12-26 | 1582308 | Sus | N | Vegetation¦Treefellintoline¦Secondary¦Brokenwireonground
21-0161068 | Environmental/External | Ice or snow | Conductor, Overhead | Broken, wire on ground | 2021 | Tier 2 - Elevated | Distribution Circuit | 12 | 27 | 2021-12-27 | 1585487 | Sus | N | EnvironmentalExternal¦Iceorsnow¦ConductorOverhead¦Brokenwireonground
21-0161429 | Vegetation | Tree - fell into line | Pole-Wood | Broken | 2021 | Tier 2 - Elevated | Distribution Circuit | 12 | 27 | 2021-12-27 | 1587430 | Sus | N | Vegetation¦Treefellintoline¦PoleWood¦Broken
22-0005068 | Vegetation | Tree - fell into line | Conductor, Overhead | Broken, wire on ground | 2021 | Tier 3 - Extreme | Distribution Circuit | 12 | 27 | 2021-12-27 | 1591701 | Sus | N | Vegetation¦Treefellintoline¦ConductorOverhead¦Brokenwireonground
22-0006167 | Vegetation | Tree - fell into line | Transformer | Normal | 2021 | Tier 2 - Elevated | Transformer only | 12 | 27 | 2021-12-27 | 1595114 | Sus | N | Vegetation¦Treefellintoline¦Transformer¦Normal
22-0006373 | Unknown Cause | Patrol - found nothing |  |  | 2021 | Tier 3 - Extreme | Distribution Circuit | 12 | 27 | 2021-12-27 | 1595685 | Sus | N | UnknownCause¦Patrolfoundnothing¦¦
22-0007381 | Company Initiated | Personnel, company | Fuse | Normal | 2022 | Tier 2 - Elevated | Distribution Circuit | 2 | 26 | 2022-02-26 | 1638313 | Sus | N | CompanyInitiated¦Personnelcompany¦Fuse¦Normal
22-0007771 | Environmental/External | Ice or snow | Conductor, Overhead | Bent or Twisted | 2021 | Tier 3 - Extreme | Distribution Circuit | 12 | 27 | 2021-12-27 | 1598763 | Sus | N | EnvironmentalExternal¦Iceorsnow¦ConductorOverhead¦BentorTwisted
22-0010431 | Equipment Failure/Involved | Overhead | Transformer (OH) | Failed/Faulted | 2022 | Tier 2 - Elevated | Distribution Circuit | 1 | 17 | 2022-01-17 | 1603859 | Sus | N | EquipmentFailureInvolved¦Overhead¦Transformer(OH)¦FailedFaulted
22-0022207 | Unknown Cause | Patrol - not conducted |  |  | 2022 | Tier 2 - Elevated | Transformer only | 2 | 14 | 2022-02-14 | 1627092 | Sus | N | UnknownCause¦Patrolnotconducted¦¦
22-0022794 | Equipment Failure/Involved | Overhead | Transformer | Failed/Faulted | 2022 | Tier 2 - Elevated | Transformer only | 2 | 16 | 2022-02-16 | 1628399 | Sus | N | EquipmentFailureInvolved¦Overhead¦Transformer¦FailedFaulted
22-0025883 | Unknown Cause | Patrol - found nothing |  |  | 2022 | Tier 2 - Elevated | Distribution Circuit | 2 | 23 | 2022-02-23 | 1634530 | Sus | N | UnknownCause¦Patrolfoundnothing¦¦
22-0034115 | 3rd Party | Customer Equipment | Customer Equipment | Broken | 2022 | Tier 3 - Extreme | Transformer only | 3 | 15 | 2022-03-15 | 1648938 | Sus | N | 3rdParty¦CustomerEquipment¦CustomerEquipment¦Broken
22-0045129 | Unknown Cause | Patrol - found nothing |  |  | 2022 | Tier 2 - Elevated | Distribution Circuit | 4 | 10 | 2022-04-10 | 1667424 | Sus | N | UnknownCause¦Patrolfoundnothing¦¦
22-0048527 | Equipment Failure/Involved | Overhead | Transformer (OH) | Leaking | 2022 | Tier 3 - Extreme | Transformer only | 4 | 14 | 2022-04-14 | 1672861 | Sus | N | EquipmentFailureInvolved¦Overhead¦Transformer(OH)¦Leaking
22-0050798 | Company Initiated | Other Circuits | Other | Normal | 2022 | Tier 3 - Extreme | Distribution Circuit | 4 | 18 | 2022-04-18 | 1675391 | Sus | N | CompanyInitiated¦OtherCircuits¦Other¦Normal
22-0057844 | Animal | Other | Transformer (OH) | Normal | 2022 | Tier 2 - Elevated | Distribution Circuit | 5 | 4 | 2022-05-04 | 1688231 | Sus | Y | Animal¦Other¦Transformer(OH)¦Normal
22-0061871 | Vegetation | Tree - grew into line | Anchor or Guy | Deteriorated | 2022 | Tier 2 - Elevated | Distribution Circuit | 5 | 13 | 2022-05-13 | 1695436 | Sus | Y | Vegetation¦Treegrewintoline¦AnchororGuy¦Deteriorated
22-0072469 | Vegetation | Tree - fell into line | Conductor, Overhead | Normal | 2022 | Tier 3 - Extreme | Distribution Circuit | 6 | 9 | 2022-06-09 | 1726805 | Sus | Y | Vegetation¦Treefellintoline¦ConductorOverhead¦Normal
22-0078745 | Vegetation | Tree - branch fell on line | Conductor, Overhead | Normal | 2022 | Tier 2 - Elevated | Distribution Circuit | 6 | 26 | 2022-06-26 | 1742671 | Sus | Y | Vegetation¦Treebranchfellonline¦ConductorOverhead¦Normal
22-0082987 | Animal | Bird found | Conductor, Overhead | Normal | 2022 | Tier 2 - Elevated | Distribution Circuit | 7 | 8 | 2022-07-08 | 1751115 | Sus | Y | Animal¦Birdfound¦ConductorOverhead¦Normal
22-0086741 | Equipment Failure/Involved | Overhead | Transformer (OH) | Failed/Faulted | 2022 | Tier 2 - Elevated | Transformer only | 7 | 18 | 2022-07-18 | 1759566 | Sus | Y | EquipmentFailureInvolved¦Overhead¦Transformer(OH)¦FailedFaulted
22-0087151 | 3rd Party | Tree - cutting, 3rd party | Conductor, Overhead | Normal | 2022 | Tier 3 - Extreme | Distribution Circuit | 7 | 19 | 2022-07-19 | 1760393 | Sus | Y | 3rdParty¦Treecutting3rdparty¦ConductorOverhead¦Normal
22-0091866 | Unknown Cause | Patrol - found nothing |  |  | 2022 | Tier 2 - Elevated | Distribution Circuit | 8 | 1 | 2022-08-01 | 1769788 | Sus | Y | UnknownCause¦Patrolfoundnothing¦¦
22-0099619 | Equipment Failure/Involved | Overhead | Transformer (OH) | Failed/Faulted | 2022 | Tier 2 - Elevated | Transformer only | 8 | 19 | 2022-08-19 | 1784944 | Sus | Y | EquipmentFailureInvolved¦Overhead¦Transformer(OH)¦FailedFaulted
22-0102300 | Animal | Bird found | Pothead(Riser Termination) | Normal | 2022 | Tier 2 - Elevated | Distribution Circuit | 8 | 26 | 2022-08-26 | 1792170 | Sus | Y | Animal¦Birdfound¦Pothead(RiserTermination)¦Normal
22-0105425 | Vegetation | Tree - fell into line | Conductor, Overhead | Broken, wire on ground | 2022 | Tier 2 - Elevated | Distribution Circuit | 9 | 3 | 2022-09-03 | 1798077 | Sus | Y | Vegetation¦Treefellintoline¦ConductorOverhead¦Brokenwireonground
22-0105836 | Animal | Squirrel | Fuse | Failed/Faulted | 2022 | Tier 3 - Extreme | Distribution Circuit | 9 | 5 | 2022-09-05 | 1799486 | Sus | Y | Animal¦Squirrel¦Fuse¦FailedFaulted
22-0123138 | Unknown Cause | Patrol - found nothing |  |  | 2022 | Tier 2 - Elevated | Distribution Circuit | 10 | 20 | 2022-10-20 | 1841310 | Sus | Y | UnknownCause¦Patrolfoundnothing¦¦
22-0124520 | Company Initiated | Coordination failure | Fuse | Normal | 2022 | Tier 3 - Extreme | Distribution Circuit | 10 | 25 | 2022-10-25 | 1844859 | Sus | Y | CompanyInitiated¦Coordinationfailure¦Fuse¦Normal
22-0126536 | Unknown Cause | Patrol - found nothing |  |  | 2022 | Tier 2 - Elevated | Transmission line | 11 | 1 | 2022-11-01 | 1850194 | Sus | Y | UnknownCause¦Patrolfoundnothing¦¦
22-0127484 | Animal | Squirrel | Transformer (OH) | Normal | 2022 | Tier 3 - Extreme | Transformer only | 11 | 3 | 2022-11-03 | 1852486 | Sus | Y | Animal¦Squirrel¦Transformer(OH)¦Normal
22-0128398 | Vegetation | Tree - branch fell on line | Conductor, Overhead | Normal | 2022 | Tier 3 - Extreme | Distribution Circuit | 11 | 7 | 2022-11-07 | 1855628 | Sus | Y | Vegetation¦Treebranchfellonline¦ConductorOverhead¦Normal
22-0128554 | Vegetation | Tree - fell into line | Pole-Wood | Broken | 2022 | Tier 2 - Elevated | Distribution Circuit | 11 | 7 | 2022-11-07 | 1856068 | Sus | Y | Vegetation¦Treefellintoline¦PoleWood¦Broken
22-0128559 | Vegetation | Tree - fell into line | Conductor, Overhead | Bent or Twisted | 2022 | Tier 3 - Extreme | Distribution Circuit | 11 | 7 | 2022-11-07 | 1856072 | Sus | Y | Vegetation¦Treefellintoline¦ConductorOverhead¦BentorTwisted
22-0129181 | Unknown Cause | Patrol - found nothing |  |  | 2022 | Tier 2 - Elevated | Distribution Circuit | 11 | 8 | 2022-11-08 | 1857768 | Sus | Y | UnknownCause¦Patrolfoundnothing¦¦
22-0137038 | Equipment Failure/Involved | Overhead | Secondary | Broken | 2022 | Tier 3 - Extreme | Transformer only | 12 | 6 | 2022-12-06 | 1877348 | Sus | N | EquipmentFailureInvolved¦Overhead¦Secondary¦Broken
22-0138286 | Unknown Cause | Patrol - found nothing |  |  | 2022 | Tier 2 - Elevated | Distribution Circuit | 12 | 10 | 2022-12-10 | 1881292 | Sus | N | UnknownCause¦Patrolfoundnothing¦¦
22-0139877 | Equipment Failure/Involved | Overhead | Transformer (OH) | Failed/Faulted | 2022 | Tier 2 - Elevated | Distribution Circuit | 12 | 14 | 2022-12-14 | 1889059 | Sus | N | EquipmentFailureInvolved¦Overhead¦Transformer(OH)¦FailedFaulted
15-0006997 | 3rd Party | Vehicle | Conductor, Underground | Broken | 2015 | Tier 2 - Elevated | Distribution Circuit | 1 | 26 | 2015-01-26 | 1168343 | Sus | N | 3rdParty¦Vehicle¦ConductorUnderground¦Broken
15-0010626 | Vegetation | Tree - fell into line | Conductor, Underground | Broken, wire on ground | 2015 | Tier 3 - Extreme | Distribution Circuit | 2 | 6 | 2015-02-06 | 1176832 | Sus | N | Vegetation¦Treefellintoline¦ConductorUnderground¦Brokenwireonground
15-0011023 | Vegetation | Tree - fell into line | Conductor, Overhead | Together | 2015 | Tier 3 - Extreme | Distribution Circuit | 2 | 6 | 2015-02-06 | 1177187 | Sus | N | Vegetation¦Treefellintoline¦ConductorOverhead¦Together
15-0011321 | Equipment Failure/Involved | Electrical Overload | Jumper | Burned Open | 2015 | Tier 2 - Elevated | Distribution Circuit | 2 | 6 | 2015-02-06 | 1177578 | Sus | N | EquipmentFailureInvolved¦ElectricalOverload¦Jumper¦BurnedOpen
15-0012103 | Equipment Failure/Involved | Lightning | Transformer | Failed/Faulted | 2015 | Tier 3 - Extreme | Transformer only | 2 | 9 | 2015-02-09 | 1185985 | Sus | N | EquipmentFailureInvolved¦Lightning¦Transformer¦FailedFaulted
15-0024217 | Equipment Failure/Involved | Electrical Overload | Transformer | Failed/Faulted | 2015 | Tier 3 - Extreme | Transformer only | 4 | 4 | 2015-04-04 | 1212581 | Sus | N | EquipmentFailureInvolved¦ElectricalOverload¦Transformer¦FailedFaulted
15-0031271 | Equipment Failure/Involved | Other | Transformer | Deteriorated | 2015 | Tier 2 - Elevated | Distribution Circuit | 5 | 2 | 2015-05-02 | 1228378 | Sus | Y | EquipmentFailureInvolved¦Other¦Transformer¦Deteriorated
15-0035059 | Vegetation | Tree - bark fell into line | Conductor, Overhead | Together | 2015 | Tier 3 - Extreme | Distribution Circuit | 5 | 19 | 2015-05-19 | 1236719 | Sus | Y | Vegetation¦Treebarkfellintoline¦ConductorOverhead¦Together
15-0038913 | Equipment Failure/Involved | Underground | Conductor, Underground | Broken | 2015 | Tier 2 - Elevated | Distribution Circuit | 6 | 5 | 2015-06-05 | 1244433 | Sus | Y | EquipmentFailureInvolved¦Underground¦ConductorUnderground¦Broken
15-0042086 | Vegetation | Tree - cutting, PG&E contractor | Conductor, Overhead | Normal | 2015 | Tier 3 - Extreme | Distribution Circuit | 6 | 19 | 2015-06-19 | 1253268 | Sus | Y | Vegetation¦TreecuttingPG&Econtractor¦ConductorOverhead¦Normal
15-0047038 | Unknown Cause | Patrol - found nothing |  |  | 2015 | Tier 2 - Elevated | Distribution Circuit | 7 | 12 | 2015-07-12 | 1267049 | Sus | Y | UnknownCause¦Patrolfoundnothing¦¦
15-0049373 | Equipment Failure/Involved | Overhead | Transformer | Failed/Faulted | 2015 | Tier 2 - Elevated | Transformer only | 7 | 20 | 2015-07-20 | 1274266 | Sus | Y | EquipmentFailureInvolved¦Overhead¦Transformer¦FailedFaulted
15-0053937 | Equipment Failure/Involved | Underground | Transformer (UG) | Leaking | 2015 | Tier 2 - Elevated | Distribution Circuit | 8 | 9 | 2015-08-09 | 1285600 | Sus | Y | EquipmentFailureInvolved¦Underground¦Transformer(UG)¦Leaking
15-0055561 | Unknown Cause | Patrol - found nothing |  |  | 2015 | Tier 3 - Extreme | Distribution Circuit | 8 | 17 | 2015-08-17 | 1290122 | Sus | Y | UnknownCause¦Patrolfoundnothing¦¦
15-0061917 | Environmental/External | Fire, Forest/Grass | Conductor, Overhead | Burned/flashed | 2015 | Tier 2 - Elevated | Distribution Circuit | 9 | 17 | 2015-09-17 | 1307622 | Sus | Y | EnvironmentalExternal¦FireForestGrass¦ConductorOverhead¦Burnedflashed
15-0064856 | Environmental/External | Fire, Forest/Grass | Transformer (UG) | Burned/flashed | 2015 | Tier 3 - Extreme | Distribution Circuit | 9 | 26 | 2015-09-26 | 1312354 | Sus | Y | EnvironmentalExternal¦FireForestGrass¦Transformer(UG)¦Burnedflashed
15-0071552 | Animal | Squirrel | Fuse | Normal | 2015 | Tier 3 - Extreme | Distribution Circuit | 10 | 18 | 2015-10-18 | 1325527 | Sus | Y | Animal¦Squirrel¦Fuse¦Normal
15-0078043 | Vegetation | Tree - fell into line | Secondary | Broken, wire on ground | 2015 | Tier 3 - Extreme | Distribution Circuit | 11 | 15 | 2015-11-15 | 1342453 | Sus | Y | Vegetation¦Treefellintoline¦Secondary¦Brokenwireonground
15-0081254 | Unknown Cause | Patrol - not conducted |  |  | 2015 | Tier 2 - Elevated | Distribution Circuit | 11 | 26 | 2015-11-26 | 1348992 | Sus | Y | UnknownCause¦Patrolnotconducted¦¦
15-0082153 | Unknown Cause | Patrol - not conducted |  |  | 2015 | Tier 2 - Elevated | Distribution Circuit | 12 | 2 | 2015-12-02 | 1351690 | Sus | N | UnknownCause¦Patrolnotconducted¦¦
15-0082512 | Vegetation | Tree - bark fell into line | Fuse | Failed/Faulted | 2015 | Tier 3 - Extreme | Distribution Circuit | 12 | 3 | 2015-12-03 | 1352844 | Sus | N | Vegetation¦Treebarkfellintoline¦Fuse¦FailedFaulted
15-0084202 | Vegetation | Tree - branch fell on line | Conductor, Overhead | Normal | 2015 | Tier 3 - Extreme | Distribution Circuit | 12 | 11 | 2015-12-11 | 1358577 | Sus | N | Vegetation¦Treebranchfellonline¦ConductorOverhead¦Normal
15-0084528 | Unknown Cause | Patrol - found nothing |  | Failed/Faulted | 2015 | Tier 3 - Extreme | Distribution Circuit | 12 | 13 | 2015-12-13 | 1359989 | Sus | N | UnknownCause¦Patrolfoundnothing¦¦FailedFaulted
15-0085197 | Equipment Failure/Involved | Overhead | Conductor, Overhead | Broken, wire on ground | 2015 | Tier 2 - Elevated | Distribution Circuit | 12 | 13 | 2015-12-13 | 1362218 | Sus | N | EquipmentFailureInvolved¦Overhead¦ConductorOverhead¦Brokenwireonground
15-0086504 | Unknown Cause | Patrol - found nothing |  |  | 2015 | Tier 3 - Extreme | Distribution Circuit | 12 | 21 | 2015-12-21 | 1367968 | Sus | N | UnknownCause¦Patrolfoundnothing¦¦
16-0002989 | Vegetation | Tree - branch fell on line | Conductor, Overhead | Normal | 2016 | Tier 2 - Elevated | Distribution Circuit | 1 | 5 | 2016-01-05 | 1377245 | Sus | N | Vegetation¦Treebranchfellonline¦ConductorOverhead¦Normal
16-0003672 | Unknown Cause | Patrol - found nothing |  |  | 2016 | Tier 2 - Elevated | Distribution Circuit | 1 | 6 | 2016-01-06 | 1379179 | Sus | N | UnknownCause¦Patrolfoundnothing¦¦
16-0007744 | Unknown Cause | Patrol - not conducted |  |  | 2016 | Tier 2 - Elevated | Distribution Circuit | 1 | 23 | 2016-01-23 | 1390709 | Sus | N | UnknownCause¦Patrolnotconducted¦¦
16-0008349 | Unknown Cause | Patrol - found nothing |  |  | 2016 | Tier 3 - Extreme | Distribution Circuit | 1 | 26 | 2016-01-26 | 1392408 | Sus | N | UnknownCause¦Patrolfoundnothing¦¦
16-0010398 | Equipment Failure/Involved | Overhead | Transformer (OH) | Failed/Faulted | 2016 | Tier 2 - Elevated | Transformer only | 2 | 3 | 2016-02-03 | 1397895 | Sus | N | EquipmentFailureInvolved¦Overhead¦Transformer(OH)¦FailedFaulted
16-0013734 | Equipment Failure/Involved | Overhead | Transformer (OH) | Failed/Faulted | 2016 | Tier 2 - Elevated | Distribution Circuit | 2 | 18 | 2016-02-18 | 1408016 | Sus | N | EquipmentFailureInvolved¦Overhead¦Transformer(OH)¦FailedFaulted
16-0014094 | Vegetation | Tree - fell into line | Conductor, Overhead | Normal | 2016 | Tier 2 - Elevated | Distribution Circuit | 2 | 19 | 2016-02-19 | 1409149 | Sus | N | Vegetation¦Treefellintoline¦ConductorOverhead¦Normal
16-0018088 | Unknown Cause | Patrol - found nothing |  |  | 2016 | Tier 3 - Extreme | Distribution Circuit | 3 | 5 | 2016-03-05 | 1420681 | Sus | N | UnknownCause¦Patrolfoundnothing¦¦
16-0018315 | Vegetation | Tree - fell into line | Fuse | Failed/Faulted | 2016 | Tier 3 - Extreme | Distribution Circuit | 3 | 6 | 2016-03-06 | 1421157 | Sus | N | Vegetation¦Treefellintoline¦Fuse¦FailedFaulted
16-0018545 | Vegetation | Tree - fell into line | Pole-Wood | Broken | 2016 | Tier 2 - Elevated | Distribution Circuit | 3 | 6 | 2016-03-06 | 1422486 | Sus | N | Vegetation¦Treefellintoline¦PoleWood¦Broken
16-0018914 | Unknown Cause | Patrol - not conducted |  |  | 2016 | Tier 3 - Extreme | Distribution Circuit | 3 | 7 | 2016-03-07 | 1423938 | Sus | N | UnknownCause¦Patrolnotconducted¦¦
16-0020407 | Vegetation | Tree - fell into line | Crossarm, Wood | Broken, wire on ground | 2016 | Tier 2 - Elevated | Distribution Circuit | 3 | 11 | 2016-03-11 | 1427795 | Sus | N | Vegetation¦Treefellintoline¦CrossarmWood¦Brokenwireonground
16-0020644 | Vegetation | Tree - fell into line | Conductor, Overhead | Broken | 2016 | Tier 3 - Extreme | Distribution Circuit | 3 | 11 | 2016-03-11 | 1428763 | Sus | N | Vegetation¦Treefellintoline¦ConductorOverhead¦Broken
16-0024035 | Vegetation | Tree - branch fell on line | Conductor, Overhead | Broken, wire on ground | 2016 | Tier 2 - Elevated | Distribution Circuit | 3 | 25 | 2016-03-25 | 1438352 | Sus | N | Vegetation¦Treebranchfellonline¦ConductorOverhead¦Brokenwireonground
16-0029398 | Unknown Cause | Patrol - found nothing |  |  | 2016 | Tier 3 - Extreme | Distribution Circuit | 4 | 18 | 2016-04-18 | 1452973 | Sus | N | UnknownCause¦Patrolfoundnothing¦¦
16-0032095 | Equipment Failure/Involved | Overhead | Transformer | Arcing | 2016 | Tier 2 - Elevated | Transformer only | 4 | 27 | 2016-04-27 | 1460375 | Sus | N | EquipmentFailureInvolved¦Overhead¦Transformer¦Arcing
16-0032345 | Environmental/External | Lightning | Transformer | Failed/Faulted | 2016 | Tier 2 - Elevated | Transformer only | 4 | 28 | 2016-04-28 | 1460688 | Sus | N | EnvironmentalExternal¦Lightning¦Transformer¦FailedFaulted
16-0033070 | Unknown Cause | Patrol - not conducted |  |  | 2016 | Tier 2 - Elevated | Distribution Circuit | 5 | 1 | 2016-05-01 | 1462793 | Sus | Y | UnknownCause¦Patrolnotconducted¦¦
16-0034677 | Unknown Cause | Patrol - found nothing |  |  | 2016 | Tier 2 - Elevated | Distribution Circuit | 5 | 7 | 2016-05-07 | 1466550 | Sus | Y | UnknownCause¦Patrolfoundnothing¦¦
16-0035311 | Equipment Failure/Involved | Electrical Overload | Secondary | Deteriorated | 2016 | Tier 2 - Elevated | Transformer only | 5 | 11 | 2016-05-11 | 1468022 | Sus | Y | EquipmentFailureInvolved¦ElectricalOverload¦Secondary¦Deteriorated
16-0035951 | Equipment Failure/Involved | Overhead | Cutout, fuse holder | Failed/Faulted | 2016 | Tier 2 - Elevated | Distribution Circuit | 5 | 13 | 2016-05-13 | 1469346 | Sus | Y | EquipmentFailureInvolved¦Overhead¦Cutoutfuseholder¦FailedFaulted
16-0036024 | Unknown Cause | Patrol - found nothing |  |  | 2016 | Tier 2 - Elevated | Distribution Circuit | 5 | 14 | 2016-05-14 | 1469618 | Sus | Y | UnknownCause¦Patrolfoundnothing¦¦
16-0042592 | Equipment Failure/Involved | Overhead |  | Failed/Faulted | 2016 | Tier 2 - Elevated | Transformer only | 6 | 11 | 2016-06-11 | 1487115 | Sus | Y | EquipmentFailureInvolved¦Overhead¦¦FailedFaulted
16-0044079 | Equipment Failure/Involved | Overhead | Fuse | Broken | 2016 | Tier 2 - Elevated | Distribution Circuit | 6 | 17 | 2016-06-17 | 1491316 | Sus | Y | EquipmentFailureInvolved¦Overhead¦Fuse¦Broken
16-0044454 | Equipment Failure/Involved | Overhead | Transformer | Failed/Faulted | 2016 | Tier 2 - Elevated | Transformer only | 6 | 20 | 2016-06-20 | 1492570 | Sus | Y | EquipmentFailureInvolved¦Overhead¦Transformer¦FailedFaulted
16-0045481 | Equipment Failure/Involved | Overhead | Insulator | Burned/flashed | 2016 | Tier 2 - Elevated | Distribution Circuit | 6 | 23 | 2016-06-23 | 1494867 | Sus | Y | EquipmentFailureInvolved¦Overhead¦Insulator¦Burnedflashed
16-0045712 | Equipment Failure/Involved | Overhead | Jumper | Burned Open | 2016 | Tier 3 - Extreme | Distribution Circuit | 6 | 24 | 2016-06-24 | 1495554 | Sus | Y | EquipmentFailureInvolved¦Overhead¦Jumper¦BurnedOpen
16-0047662 | Equipment Failure/Involved | Overhead | Crossarm, Wood | Broken | 2016 | Tier 2 - Elevated | Distribution Circuit | 7 | 3 | 2016-07-03 | 1500390 | Sus | Y | EquipmentFailureInvolved¦Overhead¦CrossarmWood¦Broken
16-0051793 | Animal | Squirrel | Conductor, Overhead | Normal | 2016 | Tier 2 - Elevated | Distribution Circuit | 7 | 22 | 2016-07-22 | 1514092 | Sus | Y | Animal¦Squirrel¦ConductorOverhead¦Normal
16-0051943 | Animal | Bird found | Fuse | Failed/Faulted | 2016 | Tier 2 - Elevated | Distribution Circuit | 7 | 22 | 2016-07-22 | 1514546 | Sus | Y | Animal¦Birdfound¦Fuse¦FailedFaulted
16-0052815 | Equipment Failure/Involved | Overhead | Transformer (OH) | Failed/Faulted | 2016 | Tier 2 - Elevated | Transformer only | 7 | 26 | 2016-07-26 | 1516751 | Sus | Y | EquipmentFailureInvolved¦Overhead¦Transformer(OH)¦FailedFaulted
16-0068384 | Equipment Failure/Involved | Overhead | Pole-Wood | Broken | 2016 | Tier 2 - Elevated | Transformer only | 9 | 29 | 2016-09-29 | 1549839 | Sus | Y | EquipmentFailureInvolved¦Overhead¦PoleWood¦Broken
16-0070705 | Equipment Failure/Involved | Overhead | Conductor, Overhead | Broken, wire on ground | 2016 | Tier 3 - Extreme | Distribution Circuit | 10 | 9 | 2016-10-09 | 1555563 | Sus | Y | EquipmentFailureInvolved¦Overhead¦ConductorOverhead¦Brokenwireonground
16-0071779 | Equipment Failure/Involved | Overhead | Fuse | Broken | 2016 | Tier 2 - Elevated | Distribution Circuit | 10 | 13 | 2016-10-13 | 1557835 | Sus | Y | EquipmentFailureInvolved¦Overhead¦Fuse¦Broken
16-0071803 | Vegetation | Tree - fell into line | Conductor, Overhead | Normal | 2016 | Tier 2 - Elevated | Distribution Circuit | 10 | 13 | 2016-10-13 | 1557872 | Sus | Y | Vegetation¦Treefellintoline¦ConductorOverhead¦Normal
16-0072615 | Vegetation | Tree - fell into line | Conductor, Overhead | Broken, wire on ground | 2016 | Tier 3 - Extreme | Distribution Circuit | 10 | 15 | 2016-10-15 | 1561578 | Sus | Y | Vegetation¦Treefellintoline¦ConductorOverhead¦Brokenwireonground
16-0072957 | Vegetation | Tree - branch fell on line | Conductor, Overhead | Normal | 2016 | Tier 2 - Elevated | Distribution Circuit | 10 | 16 | 2016-10-16 | 1563292 | Sus | Y | Vegetation¦Treebranchfellonline¦ConductorOverhead¦Normal
16-0078270 | Vegetation | Tree - branch fell on line | Conductor, Overhead | Broken, wire on ground | 2016 | Tier 2 - Elevated | Distribution Circuit | 11 | 6 | 2016-11-06 | 1577262 | Sus | Y | Vegetation¦Treebranchfellonline¦ConductorOverhead¦Brokenwireonground
16-0080799 | Unknown Cause | Patrol - found nothing |  |  | 2016 | Tier 3 - Extreme | Distribution Circuit | 11 | 18 | 2016-11-18 | 1583847 | Sus | Y | UnknownCause¦Patrolfoundnothing¦¦
16-0082334 | Equipment Failure/Involved | Overhead | Transformer | Failed/Faulted | 2016 | Tier 3 - Extreme | Transformer only | 11 | 26 | 2016-11-26 | 1589412 | Sus | Y | EquipmentFailureInvolved¦Overhead¦Transformer¦FailedFaulted
16-0084855 | 3rd Party | Vehicle | Pole-Wood | Broken | 2016 | Tier 2 - Elevated | Distribution Circuit | 12 | 9 | 2016-12-09 | 1598118 | Sus | N | 3rdParty¦Vehicle¦PoleWood¦Broken
16-0085805 | Vegetation | Tree - fell into line | Conductor, Overhead | Broken, wire on ground | 2016 | Tier 3 - Extreme | Distribution Circuit | 12 | 15 | 2016-12-15 | 1602995 | Sus | N | Vegetation¦Treefellintoline¦ConductorOverhead¦Brokenwireonground
16-0086255 | Unknown Cause | Patrol - found nothing |  |  | 2016 | Tier 3 - Extreme | Distribution Circuit | 12 | 18 | 2016-12-18 | 1606350 | Sus | N | UnknownCause¦Patrolfoundnothing¦¦
16-0087136 | Equipment Failure/Involved | Overhead | Jumper | Burned Open | 2016 | Tier 2 - Elevated | Distribution Circuit | 12 | 27 | 2016-12-27 | 1611417 | Sus | N | EquipmentFailureInvolved¦Overhead¦Jumper¦BurnedOpen
17-0006925 | Vegetation | Tree - fell into line | Conductor, Overhead | Broken, wire on ground | 2017 | Tier 2 - Elevated | Distribution Circuit | 1 | 10 | 2017-01-10 | 1634555 | Sus | N | Vegetation¦Treefellintoline¦ConductorOverhead¦Brokenwireonground
17-0007206 | Vegetation | Tree - fell into line | Conductor, Overhead | Broken, wire on ground | 2017 | Tier 3 - Extreme | Distribution Circuit | 1 | 10 | 2017-01-10 | 1637906 | Sus | N | Vegetation¦Treefellintoline¦ConductorOverhead¦Brokenwireonground
17-0008220 | Vegetation | Tree - fell into line | Conductor, Overhead | Broken, wire on ground | 2017 | Tier 2 - Elevated | Distribution Circuit | 1 | 11 | 2017-01-11 | 1640476 | Sus | N | Vegetation¦Treefellintoline¦ConductorOverhead¦Brokenwireonground
17-0011149 | Vegetation | Tree - fell into line | Transformer | Broken, wire on ground | 2017 | Tier 2 - Elevated | Transformer only | 1 | 20 | 2017-01-20 | 1652037 | Sus | N | Vegetation¦Treefellintoline¦Transformer¦Brokenwireonground
17-0011905 | Vegetation | Tree - branch fell on line | Conductor, Overhead | Normal | 2017 | Tier 3 - Extreme | Distribution Circuit | 1 | 21 | 2017-01-21 | 1655592 | Sus | N | Vegetation¦Treebranchfellonline¦ConductorOverhead¦Normal
17-0012098 | Vegetation | Tree - branch fell on line | Conductor, Overhead | Normal | 2017 | Tier 3 - Extreme | Distribution Circuit | 1 | 21 | 2017-01-21 | 1656279 | Sus | N | Vegetation¦Treebranchfellonline¦ConductorOverhead¦Normal
17-0012739 | Vegetation | Tree - branch fell on line | Fuse | Failed/Faulted | 2017 | Tier 2 - Elevated | Distribution Circuit | 1 | 22 | 2017-01-22 | 1657977 | Sus | N | Vegetation¦Treebranchfellonline¦Fuse¦FailedFaulted
17-0013075 | Vegetation | Tree - fell into line | Conductor, Overhead | Broken, wire on ground | 2017 | Tier 3 - Extreme | Distribution Circuit | 1 | 22 | 2017-01-22 | 1660198 | Sus | N | Vegetation¦Treefellintoline¦ConductorOverhead¦Brokenwireonground
17-0013576 | Vegetation | Tree - fell into line | Conductor, Overhead | Broken, wire on ground | 2017 | Tier 3 - Extreme | Distribution Circuit | 1 | 23 | 2017-01-23 | 1662767 | Sus | N | Vegetation¦Treefellintoline¦ConductorOverhead¦Brokenwireonground
17-0013630 | Vegetation | Tree - fell into line | Pole-Wood | Broken, wire on ground | 2017 | Tier 3 - Extreme | Distribution Circuit | 1 | 23 | 2017-01-23 | 1662930 | Sus | N | Vegetation¦Treefellintoline¦PoleWood¦Brokenwireonground
17-0013847 | Vegetation | Tree - fell into line | Pole-Wood | Broken | 2017 | Tier 3 - Extreme | Distribution Circuit | 1 | 23 | 2017-01-23 | 1663231 | Sus | N | Vegetation¦Treefellintoline¦PoleWood¦Broken
17-0013857 | Equipment Failure/Involved | Overhead | Footings, Tower or Pole | Broken, wire on object | 2017 | Tier 2 - Elevated | Distribution Circuit | 1 | 23 | 2017-01-23 | 1663437 | Sus | N | EquipmentFailureInvolved¦Overhead¦FootingsTowerorPole¦Brokenwireonobject
17-0014481 | Unknown Cause | Patrol - not conducted |  |  | 2017 | Tier 3 - Extreme | Distribution Circuit | 1 | 24 | 2017-01-24 | 1666045 | Sus | N | UnknownCause¦Patrolnotconducted¦¦
17-0015655 | Equipment Failure/Involved | Overhead | Pole-Wood | Broken | 2017 | Tier 3 - Extreme | Distribution Circuit | 1 | 27 | 2017-01-27 | 1668783 | Sus | N | EquipmentFailureInvolved¦Overhead¦PoleWood¦Broken
17-0019711 | Vegetation | Tree - fell into line | Conductor, Overhead | Broken, wire on ground | 2017 | Tier 3 - Extreme | Distribution Circuit | 2 | 9 | 2017-02-09 | 1684190 | Sus | N | Vegetation¦Treefellintoline¦ConductorOverhead¦Brokenwireonground
17-0023153 | Equipment Failure/Involved | Overhead | Crossarm, Wood | Broken | 2017 | Tier 3 - Extreme | Distribution Circuit | 2 | 18 | 2017-02-18 | 1700240 | Sus | N | EquipmentFailureInvolved¦Overhead¦CrossarmWood¦Broken
17-0025032 | Vegetation | Tree - fell into line | Conductor, Overhead | Broken, wire on ground | 2017 | Tier 2 - Elevated | Distribution Circuit | 2 | 21 | 2017-02-21 | 1708246 | Sus | N | Vegetation¦Treefellintoline¦ConductorOverhead¦Brokenwireonground
17-0025037 | Environmental/External | Flood/Erosion | Conductor, Overhead | Broken, wire on ground | 2017 | Tier 3 - Extreme | Distribution Circuit | 2 | 20 | 2017-02-20 | 1705171 | Sus | N | EnvironmentalExternal¦FloodErosion¦ConductorOverhead¦Brokenwireonground
17-0025275 | Vegetation | Tree - fell into line | Conductor, Overhead | On Ground | 2017 | Tier 3 - Extreme | Distribution Circuit | 2 | 20 | 2017-02-20 | 1704700 | Sus | N | Vegetation¦Treefellintoline¦ConductorOverhead¦OnGround
17-0025618 | Equipment Failure/Involved | Overhead | Pole-Wood | Broken | 2017 | Tier 2 - Elevated | Distribution Circuit | 2 | 22 | 2017-02-22 | 1710303 | Sus | N | EquipmentFailureInvolved¦Overhead¦PoleWood¦Broken
17-0026749 | Equipment Failure/Involved | Overhead | Conductor, Overhead | Broken, wire on ground | 2017 | Tier 3 - Extreme | Distribution Circuit | 2 | 20 | 2017-02-20 | 1704777 | Sus | N | EquipmentFailureInvolved¦Overhead¦ConductorOverhead¦Brokenwireonground
17-0029322 | Vegetation | Tree - fell into line | Conductor, Overhead | On Ground | 2017 | Tier 2 - Elevated | Distribution Circuit | 3 | 8 | 2017-03-08 | 1722331 | Sus | N | Vegetation¦Treefellintoline¦ConductorOverhead¦OnGround
17-0033710 | Vegetation | Tree - fell into line | Conductor, Overhead | Broken, wire on ground | 2017 | Tier 3 - Extreme | Distribution Circuit | 3 | 25 | 2017-03-25 | 1735314 | Sus | N | Vegetation¦Treefellintoline¦ConductorOverhead¦Brokenwireonground
17-0036047 | Unknown Cause | Patrol - found nothing |  |  | 2017 | Tier 3 - Extreme | Distribution Circuit | 4 | 3 | 2017-04-03 | 1742677 | Sus | N | UnknownCause¦Patrolfoundnothing¦¦
17-0036595 | Animal | Bird found | Conductor, Overhead | Normal | 2017 | Tier 2 - Elevated | Distribution Circuit | 4 | 5 | 2017-04-05 | 1744388 | Sus | N | Animal¦Birdfound¦ConductorOverhead¦Normal
17-0037429 | Vegetation | Tree - branch fell on line | Fuse | Failed/Faulted | 2017 | Tier 3 - Extreme | Distribution Circuit | 4 | 6 | 2017-04-06 | 1746851 | Sus | N | Vegetation¦Treebranchfellonline¦Fuse¦FailedFaulted
17-0037472 | Equipment Failure/Involved | Overhead | Conductor, Overhead | Broken, wire on ground | 2017 | Tier 2 - Elevated | Distribution Circuit | 4 | 6 | 2017-04-06 | 1745940 | Sus | N | EquipmentFailureInvolved¦Overhead¦ConductorOverhead¦Brokenwireonground
17-0040168 | Equipment Failure/Involved | Overhead | Transformer | Failed/Faulted | 2017 | Tier 2 - Elevated | Transformer only | 4 | 13 | 2017-04-13 | 1757414 | Sus | N | EquipmentFailureInvolved¦Overhead¦Transformer¦FailedFaulted
17-0043816 | Equipment Failure/Involved | Overhead | Transformer | Failed/Faulted | 2017 | Tier 2 - Elevated | Transformer only | 4 | 28 | 2017-04-28 | 1769936 | Sus | N | EquipmentFailureInvolved¦Overhead¦Transformer¦FailedFaulted
17-0045605 | 3rd Party | Vehicle | Conductor, Overhead | Normal | 2017 | Tier 2 - Elevated | Distribution Circuit | 5 | 5 | 2017-05-05 | 1775444 | Sus | Y | 3rdParty¦Vehicle¦ConductorOverhead¦Normal
17-0047015 | Equipment Failure/Involved | Overhead | Transformer | Failed/Faulted | 2017 | Tier 2 - Elevated | Transformer only | 5 | 10 | 2017-05-10 | 1779531 | Sus | Y | EquipmentFailureInvolved¦Overhead¦Transformer¦FailedFaulted
17-0047724 | Equipment Failure/Involved | Other | Transformer | Failed/Faulted | 2017 | Tier 2 - Elevated | Transformer only | 5 | 13 | 2017-05-13 | 1781361 | Sus | Y | EquipmentFailureInvolved¦Other¦Transformer¦FailedFaulted
17-0048230 | Company Initiated | Return Circuit Normal | Fuse | Normal | 2017 | Tier 2 - Elevated | Distribution Circuit | 5 | 16 | 2017-05-16 | 1783083 | Sus | Y | CompanyInitiated¦ReturnCircuitNormal¦Fuse¦Normal
17-0050860 | Unknown Cause | Patrol - not conducted |  |  | 2017 | Tier 2 - Elevated | Distribution Circuit | 5 | 26 | 2017-05-26 | 1791020 | Sus | Y | UnknownCause¦Patrolnotconducted¦¦
17-0053799 | Vegetation | Tree - fell into line | Conductor, Overhead | Broken, wire on ground | 2017 | Tier 2 - Elevated | Distribution Circuit | 6 | 8 | 2017-06-08 | 1799694 | Sus | Y | Vegetation¦Treefellintoline¦ConductorOverhead¦Brokenwireonground
17-0056471 | Equipment Failure/Involved | Electrical Overload | Transformer (OH) | Failed/Faulted | 2017 | Tier 3 - Extreme | Transformer only | 6 | 18 | 2017-06-18 | 1810174 | Sus | Y | EquipmentFailureInvolved¦ElectricalOverload¦Transformer(OH)¦FailedFaulted
17-0056555 | Vegetation | Tree - fell into line | Service conductor | Broken, wire on object | 2017 | Tier 3 - Extreme | Transformer only | 6 | 19 | 2017-06-19 | 1810067 | Sus | Y | Vegetation¦Treefellintoline¦Serviceconductor¦Brokenwireonobject
17-0058316 | Unknown Cause | Patrol - found nothing |  |  | 2017 | Tier 2 - Elevated | Distribution Circuit | 6 | 24 | 2017-06-24 | 1817075 | Sus | Y | UnknownCause¦Patrolfoundnothing¦¦
17-0058804 | Equipment Failure/Involved | Underground | Conductor, Underground | Deteriorated | 2017 | Tier 2 - Elevated | Distribution Circuit | 6 | 26 | 2017-06-26 | 1818779 | Sus | Y | EquipmentFailureInvolved¦Underground¦ConductorUnderground¦Deteriorated
17-0060472 | Unknown Cause | Patrol - found nothing |  |  | 2017 | Tier 2 - Elevated | Distribution Circuit | 7 | 5 | 2017-07-05 | 1823619 | Sus | Y | UnknownCause¦Patrolfoundnothing¦¦
17-0063383 | Equipment Failure/Involved | Overhead | Transformer | Failed/Faulted | 2017 | Tier 2 - Elevated | Transformer only | 7 | 17 | 2017-07-17 | 1833231 | Sus | Y | EquipmentFailureInvolved¦Overhead¦Transformer¦FailedFaulted
17-0069525 | Equipment Failure/Involved | Underground | Conductor, Underground | Broken | 2017 | Tier 2 - Elevated | Distribution Circuit | 8 | 10 | 2017-08-10 | 1850240 | Sus | Y | EquipmentFailureInvolved¦Underground¦ConductorUnderground¦Broken
17-0069729 | Environmental/External | Fire, Forest/Grass | Pole-Wood | Burned/flashed | 2017 | Tier 2 - Elevated | Distribution Circuit | 8 | 11 | 2017-08-11 | 1850711 | Sus | Y | EnvironmentalExternal¦FireForestGrass¦PoleWood¦Burnedflashed
17-0071580 | Equipment Failure/Involved | Overhead | Transformer (OH) | Broken | 2017 | Tier 2 - Elevated | Transformer only | 8 | 20 | 2017-08-20 | 1855748 | Sus | Y | EquipmentFailureInvolved¦Overhead¦Transformer(OH)¦Broken
17-0071830 | Animal | Squirrel | Pothead(Riser Termination) | Normal | 2017 | Tier 3 - Extreme | Distribution Circuit | 8 | 21 | 2017-08-21 | 1856583 | Sus | Y | Animal¦Squirrel¦Pothead(RiserTermination)¦Normal
17-0072382 | Equipment Failure/Involved | Overhead | Transformer | Failed/Faulted | 2017 | Tier 2 - Elevated | Transformer only | 8 | 23 | 2017-08-23 | 1857498 | Sus | Y | EquipmentFailureInvolved¦Overhead¦Transformer¦FailedFaulted
17-0073413 | Animal | Other | Conductor, Overhead | Together | 2017 | Tier 3 - Extreme | Transformer only | 8 | 28 | 2017-08-28 | 1861138 | Sus | Y | Animal¦Other¦ConductorOverhead¦Together
17-0078366 | Vegetation | Tree - fell into line | Conductor, Overhead | Broken, wire on ground | 2017 | Tier 3 - Extreme | Distribution Circuit | 9 | 12 | 2017-09-12 | 1877759 | Sus | Y | Vegetation¦Treefellintoline¦ConductorOverhead¦Brokenwireonground
17-0080866 | Unknown Cause | Patrol - found nothing |  |  | 2017 | Tier 2 - Elevated | Distribution Circuit | 9 | 22 | 2017-09-22 | 1883749 | Sus | Y | UnknownCause¦Patrolfoundnothing¦¦
17-0086137 | Equipment Failure/Involved | Overhead | Secondary | Broken, wire on ground | 2017 | Tier 2 - Elevated | Distribution Circuit | 10 | 10 | 2017-10-10 | 1897571 | Sus | Y | EquipmentFailureInvolved¦Overhead¦Secondary¦Brokenwireonground
17-0086468 | Environmental/External | Fire, Forest/Grass | Pole-Wood | Burned/flashed | 2017 | Tier 2 - Elevated | Distribution Circuit | 10 | 8 | 2017-10-08 | 1898900 | Sus | Y | EnvironmentalExternal¦FireForestGrass¦PoleWood¦Burnedflashed
17-0087157 | Equipment Failure/Involved | Overhead | Transformer (OH) | Broken | 2017 | Tier 2 - Elevated | Transformer only | 10 | 10 | 2017-10-10 | 1897802 | Sus | Y | EquipmentFailureInvolved¦Overhead¦Transformer(OH)¦Broken
17-0087594 | Environmental/External | Fire, Forest/Grass | Conductor, Overhead | Burned/flashed | 2017 | Tier 2 - Elevated | Distribution Circuit | 10 | 9 | 2017-10-09 | 1901481 | Sus | Y | EnvironmentalExternal¦FireForestGrass¦ConductorOverhead¦Burnedflashed
17-0089374 | Environmental/External | Fire, Forest/Grass | Conductor, Overhead | Burned/flashed | 2017 | Tier 3 - Extreme | Distribution Circuit | 10 | 21 | 2017-10-21 | 1906829 | Sus | Y | EnvironmentalExternal¦FireForestGrass¦ConductorOverhead¦Burnedflashed
17-0091082 | Vegetation | Tree - branch fell on line | Conductor, Overhead | Broken, wire on ground | 2017 | Tier 3 - Extreme | Distribution Circuit | 10 | 29 | 2017-10-29 | 1911681 | Sus | Y | Vegetation¦Treebranchfellonline¦ConductorOverhead¦Brokenwireonground
17-0095393 | Vegetation | Tree - branch fell on line | Fuse | Normal | 2017 | Tier 2 - Elevated | Distribution Circuit | 11 | 15 | 2017-11-15 | 1923345 | Sus | Y | Vegetation¦Treebranchfellonline¦Fuse¦Normal
17-0095453 | Equipment Failure/Involved | Fire, pole | Crossarm, Wood | Burned/flashed | 2017 | Tier 2 - Elevated | Distribution Circuit | 11 | 16 | 2017-11-16 | 1923595 | Sus | Y | EquipmentFailureInvolved¦Firepole¦CrossarmWood¦Burnedflashed
17-0096640 | Equipment Failure/Involved | Overhead | Transformer | Failed/Faulted | 2017 | Tier 2 - Elevated | Transformer only | 11 | 20 | 2017-11-20 | 1926927 | Sus | Y | EquipmentFailureInvolved¦Overhead¦Transformer¦FailedFaulted
17-0097600 | Vegetation | Tree - branch fell on line | Fuse | Failed/Faulted | 2017 | Tier 3 - Extreme | Distribution Circuit | 11 | 26 | 2017-11-26 | 1929369 | Sus | Y | Vegetation¦Treebranchfellonline¦Fuse¦FailedFaulted
17-0100907 | Equipment Failure/Involved | Overhead | Pole-Wood | Broken | 2017 | Tier 2 - Elevated | Distribution Circuit | 12 | 9 | 2017-12-09 | 1939376 | Sus | N | EquipmentFailureInvolved¦Overhead¦PoleWood¦Broken
17-0103125 | Equipment Failure/Involved | Overhead | Jumper | Burned Open | 2017 | Tier 3 - Extreme | Distribution Circuit | 12 | 23 | 2017-12-23 | 1950631 | Sus | N | EquipmentFailureInvolved¦Overhead¦Jumper¦BurnedOpen
18-0010007 | Equipment Failure/Involved | Overhead | Cutout, fuse holder | Broken | 2018 | Tier 2 - Elevated | Transformer only | 1 | 30 | 2018-01-30 | 16203 | Sus | N | EquipmentFailureInvolved¦Overhead¦Cutoutfuseholder¦Broken
18-0018476 | Unknown Cause | Patrol - found nothing |  |  | 2018 | Tier 3 - Extreme | Distribution Circuit | 3 | 1 | 2018-03-01 | 33997 | Sus | N | UnknownCause¦Patrolfoundnothing¦¦
18-0019591 | Unknown Cause | Patrol - found nothing |  |  | 2018 | Tier 2 - Elevated | Distribution Circuit | 3 | 4 | 2018-03-04 | 38043 | Sus | N | UnknownCause¦Patrolfoundnothing¦¦
18-0024678 | Vegetation | Tree - fell into line | Conductor, Overhead | Broken, wire on ground | 2018 | Tier 2 - Elevated | Distribution Circuit | 3 | 21 | 2018-03-21 | 49106 | Sus | N | Vegetation¦Treefellintoline¦ConductorOverhead¦Brokenwireonground
18-0025278 | Vegetation | Tree - fell into line | Fuse | Failed/Faulted | 2018 | Tier 2 - Elevated | Distribution Circuit | 3 | 22 | 2018-03-22 | 50060 | Sus | N | Vegetation¦Treefellintoline¦Fuse¦FailedFaulted
18-0028076 | Unknown Cause | Patrol - found nothing |  |  | 2018 | Tier 2 - Elevated | Distribution Circuit | 3 | 30 | 2018-03-30 | 56791 | Sus | N | UnknownCause¦Patrolfoundnothing¦¦
18-0029429 | Unknown Cause | Patrol - found nothing |  |  | 2018 | Tier 2 - Elevated | Distribution Circuit | 4 | 5 | 2018-04-05 | 59878 | Sus | N | UnknownCause¦Patrolfoundnothing¦¦
18-0035661 | Unknown Cause | Patrol - found nothing |  |  | 2018 | Tier 2 - Elevated | Distribution Circuit | 4 | 25 | 2018-04-25 | 74033 | Sus | N | UnknownCause¦Patrolfoundnothing¦¦
18-0037457 | Unknown Cause | Patrol - found nothing |  |  | 2018 | Tier 2 - Elevated | Transformer only | 5 | 1 | 2018-05-01 | 77889 | Sus | Y | UnknownCause¦Patrolfoundnothing¦¦
18-0038584 | Unknown Cause | Patrol - found nothing |  |  | 2018 | Tier 2 - Elevated | Distribution Circuit | 5 | 6 | 2018-05-06 | 80137 | Sus | Y | UnknownCause¦Patrolfoundnothing¦¦
18-0050301 | Equipment Failure/Involved | Overhead | Transformer | Failed/Faulted | 2018 | Tier 3 - Extreme | Transformer only | 6 | 12 | 2018-06-12 | 107388 | Sus | Y | EquipmentFailureInvolved¦Overhead¦Transformer¦FailedFaulted
18-0054061 | Equipment Failure/Involved | Overhead | Transformer (OH) | Failed/Faulted | 2018 | Tier 3 - Extreme | Transformer only | 6 | 24 | 2018-06-24 | 117053 | Sus | Y | EquipmentFailureInvolved¦Overhead¦Transformer(OH)¦FailedFaulted
18-0055841 | Vegetation | Tree - branch fell on line | Connector or Splice (OH) | Broken | 2018 | Tier 3 - Extreme | Distribution Circuit | 6 | 29 | 2018-06-29 | 121513 | Sus | Y | Vegetation¦Treebranchfellonline¦ConnectororSplice(OH)¦Broken
18-0056942 | Equipment Failure/Involved | Underground | Conductor, Underground | Broken | 2018 | Tier 2 - Elevated | Distribution Circuit | 7 | 4 | 2018-07-04 | 124280 | Sus | Y | EquipmentFailureInvolved¦Underground¦ConductorUnderground¦Broken
18-0066318 | Vegetation | Tree - cutting, PG&E contractor | Conductor, Overhead | Normal | 2018 | Tier 3 - Extreme | Distribution Circuit | 8 | 2 | 2018-08-02 | 147953 | Sus | Y | Vegetation¦TreecuttingPG&Econtractor¦ConductorOverhead¦Normal
18-0074249 | Equipment Failure/Involved | Overhead | Pole-Wood | Broken | 2018 | Tier 3 - Extreme | Distribution Circuit | 8 | 28 | 2018-08-28 | 163965 | Sus | Y | EquipmentFailureInvolved¦Overhead¦PoleWood¦Broken
18-0080169 | Vegetation | Tree - branch fell on line | Conductor, Overhead | Normal | 2018 | Tier 2 - Elevated | Distribution Circuit | 9 | 16 | 2018-09-16 | 175360 | Sus | Y | Vegetation¦Treebranchfellonline¦ConductorOverhead¦Normal
18-0086542 | Vegetation | Tree - branch fell on line | Conductor, Overhead | Together | 2018 | Tier 3 - Extreme | Distribution Circuit | 10 | 3 | 2018-10-03 | 187865 | Sus | Y | Vegetation¦Treebranchfellonline¦ConductorOverhead¦Together
18-0088140 | Vegetation | Tree - fell into line | Conductor, Overhead | Broken, wire on ground | 2018 | Tier 2 - Elevated | Distribution Circuit | 10 | 8 | 2018-10-08 | 190597 | Sus | Y | Vegetation¦Treefellintoline¦ConductorOverhead¦Brokenwireonground
18-0090786 | Wildfire Mitigation | Public Safety Power Shut-off |  |  | 2018 | Tier 3 - Extreme | Distribution Circuit | 10 | 14 | 2018-10-14 | 196214 | Sus | Y | WildfireMitigation¦PublicSafetyPowerShutoff¦¦
18-0098780 | Unknown Cause | Patrol - found nothing |  |  | 2018 | Tier 3 - Extreme | Distribution Circuit | 11 | 10 | 2018-11-10 | 212755 | Sus | Y | UnknownCause¦Patrolfoundnothing¦¦
18-0100339 | Unknown Cause | Patrol - not conducted |  |  | 2018 | Tier 2 - Elevated | Distribution Circuit | 11 | 16 | 2018-11-16 | 216727 | Sus | Y | UnknownCause¦Patrolnotconducted¦¦
18-0100885 | Environmental/External | Fire, Forest/Grass | Pole-Wood | Burned/flashed | 2018 | Tier 3 - Extreme | Distribution Circuit | 11 | 8 | 2018-11-08 | 217950 | Sus | Y | EnvironmentalExternal¦FireForestGrass¦PoleWood¦Burnedflashed
18-0102295 | Environmental/External | Lightning | Transformer (OH) | Failed/Faulted | 2018 | Tier 2 - Elevated | Transformer only | 11 | 22 | 2018-11-22 | 221904 | Sus | Y | EnvironmentalExternal¦Lightning¦Transformer(OH)¦FailedFaulted
18-0103769 | Environmental/External | Fire, Forest/Grass | Pole-Wood | Burned/flashed | 2018 | Tier 3 - Extreme | Distribution Circuit | 11 | 8 | 2018-11-08 | 225518 | Sus | Y | EnvironmentalExternal¦FireForestGrass¦PoleWood¦Burnedflashed
18-0107150 | Unknown Cause | Patrol - not conducted |  |  | 2018 | Tier 2 - Elevated | Distribution Circuit | 12 | 4 | 2018-12-04 | 233968 | Sus | N | UnknownCause¦Patrolnotconducted¦¦
18-0109573 | Vegetation | Tree - branch fell on line | Conductor, Overhead | Broken, wire on ground | 2018 | Tier 3 - Extreme | Distribution Circuit | 12 | 16 | 2018-12-16 | 241894 | Sus | N | Vegetation¦Treebranchfellonline¦ConductorOverhead¦Brokenwireonground
18-0110468 | Vegetation | Tree - fell into line | Conductor, Overhead | Broken, wire on ground | 2018 | Tier 3 - Extreme | Distribution Circuit | 12 | 24 | 2018-12-24 | 246213 | Sus | N | Vegetation¦Treefellintoline¦ConductorOverhead¦Brokenwireonground
19-0005659 | Unknown Cause | Patrol - found nothing |  |  | 2019 | Tier 2 - Elevated | Distribution Circuit | 1 | 7 | 2019-01-07 | 258519 | Sus | N | UnknownCause¦Patrolfoundnothing¦¦
19-0005850 | Vegetation | Tree - fell into line | Transformer | Broken, wire on ground | 2019 | Tier 3 - Extreme | Transformer only | 1 | 7 | 2019-01-07 | 259025 | Sus | N | Vegetation¦Treefellintoline¦Transformer¦Brokenwireonground
19-0006248 | Company Initiated | Return Circuit Normal | Crossarm, Wood | Broken | 2019 | Tier 2 - Elevated | Transformer only | 1 | 8 | 2019-01-08 | 260458 | Sus | N | CompanyInitiated¦ReturnCircuitNormal¦CrossarmWood¦Broken
19-0006321 | Vegetation | Tree - fell into line | Conductor, Overhead | Normal | 2019 | Tier 2 - Elevated | Distribution Circuit | 1 | 8 | 2019-01-08 | 260465 | Sus | N | Vegetation¦Treefellintoline¦ConductorOverhead¦Normal
19-0009953 | Vegetation | Tree - fell into line | Conductor, Overhead | Together | 2019 | Tier 2 - Elevated | Distribution Circuit | 1 | 16 | 2019-01-16 | 268429 | Sus | N | Vegetation¦Treefellintoline¦ConductorOverhead¦Together
19-0009986 | Vegetation | Tree - fell into line | Conductor, Overhead | Broken, wire on ground | 2019 | Tier 2 - Elevated | Distribution Circuit | 1 | 16 | 2019-01-16 | 268446 | Sus | N | Vegetation¦Treefellintoline¦ConductorOverhead¦Brokenwireonground
19-0010507 | Vegetation | Tree - fell into line | Conductor, Overhead | Together | 2019 | Tier 2 - Elevated | Distribution Circuit | 1 | 16 | 2019-01-16 | 270447 | Sus | N | Vegetation¦Treefellintoline¦ConductorOverhead¦Together
19-0010711 | Vegetation | Tree - fell into line | Conductor, Overhead | Broken, wire on ground | 2019 | Tier 3 - Extreme | Distribution Circuit | 1 | 16 | 2019-01-16 | 271824 | Sus | N | Vegetation¦Treefellintoline¦ConductorOverhead¦Brokenwireonground
19-0010915 | Vegetation | Tree - fell into line | Conductor, Overhead | Broken, wire on ground | 2019 | Tier 3 - Extreme | Distribution Circuit | 1 | 17 | 2019-01-17 | 273472 | Sus | N | Vegetation¦Treefellintoline¦ConductorOverhead¦Brokenwireonground
19-0012064 | Company Initiated | Return Circuit Normal | Conductor, Overhead | Normal | 2019 | Tier 3 - Extreme | Distribution Circuit | 1 | 19 | 2019-01-19 | 276889 | Sus | N | CompanyInitiated¦ReturnCircuitNormal¦ConductorOverhead¦Normal
19-0017078 | Vegetation | Tree - branch fell on line | Conductor, Overhead | Broken | 2019 | Tier 2 - Elevated | Distribution Circuit | 2 | 2 | 2019-02-02 | 287159 | Sus | N | Vegetation¦Treebranchfellonline¦ConductorOverhead¦Broken
19-0018191 | Vegetation | Tree - fell into line | Conductor, Overhead | Broken, wire on ground | 2019 | Tier 3 - Extreme | Distribution Circuit | 2 | 4 | 2019-02-04 | 291131 | Sus | N | Vegetation¦Treefellintoline¦ConductorOverhead¦Brokenwireonground
19-0020799 | Vegetation | Tree - fell into line | Pole-Wood | Broken, wire on ground | 2019 | Tier 3 - Extreme | Distribution Circuit | 2 | 10 | 2019-02-10 | 297773 | Sus | N | Vegetation¦Treefellintoline¦PoleWood¦Brokenwireonground
19-0021087 | Equipment Failure/Involved | Overhead | Lightning Arrestor | Failed/Faulted | 2019 | Tier 2 - Elevated | Distribution Circuit | 2 | 11 | 2019-02-11 | 299928 | Sus | N | EquipmentFailureInvolved¦Overhead¦LightningArrestor¦FailedFaulted
19-0021965 | Vegetation | Tree - fell into line | Pole-Wood | Broken, wire on ground | 2019 | Tier 3 - Extreme | Distribution Circuit | 2 | 13 | 2019-02-13 | 303431 | Sus | N | Vegetation¦Treefellintoline¦PoleWood¦Brokenwireonground
19-0022435 | Vegetation | Tree - fell into line | Conductor, Overhead | Broken, wire on ground | 2019 | Tier 2 - Elevated | Distribution Circuit | 2 | 13 | 2019-02-13 | 305190 | Sus | N | Vegetation¦Treefellintoline¦ConductorOverhead¦Brokenwireonground
19-0022688 | Vegetation | Tree - fell into line | Conductor, Overhead | Broken, wire on ground | 2019 | Tier 2 - Elevated | Distribution Circuit | 2 | 13 | 2019-02-13 | 303205 | Sus | N | Vegetation¦Treefellintoline¦ConductorOverhead¦Brokenwireonground
19-0022733 | Vegetation | Tree - fell into line | Conductor, Overhead | Broken, wire on ground | 2019 | Tier 2 - Elevated | Distribution Circuit | 2 | 14 | 2019-02-14 | 306138 | Sus | N | Vegetation¦Treefellintoline¦ConductorOverhead¦Brokenwireonground
19-0023072 | Vegetation | Tree - fell into line | Service conductor | Broken, wire on ground | 2019 | Tier 2 - Elevated | Transformer only | 2 | 13 | 2019-02-13 | 308224 | Sus | N | Vegetation¦Treefellintoline¦Serviceconductor¦Brokenwireonground
19-0023535 | Vegetation | Tree - fell into line | Conductor, Overhead | Broken, wire on ground | 2019 | Tier 2 - Elevated | Distribution Circuit | 2 | 13 | 2019-02-13 | 305807 | Sus | N | Vegetation¦Treefellintoline¦ConductorOverhead¦Brokenwireonground
19-0024147 | Equipment Failure/Involved | Overhead | Pole-Wood | Broken | 2019 | Tier 3 - Extreme | Distribution Circuit | 2 | 13 | 2019-02-13 | 312464 | Sus | N | EquipmentFailureInvolved¦Overhead¦PoleWood¦Broken
19-0024579 | Vegetation | Tree - fell into line | Conductor, Overhead | Together | 2019 | Tier 2 - Elevated | Distribution Circuit | 2 | 13 | 2019-02-13 | 314516 | Sus | N | Vegetation¦Treefellintoline¦ConductorOverhead¦Together
19-0025150 | Vegetation | Tree - fell into line | Pole-Wood | Broken, wire on ground | 2019 | Tier 2 - Elevated | Distribution Circuit | 2 | 17 | 2019-02-17 | 315894 | Sus | N | Vegetation¦Treefellintoline¦PoleWood¦Brokenwireonground
19-0025899 | Vegetation | Tree - fell into line | Pole-Wood | Broken, wire on ground | 2019 | Tier 2 - Elevated | Distribution Circuit | 2 | 19 | 2019-02-19 | 318468 | Sus | N | Vegetation¦Treefellintoline¦PoleWood¦Brokenwireonground
19-0031058 | Vegetation | Tree - branch fell on line | Conductor, Overhead | Normal | 2019 | Tier 3 - Extreme | Distribution Circuit | 3 | 6 | 2019-03-06 | 332064 | Sus | N | Vegetation¦Treebranchfellonline¦ConductorOverhead¦Normal
19-0033331 | Vegetation | Tree - bark fell into line | Connector or Splice (OH) | Broken | 2019 | Tier 2 - Elevated | Distribution Circuit | 3 | 13 | 2019-03-13 | 338162 | Sus | N | Vegetation¦Treebarkfellintoline¦ConnectororSplice(OH)¦Broken
19-0035269 | Vegetation | Tree - fell into line | Conductor, Overhead | Bent or Twisted | 2019 | Tier 2 - Elevated | Transformer only | 3 | 20 | 2019-03-20 | 343443 | Sus | N | Vegetation¦Treefellintoline¦ConductorOverhead¦BentorTwisted
19-0041432 | Equipment Failure/Involved | Overhead | Crossarm, Wood | Broken | 2019 | Tier 3 - Extreme | Distribution Circuit | 4 | 10 | 2019-04-10 | 358356 | Sus | N | EquipmentFailureInvolved¦Overhead¦CrossarmWood¦Broken
19-0050258 | Equipment Failure/Involved | Overhead | Pole-Wood | Deteriorated | 2019 | Tier 2 - Elevated | Distribution Circuit | 5 | 9 | 2019-05-09 | 376814 | Sus | Y | EquipmentFailureInvolved¦Overhead¦PoleWood¦Deteriorated
19-0050599 | Vegetation | Tree - fell into line | Pole-Wood | Broken, wire on ground | 2019 | Tier 2 - Elevated | Distribution Circuit | 5 | 10 | 2019-05-10 | 377494 | Sus | Y | Vegetation¦Treefellintoline¦PoleWood¦Brokenwireonground
19-0053605 | 3rd Party | Gun Shot | Conductor, Overhead | Broken | 2019 | Tier 2 - Elevated | Distribution Circuit | 5 | 18 | 2019-05-18 | 384037 | Sus | Y | 3rdParty¦GunShot¦ConductorOverhead¦Broken
19-0055394 | Equipment Failure/Involved | Overhead | Pole-Wood | Normal | 2019 | Tier 2 - Elevated | Distribution Circuit | 5 | 22 | 2019-05-22 | 388022 | Sus | Y | EquipmentFailureInvolved¦Overhead¦PoleWood¦Normal
19-0063391 | Environmental/External | Lightning | Transformer (OH) | Failed/Faulted | 2019 | Tier 3 - Extreme | Distribution Circuit | 6 | 5 | 2019-06-05 | 399029 | Sus | Y | EnvironmentalExternal¦Lightning¦Transformer(OH)¦FailedFaulted
19-0064512 | Unknown Cause | Patrol - found nothing |  |  | 2019 | Tier 2 - Elevated | Distribution Circuit | 6 | 8 | 2019-06-08 | 401156 | Sus | Y | UnknownCause¦Patrolfoundnothing¦¦
19-0064804 | Equipment Failure/Involved | Overhead | Pole-Wood | Deteriorated | 2019 | Tier 2 - Elevated | Distribution Circuit | 6 | 9 | 2019-06-09 | 402406 | Sus | Y | EquipmentFailureInvolved¦Overhead¦PoleWood¦Deteriorated
19-0065108 | Unknown Cause | Patrol - found nothing |  |  | 2019 | Tier 2 - Elevated | Distribution Circuit | 6 | 10 | 2019-06-10 | 403169 | Sus | Y | UnknownCause¦Patrolfoundnothing¦¦
19-0067617 | Equipment Failure/Involved | Overhead | Pole-Wood | Broken | 2019 | Tier 2 - Elevated | Distribution Circuit | 6 | 14 | 2019-06-14 | 410733 | Sus | Y | EquipmentFailureInvolved¦Overhead¦PoleWood¦Broken
19-0068198 | Equipment Failure/Involved | Overhead | Conductor, Overhead | Broken, wire on ground | 2019 | Tier 3 - Extreme | Distribution Circuit | 6 | 15 | 2019-06-15 | 415553 | Sus | Y | EquipmentFailureInvolved¦Overhead¦ConductorOverhead¦Brokenwireonground
19-0074723 | Unknown Cause | Patrol - found nothing |  |  | 2019 | Tier 3 - Extreme | Distribution Circuit | 7 | 5 | 2019-07-05 | 441235 | Sus | Y | UnknownCause¦Patrolfoundnothing¦¦
19-0077611 | Vegetation | Tree - fell into line | Conductor, Overhead | Broken, wire on ground | 2019 | Tier 3 - Extreme | Transformer only | 7 | 15 | 2019-07-15 | 452014 | Sus | Y | Vegetation¦Treefellintoline¦ConductorOverhead¦Brokenwireonground
19-0089602 | Vegetation | Tree - cutting, PG&E contractor | Conductor, Overhead | Burned/flashed | 2019 | Tier 3 - Extreme | Distribution Circuit | 8 | 19 | 2019-08-19 | 523640 | Sus | Y | Vegetation¦TreecuttingPG&Econtractor¦ConductorOverhead¦Burnedflashed
19-0097068 | Unknown Cause | Patrol - found nothing |  |  | 2019 | Tier 2 - Elevated | Distribution Circuit | 9 | 9 | 2019-09-09 | 565961 | Sus | Y | UnknownCause¦Patrolfoundnothing¦¦
19-0103667 | Equipment Failure/Involved | Underground | Conductor, Underground | Broken | 2019 | Tier 3 - Extreme | Distribution Circuit | 9 | 25 | 2019-09-25 | 614873 | Sus | Y | EquipmentFailureInvolved¦Underground¦ConductorUnderground¦Broken
19-0107874 | Equipment Failure/Involved | Overhead | Crossarm, Wood | Broken | 2019 | Tier 3 - Extreme | Distribution Circuit | 10 | 5 | 2019-10-05 | 644513 | Sus | Y | EquipmentFailureInvolved¦Overhead¦CrossarmWood¦Broken
19-0119578 | Wildfire Mitigation | Public Safety Power Shut-off | Pole-Wood | Broken, wire on ground | 2019 | Tier 2 - Elevated | Distribution Circuit | 10 | 26 | 2019-10-26 | 696734 | Sus | Y | WildfireMitigation¦PublicSafetyPowerShutoff¦PoleWood¦Brokenwireonground
19-0120311 | Animal | Squirrel | Cutout, fuse holder | Normal | 2019 | Tier 2 - Elevated | Distribution Circuit | 11 | 1 | 2019-11-01 | 697857 | Sus | Y | Animal¦Squirrel¦Cutoutfuseholder¦Normal
19-0124743 | Equipment Failure/Involved | Underground | Conductor, Underground | Burned/flashed | 2019 | Tier 3 - Extreme | Distribution Circuit | 11 | 14 | 2019-11-14 | 706836 | Sus | Y | EquipmentFailureInvolved¦Underground¦ConductorUnderground¦Burnedflashed
19-0128069 | Unknown Cause | Patrol - found nothing |  |  | 2019 | Tier 2 - Elevated | Distribution Circuit | 11 | 23 | 2019-11-23 | 713687 | Sus | Y | UnknownCause¦Patrolfoundnothing¦¦
19-0128145 | Unknown Cause | Patrol - found nothing |  |  | 2019 | Tier 2 - Elevated | Distribution Circuit | 11 | 25 | 2019-11-25 | 714057 | Sus | Y | UnknownCause¦Patrolfoundnothing¦¦
19-0130274 | Vegetation | Tree - fell into line | Conductor, Overhead | Normal | 2019 | Tier 2 - Elevated | Distribution Circuit | 11 | 27 | 2019-11-27 | 719543 | Sus | Y | Vegetation¦Treefellintoline¦ConductorOverhead¦Normal
19-0132751 | Equipment Failure/Involved | Overhead | Conductor, Overhead | Broken, wire on object | 2019 | Tier 2 - Elevated | Distribution Circuit | 12 | 3 | 2019-12-03 | 728434 | Sus | N | EquipmentFailureInvolved¦Overhead¦ConductorOverhead¦Brokenwireonobject
19-0134177 | Equipment Failure/Involved | Fire, pole | Pole-Wood | Burned/flashed | 2019 | Tier 2 - Elevated | Distribution Circuit | 12 | 6 | 2019-12-06 | 731017 | Sus | N | EquipmentFailureInvolved¦Firepole¦PoleWood¦Burnedflashed
19-0134177 | Equipment Failure/Involved | Fire, pole | Pole-Wood | Burned/flashed | 2019 | Tier 2 - Elevated | Distribution Circuit | 12 | 6 | 2019-12-06 | 731017 | Sus | N | EquipmentFailureInvolved¦Firepole¦PoleWood¦Burnedflashed
19-0135417 | 3rd Party | Vehicle | Conductor, Overhead | Broken, wire on ground | 2019 | Tier 2 - Elevated | Distribution Circuit | 12 | 9 | 2019-12-09 | 734961 | Sus | N | 3rdParty¦Vehicle¦ConductorOverhead¦Brokenwireonground
19-0137347 | Animal | Bird found | Conductor, Overhead | Normal | 2019 | Tier 2 - Elevated | Distribution Circuit | 12 | 20 | 2019-12-20 | 747367 | Sus | N | Animal¦Birdfound¦ConductorOverhead¦Normal
20-0004210 | Unknown Cause | Patrol - found nothing |  |  | 2020 | Tier 2 - Elevated | Distribution Circuit | 1 | 1 | 2020-01-01 | 753195 | Sus | N | UnknownCause¦Patrolfoundnothing¦¦
20-0017366 | Equipment Failure/Involved | Overhead | Transformer | Failed/Faulted | 2020 | Tier 3 - Extreme | Transformer only | 2 | 4 | 2020-02-04 | 778018 | Sus | N | EquipmentFailureInvolved¦Overhead¦Transformer¦FailedFaulted
20-0019281 | Vegetation | Tree - branch fell on line | Conductor, Overhead | Normal | 2020 | Tier 2 - Elevated | Distribution Circuit | 2 | 9 | 2020-02-09 | 783504 | Sus | N | Vegetation¦Treebranchfellonline¦ConductorOverhead¦Normal
20-0032143 | Vegetation | Tree - branch fell on line | Transformer | Failed/Faulted | 2020 | Tier 2 - Elevated | Distribution Circuit | 3 | 14 | 2020-03-14 | 851532 | Sus | N | Vegetation¦Treebranchfellonline¦Transformer¦FailedFaulted
20-0033545 | Unknown Cause | Patrol - not conducted |  |  | 2020 | Tier 3 - Extreme | Distribution Circuit | 3 | 15 | 2020-03-15 | 857124 | Sus | N | UnknownCause¦Patrolnotconducted¦¦
20-0033838 | Vegetation | Tree - branch fell on line | Conductor, Overhead | Normal | 2020 | Tier 3 - Extreme | Distribution Circuit | 3 | 18 | 2020-03-18 | 857678 | Sus | N | Vegetation¦Treebranchfellonline¦ConductorOverhead¦Normal
20-0034344 | Vegetation | Tree - fell into line | Crossarm, Wood | Broken | 2020 | Tier 3 - Extreme | Distribution Circuit | 3 | 19 | 2020-03-19 | 859097 | Sus | N | Vegetation¦Treefellintoline¦CrossarmWood¦Broken
20-0047706 | Unknown Cause | Patrol - found nothing |  |  | 2020 | Tier 2 - Elevated | Distribution Circuit | 5 | 6 | 2020-05-06 | 907861 | Sus | Y | UnknownCause¦Patrolfoundnothing¦¦
20-0053703 | Equipment Failure/Involved | Overhead | Conductor, Overhead | Broken, wire on ground | 2020 | Tier 2 - Elevated | Distribution Circuit | 5 | 24 | 2020-05-24 | 920542 | Sus | Y | EquipmentFailureInvolved¦Overhead¦ConductorOverhead¦Brokenwireonground
20-0053824 | Equipment Failure/Involved | Overhead | Transformer (OH) | Failed/Faulted | 2020 | Tier 2 - Elevated | Distribution Circuit | 5 | 25 | 2020-05-25 | 920952 | Sus | Y | EquipmentFailureInvolved¦Overhead¦Transformer(OH)¦FailedFaulted
20-0060643 | Vegetation | Tree - fell into line | Conductor, Overhead | Normal | 2020 | Tier 3 - Extreme | Distribution Circuit | 6 | 12 | 2020-06-12 | 937891 | Sus | Y | Vegetation¦Treefellintoline¦ConductorOverhead¦Normal
20-0065029 | Unknown Cause | Patrol - found nothing |  |  | 2020 | Tier 3 - Extreme | Distribution Circuit | 6 | 25 | 2020-06-25 | 947086 | Sus | Y | UnknownCause¦Patrolfoundnothing¦¦
20-0068424 | 3rd Party | Vehicle | Pole-Wood | Broken | 2020 | Tier 2 - Elevated | Distribution Circuit | 7 | 5 | 2020-07-05 | 957979 | Sus | Y | 3rdParty¦Vehicle¦PoleWood¦Broken
20-0084547 | Equipment Failure/Involved | Electrical Overload | Fuse | Failed/Faulted | 2020 | Tier 3 - Extreme | Distribution Circuit | 8 | 15 | 2020-08-15 | 1008345 | Sus | Y | EquipmentFailureInvolved¦ElectricalOverload¦Fuse¦FailedFaulted
20-0084998 | Equipment Failure/Involved | Overhead | Secondary | Normal | 2020 | Tier 2 - Elevated | Distribution Circuit | 8 | 16 | 2020-08-16 | 1012914 | Sus | Y | EquipmentFailureInvolved¦Overhead¦Secondary¦Normal
20-0085059 | Equipment Failure/Involved | Overhead | Pole-Wood | Broken | 2020 | Tier 3 - Extreme | Distribution Circuit | 8 | 16 | 2020-08-16 | 1013207 | Sus | Y | EquipmentFailureInvolved¦Overhead¦PoleWood¦Broken
20-0085599 | Unknown Cause | Patrol - found nothing |  |  | 2020 | Tier 2 - Elevated | Distribution Circuit | 8 | 16 | 2020-08-16 | 1012811 | Sus | Y | UnknownCause¦Patrolfoundnothing¦¦
20-0089570 | Vegetation | Tree - fell into line | Conductor, Overhead | Normal | 2020 | Tier 2 - Elevated | Distribution Circuit | 8 | 24 | 2020-08-24 | 1028914 | Sus | Y | Vegetation¦Treefellintoline¦ConductorOverhead¦Normal
20-0089726 | Unknown Cause | Patrol - found nothing |  |  | 2020 | Tier 2 - Elevated | Distribution Circuit | 8 | 25 | 2020-08-25 | 1028953 | Sus | Y | UnknownCause¦Patrolfoundnothing¦¦
20-0090387 | Environmental/External | Fire, Forest/Grass | Pole-Wood | Burned/flashed | 2020 | Tier 3 - Extreme | Distribution Circuit | 8 | 20 | 2020-08-20 | 1033234 | Sus | Y | EnvironmentalExternal¦FireForestGrass¦PoleWood¦Burnedflashed
20-0093287 | Environmental/External | Fire, Forest/Grass | Pole-Wood | Burned/flashed | 2020 | Tier 3 - Extreme | Distribution Circuit | 8 | 19 | 2020-08-19 | 1053385 | Sus | Y | EnvironmentalExternal¦FireForestGrass¦PoleWood¦Burnedflashed
20-0093849 | Equipment Failure/Involved | Overhead | Insulator | Burned/flashed | 2020 | Tier 3 - Extreme | Distribution Circuit | 9 | 6 | 2020-09-06 | 1056824 | Sus | Y | EquipmentFailureInvolved¦Overhead¦Insulator¦Burnedflashed
20-0110071 | Animal | Squirrel | Recloser | Burned/flashed | 2020 | Tier 2 - Elevated | Distribution Circuit | 10 | 18 | 2020-10-18 | 1120293 | Sus | Y | Animal¦Squirrel¦Recloser¦Burnedflashed
20-0117609 | Vegetation | Tree - fell into line | Conductor, Overhead | Broken, wire on ground | 2020 | Tier 3 - Extreme | Distribution Circuit | 11 | 6 | 2020-11-06 | 1137044 | Sus | Y | Vegetation¦Treefellintoline¦ConductorOverhead¦Brokenwireonground
20-0117743 | Equipment Failure/Involved | Overhead | Transformer | Broken | 2020 | Tier 3 - Extreme | Transformer only | 11 | 6 | 2020-11-06 | 1137149 | Sus | Y | EquipmentFailureInvolved¦Overhead¦Transformer¦Broken
20-0120904 | 3rd Party | Vehicle | Pole-Wood | Broken | 2020 | Tier 2 - Elevated | Distribution Circuit | 11 | 13 | 2020-11-13 | 1144568 | Sus | Y | 3rdParty¦Vehicle¦PoleWood¦Broken
20-0121066 | 3rd Party | Vandalism | Pole-Wood | Broken, wire on ground | 2020 | Tier 3 - Extreme | Distribution Circuit | 11 | 15 | 2020-11-15 | 1145483 | Sus | Y | 3rdParty¦Vandalism¦PoleWood¦Brokenwireonground
20-0121557 | Equipment Failure/Involved | Overhead | Pole-Wood | Broken, wire on ground | 2020 | Tier 2 - Elevated | Distribution Circuit | 11 | 16 | 2020-11-16 | 1146390 | Sus | Y | EquipmentFailureInvolved¦Overhead¦PoleWood¦Brokenwireonground
20-0126162 | Unknown Cause | Patrol - found nothing |  |  | 2020 | Tier 2 - Elevated | Distribution Circuit | 11 | 30 | 2020-11-30 | 1156772 | Sus | Y | UnknownCause¦Patrolfoundnothing¦¦
20-0129983 | Unknown Cause | Patrol - found nothing |  |  | 2020 | Tier 3 - Extreme | Transformer only | 12 | 12 | 2020-12-12 | 1181589 | Sus | N | UnknownCause¦Patrolfoundnothing¦¦
20-0130912 | Unknown Cause | Patrol - not conducted |  |  | 2020 | Tier 3 - Extreme | Distribution Circuit | 12 | 17 | 2020-12-17 | 1192181 | Sus | N | UnknownCause¦Patrolnotconducted¦¦
21-0009481 | Wildfire Mitigation | Public Safety Power Shut-off | Conductor, Overhead | Normal | 2021 | Tier 2 - Elevated | Distribution Circuit | 1 | 19 | 2021-01-19 | 1214015 | Sus | N | WildfireMitigation¦PublicSafetyPowerShutoff¦ConductorOverhead¦Normal
21-0009559 | Vegetation | Tree - fell into line | Conductor, Overhead | Broken, wire on ground | 2021 | Tier 2 - Elevated | Distribution Circuit | 1 | 18 | 2021-01-18 | 1212104 | Sus | N | Vegetation¦Treefellintoline¦ConductorOverhead¦Brokenwireonground
21-0009600 | Unknown Cause | Patrol - found nothing |  |  | 2021 | Tier 2 - Elevated | Distribution Circuit | 1 | 18 | 2021-01-18 | 1212136 | Sus | N | UnknownCause¦Patrolfoundnothing¦¦
21-0009806 | Animal | Bird found | Fuse | Failed/Faulted | 2021 | Tier 2 - Elevated | Transformer only | 1 | 18 | 2021-01-18 | 1212847 | Sus | N | Animal¦Birdfound¦Fuse¦FailedFaulted
21-0011209 | Equipment Failure/Involved | Overhead | Conductor, Overhead | Broken, wire on ground | 2021 | Tier 3 - Extreme | Distribution Circuit | 1 | 19 | 2021-01-19 | 1218124 | Sus | N | EquipmentFailureInvolved¦Overhead¦ConductorOverhead¦Brokenwireonground
21-0012259 | Vegetation | Tree - branch fell on line | Conductor, Overhead | Normal | 2021 | Tier 3 - Extreme | Distribution Circuit | 1 | 21 | 2021-01-21 | 1219742 | Sus | N | Vegetation¦Treebranchfellonline¦ConductorOverhead¦Normal
21-0013885 | Unknown Cause | Patrol - found nothing |  |  | 2021 | Tier 3 - Extreme | Distribution Circuit | 1 | 25 | 2021-01-25 | 1224206 | Sus | N | UnknownCause¦Patrolfoundnothing¦¦
21-0013937 | Vegetation | Tree - branch fell on line | Conductor, Overhead | Broken, wire on ground | 2021 | Tier 2 - Elevated | Distribution Circuit | 1 | 25 | 2021-01-25 | 1224516 | Sus | N | Vegetation¦Treebranchfellonline¦ConductorOverhead¦Brokenwireonground
21-0014074 | Vegetation | Tree - branch fell on line | Conductor, Overhead | Normal | 2021 | Tier 2 - Elevated | Distribution Circuit | 1 | 25 | 2021-01-25 | 1224851 | Sus | N | Vegetation¦Treebranchfellonline¦ConductorOverhead¦Normal
21-0014918 | Vegetation | Tree - branch fell on line | Conductor, Overhead | Broken, wire on ground | 2021 | Tier 2 - Elevated | Distribution Circuit | 1 | 26 | 2021-01-26 | 1227191 | Sus | N | Vegetation¦Treebranchfellonline¦ConductorOverhead¦Brokenwireonground
21-0015403 | Unknown Cause | Patrol - found nothing |  |  | 2021 | Tier 2 - Elevated | Distribution Circuit | 1 | 26 | 2021-01-26 | 1230693 | Sus | N | UnknownCause¦Patrolfoundnothing¦¦
21-0016007 | Vegetation | Tree - fell into line | Conductor, Overhead | Broken, wire on ground | 2021 | Tier 2 - Elevated | Distribution Circuit | 1 | 27 | 2021-01-27 | 1233887 | Sus | N | Vegetation¦Treefellintoline¦ConductorOverhead¦Brokenwireonground
21-0016144 | Unknown Cause | Patrol - found nothing |  |  | 2021 | Tier 3 - Extreme | Distribution Circuit | 1 | 27 | 2021-01-27 | 1231826 | Sus | N | UnknownCause¦Patrolfoundnothing¦¦
21-0026340 | Equipment Failure/Involved | Electrical Overload | Transformer | Broken | 2021 | Tier 2 - Elevated | Transformer only | 2 | 17 | 2021-02-17 | 1256225 | Sus | N | EquipmentFailureInvolved¦ElectricalOverload¦Transformer¦Broken
21-0028198 | Vegetation | Tree - fell into line | Conductor, Overhead | Normal | 2021 | Tier 3 - Extreme | Distribution Circuit | 2 | 22 | 2021-02-22 | 1259469 | Sus | N | Vegetation¦Treefellintoline¦ConductorOverhead¦Normal
21-0028541 | 3rd Party | Dig in, 3rd party | Conductor, Underground | Broken | 2021 | Tier 2 - Elevated | Distribution Circuit | 2 | 23 | 2021-02-23 | 1260253 | Sus | N | 3rdParty¦Digin3rdparty¦ConductorUnderground¦Broken
21-0029138 | Vegetation | Tree - branch fell on line | Conductor, Overhead | Normal | 2021 | Tier 3 - Extreme | Distribution Circuit | 2 | 24 | 2021-02-24 | 1261300 | Sus | N | Vegetation¦Treebranchfellonline¦ConductorOverhead¦Normal
21-0030939 | Unknown Cause | Patrol - found nothing |  |  | 2021 | Tier 2 - Elevated | Distribution Circuit | 3 | 1 | 2021-03-01 | 1264915 | Sus | N | UnknownCause¦Patrolfoundnothing¦¦
21-0032600 | Vegetation | Tree - branch fell on line | Conductor, Overhead | Broken, wire on ground | 2021 | Tier 2 - Elevated | Distribution Circuit | 3 | 5 | 2021-03-05 | 1269008 | Sus | N | Vegetation¦Treebranchfellonline¦ConductorOverhead¦Brokenwireonground
21-0035270 | Equipment Failure/Involved | Overhead | Pole-Wood | Broken | 2021 | Tier 2 - Elevated | Distribution Circuit | 3 | 11 | 2021-03-11 | 1278380 | Sus | N | EquipmentFailureInvolved¦Overhead¦PoleWood¦Broken
21-0038135 | Vegetation | Tree - fell into line | Conductor, Overhead | Broken, wire on ground | 2021 | Tier 2 - Elevated | Distribution Circuit | 3 | 18 | 2021-03-18 | 1287833 | Sus | N | Vegetation¦Treefellintoline¦ConductorOverhead¦Brokenwireonground
21-0038903 | Unknown Cause | Patrol - found nothing |  |  | 2021 | Tier 3 - Extreme | Distribution Circuit | 3 | 19 | 2021-03-19 | 1289525 | Sus | N | UnknownCause¦Patrolfoundnothing¦¦
21-0044518 | Unknown Cause | Patrol - found nothing |  |  | 2021 | Tier 2 - Elevated | Distribution Circuit | 4 | 4 | 2021-04-04 | 1306601 | Sus | N | UnknownCause¦Patrolfoundnothing¦¦
21-0054908 | Equipment Failure/Involved | Overhead | Pole-Wood | Normal | 2021 | Tier 2 - Elevated | Distribution Circuit | 5 | 11 | 2021-05-11 | 1345668 | Sus | Y | EquipmentFailureInvolved¦Overhead¦PoleWood¦Normal
21-0060662 | Unknown Cause | Patrol - not conducted |  |  | 2021 | Tier 2 - Elevated | Transformer only | 5 | 12 | 2021-05-12 | 1347488 | Sus | Y | UnknownCause¦Patrolnotconducted¦¦
21-0064132 | Vegetation | Tree - fell into line | Conductor, Overhead | Normal | 2021 | Tier 2 - Elevated | Distribution Circuit | 5 | 20 | 2021-05-20 | 1355025 | Sus | Y | Vegetation¦Treefellintoline¦ConductorOverhead¦Normal
21-0073380 | Equipment Failure/Involved | Overhead | Pole-Wood | Broken | 2021 | Tier 2 - Elevated | Distribution Circuit | 6 | 11 | 2021-06-11 | 1371189 | Sus | Y | EquipmentFailureInvolved¦Overhead¦PoleWood¦Broken
21-0078739 | Animal | Bird found | Conductor, Overhead | Normal | 2021 | Tier 2 - Elevated | Distribution Circuit | 6 | 24 | 2021-06-24 | 1383437 | Sus | Y | Animal¦Birdfound¦ConductorOverhead¦Normal
21-0085113 | Animal | Squirrel | Conductor, Overhead | Normal | 2021 | Tier 2 - Elevated | Distribution Circuit | 7 | 6 | 2021-07-06 | 1392645 | Sus | Y | Animal¦Squirrel¦ConductorOverhead¦Normal
21-0100019 | Environmental/External | Fire, Forest/Grass | Pole-Wood | Burned/flashed | 2021 | Tier 2 - Elevated | Distribution Circuit | 8 | 4 | 2021-08-04 | 1434080 | Sus | Y | EnvironmentalExternal¦FireForestGrass¦PoleWood¦Burnedflashed
21-0106080 | Equipment Failure/Involved | Overhead | Service conductor | Broken | 2021 | Tier 3 - Extreme | Transformer only | 8 | 18 | 2021-08-18 | 1446184 | Sus | Y | EquipmentFailureInvolved¦Overhead¦Serviceconductor¦Broken
21-0107069 | Equipment Failure/Involved | Overhead | Jumper | Broken | 2021 | Tier 3 - Extreme | Transformer only | 8 | 19 | 2021-08-19 | 1447903 | Sus | Y | EquipmentFailureInvolved¦Overhead¦Jumper¦Broken
21-0110520 | Vegetation | Tree - fell into line | Conductor, Overhead | Broken, wire on ground | 2021 | Tier 2 - Elevated | Distribution Circuit | 8 | 28 | 2021-08-28 | 1456189 | Sus | Y | Vegetation¦Treefellintoline¦ConductorOverhead¦Brokenwireonground
21-0116314 | Vegetation | Tree - fell into line | Conductor, Overhead | Broken, wire on ground | 2021 | Tier 3 - Extreme | Distribution Circuit | 9 | 11 | 2021-09-11 | 1468645 | Sus | Y | Vegetation¦Treefellintoline¦ConductorOverhead¦Brokenwireonground
21-0120024 | Equipment Failure/Involved | Underground | Transformer (UG) | Leaking | 2021 | Tier 2 - Elevated | Distribution Circuit | 9 | 20 | 2021-09-20 | 1476573 | Sus | Y | EquipmentFailureInvolved¦Underground¦Transformer(UG)¦Leaking
21-0125259 | 3rd Party | Vehicle | Pole-Wood | Broken | 2021 | Tier 2 - Elevated | Distribution Circuit | 10 | 3 | 2021-10-03 | 1485798 | Sus | Y | 3rdParty¦Vehicle¦PoleWood¦Broken
21-0128448 | Wildfire Mitigation | Public Safety Power Shut-off | Conductor, Overhead | Normal | 2021 | Tier 2 - Elevated | Distribution Circuit | 10 | 11 | 2021-10-11 | 1491779 | Sus | Y | WildfireMitigation¦PublicSafetyPowerShutoff¦ConductorOverhead¦Normal
21-0132002 | Animal | Squirrel | Transformer (OH) | Normal | 2021 | Tier 3 - Extreme | Distribution Circuit | 10 | 17 | 2021-10-17 | 1499412 | Sus | Y | Animal¦Squirrel¦Transformer(OH)¦Normal
21-0137070 | Equipment Failure/Involved | Overhead | Conductor, Overhead | Broken | 2021 | Tier 3 - Extreme | Distribution Circuit | 10 | 24 | 2021-10-24 | 1514210 | Sus | Y | EquipmentFailureInvolved¦Overhead¦ConductorOverhead¦Broken
21-0146038 | Unknown Cause | Patrol - found nothing |  |  | 2021 | Tier 2 - Elevated | Distribution Circuit | 11 | 16 | 2021-11-16 | 1545806 | Sus | Y | UnknownCause¦Patrolfoundnothing¦¦
21-0154089 | Unknown Cause | Patrol - found nothing |  |  | 2021 | Tier 2 - Elevated | Distribution Circuit | 12 | 2 | 2021-12-02 | 1557739 | Sus | N | UnknownCause¦Patrolfoundnothing¦¦
21-0156346 | Equipment Failure/Involved | Overhead | Crossarm, Wood | Broken | 2021 | Tier 3 - Extreme | Distribution Circuit | 12 | 9 | 2021-12-09 | 1563075 | Sus | N | EquipmentFailureInvolved¦Overhead¦CrossarmWood¦Broken
21-0156774 | Vegetation | Tree - branch fell on line | Conductor, Overhead | Normal | 2021 | Tier 2 - Elevated | Distribution Circuit | 12 | 12 | 2021-12-12 | 1564992 | Sus | N | Vegetation¦Treebranchfellonline¦ConductorOverhead¦Normal
21-0156920 | Vegetation | Tree - fell into line | Conductor, Overhead | Broken, wire on ground | 2021 | Tier 2 - Elevated | Distribution Circuit | 12 | 13 | 2021-12-13 | 1565670 | Sus | N | Vegetation¦Treefellintoline¦ConductorOverhead¦Brokenwireonground
21-0157365 | Equipment Failure/Involved | Overhead | Conductor, Overhead | Broken, wire on ground | 2021 | Tier 3 - Extreme | Distribution Circuit | 12 | 13 | 2021-12-13 | 1566092 | Sus | N | EquipmentFailureInvolved¦Overhead¦ConductorOverhead¦Brokenwireonground
21-0161397 | Environmental/External | Ice or snow | Conductor, Overhead | Broken, wire on ground | 2021 | Tier 3 - Extreme | Distribution Circuit | 12 | 27 | 2021-12-27 | 1587295 | Sus | N | EnvironmentalExternal¦Iceorsnow¦ConductorOverhead¦Brokenwireonground
21-0161919 | Equipment Failure/Involved | Overhead | Recloser | Malfunctioning | 2021 | Tier 2 - Elevated | Distribution Circuit | 12 | 30 | 2021-12-30 | 1590284 | Sus | N | EquipmentFailureInvolved¦Overhead¦Recloser¦Malfunctioning
21-0161977 | Environmental/External | Ice or snow | Conductor, Overhead | Broken, wire on ground | 2021 | Tier 3 - Extreme | Distribution Circuit | 12 | 27 | 2021-12-27 | 1590639 | Sus | N | EnvironmentalExternal¦Iceorsnow¦ConductorOverhead¦Brokenwireonground
22-0005195 | Unknown Cause | Patrol - found nothing |  |  | 2022 | Tier 3 - Extreme | Distribution Circuit | 1 | 2 | 2022-01-02 | 1592428 | Sus | N | UnknownCause¦Patrolfoundnothing¦¦
22-0005714 | Vegetation | Tree - fell into line | Conductor, Overhead | Together | 2022 | Tier 2 - Elevated | Transformer only | 1 | 2 | 2022-01-02 | 1592866 | Sus | N | Vegetation¦Treefellintoline¦ConductorOverhead¦Together
22-0007436 | Unknown Cause | Patrol - found nothing |  |  | 2022 | Tier 3 - Extreme | Distribution Circuit | 1 | 6 | 2022-01-06 | 1596540 | Sus | N | UnknownCause¦Patrolfoundnothing¦¦
22-0009080 | Equipment Failure/Involved | Overhead | Transformer | Normal | 2022 | Tier 2 - Elevated | Transformer only | 1 | 12 | 2022-01-12 | 1600887 | Sus | N | EquipmentFailureInvolved¦Overhead¦Transformer¦Normal
22-0009174 | Equipment Failure/Involved | Underground | Conductor, Underground | Broken | 2022 | Tier 2 - Elevated | Distribution Circuit | 1 | 12 | 2022-01-12 | 1601224 | Sus | N | EquipmentFailureInvolved¦Underground¦ConductorUnderground¦Broken
22-0019066 | Unknown Cause | Patrol - found nothing |  |  | 2022 | Tier 2 - Elevated | Distribution Circuit | 2 | 6 | 2022-02-06 | 1622122 | Sus | N | UnknownCause¦Patrolfoundnothing¦¦
22-0034196 | Equipment Failure/Involved | Overhead | Cutout, fuse holder | Broken | 2022 | Tier 2 - Elevated | Transformer only | 3 | 15 | 2022-03-15 | 1649013 | Sus | N | EquipmentFailureInvolved¦Overhead¦Cutoutfuseholder¦Broken
22-0036042 | Vegetation | Tree - fell into line | Conductor, Overhead | Broken, wire on ground | 2022 | Tier 2 - Elevated | Distribution Circuit | 3 | 19 | 2022-03-19 | 1651829 | Sus | N | Vegetation¦Treefellintoline¦ConductorOverhead¦Brokenwireonground
22-0036165 | Equipment Failure/Involved | Overhead | Transformer (OH) | Failed/Faulted | 2022 | Tier 2 - Elevated | Transformer only | 3 | 20 | 2022-03-20 | 1652188 | Sus | N | EquipmentFailureInvolved¦Overhead¦Transformer(OH)¦FailedFaulted
22-0043613 | Equipment Failure/Involved | Overhead | Transformer (OH) | Broken | 2022 | Tier 2 - Elevated | Distribution Circuit | 4 | 6 | 2022-04-06 | 1664463 | Sus | N | EquipmentFailureInvolved¦Overhead¦Transformer(OH)¦Broken
22-0045962 | Vegetation | Tree - fell into line | Pole-Wood | Broken, wire on ground | 2022 | Tier 2 - Elevated | Distribution Circuit | 4 | 11 | 2022-04-11 | 1669860 | Sus | N | Vegetation¦Treefellintoline¦PoleWood¦Brokenwireonground
22-0046003 | Animal | Bird found | Fuse | Burned Open | 2022 | Tier 2 - Elevated | Distribution Circuit | 4 | 11 | 2022-04-11 | 1669971 | Sus | N | Animal¦Birdfound¦Fuse¦BurnedOpen
22-0047629 | Animal | Other | Conductor, Overhead | Normal | 2022 | Tier 2 - Elevated | Distribution Circuit | 4 | 13 | 2022-04-13 | 1671935 | Sus | N | Animal¦Other¦ConductorOverhead¦Normal
22-0050585 | Equipment Failure/Involved | Overhead | Transformer (OH) | Failed/Faulted | 2022 | Tier 3 - Extreme | Distribution Circuit | 4 | 16 | 2022-04-16 | 1674132 | Sus | N | EquipmentFailureInvolved¦Overhead¦Transformer(OH)¦FailedFaulted
22-0051689 | Equipment Failure/Involved | Overhead | Jumper | Broken | 2022 | Tier 2 - Elevated | Distribution Circuit | 4 | 19 | 2022-04-19 | 1676786 | Sus | N | EquipmentFailureInvolved¦Overhead¦Jumper¦Broken
22-0055774 | Equipment Failure/Involved | Overhead | Transformer (OH) | Deteriorated | 2022 | Tier 3 - Extreme | Transformer only | 4 | 28 | 2022-04-28 | 1684090 | Sus | N | EquipmentFailureInvolved¦Overhead¦Transformer(OH)¦Deteriorated
22-0058329 | Equipment Failure/Involved | Overhead | Customer Equipment | Broken | 2022 | Tier 2 - Elevated | Transformer only | 5 | 5 | 2022-05-05 | 1688991 | Sus | Y | EquipmentFailureInvolved¦Overhead¦CustomerEquipment¦Broken
22-0059428 | Equipment Failure/Involved | Overhead | Conductor, Overhead | Broken | 2022 | Tier 3 - Extreme | Distribution Circuit | 5 | 8 | 2022-05-08 | 1691163 | Sus | Y | EquipmentFailureInvolved¦Overhead¦ConductorOverhead¦Broken
22-0063710 | Unknown Cause | Patrol - found nothing |  |  | 2022 | Tier 2 - Elevated | Distribution Circuit | 5 | 18 | 2022-05-18 | 1702449 | Sus | Y | UnknownCause¦Patrolfoundnothing¦¦
22-0064892 | Unknown Cause | Patrol - found nothing |  |  | 2022 | Tier 2 - Elevated | Transformer only | 5 | 21 | 2022-05-21 | 1707043 | Sus | Y | UnknownCause¦Patrolfoundnothing¦¦
22-0067784 | Equipment Failure/Involved | Overhead | Crossarm, Wood | Broken | 2022 | Tier 2 - Elevated | Distribution Circuit | 5 | 28 | 2022-05-28 | 1713015 | Sus | Y | EquipmentFailureInvolved¦Overhead¦CrossarmWood¦Broken
22-0075230 | Animal | Bird found | Conductor, Overhead | Normal | 2022 | Tier 2 - Elevated | Distribution Circuit | 6 | 16 | 2022-06-16 | 1733140 | Sus | Y | Animal¦Birdfound¦ConductorOverhead¦Normal
22-0076914 | Equipment Failure/Involved | Overhead | Pole-Wood | Broken, wire on ground | 2022 | Tier 2 - Elevated | Distribution Circuit | 6 | 22 | 2022-06-22 | 1737999 | Sus | Y | EquipmentFailureInvolved¦Overhead¦PoleWood¦Brokenwireonground
22-0077838 | Unknown Cause | Patrol - found nothing |  |  | 2022 | Tier 3 - Extreme | Transformer only | 6 | 23 | 2022-06-23 | 1740126 | Sus | Y | UnknownCause¦Patrolfoundnothing¦¦
22-0082932 | Animal | Bird found | Conductor, Overhead | Normal | 2022 | Tier 2 - Elevated | Distribution Circuit | 7 | 7 | 2022-07-07 | 1750950 | Sus | Y | Animal¦Birdfound¦ConductorOverhead¦Normal
22-0083495 | Animal | Squirrel | Conductor, Overhead |  | 2022 | Tier 2 - Elevated | Distribution Circuit | 7 | 9 | 2022-07-09 | 1752025 | Sus | Y | Animal¦Squirrel¦ConductorOverhead¦
22-0087757 | Vegetation | Tree - fell into line | Conductor, Overhead | Broken, wire on ground | 2022 | Tier 2 - Elevated | Distribution Circuit | 7 | 20 | 2022-07-20 | 1761459 | Sus | Y | Vegetation¦Treefellintoline¦ConductorOverhead¦Brokenwireonground
22-0088922 | Equipment Failure/Involved | Overhead | Pole-Wood | Broken | 2022 | Tier 2 - Elevated | Distribution Circuit | 7 | 23 | 2022-07-23 | 1763686 | Sus | Y | EquipmentFailureInvolved¦Overhead¦PoleWood¦Broken
22-0097481 | Equipment Failure/Involved | Overhead | Pole-Wood | Deteriorated | 2022 | Tier 2 - Elevated | Distribution Circuit | 8 | 15 | 2022-08-15 | 1781508 | Sus | Y | EquipmentFailureInvolved¦Overhead¦PoleWood¦Deteriorated
22-0101682 | Vegetation | Tree - fell into line | Conductor, Overhead | Normal | 2022 | Tier 3 - Extreme | Distribution Circuit | 8 | 25 | 2022-08-25 | 1790953 | Sus | Y | Vegetation¦Treefellintoline¦ConductorOverhead¦Normal
22-0101734 | Equipment Failure/Involved | Overhead | Transformer (OH) | Broken | 2022 | Tier 2 - Elevated | Transformer only | 8 | 25 | 2022-08-25 | 1791074 | Sus | Y | EquipmentFailureInvolved¦Overhead¦Transformer(OH)¦Broken
22-0104854 | Environmental/External | Fire, Forest/Grass | Conductor, Overhead | Normal | 2022 | Tier 3 - Extreme | Distribution Circuit | 9 | 1 | 2022-09-01 | 1797048 | Sus | Y | EnvironmentalExternal¦FireForestGrass¦ConductorOverhead¦Normal
22-0105515 | Vegetation | Tree - fell into line | Conductor, Overhead | Broken, wire on ground | 2022 | Tier 2 - Elevated | Distribution Circuit | 9 | 3 | 2022-09-03 | 1798390 | Sus | Y | Vegetation¦Treefellintoline¦ConductorOverhead¦Brokenwireonground
22-0107720 | Vegetation | Tree - branch fell on line | Conductor, Overhead | Normal | 2022 | Tier 3 - Extreme | Distribution Circuit | 9 | 8 | 2022-09-08 | 1805345 | Sus | Y | Vegetation¦Treebranchfellonline¦ConductorOverhead¦Normal
22-0112844 | Equipment Failure/Involved | Underground | Transformer (UG) | Burned/flashed | 2022 | Tier 2 - Elevated | Distribution Circuit | 9 | 20 | 2022-09-20 | 1817767 | Sus | Y | EquipmentFailureInvolved¦Underground¦Transformer(UG)¦Burnedflashed
22-0124095 | Vegetation | Tree - fell into line | Conductor, Overhead | Broken, wire on ground | 2022 | Tier 2 - Elevated | Distribution Circuit | 10 | 23 | 2022-10-23 | 1843581 | Sus | Y | Vegetation¦Treefellintoline¦ConductorOverhead¦Brokenwireonground
22-0124543 | Equipment Failure/Involved | Overhead | Pole-Wood | Deteriorated | 2022 | Tier 3 - Extreme | Distribution Circuit | 10 | 25 | 2022-10-25 | 1845000 | Sus | Y | EquipmentFailureInvolved¦Overhead¦PoleWood¦Deteriorated
22-0125025 | Vegetation | Tree - fell into line | Conductor, Overhead | Normal | 2022 | Tier 2 - Elevated | Distribution Circuit | 10 | 26 | 2022-10-26 | 1846124 | Sus | Y | Vegetation¦Treefellintoline¦ConductorOverhead¦Normal
22-0127052 | Equipment Failure/Involved | Overhead | Transformer | Failed/Faulted | 2022 | Tier 2 - Elevated | Transformer only | 11 | 2 | 2022-11-02 | 1851370 | Sus | Y | EquipmentFailureInvolved¦Overhead¦Transformer¦FailedFaulted
22-0129038 | Unknown Cause | Patrol - found nothing |  |  | 2022 | Tier 2 - Elevated | Distribution Circuit | 11 | 8 | 2022-11-08 | 1857304 | Sus | Y | UnknownCause¦Patrolfoundnothing¦¦
22-0129278 | Vegetation | Tree - fell into line | Conductor, Overhead | Normal | 2022 | Tier 2 - Elevated | Distribution Circuit | 11 | 8 | 2022-11-08 | 1857222 | Sus | Y | Vegetation¦Treefellintoline¦ConductorOverhead¦Normal
22-0135760 | Vegetation | Tree - branch fell on line | Transformer | On Ground | 2022 | Tier 2 - Elevated | Transformer only | 12 | 1 | 2022-12-01 | 1873417 | Sus | N | Vegetation¦Treebranchfellonline¦Transformer¦OnGround
22-0136411 | Equipment Failure/Involved | Overhead | Conductor, Overhead | Broken, wire on ground | 2022 | Tier 2 - Elevated | Distribution Circuit | 12 | 4 | 2022-12-04 | 1875660 | Sus | N | EquipmentFailureInvolved¦Overhead¦ConductorOverhead¦Brokenwireonground
22-0136429 | Equipment Failure/Involved | Overhead | Transformer (OH) | Normal | 2022 | Tier 2 - Elevated | Transformer only | 12 | 4 | 2022-12-04 | 1875730 | Sus | N | EquipmentFailureInvolved¦Overhead¦Transformer(OH)¦Normal
22-0137758 | Vegetation | Tree - fell into line | Crossarm, Wood | Broken, wire on object | 2022 | Tier 2 - Elevated | Distribution Circuit | 12 | 8 | 2022-12-08 | 1879244 | Sus | N | Vegetation¦Treefellintoline¦CrossarmWood¦Brokenwireonobject
22-0138877 | Equipment Failure/Involved | Overhead | Conductor, Overhead | Broken, wire on ground | 2022 | Tier 3 - Extreme | Distribution Circuit | 12 | 11 | 2022-12-11 | 1885605 | Sus | N | EquipmentFailureInvolved¦Overhead¦ConductorOverhead¦Brokenwireonground
22-0140747 | Unknown Cause | Patrol - found nothing |  |  | 2022 | Tier 2 - Elevated | Distribution Circuit | 12 | 20 | 2022-12-20 | 1893996 | Sus | N | UnknownCause¦Patrolfoundnothing¦¦
22-0141584 | Vegetation | Tree - fell into line | Conductor, Overhead | Normal | 2022 | Tier 2 - Elevated | Distribution Circuit | 12 | 27 | 2022-12-27 | 1898689 | Sus | N | Vegetation¦Treefellintoline¦ConductorOverhead¦Normal
22-0142536 | Unknown Cause | Patrol - not conducted |  |  | 2022 | Tier 2 - Elevated | Distribution Circuit | 12 | 31 | 2022-12-31 | 1903512 | Sus | N | UnknownCause¦Patrolnotconducted¦¦
23-0004465 | Equipment Failure/Involved | Underground | Conductor, Underground | Broken | 2022 | Tier 2 - Elevated | Distribution Circuit | 12 | 31 | 2022-12-31 | 1903430 | Sus | N | EquipmentFailureInvolved¦Underground¦ConductorUnderground¦Broken
15-0002257 | Vegetation | Tree - fell into line | Conductor, Overhead | Broken, wire on ground | 2015 | Tier 2 - Elevated | Distribution Circuit | 1 | 3 | 2015-01-03 | 1158702 | Sus | N | Vegetation¦Treefellintoline¦ConductorOverhead¦Brokenwireonground
15-0004996 | Equipment Failure/Involved | Other | Transformer | Malfunctioning | 2015 | Tier 3 - Extreme | Transformer only | 1 | 15 | 2015-01-15 | 1164362 | Sus | N | EquipmentFailureInvolved¦Other¦Transformer¦Malfunctioning
15-0007955 | 3rd Party | Contact with High Voltage, 3rd party | Conductor, Overhead | Broken, wire on ground | 2015 | Tier 2 - Elevated | Distribution Circuit | 1 | 29 | 2015-01-29 | 1169781 | Sus | N | 3rdParty¦ContactwithHighVoltage3rdparty¦ConductorOverhead¦Brokenwireonground
15-0010341 | Vegetation | Tree - fell into line | Pole-Wood | Broken, wire on ground | 2015 | Tier 3 - Extreme | Distribution Circuit | 2 | 6 | 2015-02-06 | 1174902 | Sus | N | Vegetation¦Treefellintoline¦PoleWood¦Brokenwireonground
15-0010485 | Vegetation | Tree - fell into line | Pole-Wood | Broken, wire on ground | 2015 | Tier 3 - Extreme | Distribution Circuit | 2 | 6 | 2015-02-06 | 1176836 | Sus | N | Vegetation¦Treefellintoline¦PoleWood¦Brokenwireonground
15-0010595 | Equipment Failure/Involved | Other | Conductor, Overhead | Broken, wire on ground | 2015 | Tier 3 - Extreme | Distribution Circuit | 2 | 6 | 2015-02-06 | 1176792 | Sus | N | EquipmentFailureInvolved¦Other¦ConductorOverhead¦Brokenwireonground
15-0010821 | Vegetation | Tree - fell into line | Conductor, Overhead | Broken, wire on ground | 2015 | Tier 3 - Extreme | Distribution Circuit | 2 | 6 | 2015-02-06 | 1179196 | Sus | N | Vegetation¦Treefellintoline¦ConductorOverhead¦Brokenwireonground
15-0011349 | Vegetation | Tree - fell into line | Crossarm, Wood | Broken, wire on ground | 2015 | Tier 3 - Extreme | Distribution Circuit | 2 | 7 | 2015-02-07 | 1181709 | Sus | N | Vegetation¦Treefellintoline¦CrossarmWood¦Brokenwireonground
15-0012625 | 3rd Party | Vehicle | Pole-Wood | Broken, wire on ground | 2015 | Tier 3 - Extreme | Distribution Circuit | 2 | 11 | 2015-02-11 | 1188265 | Sus | N | 3rdParty¦Vehicle¦PoleWood¦Brokenwireonground
15-0026030 | Equipment Failure/Involved | Other | Conductor, Overhead | Broken, wire on ground | 2015 | Tier 2 - Elevated | Distribution Circuit | 4 | 11 | 2015-04-11 | 1217657 | Sus | N | EquipmentFailureInvolved¦Other¦ConductorOverhead¦Brokenwireonground
15-0028733 | 3rd Party | Vehicle | Pole-Wood | Broken | 2015 | Tier 3 - Extreme | Distribution Circuit | 4 | 22 | 2015-04-22 | 1223316 | Sus | N | 3rdParty¦Vehicle¦PoleWood¦Broken
15-0029548 | Animal | Bird found | Transformer | Burned/flashed | 2015 | Tier 2 - Elevated | Transformer only | 4 | 25 | 2015-04-25 | 1224883 | Sus | N | Animal¦Birdfound¦Transformer¦Burnedflashed
15-0032240 | Unknown Cause | Patrol - found nothing | Transformer | Broken | 2015 | Tier 2 - Elevated | Transformer only | 5 | 6 | 2015-05-06 | 1230015 | Sus | Y | UnknownCause¦Patrolfoundnothing¦Transformer¦Broken
15-0032710 | Unknown Cause | Patrol - found nothing |  |  | 2015 | Tier 2 - Elevated | Distribution Circuit | 5 | 7 | 2015-05-07 | 1230823 | Sus | Y | UnknownCause¦Patrolfoundnothing¦¦
15-0033201 | Animal | Bird found | Fuse | Failed/Faulted | 2015 | Tier 2 - Elevated | Distribution Circuit | 5 | 11 | 2015-05-11 | 1232437 | Sus | Y | Animal¦Birdfound¦Fuse¦FailedFaulted
15-0038565 | Environmental/External | Lightning | Transformer | Failed/Faulted | 2015 | Tier 3 - Extreme | Transformer only | 6 | 4 | 2015-06-04 | 1243701 | Sus | Y | EnvironmentalExternal¦Lightning¦Transformer¦FailedFaulted
15-0039815 | 3rd Party | Dig in, 3rd party | Conductor, Underground | Broken | 2015 | Tier 3 - Extreme | Distribution Circuit | 6 | 9 | 2015-06-09 | 1247761 | Sus | Y | 3rdParty¦Digin3rdparty¦ConductorUnderground¦Broken
15-0041200 | Unknown Cause | Patrol - found nothing |  |  | 2015 | Tier 3 - Extreme | Distribution Circuit | 6 | 15 | 2015-06-15 | 1251372 | Sus | Y | UnknownCause¦Patrolfoundnothing¦¦
15-0043811 | Unknown Cause | Patrol - found nothing |  |  | 2015 | Tier 2 - Elevated | Distribution Circuit | 6 | 28 | 2015-06-28 | 1258025 | Sus | Y | UnknownCause¦Patrolfoundnothing¦¦
15-0049595 | Equipment Failure/Involved | Overhead | Fuse | Failed/Faulted | 2015 | Tier 2 - Elevated | Distribution Circuit | 7 | 21 | 2015-07-21 | 1274737 | Sus | Y | EquipmentFailureInvolved¦Overhead¦Fuse¦FailedFaulted
15-0051486 | Vegetation | Tree - fell into line | Conductor, Overhead | Broken, wire on ground | 2015 | Tier 3 - Extreme | Distribution Circuit | 7 | 29 | 2015-07-29 | 1279816 | Sus | Y | Vegetation¦Treefellintoline¦ConductorOverhead¦Brokenwireonground
15-0061529 | Environmental/External | Fire, Forest/Grass | Pole-Wood | Burned/flashed | 2015 | Tier 3 - Extreme | Distribution Circuit | 9 | 12 | 2015-09-12 | 1306325 | Sus | Y | EnvironmentalExternal¦FireForestGrass¦PoleWood¦Burnedflashed
15-0062404 | Equipment Failure/Involved | Overhead | Fuse | Failed/Faulted | 2015 | Tier 2 - Elevated | Distribution Circuit | 9 | 20 | 2015-09-20 | 1308989 | Sus | Y | EquipmentFailureInvolved¦Overhead¦Fuse¦FailedFaulted
15-0063433 | Equipment Failure/Involved | Electrical Overload | Transformer (OH) | Normal | 2015 | Tier 3 - Extreme | Transformer only | 9 | 24 | 2015-09-24 | 1311431 | Sus | Y | EquipmentFailureInvolved¦ElectricalOverload¦Transformer(OH)¦Normal
15-0067936 | Equipment Failure/Involved | Overhead | Other | Failed/Faulted | 2015 | Tier 3 - Extreme | Transformer only | 10 | 5 | 2015-10-05 | 1316966 | Sus | Y | EquipmentFailureInvolved¦Overhead¦Other¦FailedFaulted
15-0071253 | Unknown Cause | Patrol - found nothing |  |  | 2015 | Tier 3 - Extreme | Distribution Circuit | 10 | 17 | 2015-10-17 | 1324028 | Sus | Y | UnknownCause¦Patrolfoundnothing¦¦
15-0071357 | Environmental/External | Lightning |  | Failed/Faulted | 2015 | Tier 2 - Elevated | Transformer only | 10 | 17 | 2015-10-17 | 1324186 | Sus | Y | EnvironmentalExternal¦Lightning¦¦FailedFaulted
15-0080129 | Unknown Cause | Patrol - found nothing |  |  | 2015 | Tier 3 - Extreme | Distribution Circuit | 11 | 23 | 2015-11-23 | 1347263 | Sus | Y | UnknownCause¦Patrolfoundnothing¦¦
15-0082609 | Equipment Failure/Involved | Overhead | Insulator | Broken | 2015 | Tier 3 - Extreme | Distribution Circuit | 12 | 3 | 2015-12-03 | 1353231 | Sus | N | EquipmentFailureInvolved¦Overhead¦Insulator¦Broken
15-0083630 | Vegetation | Tree - branch fell on line | Conductor, Overhead | Normal | 2015 | Tier 2 - Elevated | Distribution Circuit | 12 | 9 | 2015-12-09 | 1356364 | Sus | N | Vegetation¦Treebranchfellonline¦ConductorOverhead¦Normal
15-0084955 | Vegetation | Tree - bark fell into line | Connector or Splice (OH) | Burned/flashed | 2015 | Tier 3 - Extreme | Distribution Circuit | 12 | 13 | 2015-12-13 | 1361701 | Sus | N | Vegetation¦Treebarkfellintoline¦ConnectororSplice(OH)¦Burnedflashed
15-0085578 | Unknown Cause | Patrol - found nothing |  |  | 2015 | Tier 2 - Elevated | Distribution Circuit | 12 | 15 | 2015-12-15 | 1364651 | Sus | N | UnknownCause¦Patrolfoundnothing¦¦
16-0011568 | Equipment Failure/Involved | Overhead |  | Failed/Faulted | 2016 | Tier 3 - Extreme | Transformer only | 2 | 9 | 2016-02-09 | 1400727 | Sus | N | EquipmentFailureInvolved¦Overhead¦¦FailedFaulted
16-0013324 | Vegetation | Tree - bark fell into line | Conductor, Overhead | Broken, wire on ground | 2016 | Tier 3 - Extreme | Distribution Circuit | 2 | 17 | 2016-02-17 | 1406157 | Sus | N | Vegetation¦Treebarkfellintoline¦ConductorOverhead¦Brokenwireonground
16-0017320 | Equipment Failure/Involved | Overhead | Other | Broken | 2016 | Tier 2 - Elevated | Distribution Circuit | 3 | 4 | 2016-03-04 | 1416010 | Sus | N | EquipmentFailureInvolved¦Overhead¦Other¦Broken
16-0017678 | Vegetation | Tree - fell into line | Conductor, Overhead | Broken, wire on ground | 2016 | Tier 2 - Elevated | Distribution Circuit | 3 | 5 | 2016-03-05 | 1417127 | Sus | N | Vegetation¦Treefellintoline¦ConductorOverhead¦Brokenwireonground
16-0018212 | Vegetation | Tree - fell into line | Conductor, Overhead | Normal | 2016 | Tier 3 - Extreme | Distribution Circuit | 3 | 6 | 2016-03-06 | 1420892 | Sus | N | Vegetation¦Treefellintoline¦ConductorOverhead¦Normal
16-0020803 | Vegetation | Tree - fell into line | Pole-Wood | Broken, wire on ground | 2016 | Tier 3 - Extreme | Distribution Circuit | 3 | 12 | 2016-03-12 | 1429577 | Sus | N | Vegetation¦Treefellintoline¦PoleWood¦Brokenwireonground
16-0022776 | Environmental/External | Lightning | Fuse | Failed/Faulted | 2016 | Tier 2 - Elevated | Distribution Circuit | 3 | 20 | 2016-03-20 | 1434846 | Sus | N | EnvironmentalExternal¦Lightning¦Fuse¦FailedFaulted
16-0027557 | Vegetation | Tree - fell into line | Conductor, Overhead | Broken, wire on ground | 2016 | Tier 2 - Elevated | Distribution Circuit | 4 | 10 | 2016-04-10 | 1448055 | Sus | N | Vegetation¦Treefellintoline¦ConductorOverhead¦Brokenwireonground
16-0029901 | Equipment Failure/Involved | Overhead | Transformer | Broken | 2016 | Tier 2 - Elevated | Transformer only | 4 | 20 | 2016-04-20 | 1454115 | Sus | N | EquipmentFailureInvolved¦Overhead¦Transformer¦Broken
16-0030801 | Equipment Failure/Involved | Overhead | Transformer | Failed/Faulted | 2016 | Tier 3 - Extreme | Transformer only | 4 | 22 | 2016-04-22 | 1456026 | Sus | N | EquipmentFailureInvolved¦Overhead¦Transformer¦FailedFaulted
16-0031073 | Unknown Cause | Patrol - found nothing |  |  | 2016 | Tier 2 - Elevated | Distribution Circuit | 4 | 24 | 2016-04-24 | 1457379 | Sus | N | UnknownCause¦Patrolfoundnothing¦¦
16-0035848 | Animal | Other | Pole-Wood | Broken | 2016 | Tier 2 - Elevated | Distribution Circuit | 5 | 13 | 2016-05-13 | 1469203 | Sus | Y | Animal¦Other¦PoleWood¦Broken
16-0046114 | Vegetation | Tree - cutting, PG&E contractor | Conductor, Overhead | Normal | 2016 | Tier 3 - Extreme | Distribution Circuit | 6 | 27 | 2016-06-27 | 1496834 | Sus | Y | Vegetation¦TreecuttingPG&Econtractor¦ConductorOverhead¦Normal
16-0048731 | Vegetation | Tree - fell into line | Conductor, Overhead | Broken, wire on ground | 2016 | Tier 3 - Extreme | Distribution Circuit | 7 | 8 | 2016-07-08 | 1503060 | Sus | Y | Vegetation¦Treefellintoline¦ConductorOverhead¦Brokenwireonground
16-0052405 | Environmental/External | Fire, Forest/Grass | Conductor, Overhead | Normal | 2016 | Tier 3 - Extreme | Distribution Circuit | 7 | 25 | 2016-07-25 | 1515885 | Sus | Y | EnvironmentalExternal¦FireForestGrass¦ConductorOverhead¦Normal
16-0053405 | Equipment Failure/Involved | Overhead | Conductor, Overhead | Deteriorated | 2016 | Tier 3 - Extreme | Distribution Circuit | 7 | 28 | 2016-07-28 | 1518014 | Sus | Y | EquipmentFailureInvolved¦Overhead¦ConductorOverhead¦Deteriorated
16-0065027 | Unknown Cause | Patrol - found nothing |  |  | 2016 | Tier 3 - Extreme | Distribution Circuit | 9 | 15 | 2016-09-15 | 1542512 | Sus | Y | UnknownCause¦Patrolfoundnothing¦¦
16-0066644 | Equipment Failure/Involved | Overhead | Transformer | Failed/Faulted | 2016 | Tier 2 - Elevated | Transformer only | 9 | 22 | 2016-09-22 | 1546134 | Sus | Y | EquipmentFailureInvolved¦Overhead¦Transformer¦FailedFaulted
16-0066831 | Unknown Cause | Patrol - found nothing |  |  | 2016 | Tier 2 - Elevated | Distribution Circuit | 9 | 23 | 2016-09-23 | 1546392 | Sus | Y | UnknownCause¦Patrolfoundnothing¦¦
16-0070497 | Equipment Failure/Involved | Overhead | Transformer | Failed/Faulted | 2016 | Tier 2 - Elevated | Transformer only | 10 | 7 | 2016-10-07 | 1554853 | Sus | Y | EquipmentFailureInvolved¦Overhead¦Transformer¦FailedFaulted
16-0070644 | Unknown Cause | Patrol - found nothing |  | Normal | 2016 | Tier 2 - Elevated | Distribution Circuit | 10 | 9 | 2016-10-09 | 1555328 | Sus | Y | UnknownCause¦Patrolfoundnothing¦¦Normal
16-0071446 | Unknown Cause | Patrol - found nothing |  |  | 2016 | Tier 3 - Extreme | Distribution Circuit | 10 | 12 | 2016-10-12 | 1556805 | Sus | Y | UnknownCause¦Patrolfoundnothing¦¦
16-0072183 | Vegetation | Tree - fell into line | Secondary | Broken | 2016 | Tier 2 - Elevated | Transformer only | 10 | 14 | 2016-10-14 | 1557956 | Sus | Y | Vegetation¦Treefellintoline¦Secondary¦Broken
16-0074888 | Unknown Cause | Patrol - found nothing |  |  | 2016 | Tier 2 - Elevated | Distribution Circuit | 10 | 24 | 2016-10-24 | 1568295 | Sus | Y | UnknownCause¦Patrolfoundnothing¦¦
16-0076879 | Vegetation | Tree - fell into line | Conductor, Overhead | Broken, wire on ground | 2016 | Tier 3 - Extreme | Distribution Circuit | 10 | 31 | 2016-10-31 | 1573512 | Sus | Y | Vegetation¦Treefellintoline¦ConductorOverhead¦Brokenwireonground
16-0080715 | Equipment Failure/Involved | Overhead | Insulator | Broken | 2016 | Tier 3 - Extreme | Distribution Circuit | 11 | 17 | 2016-11-17 | 1583739 | Sus | Y | EquipmentFailureInvolved¦Overhead¦Insulator¦Broken
16-0081234 | Vegetation | Tree - fell into line | Conductor, Overhead | Broken, wire on ground | 2016 | Tier 3 - Extreme | Distribution Circuit | 11 | 20 | 2016-11-20 | 1585522 | Sus | Y | Vegetation¦Treefellintoline¦ConductorOverhead¦Brokenwireonground
16-0082429 | Vegetation | Tree - branch fell on line | Conductor, Overhead | Normal | 2016 | Tier 3 - Extreme | Distribution Circuit | 11 | 27 | 2016-11-27 | 1589674 | Sus | Y | Vegetation¦Treebranchfellonline¦ConductorOverhead¦Normal
16-0084752 | Vegetation | Tree - fell into line | Conductor, Overhead | Broken, wire on ground | 2016 | Tier 2 - Elevated | Distribution Circuit | 12 | 9 | 2016-12-09 | 1597683 | Sus | N | Vegetation¦Treefellintoline¦ConductorOverhead¦Brokenwireonground
16-0085881 | Vegetation | Tree - fell into line | Conductor, Overhead | Normal | 2016 | Tier 3 - Extreme | Distribution Circuit | 12 | 15 | 2016-12-15 | 1603771 | Sus | N | Vegetation¦Treefellintoline¦ConductorOverhead¦Normal
17-0006014 | Vegetation | Tree - fell into line | Conductor, Overhead | Broken, wire on ground | 2017 | Tier 2 - Elevated | Distribution Circuit | 1 | 8 | 2017-01-08 | 1630783 | Sus | N | Vegetation¦Treefellintoline¦ConductorOverhead¦Brokenwireonground
17-0006333 | Unknown Cause | Patrol - found nothing |  |  | 2017 | Tier 2 - Elevated | Distribution Circuit | 1 | 9 | 2017-01-09 | 1632166 | Sus | N | UnknownCause¦Patrolfoundnothing¦¦
17-0006606 | Vegetation | Tree - fell into line | Conductor, Overhead | Broken | 2017 | Tier 2 - Elevated | Distribution Circuit | 1 | 10 | 2017-01-10 | 1633326 | Sus | N | Vegetation¦Treefellintoline¦ConductorOverhead¦Broken
17-0006617 | Vegetation | Tree - fell into line | Conductor, Overhead | Normal | 2017 | Tier 2 - Elevated | Distribution Circuit | 1 | 10 | 2017-01-10 | 1632735 | Sus | N | Vegetation¦Treefellintoline¦ConductorOverhead¦Normal
17-0007288 | Vegetation | Tree - fell into line | Conductor, Overhead | Broken, wire on ground | 2017 | Tier 3 - Extreme | Distribution Circuit | 1 | 10 | 2017-01-10 | 1636153 | Sus | N | Vegetation¦Treefellintoline¦ConductorOverhead¦Brokenwireonground
17-0008265 | Vegetation | Tree - fell into line | Conductor, Overhead | Broken, wire on ground | 2017 | Tier 3 - Extreme | Distribution Circuit | 1 | 10 | 2017-01-10 | 1634935 | Sus | N | Vegetation¦Treefellintoline¦ConductorOverhead¦Brokenwireonground
17-0010264 | Vegetation | Tree - fell into line | Conductor, Overhead | Broken, wire on ground | 2017 | Tier 2 - Elevated | Distribution Circuit | 1 | 18 | 2017-01-18 | 1646477 | Sus | N | Vegetation¦Treefellintoline¦ConductorOverhead¦Brokenwireonground
17-0012877 | Unknown Cause | Patrol - found nothing |  |  | 2017 | Tier 2 - Elevated | Distribution Circuit | 1 | 22 | 2017-01-22 | 1658983 | Sus | N | UnknownCause¦Patrolfoundnothing¦¦
17-0013321 | Unknown Cause | Patrol - not conducted |  |  | 2017 | Tier 2 - Elevated | Distribution Circuit | 1 | 22 | 2017-01-22 | 1661861 | Sus | N | UnknownCause¦Patrolnotconducted¦¦
17-0013776 | Vegetation | Tree - branch fell on line | Insulator | Broken | 2017 | Tier 3 - Extreme | Distribution Circuit | 1 | 23 | 2017-01-23 | 1662672 | Sus | N | Vegetation¦Treebranchfellonline¦Insulator¦Broken
17-0013897 | Vegetation | Tree - branch fell on line | Conductor, Overhead | Broken, wire on ground | 2017 | Tier 3 - Extreme | Distribution Circuit | 1 | 21 | 2017-01-21 | 1664382 | Sus | N | Vegetation¦Treebranchfellonline¦ConductorOverhead¦Brokenwireonground
17-0013919 | Environmental/External | Ice or snow | Conductor, Overhead | Together | 2017 | Tier 3 - Extreme | Distribution Circuit | 1 | 23 | 2017-01-23 | 1662665 | Sus | N | EnvironmentalExternal¦Iceorsnow¦ConductorOverhead¦Together
17-0017039 | Vegetation | Tree - fell into line | Conductor, Overhead | Broken, wire on ground | 2017 | Tier 3 - Extreme | Distribution Circuit | 2 | 2 | 2017-02-02 | 1673339 | Sus | N | Vegetation¦Treefellintoline¦ConductorOverhead¦Brokenwireonground
17-0022769 | Vegetation | Tree - fell into line | Conductor, Overhead | Broken, wire on ground | 2017 | Tier 3 - Extreme | Distribution Circuit | 2 | 17 | 2017-02-17 | 1698484 | Sus | N | Vegetation¦Treefellintoline¦ConductorOverhead¦Brokenwireonground
17-0023627 | Equipment Failure/Involved | Overhead | Pole-Wood | Broken | 2017 | Tier 3 - Extreme | Distribution Circuit | 2 | 20 | 2017-02-20 | 1702329 | Sus | N | EquipmentFailureInvolved¦Overhead¦PoleWood¦Broken
17-0023979 | Vegetation | Tree - branch fell on line | Conductor, Overhead | Broken, wire on ground | 2017 | Tier 2 - Elevated | Distribution Circuit | 2 | 20 | 2017-02-20 | 1705017 | Sus | N | Vegetation¦Treebranchfellonline¦ConductorOverhead¦Brokenwireonground
17-0025463 | Vegetation | Tree - fell into line | Conductor, Overhead | Burned/flashed | 2017 | Tier 2 - Elevated | Distribution Circuit | 2 | 22 | 2017-02-22 | 1710194 | Sus | N | Vegetation¦Treefellintoline¦ConductorOverhead¦Burnedflashed
17-0026432 | Vegetation | Tree - fell into line | Conductor, Overhead | Normal | 2017 | Tier 3 - Extreme | Distribution Circuit | 2 | 24 | 2017-02-24 | 1712990 | Sus | N | Vegetation¦Treefellintoline¦ConductorOverhead¦Normal
17-0027727 | Equipment Failure/Involved | Overhead | Pole-Wood | Broken | 2017 | Tier 2 - Elevated | Distribution Circuit | 3 | 1 | 2017-03-01 | 1717118 | Sus | N | EquipmentFailureInvolved¦Overhead¦PoleWood¦Broken
17-0031777 | Equipment Failure/Involved | Overhead | Transformer (OH) | Failed/Faulted | 2017 | Tier 2 - Elevated | Distribution Circuit | 3 | 19 | 2017-03-19 | 1730258 | Sus | N | EquipmentFailureInvolved¦Overhead¦Transformer(OH)¦FailedFaulted
17-0032059 | 3rd Party | Tree - cutting, 3rd party | Secondary | Together | 2017 | Tier 3 - Extreme | Distribution Circuit | 3 | 20 | 2017-03-20 | 1730812 | Sus | N | 3rdParty¦Treecutting3rdparty¦Secondary¦Together
17-0037915 | Unknown Cause | Patrol - found nothing |  |  | 2017 | Tier 2 - Elevated | Distribution Circuit | 4 | 7 | 2017-04-07 | 1750220 | Sus | N | UnknownCause¦Patrolfoundnothing¦¦
17-0042134 | Equipment Failure/Involved | Overhead | Fuse | Failed/Faulted | 2017 | Tier 3 - Extreme | Distribution Circuit | 4 | 22 | 2017-04-22 | 1764925 | Sus | N | EquipmentFailureInvolved¦Overhead¦Fuse¦FailedFaulted
17-0042536 | Equipment Failure/Involved | Overhead | Transformer | Failed/Faulted | 2017 | Tier 2 - Elevated | Transformer only | 4 | 24 | 2017-04-24 | 1765975 | Sus | N | EquipmentFailureInvolved¦Overhead¦Transformer¦FailedFaulted
17-0044013 | Animal | Bird found | Fuse | Failed/Faulted | 2017 | Tier 2 - Elevated | Distribution Circuit | 4 | 30 | 2017-04-30 | 1771117 | Sus | N | Animal¦Birdfound¦Fuse¦FailedFaulted
17-0048904 | 3rd Party | Dig in, 3rd party | Transformer | Burned/flashed | 2017 | Tier 2 - Elevated | Transformer only | 5 | 18 | 2017-05-18 | 1784751 | Sus | Y | 3rdParty¦Digin3rdparty¦Transformer¦Burnedflashed
17-0049486 | Equipment Failure/Involved | Overhead | Service conductor | Arcing | 2017 | Tier 2 - Elevated | Transformer only | 5 | 21 | 2017-05-21 | 1786924 | Sus | Y | EquipmentFailureInvolved¦Overhead¦Serviceconductor¦Arcing
17-0050678 | Equipment Failure/Involved | Overhead |  | Broken | 2017 | Tier 3 - Extreme | Transformer only | 5 | 25 | 2017-05-25 | 1790413 | Sus | Y | EquipmentFailureInvolved¦Overhead¦¦Broken
17-0052633 | Unknown Cause | Patrol - not conducted |  |  | 2017 | Tier 2 - Elevated | Distribution Circuit | 6 | 4 | 2017-06-04 | 1796807 | Sus | Y | UnknownCause¦Patrolnotconducted¦¦
17-0053951 | Equipment Failure/Involved | Overhead | Transformer | Failed/Faulted | 2017 | Tier 2 - Elevated | Transformer only | 6 | 9 | 2017-06-09 | 1800343 | Sus | Y | EquipmentFailureInvolved¦Overhead¦Transformer¦FailedFaulted
17-0055924 | Vegetation | Tree - fell into line | Conductor, Overhead | Broken, wire on ground | 2017 | Tier 3 - Extreme | Distribution Circuit | 6 | 17 | 2017-06-17 | 1806633 | Sus | Y | Vegetation¦Treefellintoline¦ConductorOverhead¦Brokenwireonground
17-0057179 | Vegetation | Tree - fell into line | Conductor, Overhead | Broken, wire on ground | 2017 | Tier 3 - Extreme | Distribution Circuit | 6 | 21 | 2017-06-21 | 1813434 | Sus | Y | Vegetation¦Treefellintoline¦ConductorOverhead¦Brokenwireonground
17-0057179 | Vegetation | Tree - fell into line | Conductor, Overhead | Broken, wire on ground | 2017 | Tier 3 - Extreme | Distribution Circuit | 6 | 21 | 2017-06-21 | 1813434 | Sus | Y | Vegetation¦Treefellintoline¦ConductorOverhead¦Brokenwireonground
17-0058432 | Vegetation | Tree - fell into line | Conductor, Overhead | Broken, wire on ground | 2017 | Tier 2 - Elevated | Distribution Circuit | 6 | 25 | 2017-06-25 | 1817527 | Sus | Y | Vegetation¦Treefellintoline¦ConductorOverhead¦Brokenwireonground
17-0058766 | Unknown Cause | Patrol - found nothing |  |  | 2017 | Tier 2 - Elevated | Distribution Circuit | 6 | 26 | 2017-06-26 | 1818749 | Sus | Y | UnknownCause¦Patrolfoundnothing¦¦
17-0063041 | Equipment Failure/Involved | Overhead | Cutout, fuse holder | Broken | 2017 | Tier 2 - Elevated | Transformer only | 7 | 14 | 2017-07-14 | 1831767 | Sus | Y | EquipmentFailureInvolved¦Overhead¦Cutoutfuseholder¦Broken
17-0065033 | Equipment Failure/Involved | Overhead | Transformer | Failed/Faulted | 2017 | Tier 2 - Elevated | Transformer only | 7 | 24 | 2017-07-24 | 1838686 | Sus | Y | EquipmentFailureInvolved¦Overhead¦Transformer¦FailedFaulted
17-0066836 | Equipment Failure/Involved | Underground | Transformer (UG) | Failed/Faulted | 2017 | Tier 2 - Elevated | Distribution Circuit | 7 | 31 | 2017-07-31 | 1843377 | Sus | Y | EquipmentFailureInvolved¦Underground¦Transformer(UG)¦FailedFaulted
17-0069958 | Vegetation | Tree - bark fell into line | Conductor, Overhead | Broken, wire on ground | 2017 | Tier 3 - Extreme | Distribution Circuit | 8 | 13 | 2017-08-13 | 1851735 | Sus | Y | Vegetation¦Treebarkfellintoline¦ConductorOverhead¦Brokenwireonground
17-0074797 | 3rd Party | Customer Equipment | Customer Equipment | Arcing | 2017 | Tier 2 - Elevated | Distribution Circuit | 9 | 1 | 2017-09-01 | 1864752 | Sus | Y | 3rdParty¦CustomerEquipment¦CustomerEquipment¦Arcing
17-0076139 | Vegetation | Tree - fell into line | Conductor, Overhead | Broken, wire on ground | 2017 | Tier 3 - Extreme | Distribution Circuit | 9 | 5 | 2017-09-05 | 1870848 | Sus | Y | Vegetation¦Treefellintoline¦ConductorOverhead¦Brokenwireonground
17-0077689 | Unknown Cause | Patrol - found nothing |  |  | 2017 | Tier 2 - Elevated | Distribution Circuit | 9 | 11 | 2017-09-11 | 1874704 | Sus | Y | UnknownCause¦Patrolfoundnothing¦¦
17-0084361 | Unknown Cause | Patrol - found nothing |  |  | 2017 | Tier 2 - Elevated | Transformer only | 10 | 5 | 2017-10-05 | 1891167 | Sus | Y | UnknownCause¦Patrolfoundnothing¦¦
17-0085322 | Unknown Cause | Patrol - found nothing |  |  | 2017 | Tier 2 - Elevated | Distribution Circuit | 10 | 8 | 2017-10-08 | 1894099 | Sus | Y | UnknownCause¦Patrolfoundnothing¦¦
17-0086841 | Environmental/External | Fire, Forest/Grass | Pole-Wood | Broken, wire on ground | 2017 | Tier 2 - Elevated | Distribution Circuit | 10 | 8 | 2017-10-08 | 1899526 | Sus | Y | EnvironmentalExternal¦FireForestGrass¦PoleWood¦Brokenwireonground
17-0087917 | Unknown Cause | Patrol - found nothing |  |  | 2017 | Tier 2 - Elevated | Distribution Circuit | 10 | 17 | 2017-10-17 | 1902396 | Sus | Y | UnknownCause¦Patrolfoundnothing¦¦
17-0089318 | Vegetation | Tree - fell into line | Conductor, Overhead | Broken, wire on ground | 2017 | Tier 3 - Extreme | Distribution Circuit | 10 | 20 | 2017-10-20 | 1906576 | Sus | Y | Vegetation¦Treefellintoline¦ConductorOverhead¦Brokenwireonground
17-0089664 | Equipment Failure/Involved | Overhead | Pole-Wood | Broken | 2017 | Tier 3 - Extreme | Distribution Circuit | 10 | 8 | 2017-10-08 | 1907801 | Sus | Y | EquipmentFailureInvolved¦Overhead¦PoleWood¦Broken
17-0098201 | Unknown Cause | Patrol - found nothing |  |  | 2017 | Tier 2 - Elevated | Distribution Circuit | 11 | 28 | 2017-11-28 | 1931329 | Sus | Y | UnknownCause¦Patrolfoundnothing¦¦
17-0099378 | Equipment Failure/Involved | Overhead | Connector or Splice (OH) | Broken, wire on ground | 2017 | Tier 2 - Elevated | Distribution Circuit | 12 | 3 | 2017-12-03 | 1934372 | Sus | N | EquipmentFailureInvolved¦Overhead¦ConnectororSplice(OH)¦Brokenwireonground
17-0102208 | Unknown Cause | Patrol - not conducted |  |  | 2017 | Tier 2 - Elevated | Distribution Circuit | 12 | 16 | 2017-12-16 | 1945828 | Sus | N | UnknownCause¦Patrolnotconducted¦¦
17-0102802 | Vegetation | Tree - fell into line | Secondary | Broken, wire on ground | 2017 | Tier 2 - Elevated | Transformer only | 12 | 20 | 2017-12-20 | 1948745 | Sus | N | Vegetation¦Treefellintoline¦Secondary¦Brokenwireonground
18-0004797 | Vegetation | Tree - branch fell on line | Conductor, Overhead | Broken, wire on ground | 2018 | Tier 2 - Elevated | Distribution Circuit | 1 | 9 | 2018-01-09 | 5208 | Sus | N | Vegetation¦Treebranchfellonline¦ConductorOverhead¦Brokenwireonground
18-0004964 | Unknown Cause | Patrol - not conducted |  |  | 2018 | Tier 2 - Elevated | Distribution Circuit | 1 | 10 | 2018-01-10 | 5682 | Sus | N | UnknownCause¦Patrolnotconducted¦¦
18-0013254 | Vegetation | Tree - bark fell into line | Conductor, Overhead | Together | 2018 | Tier 2 - Elevated | Distribution Circuit | 2 | 11 | 2018-02-11 | 22771 | Sus | N | Vegetation¦Treebarkfellintoline¦ConductorOverhead¦Together
18-0017242 | Vegetation | Tree - fell into line | Conductor, Overhead | Broken, wire on ground | 2018 | Tier 3 - Extreme | Distribution Circuit | 2 | 26 | 2018-02-26 | 31579 | Sus | N | Vegetation¦Treefellintoline¦ConductorOverhead¦Brokenwireonground
18-0019448 | Vegetation | Tree - fell into line | Conductor, Overhead | Broken | 2018 | Tier 3 - Extreme | Distribution Circuit | 3 | 3 | 2018-03-03 | 37500 | Sus | N | Vegetation¦Treefellintoline¦ConductorOverhead¦Broken
18-0019497 | Vegetation | Tree - fell into line | Service conductor | Broken, wire on ground | 2018 | Tier 3 - Extreme | Distribution Circuit | 3 | 3 | 2018-03-03 | 37678 | Sus | N | Vegetation¦Treefellintoline¦Serviceconductor¦Brokenwireonground
18-0019615 | Vegetation | Tree - fell into line | Conductor, Overhead | Broken, wire on ground | 2018 | Tier 3 - Extreme | Distribution Circuit | 3 | 4 | 2018-03-04 | 38132 | Sus | N | Vegetation¦Treefellintoline¦ConductorOverhead¦Brokenwireonground
18-0022632 | Vegetation | Tree - branch fell on line | Conductor, Overhead | Normal | 2018 | Tier 3 - Extreme | Distribution Circuit | 3 | 14 | 2018-03-14 | 43928 | Sus | N | Vegetation¦Treebranchfellonline¦ConductorOverhead¦Normal
18-0023865 | Equipment Failure/Involved | Overhead | Conductor, Overhead | Broken, wire on ground | 2018 | Tier 3 - Extreme | Distribution Circuit | 3 | 18 | 2018-03-18 | 47111 | Sus | N | EquipmentFailureInvolved¦Overhead¦ConductorOverhead¦Brokenwireonground
18-0024217 | Unknown Cause | Patrol - found nothing |  |  | 2018 | Tier 3 - Extreme | Distribution Circuit | 3 | 19 | 2018-03-19 | 48165 | Sus | N | UnknownCause¦Patrolfoundnothing¦¦
18-0029854 | Animal | Squirrel | Cutout, fuse holder | Failed/Faulted | 2018 | Tier 2 - Elevated | Transformer only | 4 | 6 | 2018-04-06 | 60748 | Sus | N | Animal¦Squirrel¦Cutoutfuseholder¦FailedFaulted
18-0030052 | Unknown Cause | Patrol - found nothing |  |  | 2018 | Tier 2 - Elevated | Distribution Circuit | 4 | 6 | 2018-04-06 | 61032 | Sus | N | UnknownCause¦Patrolfoundnothing¦¦
18-0032853 | Equipment Failure/Involved | Overhead | Transformer (OH) | Failed/Faulted | 2018 | Tier 3 - Extreme | Distribution Circuit | 4 | 16 | 2018-04-16 | 68360 | Sus | N | EquipmentFailureInvolved¦Overhead¦Transformer(OH)¦FailedFaulted
18-0034709 | Unknown Cause | Patrol - found nothing |  |  | 2018 | Tier 2 - Elevated | Distribution Circuit | 4 | 23 | 2018-04-23 | 72097 | Sus | N | UnknownCause¦Patrolfoundnothing¦¦
18-0036040 | Vegetation | Tree - fell into line | Insulator | Broken | 2018 | Tier 3 - Extreme | Distribution Circuit | 4 | 26 | 2018-04-26 | 74714 | Sus | N | Vegetation¦Treefellintoline¦Insulator¦Broken
18-0040331 | Vegetation | Tree - cutting, PG&E contractor | Conductor, Overhead | Broken, wire on ground | 2018 | Tier 3 - Extreme | Distribution Circuit | 5 | 11 | 2018-05-11 | 83902 | Sus | Y | Vegetation¦TreecuttingPG&Econtractor¦ConductorOverhead¦Brokenwireonground
18-0042602 | Unknown Cause | Patrol - found nothing |  |  | 2018 | Tier 2 - Elevated | Distribution Circuit | 5 | 20 | 2018-05-20 | 89958 | Sus | Y | UnknownCause¦Patrolfoundnothing¦¦
18-0045398 | Equipment Failure/Involved | Overhead | Transformer | Failed/Faulted | 2018 | Tier 3 - Extreme | Transformer only | 5 | 29 | 2018-05-29 | 96162 | Sus | Y | EquipmentFailureInvolved¦Overhead¦Transformer¦FailedFaulted
18-0050030 | Unknown Cause | Patrol - found nothing |  |  | 2018 | Tier 2 - Elevated | Distribution Circuit | 6 | 12 | 2018-06-12 | 106984 | Sus | Y | UnknownCause¦Patrolfoundnothing¦¦
18-0053371 | Vegetation | Tree - branch fell on line | Conductor, Overhead | Normal | 2018 | Tier 2 - Elevated | Distribution Circuit | 6 | 21 | 2018-06-21 | 115028 | Sus | Y | Vegetation¦Treebranchfellonline¦ConductorOverhead¦Normal
18-0055174 | Unknown Cause | Patrol - found nothing |  |  | 2018 | Tier 2 - Elevated | Distribution Circuit | 6 | 27 | 2018-06-27 | 119573 | Sus | Y | UnknownCause¦Patrolfoundnothing¦¦
18-0060365 | Equipment Failure/Involved | Overhead | Transformer | Leaking | 2018 | Tier 3 - Extreme | Transformer only | 7 | 16 | 2018-07-16 | 133221 | Sus | Y | EquipmentFailureInvolved¦Overhead¦Transformer¦Leaking
18-0066757 | Environmental/External | Fire, Forest/Grass | Conductor, Overhead | Normal | 2018 | Tier 2 - Elevated | Distribution Circuit | 8 | 4 | 2018-08-04 | 148950 | Sus | Y | EnvironmentalExternal¦FireForestGrass¦ConductorOverhead¦Normal
18-0066780 | Environmental/External | Fire, Forest/Grass | Pole-Wood | Burned/flashed | 2018 | Tier 3 - Extreme | Distribution Circuit | 7 | 26 | 2018-07-26 | 149005 | Sus | Y | EnvironmentalExternal¦FireForestGrass¦PoleWood¦Burnedflashed
18-0068978 | Vegetation | Tree - fell into line | Secondary | Broken, wire on ground | 2018 | Tier 2 - Elevated | Transformer only | 8 | 11 | 2018-08-11 | 153576 | Sus | Y | Vegetation¦Treefellintoline¦Secondary¦Brokenwireonground
18-0072805 | Vegetation | Tree - fell into line | Service conductor | Broken | 2018 | Tier 3 - Extreme | Transformer only | 8 | 23 | 2018-08-23 | 160847 | Sus | Y | Vegetation¦Treefellintoline¦Serviceconductor¦Broken
18-0073552 | 3rd Party | Vehicle | Other | Normal | 2018 | Tier 3 - Extreme | Distribution Circuit | 8 | 26 | 2018-08-26 | 162450 | Sus | Y | 3rdParty¦Vehicle¦Other¦Normal
18-0074038 | Equipment Failure/Involved | Overhead | Other | Failed/Faulted | 2018 | Tier 2 - Elevated | Transformer only | 8 | 27 | 2018-08-27 | 163324 | Sus | Y | EquipmentFailureInvolved¦Overhead¦Other¦FailedFaulted
18-0075054 | Animal | Other | Lightning Arrestor | Normal | 2018 | Tier 2 - Elevated | Distribution Circuit | 8 | 30 | 2018-08-30 | 165357 | Sus | Y | Animal¦Other¦LightningArrestor¦Normal
18-0085820 | Vegetation | Tree - fell into line | Conductor, Overhead | Normal | 2018 | Tier 2 - Elevated | Distribution Circuit | 10 | 2 | 2018-10-02 | 186235 | Sus | Y | Vegetation¦Treefellintoline¦ConductorOverhead¦Normal
18-0085986 | Equipment Failure/Involved | Overhead | Crossarm, Wood | Broken | 2018 | Tier 3 - Extreme | Distribution Circuit | 10 | 3 | 2018-10-03 | 186884 | Sus | Y | EquipmentFailureInvolved¦Overhead¦CrossarmWood¦Broken
18-0088817 | Unknown Cause | Patrol - not conducted |  |  | 2018 | Tier 3 - Extreme | Distribution Circuit | 10 | 9 | 2018-10-09 | 192124 | Sus | Y | UnknownCause¦Patrolnotconducted¦¦
18-0089106 | Equipment Failure/Involved | Overhead | Anchor or Guy | Normal | 2018 | Tier 2 - Elevated | Distribution Circuit | 10 | 10 | 2018-10-10 | 192561 | Sus | Y | EquipmentFailureInvolved¦Overhead¦AnchororGuy¦Normal
18-0090341 | Unknown Cause | Patrol - found nothing |  |  | 2018 | Tier 2 - Elevated | Distribution Circuit | 10 | 15 | 2018-10-15 | 195188 | Sus | Y | UnknownCause¦Patrolfoundnothing¦¦
18-0099498 | Vegetation | Tree - branch fell on line |  | Broken | 2018 | Tier 3 - Extreme | Transformer only | 11 | 13 | 2018-11-13 | 214692 | Sus | Y | Vegetation¦Treebranchfellonline¦¦Broken
18-0099509 | Unknown Cause | Patrol - found nothing |  |  | 2018 | Tier 2 - Elevated | Distribution Circuit | 11 | 13 | 2018-11-13 | 214764 | Sus | Y | UnknownCause¦Patrolfoundnothing¦¦
18-0100794 | Environmental/External | Fire, Forest/Grass | Pole-Wood | Burned/flashed | 2018 | Tier 3 - Extreme | Distribution Circuit | 11 | 8 | 2018-11-08 | 217778 | Sus | Y | EnvironmentalExternal¦FireForestGrass¦PoleWood¦Burnedflashed
18-0107228 | 3rd Party | Vehicle | Pole-Wood | Broken | 2018 | Tier 2 - Elevated | Distribution Circuit | 12 | 5 | 2018-12-05 | 234134 | Sus | N | 3rdParty¦Vehicle¦PoleWood¦Broken
18-0108886 | Unknown Cause | Patrol - found nothing |  |  | 2018 | Tier 2 - Elevated | Distribution Circuit | 12 | 12 | 2018-12-12 | 238984 | Sus | N | UnknownCause¦Patrolfoundnothing¦¦
18-0110518 | Unknown Cause | Patrol - not conducted |  |  | 2018 | Tier 2 - Elevated | Distribution Circuit | 12 | 24 | 2018-12-24 | 246389 | Sus | N | UnknownCause¦Patrolnotconducted¦¦
18-0110989 | Equipment Failure/Involved | Overhead | Conductor, Overhead | Broken, wire on ground | 2018 | Tier 2 - Elevated | Distribution Circuit | 12 | 28 | 2018-12-28 | 249079 | Sus | N | EquipmentFailureInvolved¦Overhead¦ConductorOverhead¦Brokenwireonground
19-0005121 | Vegetation | Tree - branch fell on line | Conductor, Overhead | Broken, wire on ground | 2019 | Tier 2 - Elevated | Distribution Circuit | 1 | 6 | 2019-01-06 | 255461 | Sus | N | Vegetation¦Treebranchfellonline¦ConductorOverhead¦Brokenwireonground
19-0005620 | Equipment Failure/Involved | Overhead | Fuse | Normal | 2019 | Tier 3 - Extreme | Distribution Circuit | 1 | 7 | 2019-01-07 | 258559 | Sus | N | EquipmentFailureInvolved¦Overhead¦Fuse¦Normal
19-0005821 | Vegetation | Tree - branch fell on line | Conductor, Overhead | Broken | 2019 | Tier 2 - Elevated | Distribution Circuit | 1 | 6 | 2019-01-06 | 259145 | Sus | N | Vegetation¦Treebranchfellonline¦ConductorOverhead¦Broken
19-0006735 | Unknown Cause | Patrol - found nothing |  |  | 2019 | Tier 3 - Extreme | Distribution Circuit | 1 | 9 | 2019-01-09 | 261198 | Sus | N | UnknownCause¦Patrolfoundnothing¦¦
19-0007546 | Unknown Cause | Patrol - found nothing |  |  | 2019 | Tier 2 - Elevated | Distribution Circuit | 1 | 10 | 2019-01-10 | 262365 | Sus | N | UnknownCause¦Patrolfoundnothing¦¦
19-0014804 | 3rd Party | Vehicle | Transformer (UG) | Broken | 2019 | Tier 2 - Elevated | Distribution Circuit | 1 | 27 | 2019-01-27 | 282129 | Sus | N | 3rdParty¦Vehicle¦Transformer(UG)¦Broken
19-0017531 | Environmental/External | Lightning | Transformer | Failed/Faulted | 2019 | Tier 2 - Elevated | Transformer only | 2 | 3 | 2019-02-03 | 288809 | Sus | N | EnvironmentalExternal¦Lightning¦Transformer¦FailedFaulted
19-0017540 | Vegetation | Tree - fell into line | Conductor, Overhead | Broken, wire on ground | 2019 | Tier 3 - Extreme | Distribution Circuit | 2 | 3 | 2019-02-03 | 288819 | Sus | N | Vegetation¦Treefellintoline¦ConductorOverhead¦Brokenwireonground
19-0017567 | Equipment Failure/Involved | Overhead | Transformer (OH) | Failed/Faulted | 2019 | Tier 2 - Elevated | Distribution Circuit | 2 | 3 | 2019-02-03 | 289008 | Sus | N | EquipmentFailureInvolved¦Overhead¦Transformer(OH)¦FailedFaulted
19-0018112 | Vegetation | Tree - fell into line | Conductor, Overhead | Broken, wire on ground | 2019 | Tier 3 - Extreme | Distribution Circuit | 2 | 4 | 2019-02-04 | 290216 | Sus | N | Vegetation¦Treefellintoline¦ConductorOverhead¦Brokenwireonground
19-0019315 | Vegetation | Tree - branch fell on line | Conductor, Overhead | Normal | 2019 | Tier 2 - Elevated | Distribution Circuit | 2 | 6 | 2019-02-06 | 294274 | Sus | N | Vegetation¦Treebranchfellonline¦ConductorOverhead¦Normal
19-0020123 | Company Initiated | Coordination failure | Fuse | Normal | 2019 | Tier 2 - Elevated | Distribution Circuit | 2 | 8 | 2019-02-08 | 296459 | Sus | N | CompanyInitiated¦Coordinationfailure¦Fuse¦Normal
19-0020360 | Unknown Cause | Patrol - not conducted |  |  | 2019 | Tier 3 - Extreme | Distribution Circuit | 2 | 9 | 2019-02-09 | 297064 | Sus | N | UnknownCause¦Patrolnotconducted¦¦
19-0021404 | Equipment Failure/Involved | Overhead | Secondary | Broken | 2019 | Tier 2 - Elevated | Transformer only | 2 | 12 | 2019-02-12 | 300617 | Sus | N | EquipmentFailureInvolved¦Overhead¦Secondary¦Broken
19-0021704 | Equipment Failure/Involved | Overhead | Pole-Wood | Broken, wire on ground | 2019 | Tier 2 - Elevated | Distribution Circuit | 2 | 13 | 2019-02-13 | 301740 | Sus | N | EquipmentFailureInvolved¦Overhead¦PoleWood¦Brokenwireonground
19-0022001 | Equipment Failure/Involved | Overhead | Pole-Wood | Broken | 2019 | Tier 3 - Extreme | Distribution Circuit | 2 | 9 | 2019-02-09 | 303516 | Sus | N | EquipmentFailureInvolved¦Overhead¦PoleWood¦Broken
19-0022151 | Vegetation | Tree - fell into line | Conductor, Overhead | Broken, wire on ground | 2019 | Tier 3 - Extreme | Distribution Circuit | 2 | 13 | 2019-02-13 | 302922 | Sus | N | Vegetation¦Treefellintoline¦ConductorOverhead¦Brokenwireonground
19-0022544 | Vegetation | Tree - fell into line | Conductor, Overhead | Broken, wire on ground | 2019 | Tier 2 - Elevated | Distribution Circuit | 2 | 13 | 2019-02-13 | 305363 | Sus | N | Vegetation¦Treefellintoline¦ConductorOverhead¦Brokenwireonground
19-0023065 | Vegetation | Tree - fell into line | Pole-Wood | Broken, wire on ground | 2019 | Tier 2 - Elevated | Distribution Circuit | 2 | 13 | 2019-02-13 | 304147 | Sus | N | Vegetation¦Treefellintoline¦PoleWood¦Brokenwireonground
19-0023294 | Equipment Failure/Involved | Overhead | Crossarm, Wood | Broken, wire on ground | 2019 | Tier 3 - Extreme | Distribution Circuit | 2 | 14 | 2019-02-14 | 307494 | Sus | N | EquipmentFailureInvolved¦Overhead¦CrossarmWood¦Brokenwireonground
19-0024662 | Vegetation | Tree - fell into line | Conductor, Overhead | Normal | 2019 | Tier 3 - Extreme | Distribution Circuit | 2 | 16 | 2019-02-16 | 314761 | Sus | N | Vegetation¦Treefellintoline¦ConductorOverhead¦Normal
19-0025248 | Equipment Failure/Involved | Overhead | Pole-Wood | Broken, wire on ground | 2019 | Tier 3 - Extreme | Distribution Circuit | 2 | 13 | 2019-02-13 | 316485 | Sus | N | EquipmentFailureInvolved¦Overhead¦PoleWood¦Brokenwireonground
19-0027139 | Vegetation | Tree - branch fell on line | Conductor, Overhead | Normal | 2019 | Tier 2 - Elevated | Distribution Circuit | 2 | 21 | 2019-02-21 | 321015 | Sus | N | Vegetation¦Treebranchfellonline¦ConductorOverhead¦Normal
19-0028509 | Vegetation | Tree - fell into line | Conductor, Overhead | On Ground | 2019 | Tier 2 - Elevated | Distribution Circuit | 2 | 26 | 2019-02-26 | 324950 | Sus | N | Vegetation¦Treefellintoline¦ConductorOverhead¦OnGround
19-0028528 | Vegetation | Tree - branch fell on line | Conductor, Overhead | Broken, wire on ground | 2019 | Tier 3 - Extreme | Distribution Circuit | 2 | 26 | 2019-02-26 | 324846 | Sus | N | Vegetation¦Treebranchfellonline¦ConductorOverhead¦Brokenwireonground
19-0031321 | Vegetation | Tree - fell into line | Conductor, Overhead | Broken, wire on ground | 2019 | Tier 2 - Elevated | Distribution Circuit | 3 | 6 | 2019-03-06 | 332854 | Sus | N | Vegetation¦Treefellintoline¦ConductorOverhead¦Brokenwireonground
19-0031349 | Vegetation | Tree - fell into line | Conductor, Overhead | Broken, wire on ground | 2019 | Tier 2 - Elevated | Distribution Circuit | 3 | 6 | 2019-03-06 | 332373 | Sus | N | Vegetation¦Treefellintoline¦ConductorOverhead¦Brokenwireonground
19-0031686 | Animal | Squirrel | Fuse | Failed/Faulted | 2019 | Tier 3 - Extreme | Distribution Circuit | 3 | 7 | 2019-03-07 | 333600 | Sus | N | Animal¦Squirrel¦Fuse¦FailedFaulted
19-0033773 | Equipment Failure/Involved | Overhead | Connector or Splice (OH) | Broken, wire on ground | 2019 | Tier 2 - Elevated | Distribution Circuit | 3 | 14 | 2019-03-14 | 339238 | Sus | N | EquipmentFailureInvolved¦Overhead¦ConnectororSplice(OH)¦Brokenwireonground
19-0034950 | Equipment Failure/Involved | Overhead | Crossarm, Wood | Broken | 2019 | Tier 2 - Elevated | Distribution Circuit | 3 | 19 | 2019-03-19 | 342752 | Sus | N | EquipmentFailureInvolved¦Overhead¦CrossarmWood¦Broken
19-0035486 | Unknown Cause | Patrol - found nothing |  |  | 2019 | Tier 3 - Extreme | Distribution Circuit | 3 | 20 | 2019-03-20 | 343938 | Sus | N | UnknownCause¦Patrolfoundnothing¦¦
19-0037686 | Environmental/External | Lightning | Conductor, Overhead | Normal | 2019 | Tier 2 - Elevated | Distribution Circuit | 3 | 27 | 2019-03-27 | 348970 | Sus | N | EnvironmentalExternal¦Lightning¦ConductorOverhead¦Normal
19-0039017 | Animal | Squirrel | Recloser | Normal | 2019 | Tier 2 - Elevated | Distribution Circuit | 4 | 2 | 2019-04-02 | 352206 | Sus | N | Animal¦Squirrel¦Recloser¦Normal
19-0040904 | Equipment Failure/Involved | Underground | Conductor, Underground | Burned/flashed | 2019 | Tier 2 - Elevated | Distribution Circuit | 4 | 9 | 2019-04-09 | 356608 | Sus | N | EquipmentFailureInvolved¦Underground¦ConductorUnderground¦Burnedflashed
19-0044132 | Unknown Cause | Patrol - not conducted |  |  | 2019 | Tier 2 - Elevated | Distribution Circuit | 4 | 18 | 2019-04-18 | 363217 | Sus | N | UnknownCause¦Patrolnotconducted¦¦
19-0044185 | Unknown Cause | Patrol - not conducted |  |  | 2019 | Tier 2 - Elevated | Distribution Circuit | 4 | 18 | 2019-04-18 | 363337 | Sus | N | UnknownCause¦Patrolnotconducted¦¦
19-0050074 | Wildfire Mitigation | CWSP - Vegetation Removal | Secondary | Annealed | 2019 | Tier 2 - Elevated | Transformer only | 5 | 8 | 2019-05-08 | 376460 | Sus | Y | WildfireMitigation¦CWSPVegetationRemoval¦Secondary¦Annealed
19-0050381 | Equipment Failure/Involved | Overhead | Fuse | Broken | 2019 | Tier 2 - Elevated | Transformer only | 5 | 9 | 2019-05-09 | 377059 | Sus | Y | EquipmentFailureInvolved¦Overhead¦Fuse¦Broken
19-0050922 | Equipment Failure/Involved | Overhead | Transformer | Failed/Faulted | 2019 | Tier 3 - Extreme | Transformer only | 5 | 10 | 2019-05-10 | 378214 | Sus | Y | EquipmentFailureInvolved¦Overhead¦Transformer¦FailedFaulted
19-0051100 | Unknown Cause | Patrol - found nothing |  |  | 2019 | Tier 2 - Elevated | Distribution Circuit | 5 | 12 | 2019-05-12 | 378754 | Sus | Y | UnknownCause¦Patrolfoundnothing¦¦
19-0052320 | Vegetation | Tree - fell into line | Conductor, Overhead | Broken, wire on ground | 2019 | Tier 2 - Elevated | Distribution Circuit | 5 | 15 | 2019-05-15 | 381450 | Sus | Y | Vegetation¦Treefellintoline¦ConductorOverhead¦Brokenwireonground
19-0066851 | Vegetation | Tree - grew into line | Conductor, Overhead | Normal | 2019 | Tier 3 - Extreme | Distribution Circuit | 6 | 12 | 2019-06-12 | 407944 | Sus | Y | Vegetation¦Treegrewintoline¦ConductorOverhead¦Normal
19-0067654 | Equipment Failure/Involved | Overhead | Pole-Wood | Deteriorated | 2019 | Tier 2 - Elevated | Distribution Circuit | 6 | 14 | 2019-06-14 | 410918 | Sus | Y | EquipmentFailureInvolved¦Overhead¦PoleWood¦Deteriorated
19-0068038 | Company Initiated | Other Circuits | Fuse | Normal | 2019 | Tier 2 - Elevated | Distribution Circuit | 6 | 15 | 2019-06-15 | 413695 | Sus | Y | CompanyInitiated¦OtherCircuits¦Fuse¦Normal
19-0073439 | Company Initiated | Construction Activity/equip, company | Crossarm, Wood | Deteriorated | 2019 | Tier 2 - Elevated | Distribution Circuit | 6 | 30 | 2019-06-30 | 437556 | Sus | Y | CompanyInitiated¦ConstructionActivityequipcompany¦CrossarmWood¦Deteriorated
19-0077208 | Vegetation | Tree - fell into line | Conductor, Overhead | Normal | 2019 | Tier 2 - Elevated | Distribution Circuit | 7 | 14 | 2019-07-14 | 450102 | Sus | Y | Vegetation¦Treefellintoline¦ConductorOverhead¦Normal
19-0080025 | Vegetation | Tree - branch fell on line | Conductor, Overhead | Normal | 2019 | Tier 2 - Elevated | Distribution Circuit | 7 | 22 | 2019-07-22 | 468522 | Sus | Y | Vegetation¦Treebranchfellonline¦ConductorOverhead¦Normal
19-0080370 | Unknown Cause | Patrol - found nothing |  |  | 2019 | Tier 2 - Elevated | Distribution Circuit | 7 | 23 | 2019-07-23 | 469539 | Sus | Y | UnknownCause¦Patrolfoundnothing¦¦
19-0080621 | Vegetation | Tree - fell into line | Conductor, Overhead | Normal | 2019 | Tier 2 - Elevated | Distribution Circuit | 7 | 24 | 2019-07-24 | 470141 | Sus | Y | Vegetation¦Treefellintoline¦ConductorOverhead¦Normal
19-0081937 | Animal | Bird found | Transformer (OH) | Burned/flashed | 2019 | Tier 2 - Elevated | Distribution Circuit | 7 | 28 | 2019-07-28 | 473866 | Sus | Y | Animal¦Birdfound¦Transformer(OH)¦Burnedflashed
19-0084018 | Unknown Cause | Patrol - found nothing |  |  | 2019 | Tier 2 - Elevated | Distribution Circuit | 8 | 3 | 2019-08-03 | 479301 | Sus | Y | UnknownCause¦Patrolfoundnothing¦¦
19-0097542 | Vegetation | Tree - branch fell on line | Other | Normal | 2019 | Tier 3 - Extreme | Distribution Circuit | 9 | 10 | 2019-09-10 | 569641 | Sus | Y | Vegetation¦Treebranchfellonline¦Other¦Normal
19-0102217 | Unknown Cause | Patrol - found nothing |  |  | 2019 | Tier 2 - Elevated | Distribution Circuit | 9 | 22 | 2019-09-22 | 603270 | Sus | Y | UnknownCause¦Patrolfoundnothing¦¦
19-0103364 | Equipment Failure/Involved | Overhead | Transformer (OH) | Deteriorated | 2019 | Tier 2 - Elevated | Transformer only | 9 | 25 | 2019-09-25 | 613114 | Sus | Y | EquipmentFailureInvolved¦Overhead¦Transformer(OH)¦Deteriorated
19-0104980 | Vegetation | Tree - branch fell on line | Fuse | Failed/Faulted | 2019 | Tier 2 - Elevated | Distribution Circuit | 9 | 28 | 2019-09-28 | 627395 | Sus | Y | Vegetation¦Treebranchfellonline¦Fuse¦FailedFaulted
19-0110672 | Vegetation | Tree - branch fell on line | Conductor, Overhead | Normal | 2019 | Tier 3 - Extreme | Distribution Circuit | 10 | 11 | 2019-10-11 | 654765 | Sus | Y | Vegetation¦Treebranchfellonline¦ConductorOverhead¦Normal
19-0114944 | Wildfire Mitigation | Public Safety Power Shut-off | Conductor, Overhead | Normal | 2019 | Tier 2 - Elevated | Distribution Circuit | 10 | 23 | 2019-10-23 | 677853 | Sus | Y | WildfireMitigation¦PublicSafetyPowerShutoff¦ConductorOverhead¦Normal
19-0120432 | Unknown Cause | Patrol - found nothing |  |  | 2019 | Tier 3 - Extreme | Distribution Circuit | 11 | 2 | 2019-11-02 | 698395 | Sus | Y | UnknownCause¦Patrolfoundnothing¦¦
19-0122769 | Unknown Cause | Patrol - found nothing |  |  | 2019 | Tier 2 - Elevated | Distribution Circuit | 11 | 8 | 2019-11-08 | 702415 | Sus | Y | UnknownCause¦Patrolfoundnothing¦¦
19-0129254 | Equipment Failure/Involved | Overhead | Crossarm, Wood | Deteriorated | 2019 | Tier 2 - Elevated | Distribution Circuit | 11 | 26 | 2019-11-26 | 716372 | Sus | Y | EquipmentFailureInvolved¦Overhead¦CrossarmWood¦Deteriorated
19-0129731 | Unknown Cause | Patrol - found nothing |  |  | 2019 | Tier 2 - Elevated | Distribution Circuit | 11 | 26 | 2019-11-26 | 717561 | Sus | Y | UnknownCause¦Patrolfoundnothing¦¦
19-0130279 | Unknown Cause | Patrol - not conducted |  |  | 2019 | Tier 2 - Elevated | Distribution Circuit | 11 | 27 | 2019-11-27 | 720711 | Sus | Y | UnknownCause¦Patrolnotconducted¦¦
19-0130764 | Vegetation | Tree - fell into line | Conductor, Overhead | Broken, wire on ground | 2019 | Tier 3 - Extreme | Distribution Circuit | 11 | 28 | 2019-11-28 | 722571 | Sus | Y | Vegetation¦Treefellintoline¦ConductorOverhead¦Brokenwireonground
19-0131751 | 3rd Party | Vehicle | Pole-Wood | Broken | 2019 | Tier 3 - Extreme | Distribution Circuit | 11 | 30 | 2019-11-30 | 725286 | Sus | Y | 3rdParty¦Vehicle¦PoleWood¦Broken
19-0134662 | Vegetation | Tree - fell into line | Conductor, Overhead | Broken, wire on ground | 2019 | Tier 3 - Extreme | Distribution Circuit | 12 | 7 | 2019-12-07 | 732105 | Sus | N | Vegetation¦Treefellintoline¦ConductorOverhead¦Brokenwireonground
19-0136342 | Unknown Cause | Patrol - found nothing |  |  | 2019 | Tier 2 - Elevated | Distribution Circuit | 12 | 13 | 2019-12-13 | 738174 | Sus | N | UnknownCause¦Patrolfoundnothing¦¦
19-0136551 | Animal | Bird found | Conductor, Overhead | Normal | 2019 | Tier 2 - Elevated | Distribution Circuit | 12 | 14 | 2019-12-14 | 739388 | Sus | N | Animal¦Birdfound¦ConductorOverhead¦Normal
19-0137649 | Equipment Failure/Involved | Underground | Connector or Splice (UG) | Failed/Faulted | 2019 | Tier 2 - Elevated | Distribution Circuit | 12 | 22 | 2019-12-22 | 748849 | Sus | N | EquipmentFailureInvolved¦Underground¦ConnectororSplice(UG)¦FailedFaulted
20-0007663 | Unknown Cause | Patrol - found nothing |  |  | 2020 | Tier 2 - Elevated | Distribution Circuit | 1 | 11 | 2020-01-11 | 759553 | Sus | N | UnknownCause¦Patrolfoundnothing¦¦
20-0009167 | Equipment Failure/Involved | Overhead | Transformer | Failed/Faulted | 2020 | Tier 2 - Elevated | Transformer only | 1 | 15 | 2020-01-15 | 761572 | Sus | N | EquipmentFailureInvolved¦Overhead¦Transformer¦FailedFaulted
20-0023221 | Equipment Failure/Involved | Overhead | Service conductor | Broken | 2020 | Tier 2 - Elevated | Transformer only | 2 | 18 | 2020-02-18 | 795196 | Sus | N | EquipmentFailureInvolved¦Overhead¦Serviceconductor¦Broken
20-0033508 | Vegetation | Tree - branch fell on line | Fuse | Failed/Faulted | 2020 | Tier 3 - Extreme | Distribution Circuit | 3 | 16 | 2020-03-16 | 856749 | Sus | N | Vegetation¦Treebranchfellonline¦Fuse¦FailedFaulted
20-0033853 | Vegetation | Tree - branch fell on line | Conductor, Overhead | Normal | 2020 | Tier 3 - Extreme | Distribution Circuit | 3 | 17 | 2020-03-17 | 857768 | Sus | N | Vegetation¦Treebranchfellonline¦ConductorOverhead¦Normal
20-0036975 | Equipment Failure/Involved | Overhead | Transformer (OH) | Failed/Faulted | 2020 | Tier 2 - Elevated | Distribution Circuit | 3 | 29 | 2020-03-29 | 869189 | Sus | N | EquipmentFailureInvolved¦Overhead¦Transformer(OH)¦FailedFaulted
20-0037019 | 3rd Party | Tree - cutting, 3rd party | Conductor, Overhead | Normal | 2020 | Tier 3 - Extreme | Distribution Circuit | 3 | 29 | 2020-03-29 | 869351 | Sus | N | 3rdParty¦Treecutting3rdparty¦ConductorOverhead¦Normal
20-0039122 | Vegetation | Tree - fell into line | Conductor, Overhead | Broken, wire on ground | 2020 | Tier 2 - Elevated | Distribution Circuit | 4 | 6 | 2020-04-06 | 886574 | Sus | N | Vegetation¦Treefellintoline¦ConductorOverhead¦Brokenwireonground
20-0049996 | Animal | Bird found | Conductor, Overhead | Normal | 2020 | Tier 2 - Elevated | Distribution Circuit | 5 | 13 | 2020-05-13 | 913371 | Sus | Y | Animal¦Birdfound¦ConductorOverhead¦Normal
20-0055884 | Equipment Failure/Involved | Overhead | Transformer (OH) | Failed/Faulted | 2020 | Tier 2 - Elevated | Distribution Circuit | 5 | 30 | 2020-05-30 | 926081 | Sus | Y | EquipmentFailureInvolved¦Overhead¦Transformer(OH)¦FailedFaulted
20-0060460 | Vegetation | Tree - fell into line | Conductor, Overhead | Broken, wire on ground | 2020 | Tier 3 - Extreme | Distribution Circuit | 6 | 12 | 2020-06-12 | 937339 | Sus | Y | Vegetation¦Treefellintoline¦ConductorOverhead¦Brokenwireonground
20-0063142 | Equipment Failure/Involved | Overhead | Transformer | Failed/Faulted | 2020 | Tier 2 - Elevated | Transformer only | 6 | 19 | 2020-06-19 | 942722 | Sus | Y | EquipmentFailureInvolved¦Overhead¦Transformer¦FailedFaulted
20-0066337 | Equipment Failure/Involved | Overhead | Other | Broken | 2020 | Tier 2 - Elevated | Distribution Circuit | 6 | 29 | 2020-06-29 | 954007 | Sus | Y | EquipmentFailureInvolved¦Overhead¦Other¦Broken
20-0068129 | Animal | Squirrel | Conductor, Overhead | Normal | 2020 | Tier 3 - Extreme | Distribution Circuit | 7 | 3 | 2020-07-03 | 957149 | Sus | Y | Animal¦Squirrel¦ConductorOverhead¦Normal
20-0077563 | Equipment Failure/Involved | Underground | Connector or Splice (UG) | Burned/flashed | 2020 | Tier 2 - Elevated | Distribution Circuit | 7 | 29 | 2020-07-29 | 974583 | Sus | Y | EquipmentFailureInvolved¦Underground¦ConnectororSplice(UG)¦Burnedflashed
20-0087534 | Vegetation | Tree - fell into line | Conductor, Overhead | Normal | 2020 | Tier 2 - Elevated | Distribution Circuit | 8 | 19 | 2020-08-19 | 1023643 | Sus | Y | Vegetation¦Treefellintoline¦ConductorOverhead¦Normal
20-0088967 | Unknown Cause | Patrol - found nothing |  |  | 2020 | Tier 2 - Elevated | Distribution Circuit | 8 | 22 | 2020-08-22 | 1027393 | Sus | Y | UnknownCause¦Patrolfoundnothing¦¦
20-0089510 | Vegetation | Tree - branch fell on line | Pole-Wood | Broken, wire on ground | 2020 | Tier 3 - Extreme | Distribution Circuit | 8 | 24 | 2020-08-24 | 1028795 | Sus | Y | Vegetation¦Treebranchfellonline¦PoleWood¦Brokenwireonground
20-0090273 | Environmental/External | Fire, Forest/Grass | Conductor, Overhead | Burned/flashed | 2020 | Tier 3 - Extreme | Distribution Circuit | 8 | 20 | 2020-08-20 | 1032635 | Sus | Y | EnvironmentalExternal¦FireForestGrass¦ConductorOverhead¦Burnedflashed
20-0090419 | Environmental/External | Fire, Forest/Grass | Conductor, Overhead | Normal | 2020 | Tier 3 - Extreme | Distribution Circuit | 8 | 19 | 2020-08-19 | 1033295 | Sus | Y | EnvironmentalExternal¦FireForestGrass¦ConductorOverhead¦Normal
20-0090499 | Environmental/External | Fire, Forest/Grass | Other | Burned/flashed | 2020 | Tier 3 - Extreme | Distribution Circuit | 8 | 19 | 2020-08-19 | 1033412 | Sus | Y | EnvironmentalExternal¦FireForestGrass¦Other¦Burnedflashed
20-0091284 | Environmental/External | Fire, Forest/Grass | Conductor, Overhead | Broken, wire on ground | 2020 | Tier 3 - Extreme | Distribution Circuit | 8 | 29 | 2020-08-29 | 1038614 | Sus | Y | EnvironmentalExternal¦FireForestGrass¦ConductorOverhead¦Brokenwireonground
20-0091461 | Environmental/External | Fire, Forest/Grass | Conductor, Overhead | Normal | 2020 | Tier 3 - Extreme | Distribution Circuit | 8 | 19 | 2020-08-19 | 1041138 | Sus | Y | EnvironmentalExternal¦FireForestGrass¦ConductorOverhead¦Normal
20-0099164 | Animal | Squirrel | Transformer (OH) | Normal | 2020 | Tier 3 - Extreme | Distribution Circuit | 9 | 19 | 2020-09-19 | 1082136 | Sus | Y | Animal¦Squirrel¦Transformer(OH)¦Normal
20-0100079 | Environmental/External | Fire, Forest/Grass | Conductor, Overhead | Burned/flashed | 2020 | Tier 3 - Extreme | Distribution Circuit | 9 | 7 | 2020-09-07 | 1087103 | Sus | Y | EnvironmentalExternal¦FireForestGrass¦ConductorOverhead¦Burnedflashed
20-0108486 | Wildfire Mitigation | Public Safety Power Shut-off | Conductor, Overhead | Normal | 2020 | Tier 3 - Extreme | Distribution Circuit | 10 | 14 | 2020-10-14 | 1118013 | Sus | Y | WildfireMitigation¦PublicSafetyPowerShutoff¦ConductorOverhead¦Normal
20-0110909 | Vegetation | Tree - fell into line | Conductor, Overhead | Normal | 2020 | Tier 3 - Extreme | Distribution Circuit | 10 | 20 | 2020-10-20 | 1121770 | Sus | Y | Vegetation¦Treefellintoline¦ConductorOverhead¦Normal
20-0113100 | Wildfire Mitigation | Public Safety Power Shut-off | Transformer (OH) | Normal | 2020 | Tier 3 - Extreme | Distribution Circuit | 10 | 25 | 2020-10-25 | 1125250 | Sus | Y | WildfireMitigation¦PublicSafetyPowerShutoff¦Transformer(OH)¦Normal
20-0122134 | Vegetation | Tree - branch fell on line | Conductor, Overhead | Normal | 2020 | Tier 3 - Extreme | Distribution Circuit | 11 | 17 | 2020-11-17 | 1147933 | Sus | Y | Vegetation¦Treebranchfellonline¦ConductorOverhead¦Normal
20-0125365 | Equipment Failure/Involved | Overhead | Transformer (OH) | Broken | 2020 | Tier 3 - Extreme | Transformer only | 11 | 25 | 2020-11-25 | 1154717 | Sus | Y | EquipmentFailureInvolved¦Overhead¦Transformer(OH)¦Broken
20-0131308 | Equipment Failure/Involved | Overhead | Transformer (OH) | Deteriorated | 2020 | Tier 2 - Elevated | Transformer only | 12 | 20 | 2020-12-20 | 1196117 | Sus | N | EquipmentFailureInvolved¦Overhead¦Transformer(OH)¦Deteriorated
20-0132366 | Unknown Cause | Patrol - found nothing |  |  | 2020 | Tier 3 - Extreme | Distribution Circuit | 12 | 31 | 2020-12-31 | 1201858 | Sus | N | UnknownCause¦Patrolfoundnothing¦¦
21-0011168 | Unknown Cause | Patrol - found nothing |  |  | 2021 | Tier 3 - Extreme | Transformer only | 1 | 19 | 2021-01-19 | 1216522 | Sus | N | UnknownCause¦Patrolfoundnothing¦¦
21-0011204 | Vegetation | Tree - branch fell on line | Conductor, Overhead | Together | 2021 | Tier 3 - Extreme | Distribution Circuit | 1 | 19 | 2021-01-19 | 1218120 | Sus | N | Vegetation¦Treebranchfellonline¦ConductorOverhead¦Together
21-0013308 | Vegetation | Tree - fell into line | Pole-Wood | Broken, wire on ground | 2021 | Tier 2 - Elevated | Distribution Circuit | 1 | 23 | 2021-01-23 | 1221895 | Sus | N | Vegetation¦Treefellintoline¦PoleWood¦Brokenwireonground
21-0013841 | Vegetation | Tree - branch fell on line | Transformer (OH) | Normal | 2021 | Tier 2 - Elevated | Distribution Circuit | 1 | 25 | 2021-01-25 | 1223083 | Sus | N | Vegetation¦Treebranchfellonline¦Transformer(OH)¦Normal
21-0013990 | Vegetation | Tree - fell into line | Conductor, Overhead | Normal | 2021 | Tier 3 - Extreme | Distribution Circuit | 1 | 24 | 2021-01-24 | 1222849 | Sus | N | Vegetation¦Treefellintoline¦ConductorOverhead¦Normal
21-0016057 | Vegetation | Tree - fell into line | Conductor, Overhead | Broken, wire on ground | 2021 | Tier 3 - Extreme | Distribution Circuit | 1 | 27 | 2021-01-27 | 1234911 | Sus | N | Vegetation¦Treefellintoline¦ConductorOverhead¦Brokenwireonground
21-0017469 | Equipment Failure/Involved | Overhead | Crossarm, Wood | Broken, wire on ground | 2021 | Tier 3 - Extreme | Distribution Circuit | 1 | 28 | 2021-01-28 | 1238292 | Sus | N | EquipmentFailureInvolved¦Overhead¦CrossarmWood¦Brokenwireonground
21-0017662 | Environmental/External | Water | Transformer | Broken | 2021 | Tier 2 - Elevated | Transformer only | 1 | 28 | 2021-01-28 | 1238490 | Sus | N | EnvironmentalExternal¦Water¦Transformer¦Broken
21-0018362 | Equipment Failure/Involved | Overhead | Crossarm, Wood | Broken | 2021 | Tier 2 - Elevated | Distribution Circuit | 1 | 29 | 2021-01-29 | 1241712 | Sus | N | EquipmentFailureInvolved¦Overhead¦CrossarmWood¦Broken
21-0018648 | Vegetation | Tree - fell into line | Service conductor | Broken | 2021 | Tier 2 - Elevated | Distribution Circuit | 1 | 26 | 2021-01-26 | 1242410 | Sus | N | Vegetation¦Treefellintoline¦Serviceconductor¦Broken
21-0019323 | Vegetation | Tree - fell into line | Transformer | Broken, wire on ground | 2021 | Tier 2 - Elevated | Transformer only | 1 | 30 | 2021-01-30 | 1243113 | Sus | N | Vegetation¦Treefellintoline¦Transformer¦Brokenwireonground
21-0020024 | Equipment Failure/Involved | Overhead | Pole-Wood | Broken | 2021 | Tier 3 - Extreme | Distribution Circuit | 1 | 28 | 2021-01-28 | 1244077 | Sus | N | EquipmentFailureInvolved¦Overhead¦PoleWood¦Broken
21-0029811 | Unknown Cause | Patrol - not conducted |  |  | 2021 | Tier 2 - Elevated | Distribution Circuit | 2 | 26 | 2021-02-26 | 1262647 | Sus | N | UnknownCause¦Patrolnotconducted¦¦
21-0032437 | Vegetation | Tree - branch fell on line | Conductor, Overhead | Normal | 2021 | Tier 2 - Elevated | Distribution Circuit | 3 | 5 | 2021-03-05 | 1268343 | Sus | N | Vegetation¦Treebranchfellonline¦ConductorOverhead¦Normal
21-0032581 | Unknown Cause | Patrol - found nothing |  |  | 2021 | Tier 2 - Elevated | Distribution Circuit | 3 | 5 | 2021-03-05 | 1268389 | Sus | N | UnknownCause¦Patrolfoundnothing¦¦
21-0032842 | Unknown Cause | Patrol - found nothing |  |  | 2021 | Tier 2 - Elevated | Transformer only | 3 | 5 | 2021-03-05 | 1270450 | Sus | N | UnknownCause¦Patrolfoundnothing¦¦
21-0035459 | 3rd Party | Other | Transformer | Failed/Faulted | 2021 | Tier 2 - Elevated | Transformer only | 3 | 11 | 2021-03-11 | 1278735 | Sus | N | 3rdParty¦Other¦Transformer¦FailedFaulted
21-0039621 | Unknown Cause | Patrol - not conducted |  |  | 2021 | Tier 2 - Elevated | Distribution Circuit | 3 | 23 | 2021-03-23 | 1292748 | Sus | N | UnknownCause¦Patrolnotconducted¦¦
21-0041519 | Company Initiated | Improper Construction | Conductor, Overhead | Broken | 2021 | Tier 2 - Elevated | Distribution Circuit | 3 | 26 | 2021-03-26 | 1299508 | Sus | N | CompanyInitiated¦ImproperConstruction¦ConductorOverhead¦Broken
21-0043026 | Vegetation | Tree - fell into line | Conductor, Overhead | Broken, wire on ground | 2021 | Tier 3 - Extreme | Distribution Circuit | 3 | 30 | 2021-03-30 | 1303923 | Sus | N | Vegetation¦Treefellintoline¦ConductorOverhead¦Brokenwireonground
21-0044528 | Unknown Cause | Patrol - found nothing |  |  | 2021 | Tier 3 - Extreme | Distribution Circuit | 4 | 4 | 2021-04-04 | 1306646 | Sus | N | UnknownCause¦Patrolfoundnothing¦¦
21-0051546 | Equipment Failure/Involved | Overhead | Conductor, Overhead | Broken, wire on ground | 2021 | Tier 2 - Elevated | Distribution Circuit | 4 | 21 | 2021-04-21 | 1327412 | Sus | N | EquipmentFailureInvolved¦Overhead¦ConductorOverhead¦Brokenwireonground
21-0052958 | Environmental/External | Lightning | Transformer | Failed/Faulted | 2021 | Tier 2 - Elevated | Transformer only | 4 | 25 | 2021-04-25 | 1333785 | Sus | N | EnvironmentalExternal¦Lightning¦Transformer¦FailedFaulted
21-0059480 | Unknown Cause | Patrol - found nothing |  |  | 2021 | Tier 2 - Elevated | Distribution Circuit | 5 | 10 | 2021-05-10 | 1345200 | Sus | Y | UnknownCause¦Patrolfoundnothing¦¦
21-0060606 | Unknown Cause | Patrol - found nothing |  |  | 2021 | Tier 2 - Elevated | Distribution Circuit | 5 | 12 | 2021-05-12 | 1347475 | Sus | Y | UnknownCause¦Patrolfoundnothing¦¦
21-0066846 | Unknown Cause | Patrol - found nothing |  |  | 2021 | Tier 2 - Elevated | Distribution Circuit | 5 | 27 | 2021-05-27 | 1359616 | Sus | Y | UnknownCause¦Patrolfoundnothing¦¦
21-0075948 | Vegetation | Tree - fell into line | Conductor, Overhead | Broken | 2021 | Tier 3 - Extreme | Distribution Circuit | 6 | 18 | 2021-06-18 | 1377084 | Sus | Y | Vegetation¦Treefellintoline¦ConductorOverhead¦Broken
21-0086448 | Animal | Bird found | Conductor, Overhead | Normal | 2021 | Tier 2 - Elevated | Distribution Circuit | 7 | 8 | 2021-07-08 | 1394529 | Sus | Y | Animal¦Birdfound¦ConductorOverhead¦Normal
21-0088510 | Unknown Cause | Patrol - found nothing |  |  | 2021 | Tier 2 - Elevated | Distribution Circuit | 7 | 12 | 2021-07-12 | 1402412 | Sus | Y | UnknownCause¦Patrolfoundnothing¦¦
21-0094617 | Vegetation | Tree - fell into line | Conductor, Overhead | Broken, wire on ground | 2021 | Tier 2 - Elevated | Distribution Circuit | 7 | 25 | 2021-07-25 | 1413965 | Sus | Y | Vegetation¦Treefellintoline¦ConductorOverhead¦Brokenwireonground
21-0107498 | Equipment Failure/Involved | Overhead | Crossarm, Wood | Broken | 2021 | Tier 2 - Elevated | Distribution Circuit | 8 | 20 | 2021-08-20 | 1448862 | Sus | Y | EquipmentFailureInvolved¦Overhead¦CrossarmWood¦Broken
21-0108420 | Vegetation | Tree - fell into line | Conductor, Overhead | Broken, wire on ground | 2021 | Tier 2 - Elevated | Distribution Circuit | 8 | 23 | 2021-08-23 | 1451178 | Sus | Y | Vegetation¦Treefellintoline¦ConductorOverhead¦Brokenwireonground
21-0110791 | 3rd Party | Metallic Balloon | Conductor, Overhead | Normal | 2021 | Tier 2 - Elevated | Transformer only | 8 | 29 | 2021-08-29 | 1457511 | Sus | Y | 3rdParty¦MetallicBalloon¦ConductorOverhead¦Normal
21-0113531 | Vegetation | Tree - branch fell on line | Conductor, Overhead | Normal | 2021 | Tier 2 - Elevated | Distribution Circuit | 9 | 3 | 2021-09-03 | 1461700 | Sus | Y | Vegetation¦Treebranchfellonline¦ConductorOverhead¦Normal
21-0113767 | Unknown Cause | Patrol - found nothing |  |  | 2021 | Tier 2 - Elevated | Distribution Circuit | 9 | 5 | 2021-09-05 | 1462574 | Sus | Y | UnknownCause¦Patrolfoundnothing¦¦
21-0115735 | Equipment Failure/Involved | Overhead | Transformer (OH) | Failed/Faulted | 2021 | Tier 2 - Elevated | Transformer only | 9 | 10 | 2021-09-10 | 1467248 | Sus | Y | EquipmentFailureInvolved¦Overhead¦Transformer(OH)¦FailedFaulted
21-0117344 | Vegetation | Tree - branch fell on line | Fuse | Normal | 2021 | Tier 3 - Extreme | Distribution Circuit | 9 | 14 | 2021-09-14 | 1471566 | Sus | Y | Vegetation¦Treebranchfellonline¦Fuse¦Normal
21-0119592 | Vegetation | Tree - bark fell into line | Conductor, Overhead | Normal | 2021 | Tier 2 - Elevated | Distribution Circuit | 9 | 19 | 2021-09-19 | 1475415 | Sus | Y | Vegetation¦Treebarkfellintoline¦ConductorOverhead¦Normal
21-0129363 | Unknown Cause | Patrol - found nothing |  |  | 2021 | Tier 2 - Elevated | Distribution Circuit | 10 | 11 | 2021-10-11 | 1494932 | Sus | Y | UnknownCause¦Patrolfoundnothing¦¦
21-0132017 | 3rd Party | Vehicle | Pole-Wood | Broken | 2021 | Tier 3 - Extreme | Distribution Circuit | 10 | 17 | 2021-10-17 | 1499459 | Sus | Y | 3rdParty¦Vehicle¦PoleWood¦Broken
21-0135674 | Vegetation | Tree - branch fell on line | Conductor, Overhead | Broken, wire on ground | 2021 | Tier 2 - Elevated | Distribution Circuit | 10 | 24 | 2021-10-24 | 1508120 | Sus | Y | Vegetation¦Treebranchfellonline¦ConductorOverhead¦Brokenwireonground
21-0137086 | Vegetation | Tree - fell into line | Pole-Wood | Broken, wire on ground | 2021 | Tier 2 - Elevated | Distribution Circuit | 10 | 25 | 2021-10-25 | 1516277 | Sus | Y | Vegetation¦Treefellintoline¦PoleWood¦Brokenwireonground
21-0137108 | Unknown Cause | Patrol - found nothing |  |  | 2021 | Tier 2 - Elevated | Distribution Circuit | 10 | 24 | 2021-10-24 | 1516175 | Sus | Y | UnknownCause¦Patrolfoundnothing¦¦
21-0137644 | Equipment Failure/Involved | Overhead | Fuse | Broken | 2021 | Tier 2 - Elevated | Distribution Circuit | 10 | 25 | 2021-10-25 | 1518745 | Sus | Y | EquipmentFailureInvolved¦Overhead¦Fuse¦Broken
21-0138209 | Equipment Failure/Involved | Electrical Overload | Transformer | Broken | 2021 | Tier 3 - Extreme | Transformer only | 10 | 25 | 2021-10-25 | 1519268 | Sus | Y | EquipmentFailureInvolved¦ElectricalOverload¦Transformer¦Broken
21-0143110 | Equipment Failure/Involved | Overhead | Pole-Wood | Deteriorated | 2021 | Tier 2 - Elevated | Distribution Circuit | 11 | 7 | 2021-11-07 | 1536718 | Sus | Y | EquipmentFailureInvolved¦Overhead¦PoleWood¦Deteriorated
21-0143118 | Vegetation | Tree - fell into line | Conductor, Overhead | Broken, wire on ground | 2021 | Tier 2 - Elevated | Distribution Circuit | 11 | 7 | 2021-11-07 | 1536706 | Sus | Y | Vegetation¦Treefellintoline¦ConductorOverhead¦Brokenwireonground
21-0156748 | Unknown Cause | Patrol - found nothing |  |  | 2021 | Tier 3 - Extreme | Distribution Circuit | 12 | 11 | 2021-12-11 | 1564918 | Sus | N | UnknownCause¦Patrolfoundnothing¦¦
21-0156934 | Vegetation | Tree - fell into line | Conductor, Overhead | Broken, wire on ground | 2021 | Tier 3 - Extreme | Distribution Circuit | 12 | 13 | 2021-12-13 | 1565601 | Sus | N | Vegetation¦Treefellintoline¦ConductorOverhead¦Brokenwireonground
21-0157131 | Unknown Cause | Patrol - found nothing |  |  | 2021 | Tier 3 - Extreme | Distribution Circuit | 12 | 13 | 2021-12-13 | 1566049 | Sus | N | UnknownCause¦Patrolfoundnothing¦¦
21-0158391 | Vegetation | Tree - fell into line | Conductor, Overhead | Normal | 2021 | Tier 3 - Extreme | Distribution Circuit | 12 | 14 | 2021-12-14 | 1571055 | Sus | N | Vegetation¦Treefellintoline¦ConductorOverhead¦Normal
21-0159561 | Animal | Squirrel | Conductor, Overhead | Normal | 2021 | Tier 3 - Extreme | Distribution Circuit | 12 | 18 | 2021-12-18 | 1576949 | Sus | N | Animal¦Squirrel¦ConductorOverhead¦Normal
21-0160359 | Vegetation | Tree - fell into line | Conductor, Overhead | Broken, wire on ground | 2021 | Tier 3 - Extreme | Distribution Circuit | 12 | 23 | 2021-12-23 | 1580227 | Sus | N | Vegetation¦Treefellintoline¦ConductorOverhead¦Brokenwireonground
21-0161530 | Unknown Cause | Patrol - found nothing |  |  | 2021 | Tier 2 - Elevated | Distribution Circuit | 12 | 29 | 2021-12-29 | 1588250 | Sus | N | UnknownCause¦Patrolfoundnothing¦¦
21-0161733 | Unknown Cause | Patrol - found nothing |  |  | 2021 | Tier 2 - Elevated | Distribution Circuit | 12 | 30 | 2021-12-30 | 1589360 | Sus | N | UnknownCause¦Patrolfoundnothing¦¦
21-0161839 | Vegetation | Tree - fell into line | Conductor, Overhead | Normal | 2021 | Tier 3 - Extreme | Distribution Circuit | 12 | 27 | 2021-12-27 | 1589917 | Sus | N | Vegetation¦Treefellintoline¦ConductorOverhead¦Normal
22-0005240 | Vegetation | Tree - fell into line | Transformer (OH) | Broken, wire on ground | 2021 | Tier 3 - Extreme | Transformer only | 12 | 31 | 2021-12-31 | 1591480 | Sus | N | Vegetation¦Treefellintoline¦Transformer(OH)¦Brokenwireonground
22-0007458 | Equipment Failure/Involved | Overhead | Pole-Wood | Broken | 2022 | Tier 3 - Extreme | Distribution Circuit | 1 | 7 | 2022-01-07 | 1597163 | Sus | N | EquipmentFailureInvolved¦Overhead¦PoleWood¦Broken
22-0024076 | Animal | Other |  | Failed/Faulted | 2022 | Tier 2 - Elevated | Transformer only | 2 | 18 | 2022-02-18 | 1631695 | Sus | N | Animal¦Other¦¦FailedFaulted
22-0035939 | Equipment Failure/Involved | Overhead | Pole-Wood | Deteriorated | 2022 | Tier 3 - Extreme | Distribution Circuit | 3 | 19 | 2022-03-19 | 1651495 | Sus | N | EquipmentFailureInvolved¦Overhead¦PoleWood¦Deteriorated
22-0056875 | Unknown Cause | Patrol - found nothing |  |  | 2022 | Tier 2 - Elevated | Distribution Circuit | 5 | 2 | 2022-05-02 | 1686400 | Sus | Y | UnknownCause¦Patrolfoundnothing¦¦
22-0059149 | Vegetation | Tree - fell into line | Conductor, Overhead | Broken, wire on ground | 2022 | Tier 3 - Extreme | Distribution Circuit | 5 | 6 | 2022-05-06 | 1690138 | Sus | Y | Vegetation¦Treefellintoline¦ConductorOverhead¦Brokenwireonground
22-0072036 | Unknown Cause | Patrol - found nothing |  |  | 2022 | Tier 2 - Elevated | Transformer only | 6 | 9 | 2022-06-09 | 1724548 | Sus | Y | UnknownCause¦Patrolfoundnothing¦¦
22-0073996 | Vegetation | Tree - fell into line | Conductor, Overhead | Together | 2022 | Tier 3 - Extreme | Distribution Circuit | 6 | 14 | 2022-06-14 | 1730900 | Sus | Y | Vegetation¦Treefellintoline¦ConductorOverhead¦Together
22-0077935 | Equipment Failure/Involved | Overhead | Transformer | Malfunctioning | 2022 | Tier 2 - Elevated | Transformer only | 6 | 23 | 2022-06-23 | 1740350 | Sus | Y | EquipmentFailureInvolved¦Overhead¦Transformer¦Malfunctioning
22-0091733 | Equipment Failure/Involved | Overhead | Pole-Wood | Broken | 2022 | Tier 2 - Elevated | Distribution Circuit | 7 | 30 | 2022-07-30 | 1769238 | Sus | Y | EquipmentFailureInvolved¦Overhead¦PoleWood¦Broken
22-0104197 | Equipment Failure/Involved | Overhead | Cutout, fuse holder | Arcing | 2022 | Tier 2 - Elevated | Transformer only | 8 | 31 | 2022-08-31 | 1796129 | Sus | Y | EquipmentFailureInvolved¦Overhead¦Cutoutfuseholder¦Arcing
22-0107823 | Equipment Failure/Involved | Overhead | Transformer (OH) | Failed/Faulted | 2022 | Tier 2 - Elevated | Distribution Circuit | 9 | 8 | 2022-09-08 | 1805544 | Sus | Y | EquipmentFailureInvolved¦Overhead¦Transformer(OH)¦FailedFaulted
22-0107877 | Unknown Cause | Patrol - found nothing |  |  | 2022 | Tier 3 - Extreme | Distribution Circuit | 9 | 7 | 2022-09-07 | 1805143 | Sus | Y | UnknownCause¦Patrolfoundnothing¦¦
22-0111628 | Vegetation | Tree - branch fell on line | Connector or Splice (OH) | Broken, wire on ground | 2022 | Tier 2 - Elevated | Distribution Circuit | 9 | 18 | 2022-09-18 | 1814308 | Sus | Y | Vegetation¦Treebranchfellonline¦ConnectororSplice(OH)¦Brokenwireonground
22-0111837 | Environmental/External | Lightning | Transformer (OH) | Failed/Faulted | 2022 | Tier 2 - Elevated | Transformer only | 9 | 18 | 2022-09-18 | 1815469 | Sus | Y | EnvironmentalExternal¦Lightning¦Transformer(OH)¦FailedFaulted
22-0112802 | Environmental/External | Lightning | Conductor, Overhead | Normal | 2022 | Tier 2 - Elevated | Transmission line | 9 | 20 | 2022-09-20 | 1817749 | Sus | Y | EnvironmentalExternal¦Lightning¦ConductorOverhead¦Normal
22-0126545 | Unknown Cause | Patrol - not conducted |  |  | 2022 | Tier 2 - Elevated | Distribution Circuit | 11 | 1 | 2022-11-01 | 1850225 | Sus | Y | UnknownCause¦Patrolnotconducted¦¦
22-0126754 | Unknown Cause | Patrol - found nothing |  |  | 2022 | Tier 2 - Elevated | Distribution Circuit | 11 | 1 | 2022-11-01 | 1850857 | Sus | Y | UnknownCause¦Patrolfoundnothing¦¦
22-0128710 | Vegetation | Tree - fell into line | Secondary | Broken, wire on ground | 2022 | Tier 2 - Elevated | Transformer only | 11 | 7 | 2022-11-07 | 1856402 | Sus | Y | Vegetation¦Treefellintoline¦Secondary¦Brokenwireonground
22-0128754 | Unknown Cause | Patrol - found nothing |  |  | 2022 | Tier 2 - Elevated | Distribution Circuit | 11 | 7 | 2022-11-07 | 1856529 | Sus | Y | UnknownCause¦Patrolfoundnothing¦¦
22-0128755 | Unknown Cause | Patrol - not conducted |  |  | 2022 | Tier 2 - Elevated | Distribution Circuit | 11 | 7 | 2022-11-07 | 1856534 | Sus | Y | UnknownCause¦Patrolnotconducted¦¦
22-0136876 | Unknown Cause | Patrol - found nothing |  |  | 2022 | Tier 3 - Extreme | Distribution Circuit | 12 | 5 | 2022-12-05 | 1876868 | Sus | N | UnknownCause¦Patrolfoundnothing¦¦
22-0137080 | Equipment Failure/Involved | Overhead | Jumper | Burned Open | 2022 | Tier 2 - Elevated | Distribution Circuit | 12 | 6 | 2022-12-06 | 1877382 | Sus | N | EquipmentFailureInvolved¦Overhead¦Jumper¦BurnedOpen
22-0138152 | Vegetation | Tree - branch fell on line | Conductor, Overhead | Normal | 2022 | Tier 2 - Elevated | Distribution Circuit | 12 | 10 | 2022-12-10 | 1880947 | Sus | N | Vegetation¦Treebranchfellonline¦ConductorOverhead¦Normal
22-0138584 | Unknown Cause | Patrol - found nothing |  |  | 2022 | Tier 2 - Elevated | Distribution Circuit | 12 | 10 | 2022-12-10 | 1882717 | Sus | N | UnknownCause¦Patrolfoundnothing¦¦
22-0139120 | Equipment Failure/Involved | Underground | Elbow | Broken | 2022 | Tier 2 - Elevated | Distribution Circuit | 12 | 12 | 2022-12-12 | 1886566 | Sus | N | EquipmentFailureInvolved¦Underground¦Elbow¦Broken
22-0139350 | Unknown Cause | Patrol - not conducted |  |  | 2022 | Tier 2 - Elevated | Distribution Circuit | 12 | 12 | 2022-12-12 | 1887647 | Sus | N | UnknownCause¦Patrolnotconducted¦¦
22-0141502 | Vegetation | Tree - branch fell on line | Conductor, Overhead | Normal | 2022 | Tier 2 - Elevated | Distribution Circuit | 12 | 27 | 2022-12-27 | 1898503 | Sus | N | Vegetation¦Treebranchfellonline¦ConductorOverhead¦Normal
22-0142865 | Equipment Failure/Involved | Fire, pole | Pole-Wood | Burned/flashed | 2022 | Tier 2 - Elevated | Distribution Circuit | 12 | 31 | 2022-12-31 | 1905572 | Sus | N | EquipmentFailureInvolved¦Firepole¦PoleWood¦Burnedflashed
15-0011085 | Equipment Failure/Involved | Other | Jumper | Burned Open | 2015 | Tier 2 - Elevated | Distribution Circuit | 2 | 7 | 2015-02-07 | 1180302 | Sus | N | EquipmentFailureInvolved¦Other¦Jumper¦BurnedOpen
15-0012095 | Vegetation | Tree - branch fell on line | Conductor, Overhead | Together | 2015 | Tier 2 - Elevated | Distribution Circuit | 2 | 8 | 2015-02-08 | 1184926 | Sus | N | Vegetation¦Treebranchfellonline¦ConductorOverhead¦Together
15-0012101 | Equipment Failure/Involved | Other | Jumper | Broken | 2015 | Tier 2 - Elevated | Distribution Circuit | 2 | 9 | 2015-02-09 | 1185851 | Sus | N | EquipmentFailureInvolved¦Other¦Jumper¦Broken
15-0033402 | Equipment Failure/Involved | Underground | Elbow | Failed/Faulted | 2015 | Tier 2 - Elevated | Distribution Circuit | 5 | 11 | 2015-05-11 | 1233024 | Sus | Y | EquipmentFailureInvolved¦Underground¦Elbow¦FailedFaulted
15-0036317 | Equipment Failure/Involved | Overhead | Transformer | Failed/Faulted | 2015 | Tier 2 - Elevated | Transformer only | 5 | 25 | 2015-05-25 | 1239262 | Sus | Y | EquipmentFailureInvolved¦Overhead¦Transformer¦FailedFaulted
15-0037432 | Unknown Cause | Patrol - not conducted |  |  | 2015 | Tier 2 - Elevated | Distribution Circuit | 5 | 30 | 2015-05-30 | 1241470 | Sus | Y | UnknownCause¦Patrolnotconducted¦¦
15-0038590 | Environmental/External | Lightning | Transformer (OH) | Failed/Faulted | 2015 | Tier 3 - Extreme | Transformer only | 6 | 4 | 2015-06-04 | 1243811 | Sus | Y | EnvironmentalExternal¦Lightning¦Transformer(OH)¦FailedFaulted
15-0038887 | Animal | Bird found | Conductor, Overhead | Broken | 2015 | Tier 2 - Elevated | Distribution Circuit | 6 | 5 | 2015-06-05 | 1244184 | Sus | Y | Animal¦Birdfound¦ConductorOverhead¦Broken
15-0047758 | Vegetation | Tree - branch fell on line | Conductor, Overhead | Together | 2015 | Tier 2 - Elevated | Distribution Circuit | 7 | 15 | 2015-07-15 | 1268725 | Sus | Y | Vegetation¦Treebranchfellonline¦ConductorOverhead¦Together
15-0047958 | Vegetation | Tree - fell into line | Conductor, Overhead | Normal | 2015 | Tier 3 - Extreme | Distribution Circuit | 7 | 16 | 2015-07-16 | 1269135 | Sus | Y | Vegetation¦Treefellintoline¦ConductorOverhead¦Normal
15-0048806 | Environmental/External | Lightning | Transformer | Failed/Faulted | 2015 | Tier 2 - Elevated | Transformer only | 7 | 19 | 2015-07-19 | 1272209 | Sus | Y | EnvironmentalExternal¦Lightning¦Transformer¦FailedFaulted
15-0048919 | Environmental/External | Lightning | Transformer | Failed/Faulted | 2015 | Tier 2 - Elevated | Transformer only | 7 | 19 | 2015-07-19 | 1273192 | Sus | Y | EnvironmentalExternal¦Lightning¦Transformer¦FailedFaulted
15-0051772 | Vegetation | Tree - fell into line | Conductor, Overhead | Broken, wire on ground | 2015 | Tier 2 - Elevated | Distribution Circuit | 7 | 30 | 2015-07-30 | 1280503 | Sus | Y | Vegetation¦Treefellintoline¦ConductorOverhead¦Brokenwireonground
15-0052466 | Animal | Bird found | Conductor, Overhead | Together | 2015 | Tier 3 - Extreme | Distribution Circuit | 8 | 4 | 2015-08-04 | 1282252 | Sus | Y | Animal¦Birdfound¦ConductorOverhead¦Together
15-0059339 | Vegetation | Tree - fell into line | Conductor, Overhead | Normal | 2015 | Tier 3 - Extreme | Distribution Circuit | 9 | 4 | 2015-09-04 | 1300116 | Sus | Y | Vegetation¦Treefellintoline¦ConductorOverhead¦Normal
15-0062431 | Environmental/External | Fire, Forest/Grass | Pole-Wood | Burned/flashed | 2015 | Tier 2 - Elevated | Distribution Circuit | 9 | 10 | 2015-09-10 | 1309147 | Sus | Y | EnvironmentalExternal¦FireForestGrass¦PoleWood¦Burnedflashed
15-0071258 | Environmental/External | Lightning | Transformer | Failed/Faulted | 2015 | Tier 2 - Elevated | Transformer only | 10 | 17 | 2015-10-17 | 1324198 | Sus | Y | EnvironmentalExternal¦Lightning¦Transformer¦FailedFaulted
15-0071289 | Environmental/External | Lightning |  | Failed/Faulted | 2015 | Tier 2 - Elevated | Transformer only | 10 | 17 | 2015-10-17 | 1324222 | Sus | Y | EnvironmentalExternal¦Lightning¦¦FailedFaulted
15-0071551 | Equipment Failure/Involved | Overhead | Transformer (OH) | Failed/Faulted | 2015 | Tier 2 - Elevated | Transformer only | 10 | 18 | 2015-10-18 | 1325552 | Sus | Y | EquipmentFailureInvolved¦Overhead¦Transformer(OH)¦FailedFaulted
15-0072568 | Vegetation | Tree - fell into line | Conductor, Overhead | Broken | 2015 | Tier 2 - Elevated | Distribution Circuit | 10 | 21 | 2015-10-21 | 1327471 | Sus | Y | Vegetation¦Treefellintoline¦ConductorOverhead¦Broken
15-0072998 | Unknown Cause | Patrol - found nothing |  |  | 2015 | Tier 2 - Elevated | Distribution Circuit | 10 | 23 | 2015-10-23 | 1328314 | Sus | Y | UnknownCause¦Patrolfoundnothing¦¦
15-0073623 | Equipment Failure/Involved | Overhead | Conductor, Overhead | Broken, wire on ground | 2015 | Tier 2 - Elevated | Distribution Circuit | 10 | 27 | 2015-10-27 | 1329857 | Sus | Y | EquipmentFailureInvolved¦Overhead¦ConductorOverhead¦Brokenwireonground
15-0075085 | Environmental/External | Lightning | Transformer (OH) | Burned/flashed | 2015 | Tier 3 - Extreme | Distribution Circuit | 11 | 2 | 2015-11-02 | 1333719 | Sus | Y | EnvironmentalExternal¦Lightning¦Transformer(OH)¦Burnedflashed
15-0077866 | Equipment Failure/Involved | Overhead | Conductor, Overhead | Broken, wire on ground | 2015 | Tier 3 - Extreme | Distribution Circuit | 11 | 15 | 2015-11-15 | 1341474 | Sus | Y | EquipmentFailureInvolved¦Overhead¦ConductorOverhead¦Brokenwireonground
15-0078068 | Vegetation | Tree - fell into line | Conductor, Overhead | Broken, wire on ground | 2015 | Tier 2 - Elevated | Distribution Circuit | 11 | 15 | 2015-11-15 | 1342723 | Sus | Y | Vegetation¦Treefellintoline¦ConductorOverhead¦Brokenwireonground
15-0083745 | Vegetation | Tree - bark fell into line | Conductor, Overhead | Normal | 2015 | Tier 2 - Elevated | Distribution Circuit | 12 | 10 | 2015-12-10 | 1356731 | Sus | N | Vegetation¦Treebarkfellintoline¦ConductorOverhead¦Normal
15-0083813 | Vegetation | Tree - branch fell on line | Conductor, Overhead | Normal | 2015 | Tier 2 - Elevated | Distribution Circuit | 12 | 10 | 2015-12-10 | 1357051 | Sus | N | Vegetation¦Treebranchfellonline¦ConductorOverhead¦Normal
15-0084085 | Unknown Cause | Patrol - found nothing |  |  | 2015 | Tier 3 - Extreme | Distribution Circuit | 12 | 10 | 2015-12-10 | 1358222 | Sus | N | UnknownCause¦Patrolfoundnothing¦¦
15-0084289 | Equipment Failure/Involved | Overhead | Transformer (OH) | Failed/Faulted | 2015 | Tier 2 - Elevated | Transformer only | 12 | 11 | 2015-12-11 | 1358795 | Sus | N | EquipmentFailureInvolved¦Overhead¦Transformer(OH)¦FailedFaulted
15-0084973 | Vegetation | Tree - branch fell on line | Secondary | Broken | 2015 | Tier 2 - Elevated | Distribution Circuit | 12 | 13 | 2015-12-13 | 1362668 | Sus | N | Vegetation¦Treebranchfellonline¦Secondary¦Broken
15-0086570 | Equipment Failure/Involved | Overhead | Insulator | Broken | 2015 | Tier 3 - Extreme | Distribution Circuit | 12 | 22 | 2015-12-22 | 1368583 | Sus | N | EquipmentFailureInvolved¦Overhead¦Insulator¦Broken
15-0087431 | Environmental/External | Ice or snow | Conductor, Overhead | Broken, wire on ground | 2015 | Tier 3 - Extreme | Distribution Circuit | 12 | 25 | 2015-12-25 | 1371835 | Sus | N | EnvironmentalExternal¦Iceorsnow¦ConductorOverhead¦Brokenwireonground
16-0005713 | Unknown Cause | Patrol - found nothing |  |  | 2016 | Tier 2 - Elevated | Distribution Circuit | 1 | 15 | 2016-01-15 | 1384576 | Sus | N | UnknownCause¦Patrolfoundnothing¦¦
16-0011297 | Unknown Cause | Patrol - found nothing |  |  | 2016 | Tier 3 - Extreme | Distribution Circuit | 2 | 8 | 2016-02-08 | 1400112 | Sus | N | UnknownCause¦Patrolfoundnothing¦¦
16-0012564 | Vegetation | Tree - fell into line | Conductor, Overhead | Normal | 2016 | Tier 3 - Extreme | Distribution Circuit | 2 | 14 | 2016-02-14 | 1403178 | Sus | N | Vegetation¦Treefellintoline¦ConductorOverhead¦Normal
16-0012604 | Animal | Bird found | Fuse | Normal | 2016 | Tier 2 - Elevated | Distribution Circuit | 2 | 15 | 2016-02-15 | 1403459 | Sus | N | Animal¦Birdfound¦Fuse¦Normal
16-0018071 | Equipment Failure/Involved | Overhead | Conductor, Overhead | Broken, wire on ground | 2016 | Tier 3 - Extreme | Distribution Circuit | 3 | 5 | 2016-03-05 | 1420792 | Sus | N | EquipmentFailureInvolved¦Overhead¦ConductorOverhead¦Brokenwireonground
16-0018320 | Vegetation | Tree - branch fell on line | Conductor, Overhead | Normal | 2016 | Tier 3 - Extreme | Distribution Circuit | 3 | 5 | 2016-03-05 | 1418035 | Sus | N | Vegetation¦Treebranchfellonline¦ConductorOverhead¦Normal
16-0020084 | Unknown Cause | Patrol - not conducted |  |  | 2016 | Tier 2 - Elevated | Distribution Circuit | 3 | 10 | 2016-03-10 | 1426783 | Sus | N | UnknownCause¦Patrolnotconducted¦¦
16-0028591 | Vegetation | Tree - branch fell on line | Conductor, Overhead | Broken, wire on ground | 2016 | Tier 2 - Elevated | Distribution Circuit | 4 | 14 | 2016-04-14 | 1450498 | Sus | N | Vegetation¦Treebranchfellonline¦ConductorOverhead¦Brokenwireonground
16-0028959 | Vegetation | Tree - fell into line | Conductor, Overhead | Broken, wire on ground | 2016 | Tier 3 - Extreme | Distribution Circuit | 4 | 15 | 2016-04-15 | 1451407 | Sus | N | Vegetation¦Treefellintoline¦ConductorOverhead¦Brokenwireonground
16-0030872 | Equipment Failure/Involved | Fire, pole | Pole-Wood | Burned/flashed | 2016 | Tier 2 - Elevated | Distribution Circuit | 4 | 22 | 2016-04-22 | 1456474 | Sus | N | EquipmentFailureInvolved¦Firepole¦PoleWood¦Burnedflashed
16-0031403 | Vegetation | Tree - fell into line | Conductor, Overhead | Broken, wire on ground | 2016 | Tier 2 - Elevated | Distribution Circuit | 4 | 25 | 2016-04-25 | 1458827 | Sus | N | Vegetation¦Treefellintoline¦ConductorOverhead¦Brokenwireonground
16-0031403 | Vegetation | Tree - fell into line | Conductor, Overhead | Broken, wire on ground | 2016 | Tier 2 - Elevated | Distribution Circuit | 4 | 25 | 2016-04-25 | 1458827 | Sus | N | Vegetation¦Treefellintoline¦ConductorOverhead¦Brokenwireonground
16-0032372 | Equipment Failure/Involved | Overhead | Transformer | Failed/Faulted | 2016 | Tier 2 - Elevated | Distribution Circuit | 4 | 28 | 2016-04-28 | 1460852 | Sus | N | EquipmentFailureInvolved¦Overhead¦Transformer¦FailedFaulted
16-0034978 | 3rd Party | Vehicle | Pole-Wood | Broken | 2016 | Tier 2 - Elevated | Distribution Circuit | 5 | 9 | 2016-05-09 | 1467292 | Sus | Y | 3rdParty¦Vehicle¦PoleWood¦Broken
16-0039143 | Vegetation | Tree - fell into line | Conductor, Overhead | Broken, wire on ground | 2016 | Tier 2 - Elevated | Distribution Circuit | 5 | 27 | 2016-05-27 | 1478181 | Sus | Y | Vegetation¦Treefellintoline¦ConductorOverhead¦Brokenwireonground
16-0041067 | Equipment Failure/Involved | Overhead | Crossarm, Wood | Broken | 2016 | Tier 2 - Elevated | Transformer only | 6 | 4 | 2016-06-04 | 1482872 | Sus | Y | EquipmentFailureInvolved¦Overhead¦CrossarmWood¦Broken
16-0043189 | Vegetation | Tree - fell into line | Conductor, Overhead | Normal | 2016 | Tier 3 - Extreme | Distribution Circuit | 6 | 16 | 2016-06-16 | 1490023 | Sus | Y | Vegetation¦Treefellintoline¦ConductorOverhead¦Normal
16-0043869 | Vegetation | Tree - fell into line | Conductor, Overhead | Broken, wire on ground | 2016 | Tier 2 - Elevated | Distribution Circuit | 6 | 16 | 2016-06-16 | 1491091 | Sus | Y | Vegetation¦Treefellintoline¦ConductorOverhead¦Brokenwireonground
16-0045547 | Unknown Cause | Patrol - found nothing |  |  | 2016 | Tier 3 - Extreme | Distribution Circuit | 6 | 24 | 2016-06-24 | 1495113 | Sus | Y | UnknownCause¦Patrolfoundnothing¦¦
16-0045705 | Unknown Cause | Patrol - found nothing |  |  | 2016 | Tier 3 - Extreme | Distribution Circuit | 6 | 24 | 2016-06-24 | 1495492 | Sus | Y | UnknownCause¦Patrolfoundnothing¦¦
16-0046684 | Vegetation | Tree - fell into line | Conductor, Overhead | Normal | 2016 | Tier 2 - Elevated | Transformer only | 6 | 29 | 2016-06-29 | 1498317 | Sus | Y | Vegetation¦Treefellintoline¦ConductorOverhead¦Normal
16-0047019 | Unknown Cause | Patrol - found nothing |  |  | 2016 | Tier 2 - Elevated | Transformer only | 6 | 30 | 2016-06-30 | 1498951 | Sus | Y | UnknownCause¦Patrolfoundnothing¦¦
16-0047269 | Animal | Bird found | Conductor, Overhead | Normal | 2016 | Tier 2 - Elevated | Distribution Circuit | 7 | 1 | 2016-07-01 | 1499336 | Sus | Y | Animal¦Birdfound¦ConductorOverhead¦Normal
16-0066538 | Vegetation | Tree - fell into line | Conductor, Overhead | Normal | 2016 | Tier 3 - Extreme | Distribution Circuit | 9 | 22 | 2016-09-22 | 1545886 | Sus | Y | Vegetation¦Treefellintoline¦ConductorOverhead¦Normal
16-0067915 | Vegetation | Tree - fell into line | Conductor, Overhead | Broken, wire on ground | 2016 | Tier 3 - Extreme | Distribution Circuit | 9 | 27 | 2016-09-27 | 1548650 | Sus | Y | Vegetation¦Treefellintoline¦ConductorOverhead¦Brokenwireonground
16-0069831 | 3rd Party | Tree - cutting, 3rd party | Conductor, Overhead | Broken, wire on ground | 2016 | Tier 3 - Extreme | Distribution Circuit | 10 | 5 | 2016-10-05 | 1553351 | Sus | Y | 3rdParty¦Treecutting3rdparty¦ConductorOverhead¦Brokenwireonground
16-0071396 | Unknown Cause | Patrol - found nothing |  |  | 2016 | Tier 2 - Elevated | Distribution Circuit | 10 | 12 | 2016-10-12 | 1557051 | Sus | Y | UnknownCause¦Patrolfoundnothing¦¦
16-0074441 | Equipment Failure/Involved | Overhead | Transformer (OH) | Failed/Faulted | 2016 | Tier 3 - Extreme | Distribution Circuit | 10 | 20 | 2016-10-20 | 1566828 | Sus | Y | EquipmentFailureInvolved¦Overhead¦Transformer(OH)¦FailedFaulted
16-0076722 | Vegetation | Tree - fell into line | Conductor, Overhead | Broken, wire on ground | 2016 | Tier 3 - Extreme | Distribution Circuit | 10 | 29 | 2016-10-29 | 1572894 | Sus | Y | Vegetation¦Treefellintoline¦ConductorOverhead¦Brokenwireonground
16-0079425 | Equipment Failure/Involved | Overhead | Transformer (OH) | Failed/Faulted | 2016 | Tier 3 - Extreme | Distribution Circuit | 11 | 12 | 2016-11-12 | 1579941 | Sus | Y | EquipmentFailureInvolved¦Overhead¦Transformer(OH)¦FailedFaulted
16-0079502 | Animal | Squirrel | Fuse | Failed/Faulted | 2016 | Tier 3 - Extreme | Distribution Circuit | 11 | 13 | 2016-11-13 | 1580342 | Sus | Y | Animal¦Squirrel¦Fuse¦FailedFaulted
16-0081790 | Animal | Bird found | Conductor, Overhead | Normal | 2016 | Tier 2 - Elevated | Distribution Circuit | 11 | 22 | 2016-11-22 | 1587310 | Sus | Y | Animal¦Birdfound¦ConductorOverhead¦Normal
16-0082427 | Unknown Cause | Patrol - not conducted | Pole-Wood | Broken | 2016 | Tier 2 - Elevated | Distribution Circuit | 11 | 27 | 2016-11-27 | 1589691 | Sus | Y | UnknownCause¦Patrolnotconducted¦PoleWood¦Broken
16-0085704 | Vegetation | Tree - fell into line | Conductor, Overhead | Broken, wire on ground | 2016 | Tier 3 - Extreme | Distribution Circuit | 12 | 15 | 2016-12-15 | 1602544 | Sus | N | Vegetation¦Treefellintoline¦ConductorOverhead¦Brokenwireonground
16-0085836 | Vegetation | Tree - bark fell into line | Fuse | Failed/Faulted | 2016 | Tier 3 - Extreme | Distribution Circuit | 12 | 15 | 2016-12-15 | 1603520 | Sus | N | Vegetation¦Treebarkfellintoline¦Fuse¦FailedFaulted
16-0086478 | Equipment Failure/Involved | Overhead | Transformer (OH) | Failed/Faulted | 2016 | Tier 2 - Elevated | Transformer only | 12 | 19 | 2016-12-19 | 1607160 | Sus | N | EquipmentFailureInvolved¦Overhead¦Transformer(OH)¦FailedFaulted
16-0086553 | Unknown Cause | Patrol - found nothing |  |  | 2016 | Tier 3 - Extreme | Distribution Circuit | 12 | 20 | 2016-12-20 | 1607844 | Sus | N | UnknownCause¦Patrolfoundnothing¦¦
16-0087050 | Equipment Failure/Involved | Overhead | Jumper | Broken | 2016 | Tier 2 - Elevated | Distribution Circuit | 12 | 26 | 2016-12-26 | 1611129 | Sus | N | EquipmentFailureInvolved¦Overhead¦Jumper¦Broken
17-0002729 | Unknown Cause | Patrol - found nothing |  |  | 2017 | Tier 3 - Extreme | Distribution Circuit | 1 | 1 | 2017-01-01 | 1614370 | Sus | N | UnknownCause¦Patrolfoundnothing¦¦
17-0003345 | Unknown Cause | Patrol - found nothing |  |  | 2017 | Tier 3 - Extreme | Distribution Circuit | 1 | 3 | 2017-01-03 | 1617013 | Sus | N | UnknownCause¦Patrolfoundnothing¦¦
17-0005251 | Vegetation | Tree - fell into line | Conductor, Overhead | Broken | 2017 | Tier 3 - Extreme | Distribution Circuit | 1 | 8 | 2017-01-08 | 1624567 | Sus | N | Vegetation¦Treefellintoline¦ConductorOverhead¦Broken
17-0005590 | Unknown Cause | Patrol - found nothing |  |  | 2017 | Tier 2 - Elevated | Distribution Circuit | 1 | 8 | 2017-01-08 | 1628498 | Sus | N | UnknownCause¦Patrolfoundnothing¦¦
17-0005732 | Vegetation | Tree - fell into line | Pole-Wood | Broken, wire on ground | 2017 | Tier 3 - Extreme | Distribution Circuit | 1 | 8 | 2017-01-08 | 1628748 | Sus | N | Vegetation¦Treefellintoline¦PoleWood¦Brokenwireonground
17-0005978 | Vegetation | Tree - fell into line | Conductor, Overhead | Broken, wire on ground | 2017 | Tier 3 - Extreme | Distribution Circuit | 1 | 9 | 2017-01-09 | 1630275 | Sus | N | Vegetation¦Treefellintoline¦ConductorOverhead¦Brokenwireonground
17-0006659 | Vegetation | Tree - branch fell on line | Conductor, Overhead | Broken, wire on ground | 2017 | Tier 3 - Extreme | Distribution Circuit | 1 | 10 | 2017-01-10 | 1632698 | Sus | N | Vegetation¦Treebranchfellonline¦ConductorOverhead¦Brokenwireonground
17-0007670 | Equipment Failure/Involved | Underground | Transformer | Failed/Faulted | 2017 | Tier 3 - Extreme | Distribution Circuit | 1 | 11 | 2017-01-11 | 1639070 | Sus | N | EquipmentFailureInvolved¦Underground¦Transformer¦FailedFaulted
17-0007931 | Vegetation | Tree - fell into line | Secondary | Broken, wire on ground | 2017 | Tier 3 - Extreme | Transformer only | 1 | 10 | 2017-01-10 | 1635962 | Sus | N | Vegetation¦Treefellintoline¦Secondary¦Brokenwireonground
17-0009993 | Vegetation | Tree - fell into line | Conductor, Overhead | Normal | 2017 | Tier 3 - Extreme | Distribution Circuit | 1 | 18 | 2017-01-18 | 1646301 | Sus | N | Vegetation¦Treefellintoline¦ConductorOverhead¦Normal
17-0011780 | Equipment Failure/Involved | Overhead | Other | Normal | 2017 | Tier 2 - Elevated | Distribution Circuit | 1 | 20 | 2017-01-20 | 1654557 | Sus | N | EquipmentFailureInvolved¦Overhead¦Other¦Normal
17-0011861 | Vegetation | Tree - branch fell on line | Conductor, Overhead | Normal | 2017 | Tier 2 - Elevated | Distribution Circuit | 1 | 21 | 2017-01-21 | 1655356 | Sus | N | Vegetation¦Treebranchfellonline¦ConductorOverhead¦Normal
17-0011908 | Vegetation | Tree - fell into line | Conductor, Overhead | Broken, wire on ground | 2017 | Tier 3 - Extreme | Distribution Circuit | 1 | 21 | 2017-01-21 | 1655779 | Sus | N | Vegetation¦Treefellintoline¦ConductorOverhead¦Brokenwireonground
17-0012157 | Unknown Cause | Patrol - found nothing |  |  | 2017 | Tier 2 - Elevated | Distribution Circuit | 1 | 21 | 2017-01-21 | 1657174 | Sus | N | UnknownCause¦Patrolfoundnothing¦¦
17-0013238 | Vegetation | Tree - branch fell on line | Conductor, Overhead | Normal | 2017 | Tier 2 - Elevated | Distribution Circuit | 1 | 22 | 2017-01-22 | 1659180 | Sus | N | Vegetation¦Treebranchfellonline¦ConductorOverhead¦Normal
17-0015578 | Vegetation | Tree - branch fell on line | Conductor, Overhead | Normal | 2017 | Tier 3 - Extreme | Distribution Circuit | 1 | 27 | 2017-01-27 | 1668388 | Sus | N | Vegetation¦Treebranchfellonline¦ConductorOverhead¦Normal
17-0017721 | Equipment Failure/Involved | Substation | Switch | Broken | 2017 | Tier 2 - Elevated | Substation - Transmission | 2 | 6 | 2017-02-06 | 1676334 | Sus | N | EquipmentFailureInvolved¦Substation¦Switch¦Broken
17-0018174 | Vegetation | Tree - fell into line | Conductor, Overhead | Broken, wire on ground | 2017 | Tier 3 - Extreme | Distribution Circuit | 2 | 7 | 2017-02-07 | 1678191 | Sus | N | Vegetation¦Treefellintoline¦ConductorOverhead¦Brokenwireonground
17-0020353 | Unknown Cause | Patrol - found nothing |  |  | 2017 | Tier 3 - Extreme | Distribution Circuit | 2 | 11 | 2017-02-11 | 1686232 | Sus | N | UnknownCause¦Patrolfoundnothing¦¦
17-0022261 | Unknown Cause | Patrol - found nothing |  |  | 2017 | Tier 3 - Extreme | Distribution Circuit | 2 | 17 | 2017-02-17 | 1694940 | Sus | N | UnknownCause¦Patrolfoundnothing¦¦
17-0023126 | Unknown Cause | Patrol - found nothing |  |  | 2017 | Tier 2 - Elevated | Distribution Circuit | 2 | 18 | 2017-02-18 | 1699673 | Sus | N | UnknownCause¦Patrolfoundnothing¦¦
17-0024516 | Vegetation | Tree - fell into line | Pole-Wood | Broken | 2017 | Tier 3 - Extreme | Distribution Circuit | 2 | 20 | 2017-02-20 | 1706034 | Sus | N | Vegetation¦Treefellintoline¦PoleWood¦Broken
17-0024853 | Vegetation | Tree - branch fell on line | Conductor, Overhead | Normal | 2017 | Tier 3 - Extreme | Distribution Circuit | 2 | 21 | 2017-02-21 | 1707222 | Sus | N | Vegetation¦Treebranchfellonline¦ConductorOverhead¦Normal
17-0026002 | Vegetation | Tree - branch fell on line | Conductor, Overhead | On Ground | 2017 | Tier 2 - Elevated | Distribution Circuit | 2 | 21 | 2017-02-21 | 1709592 | Sus | N | Vegetation¦Treebranchfellonline¦ConductorOverhead¦OnGround
17-0036224 | Unknown Cause | Patrol - found nothing |  |  | 2017 | Tier 2 - Elevated | Distribution Circuit | 4 | 3 | 2017-04-03 | 1743356 | Sus | N | UnknownCause¦Patrolfoundnothing¦¦
17-0037153 | Vegetation | Tree - branch fell on line | Fuse | Failed/Faulted | 2017 | Tier 3 - Extreme | Distribution Circuit | 4 | 6 | 2017-04-06 | 1745563 | Sus | N | Vegetation¦Treebranchfellonline¦Fuse¦FailedFaulted
17-0038160 | Unknown Cause | Patrol - found nothing |  |  | 2017 | Tier 2 - Elevated | Distribution Circuit | 4 | 7 | 2017-04-07 | 1749686 | Sus | N | UnknownCause¦Patrolfoundnothing¦¦
17-0040779 | Unknown Cause | Patrol - found nothing |  |  | 2017 | Tier 2 - Elevated | Transformer only | 4 | 17 | 2017-04-17 | 1759262 | Sus | N | UnknownCause¦Patrolfoundnothing¦¦
17-0046272 | Equipment Failure/Involved | Overhead | Cutout, fuse holder | Broken | 2017 | Tier 3 - Extreme | Distribution Circuit | 5 | 8 | 2017-05-08 | 1777817 | Sus | Y | EquipmentFailureInvolved¦Overhead¦Cutoutfuseholder¦Broken
17-0049892 | Unknown Cause | Patrol - found nothing |  |  | 2017 | Tier 2 - Elevated | Distribution Circuit | 5 | 23 | 2017-05-23 | 1788649 | Sus | Y | UnknownCause¦Patrolfoundnothing¦¦
17-0050761 | Equipment Failure/Involved | Overhead | Anchor or Guy | Broken | 2017 | Tier 2 - Elevated | Distribution Circuit | 5 | 25 | 2017-05-25 | 1790620 | Sus | Y | EquipmentFailureInvolved¦Overhead¦AnchororGuy¦Broken
17-0051293 | Equipment Failure/Involved | Overhead | Crossarm, Wood | Broken | 2017 | Tier 2 - Elevated | Distribution Circuit | 5 | 29 | 2017-05-29 | 1792612 | Sus | Y | EquipmentFailureInvolved¦Overhead¦CrossarmWood¦Broken
17-0051366 | Unknown Cause | Patrol - not conducted |  |  | 2017 | Tier 2 - Elevated | Distribution Circuit | 5 | 30 | 2017-05-30 | 1792892 | Sus | Y | UnknownCause¦Patrolnotconducted¦¦
17-0052140 | Vegetation | Tree - fell into line | Conductor, Overhead | Broken, wire on ground | 2017 | Tier 2 - Elevated | Distribution Circuit | 6 | 1 | 2017-06-01 | 1795093 | Sus | Y | Vegetation¦Treefellintoline¦ConductorOverhead¦Brokenwireonground
17-0057174 | Equipment Failure/Involved | Overhead | Transformer (OH) | Failed/Faulted | 2017 | Tier 3 - Extreme | Transformer only | 6 | 20 | 2017-06-20 | 1813322 | Sus | Y | EquipmentFailureInvolved¦Overhead¦Transformer(OH)¦FailedFaulted
17-0060177 | Equipment Failure/Involved | Overhead | Pole-Wood | Broken | 2017 | Tier 2 - Elevated | Distribution Circuit | 7 | 3 | 2017-07-03 | 1822736 | Sus | Y | EquipmentFailureInvolved¦Overhead¦PoleWood¦Broken
17-0060331 | Equipment Failure/Involved | Overhead | Transformer | Broken | 2017 | Tier 2 - Elevated | Transformer only | 7 | 3 | 2017-07-03 | 1823031 | Sus | Y | EquipmentFailureInvolved¦Overhead¦Transformer¦Broken
17-0061455 | Vegetation | Tree - branch fell on line | Fuse | Failed/Faulted | 2017 | Tier 3 - Extreme | Distribution Circuit | 7 | 8 | 2017-07-08 | 1826580 | Sus | Y | Vegetation¦Treebranchfellonline¦Fuse¦FailedFaulted
17-0068004 | Vegetation | Tree - branch fell on line | Fuse | Failed/Faulted | 2017 | Tier 2 - Elevated | Distribution Circuit | 8 | 4 | 2017-08-04 | 1846149 | Sus | Y | Vegetation¦Treebranchfellonline¦Fuse¦FailedFaulted
17-0071161 | Unknown Cause | Patrol - found nothing |  |  | 2017 | Tier 2 - Elevated | Distribution Circuit | 8 | 17 | 2017-08-17 | 1854499 | Sus | Y | UnknownCause¦Patrolfoundnothing¦¦
17-0085546 | Vegetation | Tree - fell into line | Customer Equipment | Broken | 2017 | Tier 2 - Elevated | Distribution Circuit | 10 | 9 | 2017-10-09 | 1895760 | Sus | Y | Vegetation¦Treefellintoline¦CustomerEquipment¦Broken
17-0085603 | Unknown Cause | Patrol - found nothing |  |  | 2017 | Tier 3 - Extreme | Distribution Circuit | 10 | 9 | 2017-10-09 | 1895441 | Sus | Y | UnknownCause¦Patrolfoundnothing¦¦
17-0085785 | Unknown Cause | Patrol - found nothing |  |  | 2017 | Tier 3 - Extreme | Distribution Circuit | 10 | 8 | 2017-10-08 | 1894605 | Sus | Y | UnknownCause¦Patrolfoundnothing¦¦
17-0085953 | 3rd Party | Vehicle | Conductor, Overhead | Broken, wire on ground | 2017 | Tier 2 - Elevated | Distribution Circuit | 10 | 10 | 2017-10-10 | 1897204 | Sus | Y | 3rdParty¦Vehicle¦ConductorOverhead¦Brokenwireonground
17-0088022 | Environmental/External | Fire, Forest/Grass | Conductor, Overhead | Burned/flashed | 2017 | Tier 2 - Elevated | Distribution Circuit | 10 | 9 | 2017-10-09 | 1895521 | Sus | Y | EnvironmentalExternal¦FireForestGrass¦ConductorOverhead¦Burnedflashed
17-0094342 | Unknown Cause | Patrol - found nothing |  |  | 2017 | Tier 2 - Elevated | Distribution Circuit | 11 | 10 | 2017-11-10 | 1920309 | Sus | Y | UnknownCause¦Patrolfoundnothing¦¦
17-0094511 | Animal | Squirrel | Fuse | Failed/Faulted | 2017 | Tier 3 - Extreme | Distribution Circuit | 11 | 12 | 2017-11-12 | 1920901 | Sus | Y | Animal¦Squirrel¦Fuse¦FailedFaulted
17-0096140 | Equipment Failure/Involved | Overhead | Jumper | Bent or Twisted | 2017 | Tier 3 - Extreme | Distribution Circuit | 11 | 17 | 2017-11-17 | 1925418 | Sus | Y | EquipmentFailureInvolved¦Overhead¦Jumper¦BentorTwisted
17-0097560 | Vegetation | Tree - fell into line | Conductor, Overhead | Broken, wire on ground | 2017 | Tier 3 - Extreme | Distribution Circuit | 11 | 26 | 2017-11-26 | 1929152 | Sus | Y | Vegetation¦Treefellintoline¦ConductorOverhead¦Brokenwireonground
17-0101157 | Equipment Failure/Involved | Electrical Overload | Other | Failed/Faulted | 2017 | Tier 3 - Extreme | Transformer only | 12 | 11 | 2017-12-11 | 1940657 | Sus | N | EquipmentFailureInvolved¦ElectricalOverload¦Other¦FailedFaulted
17-0101875 | Vegetation | Tree - branch fell on line | Conductor, Overhead | Normal | 2017 | Tier 2 - Elevated | Distribution Circuit | 12 | 15 | 2017-12-15 | 1943919 | Sus | N | Vegetation¦Treebranchfellonline¦ConductorOverhead¦Normal
17-0102867 | Unknown Cause | Patrol - found nothing |  |  | 2017 | Tier 2 - Elevated | Distribution Circuit | 12 | 20 | 2017-12-20 | 1949035 | Sus | N | UnknownCause¦Patrolfoundnothing¦¦
18-0002825 | Unknown Cause | Patrol - not conducted |  |  | 2018 | Tier 2 - Elevated | Distribution Circuit | 1 | 1 | 2018-01-01 | 60 | Sus | N | UnknownCause¦Patrolnotconducted¦¦
18-0003415 | Unknown Cause | Patrol - found nothing |  |  | 2018 | Tier 2 - Elevated | Distribution Circuit | 1 | 4 | 2018-01-04 | 1528 | Sus | N | UnknownCause¦Patrolfoundnothing¦¦
18-0004447 | Vegetation | Tree - fell into line | Conductor, Overhead | Broken, wire on ground | 2018 | Tier 3 - Extreme | Distribution Circuit | 1 | 8 | 2018-01-08 | 4108 | Sus | N | Vegetation¦Treefellintoline¦ConductorOverhead¦Brokenwireonground
18-0005217 | Vegetation | Tree - fell into line | Conductor, Overhead | Broken, wire on ground | 2018 | Tier 2 - Elevated | Distribution Circuit | 1 | 11 | 2018-01-11 | 6364 | Sus | N | Vegetation¦Treefellintoline¦ConductorOverhead¦Brokenwireonground
18-0008401 | Unknown Cause | Patrol - not conducted |  |  | 2018 | Tier 3 - Extreme | Distribution Circuit | 1 | 24 | 2018-01-24 | 12928 | Sus | N | UnknownCause¦Patrolnotconducted¦¦
18-0018593 | Equipment Failure/Involved | Overhead | Conductor, Overhead | Together | 2018 | Tier 2 - Elevated | Distribution Circuit | 3 | 1 | 2018-03-01 | 34894 | Sus | N | EquipmentFailureInvolved¦Overhead¦ConductorOverhead¦Together
18-0018593 | Equipment Failure/Involved | Overhead | Conductor, Overhead | Together | 2018 | Tier 2 - Elevated | Distribution Circuit | 3 | 1 | 2018-03-01 | 34894 | Sus | N | EquipmentFailureInvolved¦Overhead¦ConductorOverhead¦Together
18-0018773 | Vegetation | Tree - fell into line | Conductor, Overhead | Broken, wire on ground | 2018 | Tier 3 - Extreme | Distribution Circuit | 3 | 1 | 2018-03-01 | 34784 | Sus | N | Vegetation¦Treefellintoline¦ConductorOverhead¦Brokenwireonground
18-0019411 | Vegetation | Tree - branch fell on line | Conductor, Overhead | Broken, wire on ground | 2018 | Tier 3 - Extreme | Distribution Circuit | 3 | 3 | 2018-03-03 | 37377 | Sus | N | Vegetation¦Treebranchfellonline¦ConductorOverhead¦Brokenwireonground
18-0023794 | Vegetation | Other ground vegetation | Fuse | Failed/Faulted | 2018 | Tier 2 - Elevated | Distribution Circuit | 3 | 17 | 2018-03-17 | 46906 | Sus | N | Vegetation¦Othergroundvegetation¦Fuse¦FailedFaulted
18-0024006 | Unknown Cause | Patrol - found nothing |  |  | 2018 | Tier 2 - Elevated | Distribution Circuit | 3 | 19 | 2018-03-19 | 47597 | Sus | N | UnknownCause¦Patrolfoundnothing¦¦
18-0025295 | Equipment Failure/Involved | Overhead | Lightning Arrestor | Failed/Faulted | 2018 | Tier 3 - Extreme | Distribution Circuit | 3 | 22 | 2018-03-22 | 50263 | Sus | N | EquipmentFailureInvolved¦Overhead¦LightningArrestor¦FailedFaulted
18-0026337 | Equipment Failure/Involved | Overhead | Transformer | Failed/Faulted | 2018 | Tier 2 - Elevated | Transformer only | 3 | 24 | 2018-03-24 | 52806 | Sus | N | EquipmentFailureInvolved¦Overhead¦Transformer¦FailedFaulted
18-0032479 | Unknown Cause | Patrol - found nothing |  |  | 2018 | Tier 2 - Elevated | Distribution Circuit | 4 | 16 | 2018-04-16 | 67577 | Sus | N | UnknownCause¦Patrolfoundnothing¦¦
18-0034325 | Equipment Failure/Involved | Overhead | Crossarm, Wood | Broken | 2018 | Tier 3 - Extreme | Transformer only | 4 | 21 | 2018-04-21 | 71210 | Sus | N | EquipmentFailureInvolved¦Overhead¦CrossarmWood¦Broken
18-0040440 | Vegetation | Tree - fell into line | Transformer | Broken, wire on ground | 2018 | Tier 3 - Extreme | Transformer only | 5 | 11 | 2018-05-11 | 84479 | Sus | Y | Vegetation¦Treefellintoline¦Transformer¦Brokenwireonground
18-0042404 | Equipment Failure/Involved | Overhead | Pole-Wood | Broken | 2018 | Tier 2 - Elevated | Distribution Circuit | 5 | 18 | 2018-05-18 | 89435 | Sus | Y | EquipmentFailureInvolved¦Overhead¦PoleWood¦Broken
18-0053943 | Equipment Failure/Involved | Overhead | Transformer (OH) | Broken | 2018 | Tier 2 - Elevated | Transformer only | 6 | 23 | 2018-06-23 | 116556 | Sus | Y | EquipmentFailureInvolved¦Overhead¦Transformer(OH)¦Broken
18-0058155 | Equipment Failure/Involved | Overhead | Transformer | Failed/Faulted | 2018 | Tier 3 - Extreme | Distribution Circuit | 7 | 10 | 2018-07-10 | 127706 | Sus | Y | EquipmentFailureInvolved¦Overhead¦Transformer¦FailedFaulted
18-0059579 | Vegetation | Tree - fell into line | Conductor, Overhead | Broken, wire on ground | 2018 | Tier 3 - Extreme | Distribution Circuit | 7 | 13 | 2018-07-13 | 130873 | Sus | Y | Vegetation¦Treefellintoline¦ConductorOverhead¦Brokenwireonground
18-0074619 | Unknown Cause | Patrol - found nothing |  |  | 2018 | Tier 2 - Elevated | Distribution Circuit | 8 | 28 | 2018-08-28 | 164337 | Sus | Y | UnknownCause¦Patrolfoundnothing¦¦
18-0075728 | Animal | Bird found | Fuse | Failed/Faulted | 2018 | Tier 2 - Elevated | Distribution Circuit | 8 | 31 | 2018-08-31 | 166468 | Sus | Y | Animal¦Birdfound¦Fuse¦FailedFaulted
18-0086491 | Equipment Failure/Involved | Overhead | Transformer | Failed/Faulted | 2018 | Tier 2 - Elevated | Transformer only | 10 | 3 | 2018-10-03 | 187828 | Sus | Y | EquipmentFailureInvolved¦Overhead¦Transformer¦FailedFaulted
18-0087098 | Animal | Squirrel | Conductor, Overhead | Normal | 2018 | Tier 3 - Extreme | Distribution Circuit | 10 | 4 | 2018-10-04 | 188513 | Sus | Y | Animal¦Squirrel¦ConductorOverhead¦Normal
18-0090689 | Vegetation | Tree - branch fell on line | Conductor, Overhead | Normal | 2018 | Tier 2 - Elevated | Distribution Circuit | 10 | 15 | 2018-10-15 | 195897 | Sus | Y | Vegetation¦Treebranchfellonline¦ConductorOverhead¦Normal
18-0091217 | Animal | Bird found | Conductor, Overhead | Normal | 2018 | Tier 3 - Extreme | Distribution Circuit | 10 | 17 | 2018-10-17 | 197084 | Sus | Y | Animal¦Birdfound¦ConductorOverhead¦Normal
18-0092791 | Wildfire Mitigation | CWSP - Vegetation Removal |  |  | 2018 | Tier 3 - Extreme | Distribution Circuit | 10 | 22 | 2018-10-22 | 200031 | Sus | Y | WildfireMitigation¦CWSPVegetationRemoval¦¦
18-0093032 | 3rd Party | Fire, house or bldg. | Pole-Wood | Burned/flashed | 2018 | Tier 2 - Elevated | Distribution Circuit | 10 | 22 | 2018-10-22 | 200319 | Sus | Y | 3rdParty¦Firehouseorbldg¦PoleWood¦Burnedflashed
18-0094926 | 3rd Party | Vehicle | Pole-Wood | Broken | 2018 | Tier 2 - Elevated | Distribution Circuit | 10 | 28 | 2018-10-28 | 203820 | Sus | Y | 3rdParty¦Vehicle¦PoleWood¦Broken
18-0098109 | Equipment Failure/Involved | Overhead | Pole-Wood | Broken | 2018 | Tier 3 - Extreme | Distribution Circuit | 11 | 8 | 2018-11-08 | 211280 | Sus | Y | EquipmentFailureInvolved¦Overhead¦PoleWood¦Broken
18-0098482 | Animal | Bird found | Conductor, Overhead | Broken, wire on ground | 2018 | Tier 2 - Elevated | Distribution Circuit | 11 | 9 | 2018-11-09 | 212052 | Sus | Y | Animal¦Birdfound¦ConductorOverhead¦Brokenwireonground
18-0099986 | Company Initiated | Return Circuit Normal | Generator | Normal | 2018 | Tier 3 - Extreme | Generation | 12 | 2 | 2018-12-02 | 231713 | Sus | N | CompanyInitiated¦ReturnCircuitNormal¦Generator¦Normal
18-0101236 | Environmental/External | Fire, Forest/Grass | Conductor, Underground | Burned/flashed | 2018 | Tier 3 - Extreme | Distribution Circuit | 11 | 8 | 2018-11-08 | 218583 | Sus | Y | EnvironmentalExternal¦FireForestGrass¦ConductorUnderground¦Burnedflashed
18-0108929 | Unknown Cause | Patrol - not conducted |  |  | 2018 | Tier 2 - Elevated | Distribution Circuit | 12 | 13 | 2018-12-13 | 239082 | Sus | N | UnknownCause¦Patrolnotconducted¦¦
18-0109125 | Unknown Cause | Patrol - found nothing |  |  | 2018 | Tier 2 - Elevated | Distribution Circuit | 12 | 14 | 2018-12-14 | 239806 | Sus | N | UnknownCause¦Patrolfoundnothing¦¦
18-0109667 | Company Initiated | Improper Construction | Crossarm, Wood | Normal | 2018 | Tier 2 - Elevated | Distribution Circuit | 12 | 17 | 2018-12-17 | 242394 | Sus | N | CompanyInitiated¦ImproperConstruction¦CrossarmWood¦Normal
18-0110233 | Equipment Failure/Involved | Overhead | Pole-Wood | Broken | 2018 | Tier 3 - Extreme | Distribution Circuit | 12 | 21 | 2018-12-21 | 244939 | Sus | N | EquipmentFailureInvolved¦Overhead¦PoleWood¦Broken
18-0110537 | Vegetation | Tree - branch fell on line | Fuse | Failed/Faulted | 2018 | Tier 3 - Extreme | Distribution Circuit | 12 | 24 | 2018-12-24 | 246692 | Sus | N | Vegetation¦Treebranchfellonline¦Fuse¦FailedFaulted
18-0111306 | Unknown Cause | Patrol - found nothing |  |  | 2018 | Tier 3 - Extreme | Distribution Circuit | 12 | 31 | 2018-12-31 | 250964 | Sus | N | UnknownCause¦Patrolfoundnothing¦¦
19-0003377 | Unknown Cause | Patrol - found nothing |  |  | 2018 | Tier 3 - Extreme | Distribution Circuit | 12 | 31 | 2018-12-31 | 250612 | Sus | N | UnknownCause¦Patrolfoundnothing¦¦
19-0005081 | Equipment Failure/Involved | Overhead | Connector or Splice (OH) | Broken, wire on ground | 2019 | Tier 2 - Elevated | Distribution Circuit | 1 | 6 | 2019-01-06 | 255289 | Sus | N | EquipmentFailureInvolved¦Overhead¦ConnectororSplice(OH)¦Brokenwireonground
19-0005532 | Equipment Failure/Involved | Overhead | Conductor, Overhead | Together | 2019 | Tier 3 - Extreme | Distribution Circuit | 1 | 6 | 2019-01-06 | 258391 | Sus | N | EquipmentFailureInvolved¦Overhead¦ConductorOverhead¦Together
19-0005756 | Unknown Cause | Patrol - found nothing |  |  | 2019 | Tier 3 - Extreme | Distribution Circuit | 1 | 6 | 2019-01-06 | 256823 | Sus | N | UnknownCause¦Patrolfoundnothing¦¦
19-0005885 | Vegetation | Tree - branch fell on line | Conductor, Overhead | Normal | 2019 | Tier 3 - Extreme | Distribution Circuit | 1 | 6 | 2019-01-06 | 258188 | Sus | N | Vegetation¦Treebranchfellonline¦ConductorOverhead¦Normal
19-0010133 | Vegetation | Tree - fell into line | Conductor, Overhead | Broken, wire on ground | 2019 | Tier 3 - Extreme | Distribution Circuit | 1 | 16 | 2019-01-16 | 270127 | Sus | N | Vegetation¦Treefellintoline¦ConductorOverhead¦Brokenwireonground
19-0010946 | Vegetation | Tree - fell into line | Conductor, Overhead | Broken, wire on ground | 2019 | Tier 2 - Elevated | Distribution Circuit | 1 | 16 | 2019-01-16 | 272043 | Sus | N | Vegetation¦Treefellintoline¦ConductorOverhead¦Brokenwireonground
19-0012172 | Equipment Failure/Involved | Overhead | Cutout, fuse holder | Broken | 2019 | Tier 3 - Extreme | Transformer only | 1 | 19 | 2019-01-19 | 276802 | Sus | N | EquipmentFailureInvolved¦Overhead¦Cutoutfuseholder¦Broken
19-0012775 | Equipment Failure/Involved | Overhead | Conductor, Overhead | Broken, wire on ground | 2019 | Tier 2 - Elevated | Distribution Circuit | 1 | 20 | 2019-01-20 | 277814 | Sus | N | EquipmentFailureInvolved¦Overhead¦ConductorOverhead¦Brokenwireonground
19-0013252 | Unknown Cause | Patrol - found nothing |  |  | 2019 | Tier 2 - Elevated | Distribution Circuit | 1 | 22 | 2019-01-22 | 279234 | Sus | N | UnknownCause¦Patrolfoundnothing¦¦
19-0020589 | Vegetation | Tree - fell into line | Conductor, Overhead | Together | 2019 | Tier 3 - Extreme | Distribution Circuit | 2 | 10 | 2019-02-10 | 297809 | Sus | N | Vegetation¦Treefellintoline¦ConductorOverhead¦Together
19-0021770 | Vegetation | Tree - fell into line | Pole-Wood | Broken | 2019 | Tier 2 - Elevated | Distribution Circuit | 2 | 13 | 2019-02-13 | 302491 | Sus | N | Vegetation¦Treefellintoline¦PoleWood¦Broken
19-0022952 | Unknown Cause | Patrol - found nothing |  |  | 2019 | Tier 3 - Extreme | Distribution Circuit | 2 | 14 | 2019-02-14 | 306297 | Sus | N | UnknownCause¦Patrolfoundnothing¦¦
19-0023038 | Vegetation | Tree - fell into line | Conductor, Overhead | Broken, wire on ground | 2019 | Tier 3 - Extreme | Distribution Circuit | 2 | 14 | 2019-02-14 | 306780 | Sus | N | Vegetation¦Treefellintoline¦ConductorOverhead¦Brokenwireonground
19-0024655 | Vegetation | Tree - grew into line | Transformer (OH) | Broken | 2019 | Tier 3 - Extreme | Distribution Circuit | 2 | 16 | 2019-02-16 | 314006 | Sus | N | Vegetation¦Treegrewintoline¦Transformer(OH)¦Broken
19-0025222 | Equipment Failure/Involved | Overhead | Transformer (OH) | Failed/Faulted | 2019 | Tier 3 - Extreme | Distribution Circuit | 2 | 17 | 2019-02-17 | 316426 | Sus | N | EquipmentFailureInvolved¦Overhead¦Transformer(OH)¦FailedFaulted
19-0025288 | Vegetation | Tree - fell into line | Crossarm, Wood | Broken | 2019 | Tier 2 - Elevated | Distribution Circuit | 2 | 17 | 2019-02-17 | 316546 | Sus | N | Vegetation¦Treefellintoline¦CrossarmWood¦Broken
19-0025563 | Unknown Cause | Patrol - found nothing |  |  | 2019 | Tier 3 - Extreme | Distribution Circuit | 2 | 17 | 2019-02-17 | 317062 | Sus | N | UnknownCause¦Patrolfoundnothing¦¦
19-0026102 | Equipment Failure/Involved | Overhead | Transformer | Failed/Faulted | 2019 | Tier 3 - Extreme | Transformer only | 2 | 19 | 2019-02-19 | 318509 | Sus | N | EquipmentFailureInvolved¦Overhead¦Transformer¦FailedFaulted
19-0026204 | Vegetation | Tree - branch fell on line | Service conductor | Broken, wire on ground | 2019 | Tier 2 - Elevated | Transformer only | 2 | 18 | 2019-02-18 | 318130 | Sus | N | Vegetation¦Treebranchfellonline¦Serviceconductor¦Brokenwireonground
19-0026963 | Vegetation | Tree - fell into line | Conductor, Overhead | Broken, wire on ground | 2019 | Tier 3 - Extreme | Distribution Circuit | 2 | 21 | 2019-02-21 | 320571 | Sus | N | Vegetation¦Treefellintoline¦ConductorOverhead¦Brokenwireonground
19-0029083 | Vegetation | Tree - fell into line | Conductor, Overhead | Broken, wire on ground | 2019 | Tier 3 - Extreme | Distribution Circuit | 2 | 27 | 2019-02-27 | 327115 | Sus | N | Vegetation¦Treefellintoline¦ConductorOverhead¦Brokenwireonground
19-0029128 | Equipment Failure/Involved | Overhead | Transformer | Broken | 2019 | Tier 2 - Elevated | Transformer only | 2 | 27 | 2019-02-27 | 326350 | Sus | N | EquipmentFailureInvolved¦Overhead¦Transformer¦Broken
19-0030318 | Vegetation | Tree - fell into line | Cutout, fuse holder | Failed/Faulted | 2019 | Tier 2 - Elevated | Distribution Circuit | 3 | 3 | 2019-03-03 | 330406 | Sus | N | Vegetation¦Treefellintoline¦Cutoutfuseholder¦FailedFaulted
19-0036207 | Unknown Cause | Patrol - found nothing |  |  | 2019 | Tier 3 - Extreme | Distribution Circuit | 3 | 22 | 2019-03-22 | 345524 | Sus | N | UnknownCause¦Patrolfoundnothing¦¦
19-0039124 | 3rd Party | Vehicle | Pole-Wood | Broken, wire on ground | 2019 | Tier 2 - Elevated | Distribution Circuit | 4 | 2 | 2019-04-02 | 352421 | Sus | N | 3rdParty¦Vehicle¦PoleWood¦Brokenwireonground
19-0041071 | Vegetation | Tree - fell into line | Conductor, Overhead | Broken, wire on ground | 2019 | Tier 2 - Elevated | Distribution Circuit | 4 | 9 | 2019-04-09 | 356929 | Sus | N | Vegetation¦Treefellintoline¦ConductorOverhead¦Brokenwireonground
19-0044231 | Equipment Failure/Involved | Overhead | Crossarm, Wood | Broken | 2019 | Tier 2 - Elevated | Distribution Circuit | 4 | 19 | 2019-04-19 | 363551 | Sus | N | EquipmentFailureInvolved¦Overhead¦CrossarmWood¦Broken
19-0046471 | Equipment Failure/Involved | Overhead | Transformer (OH) | Failed/Faulted | 2019 | Tier 2 - Elevated | Distribution Circuit | 4 | 24 | 2019-04-24 | 368710 | Sus | N | EquipmentFailureInvolved¦Overhead¦Transformer(OH)¦FailedFaulted
19-0049614 | Unknown Cause | Patrol - found nothing |  |  | 2019 | Tier 2 - Elevated | Distribution Circuit | 5 | 7 | 2019-05-07 | 375235 | Sus | Y | UnknownCause¦Patrolfoundnothing¦¦
19-0051877 | Equipment Failure/Involved | Overhead | Crossarm, Wood | Deteriorated | 2019 | Tier 2 - Elevated | Distribution Circuit | 5 | 14 | 2019-05-14 | 380441 | Sus | Y | EquipmentFailureInvolved¦Overhead¦CrossarmWood¦Deteriorated
19-0052515 | Unknown Cause | Patrol - found nothing |  |  | 2019 | Tier 3 - Extreme | Distribution Circuit | 5 | 16 | 2019-05-16 | 381728 | Sus | Y | UnknownCause¦Patrolfoundnothing¦¦
19-0055245 | Vegetation | Tree - branch fell on line | Crossarm, Wood | Broken | 2019 | Tier 3 - Extreme | Distribution Circuit | 5 | 22 | 2019-05-22 | 387620 | Sus | Y | Vegetation¦Treebranchfellonline¦CrossarmWood¦Broken
19-0070036 | Unknown Cause | Patrol - found nothing |  |  | 2019 | Tier 2 - Elevated | Distribution Circuit | 6 | 20 | 2019-06-20 | 422160 | Sus | Y | UnknownCause¦Patrolfoundnothing¦¦
19-0082315 | Equipment Failure/Involved | Electrical Overload | Transformer | Failed/Faulted | 2019 | Tier 2 - Elevated | Transformer only | 7 | 29 | 2019-07-29 | 474800 | Sus | Y | EquipmentFailureInvolved¦ElectricalOverload¦Transformer¦FailedFaulted
19-0085702 | Vegetation | Tree - fell into line | Transformer | Broken, wire on ground | 2019 | Tier 2 - Elevated | Transformer only | 8 | 8 | 2019-08-08 | 492853 | Sus | Y | Vegetation¦Treefellintoline¦Transformer¦Brokenwireonground
19-0086489 | Environmental/External | Lightning | Conductor, Overhead | Normal | 2019 | Tier 2 - Elevated | Distribution Circuit | 8 | 10 | 2019-08-10 | 499953 | Sus | Y | EnvironmentalExternal¦Lightning¦ConductorOverhead¦Normal
19-0087092 | Equipment Failure/Involved | Overhead | Pole-Wood | Broken | 2019 | Tier 2 - Elevated | Distribution Circuit | 8 | 12 | 2019-08-12 | 504763 | Sus | Y | EquipmentFailureInvolved¦Overhead¦PoleWood¦Broken
19-0091936 | 3rd Party | Vehicle | Pole-Wood | Broken | 2019 | Tier 3 - Extreme | Distribution Circuit | 8 | 25 | 2019-08-25 | 538402 | Sus | Y | 3rdParty¦Vehicle¦PoleWood¦Broken
19-0093036 | Equipment Failure/Involved | Overhead | Transformer (OH) | Failed/Faulted | 2019 | Tier 2 - Elevated | Transformer only | 8 | 28 | 2019-08-28 | 544573 | Sus | Y | EquipmentFailureInvolved¦Overhead¦Transformer(OH)¦FailedFaulted
19-0102738 | Equipment Failure/Involved | Underground | Connector or Splice (UG) | Failed/Faulted | 2019 | Tier 2 - Elevated | Distribution Circuit | 9 | 23 | 2019-09-23 | 607948 | Sus | Y | EquipmentFailureInvolved¦Underground¦ConnectororSplice(UG)¦FailedFaulted
19-0106921 | Unknown Cause | Patrol - found nothing |  |  | 2019 | Tier 2 - Elevated | Distribution Circuit | 10 | 3 | 2019-10-03 | 639082 | Sus | Y | UnknownCause¦Patrolfoundnothing¦¦
19-0109203 | Wildfire Mitigation | Public Safety Power Shut-off | Conductor, Overhead | Normal | 2019 | Tier 3 - Extreme | Distribution Circuit | 10 | 9 | 2019-10-09 | 649253 | Sus | Y | WildfireMitigation¦PublicSafetyPowerShutoff¦ConductorOverhead¦Normal
19-0115884 | Wildfire Mitigation | Public Safety Power Shut-off | Recloser | Normal | 2019 | Tier 3 - Extreme | Distribution Circuit | 10 | 26 | 2019-10-26 | 683854 | Sus | Y | WildfireMitigation¦PublicSafetyPowerShutoff¦Recloser¦Normal
19-0118147 | Wildfire Mitigation | Public Safety Power Shut-off | Conductor, Overhead | Broken, wire on ground | 2019 | Tier 3 - Extreme | Distribution Circuit | 10 | 26 | 2019-10-26 | 692571 | Sus | Y | WildfireMitigation¦PublicSafetyPowerShutoff¦ConductorOverhead¦Brokenwireonground
19-0120551 | Vegetation | Tree - branch fell on line | Conductor, Overhead | Normal | 2019 | Tier 3 - Extreme | Distribution Circuit | 11 | 3 | 2019-11-03 | 698689 | Sus | Y | Vegetation¦Treebranchfellonline¦ConductorOverhead¦Normal
19-0123940 | Animal | Bird found | Pothead(Riser Termination) | Burned/flashed | 2019 | Tier 2 - Elevated | Distribution Circuit | 11 | 12 | 2019-11-12 | 705035 | Sus | Y | Animal¦Birdfound¦Pothead(RiserTermination)¦Burnedflashed
19-0125412 | Unknown Cause | Patrol - found nothing |  |  | 2019 | Tier 2 - Elevated | Distribution Circuit | 11 | 16 | 2019-11-16 | 708214 | Sus | Y | UnknownCause¦Patrolfoundnothing¦¦
19-0129975 | Unknown Cause | Patrol - found nothing |  |  | 2019 | Tier 2 - Elevated | Distribution Circuit | 11 | 26 | 2019-11-26 | 718563 | Sus | Y | UnknownCause¦Patrolfoundnothing¦¦
19-0130097 | Equipment Failure/Involved | Overhead | Anchor or Guy | Broken | 2019 | Tier 3 - Extreme | Distribution Circuit | 11 | 27 | 2019-11-27 | 720883 | Sus | Y | EquipmentFailureInvolved¦Overhead¦AnchororGuy¦Broken
19-0130555 | Vegetation | Tree - fell into line | Conductor, Overhead | Broken, wire on ground | 2019 | Tier 2 - Elevated | Distribution Circuit | 11 | 26 | 2019-11-26 | 716154 | Sus | Y | Vegetation¦Treefellintoline¦ConductorOverhead¦Brokenwireonground
19-0130663 | Equipment Failure/Involved | Overhead | Conductor, Overhead | Normal | 2019 | Tier 2 - Elevated | Distribution Circuit | 11 | 27 | 2019-11-27 | 722243 | Sus | Y | EquipmentFailureInvolved¦Overhead¦ConductorOverhead¦Normal
19-0132704 | Vegetation | Tree - fell into line | Conductor, Overhead | Broken, wire on ground | 2019 | Tier 3 - Extreme | Distribution Circuit | 12 | 1 | 2019-12-01 | 726179 | Sus | N | Vegetation¦Treefellintoline¦ConductorOverhead¦Brokenwireonground
19-0134691 | Equipment Failure/Involved | Overhead | Stepdown | Normal | 2019 | Tier 2 - Elevated | Distribution Circuit | 12 | 7 | 2019-12-07 | 732150 | Sus | N | EquipmentFailureInvolved¦Overhead¦Stepdown¦Normal
19-0136062 | Unknown Cause | Patrol - found nothing |  |  | 2019 | Tier 3 - Extreme | Distribution Circuit | 12 | 12 | 2019-12-12 | 737054 | Sus | N | UnknownCause¦Patrolfoundnothing¦¦
19-0136616 | Vegetation | Tree - fell into line | Pole-Wood | Broken, wire on ground | 2019 | Tier 2 - Elevated | Distribution Circuit | 12 | 14 | 2019-12-14 | 739930 | Sus | N | Vegetation¦Treefellintoline¦PoleWood¦Brokenwireonground
19-0137571 | Vegetation | Tree - fell into line | Conductor, Overhead | Broken, wire on ground | 2019 | Tier 2 - Elevated | Distribution Circuit | 12 | 22 | 2019-12-22 | 748393 | Sus | N | Vegetation¦Treefellintoline¦ConductorOverhead¦Brokenwireonground
19-0137963 | Unknown Cause | Patrol - found nothing |  |  | 2019 | Tier 2 - Elevated | Distribution Circuit | 12 | 26 | 2019-12-26 | 750711 | Sus | N | UnknownCause¦Patrolfoundnothing¦¦
19-0138126 | Vegetation | Tree - fell into line | Conductor, Overhead | Normal | 2019 | Tier 3 - Extreme | Distribution Circuit | 12 | 29 | 2019-12-29 | 751881 | Sus | N | Vegetation¦Treefellintoline¦ConductorOverhead¦Normal
19-0138141 | Unknown Cause | Patrol - found nothing |  |  | 2019 | Tier 3 - Extreme | Distribution Circuit | 12 | 29 | 2019-12-29 | 751934 | Sus | N | UnknownCause¦Patrolfoundnothing¦¦
20-0010326 | Vegetation | Tree - fell into line | Conductor, Overhead | Broken, wire on ground | 2020 | Tier 2 - Elevated | Distribution Circuit | 1 | 16 | 2020-01-16 | 763648 | Sus | N | Vegetation¦Treefellintoline¦ConductorOverhead¦Brokenwireonground
20-0020110 | Equipment Failure/Involved | Overhead | Crossarm, Wood | Broken | 2020 | Tier 2 - Elevated | Distribution Circuit | 2 | 9 | 2020-02-09 | 783912 | Sus | N | EquipmentFailureInvolved¦Overhead¦CrossarmWood¦Broken
20-0026573 | Unknown Cause | Patrol - not conducted |  |  | 2020 | Tier 2 - Elevated | Distribution Circuit | 2 | 27 | 2020-02-27 | 815443 | Sus | N | UnknownCause¦Patrolnotconducted¦¦
20-0033522 | Vegetation | Tree - fell into line | Conductor, Overhead | Normal | 2020 | Tier 3 - Extreme | Distribution Circuit | 3 | 16 | 2020-03-16 | 855726 | Sus | N | Vegetation¦Treefellintoline¦ConductorOverhead¦Normal
20-0033540 | Vegetation | Tree - branch fell on line | Conductor, Overhead | Normal | 2020 | Tier 2 - Elevated | Distribution Circuit | 3 | 17 | 2020-03-17 | 856847 | Sus | N | Vegetation¦Treebranchfellonline¦ConductorOverhead¦Normal
20-0033707 | Equipment Failure/Involved | Overhead | Pole-Wood | Broken | 2020 | Tier 3 - Extreme | Distribution Circuit | 3 | 18 | 2020-03-18 | 858119 | Sus | N | EquipmentFailureInvolved¦Overhead¦PoleWood¦Broken
20-0034821 | Vegetation | Tree - fell into line | Conductor, Overhead | Broken, wire on ground | 2020 | Tier 3 - Extreme | Distribution Circuit | 3 | 15 | 2020-03-15 | 860002 | Sus | N | Vegetation¦Treefellintoline¦ConductorOverhead¦Brokenwireonground
20-0036019 | Vegetation | Tree - fell into line | Conductor, Overhead | Normal | 2020 | Tier 3 - Extreme | Distribution Circuit | 3 | 25 | 2020-03-25 | 864836 | Sus | N | Vegetation¦Treefellintoline¦ConductorOverhead¦Normal
20-0037917 | Animal | Squirrel | Conductor, Overhead | Normal | 2020 | Tier 2 - Elevated | Distribution Circuit | 4 | 2 | 2020-04-02 | 878204 | Sus | N | Animal¦Squirrel¦ConductorOverhead¦Normal
20-0038870 | Animal | Bird found | Conductor, Overhead | Normal | 2020 | Tier 2 - Elevated | Distribution Circuit | 4 | 6 | 2020-04-06 | 884953 | Sus | N | Animal¦Birdfound¦ConductorOverhead¦Normal
20-0040430 | Company Initiated | Return Circuit Normal | Conductor, Overhead | Normal | 2020 | Tier 2 - Elevated | Distribution Circuit | 4 | 10 | 2020-04-10 | 893554 | Sus | N | CompanyInitiated¦ReturnCircuitNormal¦ConductorOverhead¦Normal
20-0042572 | 3rd Party | Tree - cutting, 3rd party | Conductor, Overhead | Normal | 2020 | Tier 2 - Elevated | Distribution Circuit | 4 | 18 | 2020-04-18 | 897552 | Sus | N | 3rdParty¦Treecutting3rdparty¦ConductorOverhead¦Normal
20-0045601 | Animal | Other | Pole-Wood | Broken | 2020 | Tier 2 - Elevated | Distribution Circuit | 4 | 29 | 2020-04-29 | 903771 | Sus | N | Animal¦Other¦PoleWood¦Broken
20-0046075 | Equipment Failure/Involved | Overhead | Lightning Arrestor | Failed/Faulted | 2020 | Tier 2 - Elevated | Distribution Circuit | 4 | 30 | 2020-04-30 | 904638 | Sus | N | EquipmentFailureInvolved¦Overhead¦LightningArrestor¦FailedFaulted
20-0048344 | 3rd Party | Vehicle | Pole-Wood | Broken | 2020 | Tier 3 - Extreme | Distribution Circuit | 5 | 8 | 2020-05-08 | 909313 | Sus | Y | 3rdParty¦Vehicle¦PoleWood¦Broken
20-0048744 | Equipment Failure/Involved | Overhead | Transformer | Failed/Faulted | 2020 | Tier 3 - Extreme | Transformer only | 5 | 9 | 2020-05-09 | 910030 | Sus | Y | EquipmentFailureInvolved¦Overhead¦Transformer¦FailedFaulted
20-0057006 | Animal | Other | Conductor, Underground | Broken | 2020 | Tier 3 - Extreme | Distribution Circuit | 6 | 3 | 2020-06-03 | 929112 | Sus | Y | Animal¦Other¦ConductorUnderground¦Broken
20-0066183 | Equipment Failure/Involved | Overhead | Transformer (OH) | Leaking | 2020 | Tier 2 - Elevated | Transformer only | 6 | 29 | 2020-06-29 | 953723 | Sus | Y | EquipmentFailureInvolved¦Overhead¦Transformer(OH)¦Leaking
20-0066413 | Animal | Bird found | Conductor, Overhead | Normal | 2020 | Tier 2 - Elevated | Distribution Circuit | 6 | 30 | 2020-06-30 | 954151 | Sus | Y | Animal¦Birdfound¦ConductorOverhead¦Normal
20-0068464 | Equipment Failure/Involved | Overhead | Transformer | Failed/Faulted | 2020 | Tier 3 - Extreme | Transformer only | 7 | 5 | 2020-07-05 | 958073 | Sus | Y | EquipmentFailureInvolved¦Overhead¦Transformer¦FailedFaulted
20-0070959 | Equipment Failure/Involved | Overhead | Transformer | Failed/Faulted | 2020 | Tier 2 - Elevated | Transformer only | 7 | 12 | 2020-07-12 | 962771 | Sus | Y | EquipmentFailureInvolved¦Overhead¦Transformer¦FailedFaulted
20-0075606 | 3rd Party | Other | Cutout, fuse holder | Normal | 2020 | Tier 2 - Elevated | Distribution Circuit | 7 | 24 | 2020-07-24 | 971133 | Sus | Y | 3rdParty¦Other¦Cutoutfuseholder¦Normal
20-0084900 | Vegetation | Tree - branch fell on line | Conductor, Overhead | Normal | 2020 | Tier 2 - Elevated | Distribution Circuit | 8 | 16 | 2020-08-16 | 1011447 | Sus | Y | Vegetation¦Treebranchfellonline¦ConductorOverhead¦Normal
20-0085389 | Vegetation | Tree - fell into line | Conductor, Overhead | Broken, wire on ground | 2020 | Tier 3 - Extreme | Distribution Circuit | 8 | 16 | 2020-08-16 | 1014395 | Sus | Y | Vegetation¦Treefellintoline¦ConductorOverhead¦Brokenwireonground
20-0085630 | Vegetation | Tree - fell into line | Conductor, Overhead | Broken, wire on ground | 2020 | Tier 3 - Extreme | Distribution Circuit | 8 | 16 | 2020-08-16 | 1009933 | Sus | Y | Vegetation¦Treefellintoline¦ConductorOverhead¦Brokenwireonground
20-0090334 | Environmental/External | Fire, Forest/Grass | Pole-Wood | Burned/flashed | 2020 | Tier 3 - Extreme | Distribution Circuit | 8 | 19 | 2020-08-19 | 1033075 | Sus | Y | EnvironmentalExternal¦FireForestGrass¦PoleWood¦Burnedflashed
20-0091332 | Environmental/External | Fire, Forest/Grass | Other | Burned/flashed | 2020 | Tier 2 - Elevated | Distribution Circuit | 8 | 18 | 2020-08-18 | 1040798 | Sus | Y | EnvironmentalExternal¦FireForestGrass¦Other¦Burnedflashed
20-0105820 | Equipment Failure/Involved | Overhead | Other | Broken | 2020 | Tier 2 - Elevated | Distribution Circuit | 10 | 6 | 2020-10-06 | 1112236 | Sus | Y | EquipmentFailureInvolved¦Overhead¦Other¦Broken
20-0108942 | Wildfire Mitigation | Public Safety Power Shut-off | Conductor, Overhead | Normal | 2020 | Tier 2 - Elevated | Distribution Circuit | 10 | 14 | 2020-10-14 | 1118224 | Sus | Y | WildfireMitigation¦PublicSafetyPowerShutoff¦ConductorOverhead¦Normal
20-0109897 | Vegetation | Tree - branch fell on line | Anchor or Guy | Broken | 2020 | Tier 3 - Extreme | Transformer only | 10 | 16 | 2020-10-16 | 1119682 | Sus | Y | Vegetation¦Treebranchfellonline¦AnchororGuy¦Broken
20-0118464 | Unknown Cause | Patrol - found nothing |  |  | 2020 | Tier 3 - Extreme | Distribution Circuit | 11 | 8 | 2020-11-08 | 1139285 | Sus | Y | UnknownCause¦Patrolfoundnothing¦¦
20-0126625 | Animal | Other | Recloser | Malfunctioning | 2020 | Tier 2 - Elevated | Distribution Circuit | 12 | 2 | 2020-12-02 | 1157670 | Sus | N | Animal¦Other¦Recloser¦Malfunctioning
20-0130525 | Equipment Failure/Involved | Overhead | Pole-Wood | Broken | 2020 | Tier 2 - Elevated | Distribution Circuit | 12 | 15 | 2020-12-15 | 1187348 | Sus | N | EquipmentFailureInvolved¦Overhead¦PoleWood¦Broken
20-0130755 | Company Initiated | Improper Construction | Pole-Wood | Normal | 2020 | Tier 2 - Elevated | Transformer only | 12 | 16 | 2020-12-16 | 1191207 | Sus | N | CompanyInitiated¦ImproperConstruction¦PoleWood¦Normal
21-0004370 | Equipment Failure/Involved | Overhead | Fuse | Failed/Faulted | 2021 | Tier 2 - Elevated | Distribution Circuit | 1 | 2 | 2021-01-02 | 1202557 | Sus | N | EquipmentFailureInvolved¦Overhead¦Fuse¦FailedFaulted
21-0006439 | Vegetation | Tree - fell into line | Secondary | Together | 2021 | Tier 3 - Extreme | Distribution Circuit | 1 | 8 | 2021-01-08 | 1206569 | Sus | N | Vegetation¦Treefellintoline¦Secondary¦Together
21-0012871 | Equipment Failure/Involved | Overhead | Transformer (OH) | Broken | 2021 | Tier 3 - Extreme | Distribution Circuit | 1 | 22 | 2021-01-22 | 1221352 | Sus | N | EquipmentFailureInvolved¦Overhead¦Transformer(OH)¦Broken
21-0013608 | Vegetation | Tree - branch fell on line | Conductor, Overhead | Normal | 2021 | Tier 2 - Elevated | Distribution Circuit | 1 | 25 | 2021-01-25 | 1223438 | Sus | N | Vegetation¦Treebranchfellonline¦ConductorOverhead¦Normal
21-0015090 | Equipment Failure/Involved | Overhead | Pole-Wood | Broken | 2021 | Tier 3 - Extreme | Distribution Circuit | 1 | 26 | 2021-01-26 | 1228628 | Sus | N | EquipmentFailureInvolved¦Overhead¦PoleWood¦Broken
21-0017026 | Vegetation | Tree - fell into line | Conductor, Overhead | Arcing | 2021 | Tier 3 - Extreme | Distribution Circuit | 1 | 27 | 2021-01-27 | 1238135 | Sus | N | Vegetation¦Treefellintoline¦ConductorOverhead¦Arcing
21-0017338 | Unknown Cause | Patrol - found nothing |  |  | 2021 | Tier 2 - Elevated | Distribution Circuit | 1 | 27 | 2021-01-27 | 1235331 | Sus | N | UnknownCause¦Patrolfoundnothing¦¦
21-0018406 | Equipment Failure/Involved | Overhead | Pole-Wood | Broken | 2021 | Tier 3 - Extreme | Distribution Circuit | 1 | 29 | 2021-01-29 | 1241861 | Sus | N | EquipmentFailureInvolved¦Overhead¦PoleWood¦Broken
21-0019356 | Unknown Cause | Patrol - found nothing |  |  | 2021 | Tier 3 - Extreme | Distribution Circuit | 1 | 27 | 2021-01-27 | 1243398 | Sus | N | UnknownCause¦Patrolfoundnothing¦¦
21-0024738 | Equipment Failure/Involved | Overhead | Jumper | Burned Open | 2021 | Tier 3 - Extreme | Transformer only | 2 | 11 | 2021-02-11 | 1253252 | Sus | N | EquipmentFailureInvolved¦Overhead¦Jumper¦BurnedOpen
21-0036741 | Unknown Cause | Patrol - not conducted |  |  | 2021 | Tier 2 - Elevated | Distribution Circuit | 3 | 15 | 2021-03-15 | 1283671 | Sus | N | UnknownCause¦Patrolnotconducted¦¦
21-0037513 | Equipment Failure/Involved | Overhead | Insulator | Broken | 2021 | Tier 3 - Extreme | Distribution Circuit | 3 | 17 | 2021-03-17 | 1286157 | Sus | N | EquipmentFailureInvolved¦Overhead¦Insulator¦Broken
21-0037526 | Animal | Squirrel | Cutout, fuse holder | Normal | 2021 | Tier 3 - Extreme | Distribution Circuit | 3 | 17 | 2021-03-17 | 1286033 | Sus | N | Animal¦Squirrel¦Cutoutfuseholder¦Normal
21-0039561 | Unknown Cause | Patrol - found nothing |  |  | 2021 | Tier 3 - Extreme | Distribution Circuit | 3 | 22 | 2021-03-22 | 1292444 | Sus | N | UnknownCause¦Patrolfoundnothing¦¦
21-0039889 | Vegetation | Tree - branch fell on line | Fuse | Normal | 2021 | Tier 2 - Elevated | Distribution Circuit | 3 | 23 | 2021-03-23 | 1294037 | Sus | N | Vegetation¦Treebranchfellonline¦Fuse¦Normal
21-0049669 | 3rd Party | Vehicle |  | Burned Open | 2021 | Tier 3 - Extreme | Transformer only | 4 | 16 | 2021-04-16 | 1319863 | Sus | N | 3rdParty¦Vehicle¦¦BurnedOpen
21-0050456 | 3rd Party | Tree - cutting, 3rd party | Pole-Wood | Broken, wire on ground | 2021 | Tier 2 - Elevated | Distribution Circuit | 4 | 19 | 2021-04-19 | 1323695 | Sus | N | 3rdParty¦Treecutting3rdparty¦PoleWood¦Brokenwireonground
21-0052769 | Vegetation | Tree - fell into line | Conductor, Overhead | Broken, wire on ground | 2021 | Tier 2 - Elevated | Distribution Circuit | 4 | 24 | 2021-04-24 | 1332320 | Sus | N | Vegetation¦Treefellintoline¦ConductorOverhead¦Brokenwireonground
21-0059787 | Vegetation | Tree - branch fell on line | Conductor, Overhead | Together | 2021 | Tier 3 - Extreme | Distribution Circuit | 5 | 11 | 2021-05-11 | 1346029 | Sus | Y | Vegetation¦Treebranchfellonline¦ConductorOverhead¦Together
21-0063603 | Vegetation | Tree - branch fell on line | Conductor, Overhead | Broken, wire on ground | 2021 | Tier 3 - Extreme | Distribution Circuit | 5 | 19 | 2021-05-19 | 1354069 | Sus | Y | Vegetation¦Treebranchfellonline¦ConductorOverhead¦Brokenwireonground
21-0097842 | Equipment Failure/Involved | Overhead | Transformer (OH) | Failed/Faulted | 2021 | Tier 2 - Elevated | Transformer only | 7 | 30 | 2021-07-30 | 1424355 | Sus | Y | EquipmentFailureInvolved¦Overhead¦Transformer(OH)¦FailedFaulted
21-0107908 | Equipment Failure/Involved | Overhead | Transformer (OH) | Broken | 2021 | Tier 3 - Extreme | Distribution Circuit | 8 | 22 | 2021-08-22 | 1450033 | Sus | Y | EquipmentFailureInvolved¦Overhead¦Transformer(OH)¦Broken
21-0116625 | Equipment Failure/Involved | Overhead | Pole-Wood | Deteriorated | 2021 | Tier 2 - Elevated | Transformer only | 9 | 13 | 2021-09-13 | 1470389 | Sus | Y | EquipmentFailureInvolved¦Overhead¦PoleWood¦Deteriorated
21-0123847 | Vegetation | Tree - fell into line | Conductor, Overhead | Normal | 2021 | Tier 2 - Elevated | Distribution Circuit | 9 | 29 | 2021-09-29 | 1483384 | Sus | Y | Vegetation¦Treefellintoline¦ConductorOverhead¦Normal
21-0125356 | Unknown Cause | Patrol - found nothing |  |  | 2021 | Tier 2 - Elevated | Distribution Circuit | 10 | 4 | 2021-10-04 | 1486152 | Sus | Y | UnknownCause¦Patrolfoundnothing¦¦
21-0125439 | Animal | Squirrel | Fuse | Burned Open | 2021 | Tier 2 - Elevated | Distribution Circuit | 10 | 4 | 2021-10-04 | 1486220 | Sus | Y | Animal¦Squirrel¦Fuse¦BurnedOpen
21-0129518 | Unknown Cause | Patrol - found nothing |  |  | 2021 | Tier 3 - Extreme | Distribution Circuit | 10 | 12 | 2021-10-12 | 1495398 | Sus | Y | UnknownCause¦Patrolfoundnothing¦¦
21-0133305 | Vegetation | Tree - fell into line | Conductor, Overhead | Broken, wire on ground | 2021 | Tier 2 - Elevated | Distribution Circuit | 10 | 19 | 2021-10-19 | 1502189 | Sus | Y | Vegetation¦Treefellintoline¦ConductorOverhead¦Brokenwireonground
21-0135624 | Vegetation | Tree - fell into line | Conductor, Overhead | Broken, wire on ground | 2021 | Tier 3 - Extreme | Distribution Circuit | 10 | 24 | 2021-10-24 | 1507443 | Sus | Y | Vegetation¦Treefellintoline¦ConductorOverhead¦Brokenwireonground
21-0136573 | Vegetation | Tree - fell into line | Conductor, Overhead | Broken, wire on ground | 2021 | Tier 2 - Elevated | Distribution Circuit | 10 | 24 | 2021-10-24 | 1514817 | Sus | Y | Vegetation¦Treefellintoline¦ConductorOverhead¦Brokenwireonground
21-0137090 | Animal | Bird found | Conductor, Overhead | Normal | 2021 | Tier 2 - Elevated | Distribution Circuit | 10 | 25 | 2021-10-25 | 1518125 | Sus | Y | Animal¦Birdfound¦ConductorOverhead¦Normal
21-0137626 | Vegetation | Tree - branch fell on line | Conductor, Overhead | Normal | 2021 | Tier 2 - Elevated | Distribution Circuit | 10 | 24 | 2021-10-24 | 1508970 | Sus | Y | Vegetation¦Treebranchfellonline¦ConductorOverhead¦Normal
21-0137838 | Vegetation | Tree - fell into line | Conductor, Overhead | Broken, wire on ground | 2021 | Tier 2 - Elevated | Distribution Circuit | 10 | 24 | 2021-10-24 | 1520709 | Sus | Y | Vegetation¦Treefellintoline¦ConductorOverhead¦Brokenwireonground
21-0138392 | Equipment Failure/Involved | Overhead | Secondary | Broken | 2021 | Tier 2 - Elevated | Transformer only | 10 | 26 | 2021-10-26 | 1510723 | Sus | Y | EquipmentFailureInvolved¦Overhead¦Secondary¦Broken
21-0147716 | Equipment Failure/Involved | Overhead | Connector or Splice (OH) | Broken, wire on ground | 2021 | Tier 2 - Elevated | Distribution Circuit | 11 | 18 | 2021-11-18 | 1548755 | Sus | Y | EquipmentFailureInvolved¦Overhead¦ConnectororSplice(OH)¦Brokenwireonground
21-0154383 | Animal | Other | Transformer (OH) | Normal | 2021 | Tier 3 - Extreme | Transformer only | 12 | 2 | 2021-12-02 | 1558230 | Sus | N | Animal¦Other¦Transformer(OH)¦Normal
21-0157433 | Vegetation | Tree - fell into line | Conductor, Overhead | Broken, wire on ground | 2021 | Tier 3 - Extreme | Distribution Circuit | 12 | 13 | 2021-12-13 | 1567626 | Sus | N | Vegetation¦Treefellintoline¦ConductorOverhead¦Brokenwireonground
21-0157555 | Vegetation | Tree - fell into line | Conductor, Overhead | Broken, wire on ground | 2021 | Tier 3 - Extreme | Distribution Circuit | 12 | 13 | 2021-12-13 | 1568369 | Sus | N | Vegetation¦Treefellintoline¦ConductorOverhead¦Brokenwireonground
21-0158194 | Equipment Failure/Involved | Overhead | Transformer | Broken, wire on ground | 2021 | Tier 2 - Elevated | Transformer only | 12 | 14 | 2021-12-14 | 1569706 | Sus | N | EquipmentFailureInvolved¦Overhead¦Transformer¦Brokenwireonground
21-0158877 | Unknown Cause | Patrol - found nothing |  |  | 2021 | Tier 3 - Extreme | Distribution Circuit | 12 | 16 | 2021-12-16 | 1574717 | Sus | N | UnknownCause¦Patrolfoundnothing¦¦
21-0159824 | Unknown Cause | Patrol - found nothing |  |  | 2021 | Tier 2 - Elevated | Distribution Circuit | 12 | 20 | 2021-12-20 | 1577739 | Sus | N | UnknownCause¦Patrolfoundnothing¦¦
21-0161234 | Equipment Failure/Involved | Overhead | Fuse | Broken | 2021 | Tier 2 - Elevated | Transformer only | 12 | 27 | 2021-12-27 | 1586119 | Sus | N | EquipmentFailureInvolved¦Overhead¦Fuse¦Broken
21-0161344 | Unknown Cause | Patrol - not conducted |  |  | 2021 | Tier 2 - Elevated | Transmission line | 12 | 28 | 2021-12-28 | 1586947 | Sus | N | UnknownCause¦Patrolnotconducted¦¦
21-0161452 | Unknown Cause | Patrol - found nothing |  |  | 2021 | Tier 2 - Elevated | Distribution Circuit | 12 | 27 | 2021-12-27 | 1587556 | Sus | N | UnknownCause¦Patrolfoundnothing¦¦
21-0161962 | Vegetation | Tree - fell into line | Pole-Wood | Broken, wire on ground | 2021 | Tier 3 - Extreme | Distribution Circuit | 12 | 27 | 2021-12-27 | 1585009 | Sus | N | Vegetation¦Treefellintoline¦PoleWood¦Brokenwireonground
22-0021219 | Vegetation | Tree - fell into line | Conductor, Overhead | Normal | 2022 | Tier 2 - Elevated | Distribution Circuit | 2 | 11 | 2022-02-11 | 1625442 | Sus | N | Vegetation¦Treefellintoline¦ConductorOverhead¦Normal
22-0026063 | 3rd Party | Vehicle | Pole-Wood | Broken | 2022 | Tier 2 - Elevated | Distribution Circuit | 2 | 24 | 2022-02-24 | 1635196 | Sus | N | 3rdParty¦Vehicle¦PoleWood¦Broken
22-0028721 | Unknown Cause | Patrol - found nothing |  |  | 2022 | Tier 3 - Extreme | Transformer only | 3 | 2 | 2022-03-02 | 1640511 | Sus | N | UnknownCause¦Patrolfoundnothing¦¦
22-0029617 | Unknown Cause | Patrol - found nothing |  |  | 2022 | Tier 2 - Elevated | Distribution Circuit | 3 | 4 | 2022-03-04 | 1641839 | Sus | N | UnknownCause¦Patrolfoundnothing¦¦
22-0031789 | Equipment Failure/Involved | Overhead | Cutout, fuse holder | Broken | 2022 | Tier 2 - Elevated | Distribution Circuit | 3 | 9 | 2022-03-09 | 1645493 | Sus | N | EquipmentFailureInvolved¦Overhead¦Cutoutfuseholder¦Broken
22-0040701 | Equipment Failure/Involved | Overhead | Crossarm, Wood | Broken | 2022 | Tier 3 - Extreme | Distribution Circuit | 3 | 30 | 2022-03-30 | 1659730 | Sus | N | EquipmentFailureInvolved¦Overhead¦CrossarmWood¦Broken
22-0050652 | Unknown Cause | Patrol - not conducted |  |  | 2022 | Tier 2 - Elevated | Transmission line | 4 | 16 | 2022-04-16 | 1674766 | Sus | N | UnknownCause¦Patrolnotconducted¦¦
22-0054574 | Unknown Cause | Patrol - found nothing |  |  | 2022 | Tier 2 - Elevated | Distribution Circuit | 4 | 26 | 2022-04-26 | 1681723 | Sus | N | UnknownCause¦Patrolfoundnothing¦¦
22-0057482 | Equipment Failure/Involved | Overhead | Fuse | Broken | 2022 | Tier 2 - Elevated | Transformer only | 5 | 3 | 2022-05-03 | 1687501 | Sus | Y | EquipmentFailureInvolved¦Overhead¦Fuse¦Broken
22-0058987 | Equipment Failure/Involved | Overhead | Insulator | Broken | 2022 | Tier 3 - Extreme | Distribution Circuit | 5 | 6 | 2022-05-06 | 1690005 | Sus | Y | EquipmentFailureInvolved¦Overhead¦Insulator¦Broken
22-0062552 | Equipment Failure/Involved | Overhead | Insulator | Broken | 2022 | Tier 2 - Elevated | Distribution Circuit | 5 | 16 | 2022-05-16 | 1697668 | Sus | Y | EquipmentFailureInvolved¦Overhead¦Insulator¦Broken
22-0064276 | Vegetation | Tree - branch fell on line | Conductor, Overhead | Normal | 2022 | Tier 3 - Extreme | Distribution Circuit | 5 | 20 | 2022-05-20 | 1705236 | Sus | Y | Vegetation¦Treebranchfellonline¦ConductorOverhead¦Normal
22-0070287 | Unknown Cause | Patrol - found nothing |  |  | 2022 | Tier 2 - Elevated | Transformer only | 6 | 5 | 2022-06-05 | 1719419 | Sus | Y | UnknownCause¦Patrolfoundnothing¦¦
22-0076308 | Equipment Failure/Involved | Underground | Conductor, Underground | Deteriorated | 2022 | Tier 2 - Elevated | Distribution Circuit | 6 | 20 | 2022-06-20 | 1736108 | Sus | Y | EquipmentFailureInvolved¦Underground¦ConductorUnderground¦Deteriorated
22-0077274 | Unknown Cause | Patrol - found nothing |  |  | 2022 | Tier 3 - Extreme | Distribution Circuit | 6 | 22 | 2022-06-22 | 1738952 | Sus | Y | UnknownCause¦Patrolfoundnothing¦¦
22-0077965 | Environmental/External | Lightning | Transformer (OH) | Failed/Faulted | 2022 | Tier 2 - Elevated | Distribution Circuit | 6 | 23 | 2022-06-23 | 1740582 | Sus | Y | EnvironmentalExternal¦Lightning¦Transformer(OH)¦FailedFaulted
22-0078422 | Equipment Failure/Involved | Overhead | Transformer (OH) | Failed/Faulted | 2022 | Tier 2 - Elevated | Transformer only | 6 | 24 | 2022-06-24 | 1741637 | Sus | Y | EquipmentFailureInvolved¦Overhead¦Transformer(OH)¦FailedFaulted
22-0086309 | Unknown Cause | Patrol - found nothing |  |  | 2022 | Tier 2 - Elevated | Distribution Circuit | 7 | 17 | 2022-07-17 | 1758656 | Sus | Y | UnknownCause¦Patrolfoundnothing¦¦
22-0087867 | Vegetation | Tree - fell into line | Conductor, Overhead | Broken, wire on ground | 2022 | Tier 2 - Elevated | Distribution Circuit | 7 | 20 | 2022-07-20 | 1761592 | Sus | Y | Vegetation¦Treefellintoline¦ConductorOverhead¦Brokenwireonground
22-0095222 | Equipment Failure/Involved | Overhead | Pole-Wood | Deteriorated | 2022 | Tier 3 - Extreme | Distribution Circuit | 8 | 9 | 2022-08-09 | 1776583 | Sus | Y | EquipmentFailureInvolved¦Overhead¦PoleWood¦Deteriorated
22-0095879 | Unknown Cause | Patrol - found nothing |  |  | 2022 | Tier 2 - Elevated | Distribution Circuit | 8 | 10 | 2022-08-10 | 1777840 | Sus | Y | UnknownCause¦Patrolfoundnothing¦¦
22-0111640 | Unknown Cause | Patrol - found nothing |  |  | 2022 | Tier 2 - Elevated | Distribution Circuit | 9 | 18 | 2022-09-18 | 1814415 | Sus | Y | UnknownCause¦Patrolfoundnothing¦¦
22-0111691 | Vegetation | Tree - branch fell on line | Conductor, Overhead | Normal | 2022 | Tier 3 - Extreme | Distribution Circuit | 9 | 18 | 2022-09-18 | 1814741 | Sus | Y | Vegetation¦Treebranchfellonline¦ConductorOverhead¦Normal
22-0112120 | Vegetation | Tree - fell into line | Pole-Wood | Broken, wire on ground | 2022 | Tier 2 - Elevated | Distribution Circuit | 9 | 19 | 2022-09-19 | 1816312 | Sus | Y | Vegetation¦Treefellintoline¦PoleWood¦Brokenwireonground
22-0112378 | Unknown Cause | Patrol - found nothing |  |  | 2022 | Tier 2 - Elevated | Distribution Circuit | 9 | 19 | 2022-09-19 | 1816848 | Sus | Y | UnknownCause¦Patrolfoundnothing¦¦
22-0119332 | Unknown Cause | Patrol - found nothing |  |  | 2022 | Tier 2 - Elevated | Distribution Circuit | 10 | 7 | 2022-10-07 | 1831663 | Sus | Y | UnknownCause¦Patrolfoundnothing¦¦
22-0120560 | 3rd Party | Tree - cutting, 3rd party | Conductor, Overhead | Normal | 2022 | Tier 2 - Elevated | Distribution Circuit | 10 | 12 | 2022-10-12 | 1835687 | Sus | Y | 3rdParty¦Treecutting3rdparty¦ConductorOverhead¦Normal
22-0121022 | Unknown Cause | Patrol - found nothing |  |  | 2022 | Tier 3 - Extreme | Distribution Circuit | 10 | 13 | 2022-10-13 | 1836153 | Sus | Y | UnknownCause¦Patrolfoundnothing¦¦
22-0129395 | Vegetation | Tree - fell into line | Conductor, Overhead | Together | 2022 | Tier 3 - Extreme | Distribution Circuit | 11 | 8 | 2022-11-08 | 1858474 | Sus | Y | Vegetation¦Treefellintoline¦ConductorOverhead¦Together
22-0129772 | Vegetation | Tree - fell into line | Conductor, Overhead | Broken, wire on ground | 2022 | Tier 3 - Extreme | Distribution Circuit | 11 | 9 | 2022-11-09 | 1858828 | Sus | Y | Vegetation¦Treefellintoline¦ConductorOverhead¦Brokenwireonground
22-0132216 | Animal | Bird found | Fuse | Failed/Faulted | 2022 | Tier 2 - Elevated | Transformer only | 11 | 17 | 2022-11-17 | 1864701 | Sus | Y | Animal¦Birdfound¦Fuse¦FailedFaulted
22-0132968 | Unknown Cause | Patrol - not conducted |  |  | 2022 | Tier 2 - Elevated | Distribution Circuit | 11 | 20 | 2022-11-20 | 1866598 | Sus | Y | UnknownCause¦Patrolnotconducted¦¦
22-0139227 | Equipment Failure/Involved | Overhead | Cutout, fuse holder | Failed/Faulted | 2022 | Tier 2 - Elevated | Transformer only | 12 | 12 | 2022-12-12 | 1887230 | Sus | N | EquipmentFailureInvolved¦Overhead¦Cutoutfuseholder¦FailedFaulted
22-0140660 | Equipment Failure/Involved | Overhead | Secondary | Normal | 2022 | Tier 3 - Extreme | Transformer only | 7 | 2 | 2022-07-02 | 1892943 | Sus | Y | EquipmentFailureInvolved¦Overhead¦Secondary¦Normal
22-0140734 | Equipment Failure/Involved | Overhead | Lightning Arrestor | Broken | 2022 | Tier 3 - Extreme | Distribution Circuit | 12 | 20 | 2022-12-20 | 1893970 | Sus | N | EquipmentFailureInvolved¦Overhead¦LightningArrestor¦Broken
22-0140793 | Equipment Failure/Involved | Overhead | Transformer (OH) | Failed/Faulted | 2022 | Tier 2 - Elevated | Transformer only | 12 | 20 | 2022-12-20 | 1894372 | Sus | N | EquipmentFailureInvolved¦Overhead¦Transformer(OH)¦FailedFaulted
22-0142129 | Unknown Cause | Patrol - not conducted |  |  | 2022 | Tier 2 - Elevated | Distribution Circuit | 12 | 29 | 2022-12-29 | 1901663 | Sus | N | UnknownCause¦Patrolnotconducted¦¦
22-0142690 | Vegetation | Tree - fell into line | Conductor, Overhead | Broken, wire on ground | 2022 | Tier 2 - Elevated | Distribution Circuit | 12 | 31 | 2022-12-31 | 1904866 | Sus | N | Vegetation¦Treefellintoline¦ConductorOverhead¦Brokenwireonground
22-0142906 | Unknown Cause | Patrol - found nothing |  |  | 2022 | Tier 2 - Elevated | Distribution Circuit | 12 | 31 | 2022-12-31 | 1904016 | Sus | N | UnknownCause¦Patrolfoundnothing¦¦
23-0004603 | Environmental/External | Water | Transformer | Broken, wire on ground | 2022 | Tier 2 - Elevated | Transformer only | 12 | 31 | 2022-12-31 | 1904196 | Sus | N | EnvironmentalExternal¦Water¦Transformer¦Brokenwireonground
15-0008554 | Equipment Failure/Involved | Other | Transformer | Failed/Faulted | 2015 | Tier 3 - Extreme | Transformer only | 2 | 1 | 2015-02-01 | 1170853 | Sus | N | EquipmentFailureInvolved¦Other¦Transformer¦FailedFaulted
15-0038278 | Vegetation | Other ground vegetation | Conductor, Overhead | Normal | 2015 | Tier 3 - Extreme | Distribution Circuit | 6 | 3 | 2015-06-03 | 1243246 | Sus | Y | Vegetation¦Othergroundvegetation¦ConductorOverhead¦Normal
15-0039140 | Equipment Failure/Involved | Overhead | Transformer | Failed/Faulted | 2015 | Tier 3 - Extreme | Transformer only | 6 | 7 | 2015-06-07 | 1245185 | Sus | Y | EquipmentFailureInvolved¦Overhead¦Transformer¦FailedFaulted
15-0039431 | Vegetation | Tree - cutting, PG&E contractor | Conductor, Overhead | Burned/flashed | 2015 | Tier 2 - Elevated | Distribution Circuit | 6 | 8 | 2015-06-08 | 1245967 | Sus | Y | Vegetation¦TreecuttingPG&Econtractor¦ConductorOverhead¦Burnedflashed
15-0040892 | Vegetation | Tree - fell into line | Conductor, Overhead | Together | 2015 | Tier 2 - Elevated | Distribution Circuit | 6 | 13 | 2015-06-13 | 1250578 | Sus | Y | Vegetation¦Treefellintoline¦ConductorOverhead¦Together
15-0046599 | Environmental/External | Lightning | Fuse | Failed/Faulted | 2015 | Tier 3 - Extreme | Distribution Circuit | 7 | 9 | 2015-07-09 | 1265509 | Sus | Y | EnvironmentalExternal¦Lightning¦Fuse¦FailedFaulted
15-0047150 | Unknown Cause | Patrol - found nothing |  |  | 2015 | Tier 3 - Extreme | Distribution Circuit | 7 | 13 | 2015-07-13 | 1267364 | Sus | Y | UnknownCause¦Patrolfoundnothing¦¦
15-0057179 | Animal | Squirrel | Cutout, fuse holder | Normal | 2015 | Tier 3 - Extreme | Distribution Circuit | 8 | 25 | 2015-08-25 | 1294246 | Sus | Y | Animal¦Squirrel¦Cutoutfuseholder¦Normal
15-0059623 | 3rd Party | Vehicle | Pole-Wood | Broken | 2015 | Tier 3 - Extreme | Distribution Circuit | 9 | 7 | 2015-09-07 | 1301137 | Sus | Y | 3rdParty¦Vehicle¦PoleWood¦Broken
15-0061318 | Vegetation | Tree - branch fell on line | Conductor, Overhead | Normal | 2015 | Tier 2 - Elevated | Distribution Circuit | 9 | 14 | 2015-09-14 | 1305573 | Sus | Y | Vegetation¦Treebranchfellonline¦ConductorOverhead¦Normal
15-0061402 | Unknown Cause | Patrol - found nothing |  |  | 2015 | Tier 2 - Elevated | Distribution Circuit | 9 | 15 | 2015-09-15 | 1305948 | Sus | Y | UnknownCause¦Patrolfoundnothing¦¦
15-0062137 | Environmental/External | Fire, Forest/Grass | Transformer (OH) | Deteriorated | 2015 | Tier 2 - Elevated | Transformer only | 9 | 18 | 2015-09-18 | 1308102 | Sus | Y | EnvironmentalExternal¦FireForestGrass¦Transformer(OH)¦Deteriorated
15-0062429 | Equipment Failure/Involved | Overhead | Transformer (OH) | Normal | 2015 | Tier 2 - Elevated | Transformer only | 9 | 20 | 2015-09-20 | 1309106 | Sus | Y | EquipmentFailureInvolved¦Overhead¦Transformer(OH)¦Normal
15-0070647 | Environmental/External | Lightning | Transformer | Failed/Faulted | 2015 | Tier 2 - Elevated | Transformer only | 10 | 15 | 2015-10-15 | 1322418 | Sus | Y | EnvironmentalExternal¦Lightning¦Transformer¦FailedFaulted
15-0071293 | Environmental/External | Lightning | Fuse | Failed/Faulted | 2015 | Tier 2 - Elevated | Distribution Circuit | 10 | 17 | 2015-10-17 | 1324268 | Sus | Y | EnvironmentalExternal¦Lightning¦Fuse¦FailedFaulted
15-0071993 | Environmental/External | Lightning | Fuse | Failed/Faulted | 2015 | Tier 2 - Elevated | Distribution Circuit | 10 | 19 | 2015-10-19 | 1326283 | Sus | Y | EnvironmentalExternal¦Lightning¦Fuse¦FailedFaulted
15-0072279 | 3rd Party | Vehicle | Pole-Wood | Broken, wire on ground | 2015 | Tier 2 - Elevated | Distribution Circuit | 10 | 20 | 2015-10-20 | 1326821 | Sus | Y | 3rdParty¦Vehicle¦PoleWood¦Brokenwireonground
15-0077906 | Vegetation | Tree - branch fell on line | Fuse | Failed/Faulted | 2015 | Tier 3 - Extreme | Distribution Circuit | 11 | 15 | 2015-11-15 | 1341819 | Sus | Y | Vegetation¦Treebranchfellonline¦Fuse¦FailedFaulted
15-0078058 | Vegetation | Tree - fell into line | Conductor, Overhead | Broken, wire on ground | 2015 | Tier 2 - Elevated | Distribution Circuit | 11 | 15 | 2015-11-15 | 1342680 | Sus | Y | Vegetation¦Treefellintoline¦ConductorOverhead¦Brokenwireonground
15-0078071 | Equipment Failure/Involved | Overhead | Secondary | Normal | 2015 | Tier 2 - Elevated | Distribution Circuit | 11 | 15 | 2015-11-15 | 1342675 | Sus | Y | EquipmentFailureInvolved¦Overhead¦Secondary¦Normal
15-0081392 | Animal | Squirrel | Transformer (OH) | Burned/flashed | 2015 | Tier 2 - Elevated | Distribution Circuit | 11 | 27 | 2015-11-27 | 1349451 | Sus | Y | Animal¦Squirrel¦Transformer(OH)¦Burnedflashed
15-0081398 | Environmental/External | Lightning | Transformer (OH) | Failed/Faulted | 2015 | Tier 3 - Extreme | Transformer only | 11 | 27 | 2015-11-27 | 1349493 | Sus | Y | EnvironmentalExternal¦Lightning¦Transformer(OH)¦FailedFaulted
15-0083938 | Vegetation | Tree - branch fell on line | Conductor, Overhead | Normal | 2015 | Tier 3 - Extreme | Distribution Circuit | 12 | 10 | 2015-12-10 | 1357580 | Sus | N | Vegetation¦Treebranchfellonline¦ConductorOverhead¦Normal
15-0083980 | Vegetation | Tree - branch fell on line | Conductor, Overhead | Normal | 2015 | Tier 2 - Elevated | Distribution Circuit | 12 | 10 | 2015-12-10 | 1357783 | Sus | N | Vegetation¦Treebranchfellonline¦ConductorOverhead¦Normal
15-0084128 | Environmental/External | Lightning | Conductor, Overhead | Normal | 2015 | Tier 2 - Elevated | Distribution Circuit | 12 | 10 | 2015-12-10 | 1358242 | Sus | N | EnvironmentalExternal¦Lightning¦ConductorOverhead¦Normal
15-0085268 | Equipment Failure/Involved | Overhead | Transformer (OH) | Normal | 2015 | Tier 3 - Extreme | Transformer only | 12 | 14 | 2015-12-14 | 1363352 | Sus | N | EquipmentFailureInvolved¦Overhead¦Transformer(OH)¦Normal
15-0087288 | Equipment Failure/Involved | Overhead | Transformer | Failed/Faulted | 2015 | Tier 2 - Elevated | Transformer only | 12 | 25 | 2015-12-25 | 1371693 | Sus | N | EquipmentFailureInvolved¦Overhead¦Transformer¦FailedFaulted
16-0010277 | Vegetation | Tree - fell into line | Conductor, Overhead | Broken, wire on ground | 2016 | Tier 2 - Elevated | Distribution Circuit | 2 | 3 | 2016-02-03 | 1397549 | Sus | N | Vegetation¦Treefellintoline¦ConductorOverhead¦Brokenwireonground
16-0017989 | Unknown Cause | Patrol - found nothing |  |  | 2016 | Tier 2 - Elevated | Distribution Circuit | 3 | 5 | 2016-03-05 | 1418777 | Sus | N | UnknownCause¦Patrolfoundnothing¦¦
16-0019947 | Unknown Cause | Patrol - found nothing |  | Failed/Faulted | 2016 | Tier 2 - Elevated | Distribution Circuit | 3 | 10 | 2016-03-10 | 1426250 | Sus | N | UnknownCause¦Patrolfoundnothing¦¦FailedFaulted
16-0020172 | Vegetation | Tree - branch fell on line | Conductor, Overhead | Broken, wire on ground | 2016 | Tier 2 - Elevated | Distribution Circuit | 3 | 10 | 2016-03-10 | 1426938 | Sus | N | Vegetation¦Treebranchfellonline¦ConductorOverhead¦Brokenwireonground
16-0020328 | Vegetation | Tree - fell into line | Conductor, Overhead | Normal | 2016 | Tier 2 - Elevated | Distribution Circuit | 3 | 11 | 2016-03-11 | 1427200 | Sus | N | Vegetation¦Treefellintoline¦ConductorOverhead¦Normal
16-0022803 | Equipment Failure/Involved | Overhead | Transformer | Failed/Faulted | 2016 | Tier 2 - Elevated | Transformer only | 3 | 20 | 2016-03-20 | 1434927 | Sus | N | EquipmentFailureInvolved¦Overhead¦Transformer¦FailedFaulted
16-0023542 | Unknown Cause | Patrol - found nothing |  |  | 2016 | Tier 2 - Elevated | Distribution Circuit | 3 | 23 | 2016-03-23 | 1436960 | Sus | N | UnknownCause¦Patrolfoundnothing¦¦
16-0026514 | Animal | Squirrel | Conductor, Overhead | Normal | 2016 | Tier 3 - Extreme | Distribution Circuit | 4 | 6 | 2016-04-06 | 1445536 | Sus | N | Animal¦Squirrel¦ConductorOverhead¦Normal
16-0030077 | Unknown Cause | Patrol - found nothing |  |  | 2016 | Tier 2 - Elevated | Distribution Circuit | 4 | 20 | 2016-04-20 | 1454511 | Sus | N | UnknownCause¦Patrolfoundnothing¦¦
16-0034377 | 3rd Party | Tree - cutting, 3rd party | Conductor, Overhead | Normal | 2016 | Tier 3 - Extreme | Distribution Circuit | 5 | 6 | 2016-05-06 | 1465708 | Sus | Y | 3rdParty¦Treecutting3rdparty¦ConductorOverhead¦Normal
16-0037756 | 3rd Party | Tree - cutting, 3rd party | Conductor, Overhead | Broken, wire on ground | 2016 | Tier 3 - Extreme | Distribution Circuit | 5 | 23 | 2016-05-23 | 1474999 | Sus | Y | 3rdParty¦Treecutting3rdparty¦ConductorOverhead¦Brokenwireonground
16-0039656 | Vegetation | Tree - branch fell on line | Jumper | Broken | 2016 | Tier 3 - Extreme | Distribution Circuit | 5 | 30 | 2016-05-30 | 1479032 | Sus | Y | Vegetation¦Treebranchfellonline¦Jumper¦Broken
16-0039686 | Unknown Cause | Patrol - found nothing |  |  | 2016 | Tier 2 - Elevated | Distribution Circuit | 5 | 30 | 2016-05-30 | 1479127 | Sus | Y | UnknownCause¦Patrolfoundnothing¦¦
16-0045965 | Unknown Cause | Patrol - found nothing |  |  | 2016 | Tier 3 - Extreme | Distribution Circuit | 6 | 27 | 2016-06-27 | 1496495 | Sus | Y | UnknownCause¦Patrolfoundnothing¦¦
16-0049900 | Animal | Bird found | Insulator | Burned/flashed | 2016 | Tier 2 - Elevated | Distribution Circuit | 7 | 14 | 2016-07-14 | 1509956 | Sus | Y | Animal¦Birdfound¦Insulator¦Burnedflashed
16-0053611 | Equipment Failure/Involved | Overhead | Transformer | Failed/Faulted | 2016 | Tier 2 - Elevated | Transformer only | 7 | 29 | 2016-07-29 | 1518429 | Sus | Y | EquipmentFailureInvolved¦Overhead¦Transformer¦FailedFaulted
16-0058384 | Unknown Cause | Patrol - found nothing |  |  | 2016 | Tier 2 - Elevated | Distribution Circuit | 8 | 18 | 2016-08-18 | 1528700 | Sus | Y | UnknownCause¦Patrolfoundnothing¦¦
16-0059794 | Equipment Failure/Involved | Overhead | Transformer | Failed/Faulted | 2016 | Tier 3 - Extreme | Transformer only | 8 | 24 | 2016-08-24 | 1531589 | Sus | Y | EquipmentFailureInvolved¦Overhead¦Transformer¦FailedFaulted
16-0064050 | Vegetation | Tree - branch fell on line | Conductor, Overhead | Broken, wire on ground | 2016 | Tier 2 - Elevated | Distribution Circuit | 9 | 12 | 2016-09-12 | 1540404 | Sus | Y | Vegetation¦Treebranchfellonline¦ConductorOverhead¦Brokenwireonground
16-0068003 | Equipment Failure/Involved | Electrical Overload | Transformer | Failed/Faulted | 2016 | Tier 2 - Elevated | Transformer only | 9 | 27 | 2016-09-27 | 1549001 | Sus | Y | EquipmentFailureInvolved¦ElectricalOverload¦Transformer¦FailedFaulted
16-0072897 | Vegetation | Tree - fell into line | Conductor, Overhead | Normal | 2016 | Tier 2 - Elevated | Distribution Circuit | 10 | 16 | 2016-10-16 | 1563061 | Sus | Y | Vegetation¦Treefellintoline¦ConductorOverhead¦Normal
16-0072918 | Unknown Cause | Patrol - found nothing |  |  | 2016 | Tier 3 - Extreme | Distribution Circuit | 10 | 16 | 2016-10-16 | 1563106 | Sus | Y | UnknownCause¦Patrolfoundnothing¦¦
16-0073399 | Vegetation | Tree - fell into line | Crossarm, Wood | Broken, wire on ground | 2016 | Tier 2 - Elevated | Distribution Circuit | 10 | 17 | 2016-10-17 | 1564833 | Sus | Y | Vegetation¦Treefellintoline¦CrossarmWood¦Brokenwireonground
16-0074829 | Unknown Cause | Patrol - found nothing |  |  | 2016 | Tier 2 - Elevated | Distribution Circuit | 10 | 23 | 2016-10-23 | 1567957 | Sus | Y | UnknownCause¦Patrolfoundnothing¦¦
16-0078049 | Vegetation | Tree - branch fell on line | Crossarm, Wood | Broken | 2016 | Tier 3 - Extreme | Transformer only | 11 | 4 | 2016-11-04 | 1576589 | Sus | Y | Vegetation¦Treebranchfellonline¦CrossarmWood¦Broken
16-0078637 | Equipment Failure/Involved | Electrical Overload | Recloser | Normal | 2016 | Tier 2 - Elevated | Distribution Circuit | 11 | 8 | 2016-11-08 | 1578181 | Sus | Y | EquipmentFailureInvolved¦ElectricalOverload¦Recloser¦Normal
16-0081845 | Vegetation | Tree - fell into line | Conductor, Overhead | Broken, wire on ground | 2016 | Tier 2 - Elevated | Distribution Circuit | 11 | 22 | 2016-11-22 | 1587460 | Sus | Y | Vegetation¦Treefellintoline¦ConductorOverhead¦Brokenwireonground
16-0085728 | Vegetation | Tree - fell into line | Transformer | Broken, wire on ground | 2016 | Tier 2 - Elevated | Transformer only | 12 | 15 | 2016-12-15 | 1602736 | Sus | N | Vegetation¦Treefellintoline¦Transformer¦Brokenwireonground
16-0087058 | Equipment Failure/Involved | Overhead | Jumper | Burned Open | 2016 | Tier 2 - Elevated | Distribution Circuit | 12 | 26 | 2016-12-26 | 1611206 | Sus | N | EquipmentFailureInvolved¦Overhead¦Jumper¦BurnedOpen
16-0087130 | Vegetation | Tree - branch fell on line | Transformer (OH) | Failed/Faulted | 2016 | Tier 3 - Extreme | Transformer only | 12 | 27 | 2016-12-27 | 1611373 | Sus | N | Vegetation¦Treebranchfellonline¦Transformer(OH)¦FailedFaulted
17-0003170 | Equipment Failure/Involved | Overhead | Transformer (OH) | Failed/Faulted | 2017 | Tier 2 - Elevated | Distribution Circuit | 1 | 3 | 2017-01-03 | 1615861 | Sus | N | EquipmentFailureInvolved¦Overhead¦Transformer(OH)¦FailedFaulted
17-0004038 | Vegetation | Tree - branch fell on line | Insulator | Broken | 2017 | Tier 2 - Elevated | Distribution Circuit | 1 | 5 | 2017-01-05 | 1619132 | Sus | N | Vegetation¦Treebranchfellonline¦Insulator¦Broken
17-0005228 | Vegetation | Tree - fell into line | Pole-Wood | Broken | 2017 | Tier 2 - Elevated | Distribution Circuit | 1 | 8 | 2017-01-08 | 1625334 | Sus | N | Vegetation¦Treefellintoline¦PoleWood¦Broken
17-0006247 | Vegetation | Tree - fell into line | Crossarm, Wood | Broken | 2017 | Tier 2 - Elevated | Distribution Circuit | 1 | 9 | 2017-01-09 | 1631520 | Sus | N | Vegetation¦Treefellintoline¦CrossarmWood¦Broken
17-0006329 | Vegetation | Tree - branch fell on line | Transformer | Normal | 2017 | Tier 3 - Extreme | Transformer only | 1 | 9 | 2017-01-09 | 1623858 | Sus | N | Vegetation¦Treebranchfellonline¦Transformer¦Normal
17-0007249 | Vegetation | Tree - fell into line | Conductor, Overhead | Broken, wire on ground | 2017 | Tier 2 - Elevated | Distribution Circuit | 1 | 10 | 2017-01-10 | 1636629 | Sus | N | Vegetation¦Treefellintoline¦ConductorOverhead¦Brokenwireonground
17-0007408 | Vegetation | Tree - branch fell on line | Conductor, Overhead | Broken, wire on ground | 2017 | Tier 2 - Elevated | Distribution Circuit | 1 | 10 | 2017-01-10 | 1638128 | Sus | N | Vegetation¦Treebranchfellonline¦ConductorOverhead¦Brokenwireonground
17-0007639 | Vegetation | Tree - fell into line | Conductor, Overhead | Broken, wire on ground | 2017 | Tier 3 - Extreme | Distribution Circuit | 1 | 11 | 2017-01-11 | 1639501 | Sus | N | Vegetation¦Treefellintoline¦ConductorOverhead¦Brokenwireonground
17-0007706 | Vegetation | Tree - fell into line | Conductor, Overhead | Broken, wire on ground | 2017 | Tier 2 - Elevated | Distribution Circuit | 1 | 8 | 2017-01-08 | 1624538 | Sus | N | Vegetation¦Treefellintoline¦ConductorOverhead¦Brokenwireonground
17-0007767 | Vegetation | Tree - branch fell on line | Conductor, Overhead | Normal | 2017 | Tier 3 - Extreme | Distribution Circuit | 1 | 11 | 2017-01-11 | 1639450 | Sus | N | Vegetation¦Treebranchfellonline¦ConductorOverhead¦Normal
17-0008843 | Vegetation | Tree - branch fell on line | Fuse | Failed/Faulted | 2017 | Tier 3 - Extreme | Distribution Circuit | 1 | 13 | 2017-01-13 | 1642786 | Sus | N | Vegetation¦Treebranchfellonline¦Fuse¦FailedFaulted
17-0010628 | Vegetation | Tree - fell into line | Conductor, Overhead | Broken, wire on ground | 2017 | Tier 2 - Elevated | Distribution Circuit | 1 | 19 | 2017-01-19 | 1649609 | Sus | N | Vegetation¦Treefellintoline¦ConductorOverhead¦Brokenwireonground
17-0011738 | Vegetation | Tree - branch fell on line | Fuse | Failed/Faulted | 2017 | Tier 2 - Elevated | Distribution Circuit | 1 | 20 | 2017-01-20 | 1654288 | Sus | N | Vegetation¦Treebranchfellonline¦Fuse¦FailedFaulted
17-0011998 | Vegetation | Tree - fell into line | Conductor, Overhead | Broken, wire on ground | 2017 | Tier 3 - Extreme | Distribution Circuit | 1 | 21 | 2017-01-21 | 1656246 | Sus | N | Vegetation¦Treefellintoline¦ConductorOverhead¦Brokenwireonground
17-0012079 | Unknown Cause | Patrol - found nothing |  |  | 2017 | Tier 3 - Extreme | Distribution Circuit | 1 | 21 | 2017-01-21 | 1655740 | Sus | N | UnknownCause¦Patrolfoundnothing¦¦
17-0013605 | Vegetation | Tree - fell into line | Conductor, Overhead | Broken, wire on ground | 2017 | Tier 2 - Elevated | Distribution Circuit | 1 | 23 | 2017-01-23 | 1662783 | Sus | N | Vegetation¦Treefellintoline¦ConductorOverhead¦Brokenwireonground
17-0013918 | Environmental/External | Lightning | Conductor, Overhead | Normal | 2017 | Tier 3 - Extreme | Distribution Circuit | 1 | 23 | 2017-01-23 | 1663550 | Sus | N | EnvironmentalExternal¦Lightning¦ConductorOverhead¦Normal
17-0014825 | 3rd Party | Contact with High Voltage, 3rd party | Conductor, Overhead | Normal | 2017 | Tier 2 - Elevated | Distribution Circuit | 1 | 25 | 2017-01-25 | 1667012 | Sus | N | 3rdParty¦ContactwithHighVoltage3rdparty¦ConductorOverhead¦Normal
17-0015746 | Equipment Failure/Involved | Overhead | Insulator | Broken | 2017 | Tier 3 - Extreme | Distribution Circuit | 1 | 27 | 2017-01-27 | 1669168 | Sus | N | EquipmentFailureInvolved¦Overhead¦Insulator¦Broken
17-0016437 | Equipment Failure/Involved | Overhead | Insulator | Broken | 2017 | Tier 2 - Elevated | Distribution Circuit | 1 | 31 | 2017-01-31 | 1671537 | Sus | N | EquipmentFailureInvolved¦Overhead¦Insulator¦Broken
17-0018469 | Vegetation | Tree - fell into line | Conductor, Overhead | Broken, wire on ground | 2017 | Tier 3 - Extreme | Distribution Circuit | 2 | 7 | 2017-02-07 | 1679132 | Sus | N | Vegetation¦Treefellintoline¦ConductorOverhead¦Brokenwireonground
17-0019288 | Vegetation | Tree - fell into line | Conductor, Overhead | Broken, wire on ground | 2017 | Tier 2 - Elevated | Distribution Circuit | 2 | 9 | 2017-02-09 | 1682804 | Sus | N | Vegetation¦Treefellintoline¦ConductorOverhead¦Brokenwireonground
17-0019631 | Animal | Bird found | Fuse | Failed/Faulted | 2017 | Tier 2 - Elevated | Distribution Circuit | 2 | 9 | 2017-02-09 | 1684036 | Sus | N | Animal¦Birdfound¦Fuse¦FailedFaulted
17-0022892 | Vegetation | Tree - fell into line | Conductor, Overhead | Broken, wire on ground | 2017 | Tier 2 - Elevated | Distribution Circuit | 2 | 18 | 2017-02-18 | 1699005 | Sus | N | Vegetation¦Treefellintoline¦ConductorOverhead¦Brokenwireonground
17-0024842 | Vegetation | Tree - fell into line | Conductor, Overhead | Together | 2017 | Tier 2 - Elevated | Distribution Circuit | 2 | 21 | 2017-02-21 | 1707269 | Sus | N | Vegetation¦Treefellintoline¦ConductorOverhead¦Together
17-0025010 | Equipment Failure/Involved | Overhead | Jumper | Burned Open | 2017 | Tier 2 - Elevated | Distribution Circuit | 2 | 21 | 2017-02-21 | 1708060 | Sus | N | EquipmentFailureInvolved¦Overhead¦Jumper¦BurnedOpen
17-0025161 | Unknown Cause | Patrol - found nothing |  |  | 2017 | Tier 2 - Elevated | Distribution Circuit | 2 | 21 | 2017-02-21 | 1708308 | Sus | N | UnknownCause¦Patrolfoundnothing¦¦
17-0026727 | Unknown Cause | Patrol - not conducted |  |  | 2017 | Tier 2 - Elevated | Distribution Circuit | 2 | 25 | 2017-02-25 | 1713969 | Sus | N | UnknownCause¦Patrolnotconducted¦¦
17-0028285 | Equipment Failure/Involved | Overhead | Transformer (OH) | Failed/Faulted | 2017 | Tier 3 - Extreme | Transformer only | 3 | 3 | 2017-03-03 | 1718951 | Sus | N | EquipmentFailureInvolved¦Overhead¦Transformer(OH)¦FailedFaulted
17-0034379 | Unknown Cause | Patrol - found nothing |  |  | 2017 | Tier 2 - Elevated | Distribution Circuit | 3 | 28 | 2017-03-28 | 1737197 | Sus | N | UnknownCause¦Patrolfoundnothing¦¦
17-0035660 | Vegetation | Tree - grew into line | Secondary | Broken, wire on ground | 2017 | Tier 3 - Extreme | Transformer only | 3 | 31 | 2017-03-31 | 1741353 | Sus | N | Vegetation¦Treegrewintoline¦Secondary¦Brokenwireonground
17-0037508 | Vegetation | Tree - fell into line | Crossarm, Steel | Broken | 2017 | Tier 2 - Elevated | Transformer only | 4 | 6 | 2017-04-06 | 1746684 | Sus | N | Vegetation¦Treefellintoline¦CrossarmSteel¦Broken
17-0038024 | Vegetation | Tree - branch fell on line | Conductor, Overhead | Normal | 2017 | Tier 3 - Extreme | Distribution Circuit | 4 | 7 | 2017-04-07 | 1750857 | Sus | N | Vegetation¦Treebranchfellonline¦ConductorOverhead¦Normal
17-0038950 | Vegetation | Tree - branch fell on line | Crossarm, Wood | Broken | 2017 | Tier 3 - Extreme | Distribution Circuit | 4 | 10 | 2017-04-10 | 1754643 | Sus | N | Vegetation¦Treebranchfellonline¦CrossarmWood¦Broken
17-0044014 | Unknown Cause | Patrol - found nothing |  |  | 2017 | Tier 3 - Extreme | Distribution Circuit | 4 | 30 | 2017-04-30 | 1771091 | Sus | N | UnknownCause¦Patrolfoundnothing¦¦
17-0044339 | Equipment Failure/Involved | Overhead | Transformer | Failed/Faulted | 2017 | Tier 2 - Elevated | Transformer only | 5 | 1 | 2017-05-01 | 1771923 | Sus | Y | EquipmentFailureInvolved¦Overhead¦Transformer¦FailedFaulted
17-0045402 | Unknown Cause | Patrol - not conducted |  |  | 2017 | Tier 2 - Elevated | Distribution Circuit | 5 | 4 | 2017-05-04 | 1774976 | Sus | Y | UnknownCause¦Patrolnotconducted¦¦
17-0046086 | Unknown Cause | Patrol - not conducted |  |  | 2017 | Tier 2 - Elevated | Distribution Circuit | 5 | 8 | 2017-05-08 | 1777346 | Sus | Y | UnknownCause¦Patrolnotconducted¦¦
17-0046804 | 3rd Party | Vehicle | Pole-Wood | Broken | 2017 | Tier 3 - Extreme | Distribution Circuit | 5 | 10 | 2017-05-10 | 1779278 | Sus | Y | 3rdParty¦Vehicle¦PoleWood¦Broken
17-0047400 | Vegetation | Tree - fell into line | Conductor, Overhead | Broken | 2017 | Tier 3 - Extreme | Distribution Circuit | 5 | 11 | 2017-05-11 | 1780403 | Sus | Y | Vegetation¦Treefellintoline¦ConductorOverhead¦Broken
17-0052604 | Equipment Failure/Involved | Overhead | Bushing | Failed/Faulted | 2017 | Tier 3 - Extreme | Transformer only | 6 | 3 | 2017-06-03 | 1796465 | Sus | Y | EquipmentFailureInvolved¦Overhead¦Bushing¦FailedFaulted
17-0053095 | Equipment Failure/Involved | Overhead | Transformer (OH) | Broken | 2017 | Tier 2 - Elevated | Transformer only | 6 | 6 | 2017-06-06 | 1798175 | Sus | Y | EquipmentFailureInvolved¦Overhead¦Transformer(OH)¦Broken
17-0054091 | Equipment Failure/Involved | Substation | Transformer | Failed/Faulted | 2017 | Tier 2 - Elevated | Transformer only | 6 | 9 | 2017-06-09 | 1800441 | Sus | Y | EquipmentFailureInvolved¦Substation¦Transformer¦FailedFaulted
17-0060399 | Vegetation | Tree - fell into line | Transformer | Broken, wire on ground | 2017 | Tier 2 - Elevated | Transformer only | 7 | 4 | 2017-07-04 | 1823340 | Sus | Y | Vegetation¦Treefellintoline¦Transformer¦Brokenwireonground
17-0061579 | Vegetation | Tree - branch fell on line | Conductor, Overhead | Normal | 2017 | Tier 2 - Elevated | Distribution Circuit | 7 | 9 | 2017-07-09 | 1827652 | Sus | Y | Vegetation¦Treebranchfellonline¦ConductorOverhead¦Normal
17-0061655 | Animal | Squirrel |  | Failed/Faulted | 2017 | Tier 2 - Elevated | Transformer only | 7 | 10 | 2017-07-10 | 1827802 | Sus | Y | Animal¦Squirrel¦¦FailedFaulted
17-0067860 | Vegetation | Tree - branch fell on line | Fuse | Failed/Faulted | 2017 | Tier 2 - Elevated | Distribution Circuit | 8 | 4 | 2017-08-04 | 1846095 | Sus | Y | Vegetation¦Treebranchfellonline¦Fuse¦FailedFaulted
17-0068463 | Equipment Failure/Involved | Overhead | Fuse | Broken | 2017 | Tier 2 - Elevated | Distribution Circuit | 8 | 7 | 2017-08-07 | 1847794 | Sus | Y | EquipmentFailureInvolved¦Overhead¦Fuse¦Broken
17-0069730 | Equipment Failure/Involved | Overhead |  | Failed/Faulted | 2017 | Tier 3 - Extreme | Transformer only | 8 | 11 | 2017-08-11 | 1850640 | Sus | Y | EquipmentFailureInvolved¦Overhead¦¦FailedFaulted
17-0074327 | Equipment Failure/Involved | Underground | Transformer (UG) | Leaking | 2017 | Tier 2 - Elevated | Distribution Circuit | 8 | 30 | 2017-08-30 | 1863545 | Sus | Y | EquipmentFailureInvolved¦Underground¦Transformer(UG)¦Leaking
17-0075352 | Equipment Failure/Involved | Overhead | Transformer | Failed/Faulted | 2017 | Tier 2 - Elevated | Transformer only | 9 | 2 | 2017-09-02 | 1867173 | Sus | Y | EquipmentFailureInvolved¦Overhead¦Transformer¦FailedFaulted
17-0079754 | Unknown Cause | Patrol - found nothing |  |  | 2017 | Tier 2 - Elevated | Distribution Circuit | 9 | 18 | 2017-09-18 | 1881036 | Sus | Y | UnknownCause¦Patrolfoundnothing¦¦
17-0080181 | 3rd Party | Vehicle | Pole-Wood | Broken, wire on ground | 2017 | Tier 2 - Elevated | Distribution Circuit | 9 | 20 | 2017-09-20 | 1882180 | Sus | Y | 3rdParty¦Vehicle¦PoleWood¦Brokenwireonground
17-0084820 | Vegetation | Tree - branch fell on line | Conductor, Overhead | Normal | 2017 | Tier 2 - Elevated | Distribution Circuit | 10 | 6 | 2017-10-06 | 1892187 | Sus | Y | Vegetation¦Treebranchfellonline¦ConductorOverhead¦Normal
17-0085064 | 3rd Party | Gun Shot | Conductor, Overhead | Broken, wire on ground | 2017 | Tier 2 - Elevated | Transmission line | 10 | 8 | 2017-10-08 | 1893287 | Sus | Y | 3rdParty¦GunShot¦ConductorOverhead¦Brokenwireonground
17-0087336 | Environmental/External | Fire, Forest/Grass | Fuse | Failed/Faulted | 2017 | Tier 2 - Elevated | Distribution Circuit | 10 | 14 | 2017-10-14 | 1900710 | Sus | Y | EnvironmentalExternal¦FireForestGrass¦Fuse¦FailedFaulted
17-0088707 | Environmental/External | Fire, Forest/Grass | Pole-Wood | Burned/flashed | 2017 | Tier 3 - Extreme | Distribution Circuit | 10 | 9 | 2017-10-09 | 1904459 | Sus | Y | EnvironmentalExternal¦FireForestGrass¦PoleWood¦Burnedflashed
17-0090423 | Unknown Cause | Patrol - found nothing |  | Failed/Faulted | 2017 | Tier 2 - Elevated | Distribution Circuit | 10 | 25 | 2017-10-25 | 1909608 | Sus | Y | UnknownCause¦Patrolfoundnothing¦¦FailedFaulted
17-0091187 | Equipment Failure/Involved | Substation | Circuit Breaker | Failed/Faulted | 2017 | Tier 2 - Elevated | Substation - Transmission | 10 | 30 | 2017-10-30 | 1911987 | Sus | Y | EquipmentFailureInvolved¦Substation¦CircuitBreaker¦FailedFaulted
17-0091468 | Unknown Cause | Patrol - found nothing |  |  | 2017 | Tier 2 - Elevated | Distribution Circuit | 10 | 31 | 2017-10-31 | 1912686 | Sus | Y | UnknownCause¦Patrolfoundnothing¦¦
17-0091803 | Vegetation | Tree - branch fell on line | Conductor, Overhead | Normal | 2017 | Tier 3 - Extreme | Distribution Circuit | 11 | 1 | 2017-11-01 | 1913807 | Sus | Y | Vegetation¦Treebranchfellonline¦ConductorOverhead¦Normal
17-0092301 | Equipment Failure/Involved | Overhead | Connector or Splice (OH) | Broken | 2017 | Tier 2 - Elevated | Distribution Circuit | 11 | 2 | 2017-11-02 | 1914777 | Sus | Y | EquipmentFailureInvolved¦Overhead¦ConnectororSplice(OH)¦Broken
18-0003466 | Unknown Cause | Patrol - found nothing |  |  | 2018 | Tier 2 - Elevated | Distribution Circuit | 1 | 4 | 2018-01-04 | 1601 | Sus | N | UnknownCause¦Patrolfoundnothing¦¦
18-0003965 | Equipment Failure/Involved | Overhead | Fuse | Failed/Faulted | 2018 | Tier 3 - Extreme | Distribution Circuit | 1 | 5 | 2018-01-05 | 3022 | Sus | N | EquipmentFailureInvolved¦Overhead¦Fuse¦FailedFaulted
18-0013134 | Vegetation | Tree - fell into line | Conductor, Overhead | Normal | 2018 | Tier 3 - Extreme | Distribution Circuit | 2 | 10 | 2018-02-10 | 22484 | Sus | N | Vegetation¦Treefellintoline¦ConductorOverhead¦Normal
18-0013626 | 3rd Party | Vehicle | Pole-Wood | Broken | 2018 | Tier 2 - Elevated | Distribution Circuit | 2 | 13 | 2018-02-13 | 23670 | Sus | N | 3rdParty¦Vehicle¦PoleWood¦Broken
18-0015455 | Equipment Failure/Involved | Overhead | Pole-Wood | Broken | 2018 | Tier 2 - Elevated | Distribution Circuit | 2 | 19 | 2018-02-19 | 26948 | Sus | N | EquipmentFailureInvolved¦Overhead¦PoleWood¦Broken
18-0016359 | Vegetation | Tree - branch fell on line | Conductor, Overhead | Normal | 2018 | Tier 3 - Extreme | Distribution Circuit | 2 | 22 | 2018-02-22 | 29355 | Sus | N | Vegetation¦Treebranchfellonline¦ConductorOverhead¦Normal
18-0017713 | 3rd Party | Aircraft | Conductor, Overhead | Normal | 2018 | Tier 3 - Extreme | Distribution Circuit | 2 | 27 | 2018-02-27 | 32696 | Sus | N | 3rdParty¦Aircraft¦ConductorOverhead¦Normal
18-0018782 | Unknown Cause | Patrol - found nothing |  |  | 2018 | Tier 3 - Extreme | Distribution Circuit | 3 | 1 | 2018-03-01 | 35354 | Sus | N | UnknownCause¦Patrolfoundnothing¦¦
18-0021471 | Vegetation | Tree - fell into line | Conductor, Overhead | Together | 2018 | Tier 2 - Elevated | Distribution Circuit | 3 | 9 | 2018-03-09 | 41204 | Sus | N | Vegetation¦Treefellintoline¦ConductorOverhead¦Together
18-0025474 | Vegetation | Tree - branch fell on line | Fuse | Failed/Faulted | 2018 | Tier 3 - Extreme | Distribution Circuit | 3 | 22 | 2018-03-22 | 50531 | Sus | N | Vegetation¦Treebranchfellonline¦Fuse¦FailedFaulted
18-0025542 | Environmental/External | Lightning | Transformer | Failed/Faulted | 2018 | Tier 2 - Elevated | Distribution Circuit | 3 | 22 | 2018-03-22 | 50684 | Sus | N | EnvironmentalExternal¦Lightning¦Transformer¦FailedFaulted
18-0026163 | Unknown Cause | Patrol - found nothing |  |  | 2018 | Tier 2 - Elevated | Distribution Circuit | 3 | 23 | 2018-03-23 | 52279 | Sus | N | UnknownCause¦Patrolfoundnothing¦¦
18-0029779 | Equipment Failure/Involved | Fire, pole | Pole-Wood | Burned/flashed | 2018 | Tier 2 - Elevated | Distribution Circuit | 4 | 6 | 2018-04-06 | 60578 | Sus | N | EquipmentFailureInvolved¦Firepole¦PoleWood¦Burnedflashed
18-0032196 | Equipment Failure/Involved | Overhead | Transformer (OH) | Broken | 2018 | Tier 2 - Elevated | Transformer only | 4 | 13 | 2018-04-13 | 66612 | Sus | N | EquipmentFailureInvolved¦Overhead¦Transformer(OH)¦Broken
18-0042653 | Vegetation | Tree - bark fell into line | Conductor, Overhead | Broken, wire on ground | 2018 | Tier 3 - Extreme | Distribution Circuit | 5 | 20 | 2018-05-20 | 90280 | Sus | Y | Vegetation¦Treebarkfellintoline¦ConductorOverhead¦Brokenwireonground
18-0044602 | Unknown Cause | Patrol - not conducted |  |  | 2018 | Tier 2 - Elevated | Distribution Circuit | 5 | 25 | 2018-05-25 | 94309 | Sus | Y | UnknownCause¦Patrolnotconducted¦¦
18-0049300 | 3rd Party | Vehicle | Pole-Wood | Broken | 2018 | Tier 3 - Extreme | Distribution Circuit | 6 | 9 | 2018-06-09 | 105471 | Sus | Y | 3rdParty¦Vehicle¦PoleWood¦Broken
18-0049444 | Vegetation | Tree - branch fell on line | Conductor, Overhead | Normal | 2018 | Tier 2 - Elevated | Distribution Circuit | 6 | 10 | 2018-06-10 | 105902 | Sus | Y | Vegetation¦Treebranchfellonline¦ConductorOverhead¦Normal
18-0054080 | Vegetation | Tree - fell into line | Conductor, Overhead | Broken, wire on ground | 2018 | Tier 2 - Elevated | Distribution Circuit | 6 | 24 | 2018-06-24 | 117167 | Sus | Y | Vegetation¦Treefellintoline¦ConductorOverhead¦Brokenwireonground
18-0072212 | Animal | Squirrel | Fuse | Failed/Faulted | 2018 | Tier 3 - Extreme | Distribution Circuit | 8 | 21 | 2018-08-21 | 159690 | Sus | Y | Animal¦Squirrel¦Fuse¦FailedFaulted
18-0079227 | Unknown Cause | Patrol - found nothing |  |  | 2018 | Tier 2 - Elevated | Distribution Circuit | 9 | 13 | 2018-09-13 | 173421 | Sus | Y | UnknownCause¦Patrolfoundnothing¦¦
18-0079326 | Unknown Cause | Patrol - not conducted |  |  | 2018 | Tier 2 - Elevated | Distribution Circuit | 9 | 13 | 2018-09-13 | 173550 | Sus | Y | UnknownCause¦Patrolnotconducted¦¦
18-0082303 | Vegetation | Tree - fell into line | Conductor, Overhead | Normal | 2018 | Tier 2 - Elevated | Distribution Circuit | 9 | 22 | 2018-09-22 | 179178 | Sus | Y | Vegetation¦Treefellintoline¦ConductorOverhead¦Normal
18-0086481 | Environmental/External | Lightning | Cutout, fuse holder | Arcing | 2018 | Tier 2 - Elevated | Distribution Circuit | 10 | 3 | 2018-10-03 | 187589 | Sus | Y | EnvironmentalExternal¦Lightning¦Cutoutfuseholder¦Arcing
18-0086481 | Environmental/External | Lightning | Cutout, fuse holder | Arcing | 2018 | Tier 2 - Elevated | Distribution Circuit | 10 | 3 | 2018-10-03 | 187589 | Sus | Y | EnvironmentalExternal¦Lightning¦Cutoutfuseholder¦Arcing
18-0086597 | Unknown Cause | Patrol - not conducted |  |  | 2018 | Tier 3 - Extreme | Distribution Circuit | 10 | 4 | 2018-10-04 | 188003 | Sus | Y | UnknownCause¦Patrolnotconducted¦¦
18-0090720 | Unknown Cause | Patrol - found nothing |  |  | 2018 | Tier 2 - Elevated | Distribution Circuit | 10 | 16 | 2018-10-16 | 196046 | Sus | Y | UnknownCause¦Patrolfoundnothing¦¦
18-0091132 | Wildfire Mitigation | Public Safety Power Shut-off |  |  | 2018 | Tier 3 - Extreme | Distribution Circuit | 10 | 14 | 2018-10-14 | 196819 | Sus | Y | WildfireMitigation¦PublicSafetyPowerShutoff¦¦
18-0096174 | Animal | Bird found | Conductor, Overhead | Normal | 2018 | Tier 2 - Elevated | Distribution Circuit | 11 | 1 | 2018-11-01 | 206695 | Sus | Y | Animal¦Birdfound¦ConductorOverhead¦Normal
18-0100744 | Unknown Cause | Patrol - found nothing |  |  | 2018 | Tier 2 - Elevated | Distribution Circuit | 11 | 18 | 2018-11-18 | 217591 | Sus | Y | UnknownCause¦Patrolfoundnothing¦¦
18-0100790 | Environmental/External | Fire, Forest/Grass | Pole-Wood | Burned/flashed | 2018 | Tier 3 - Extreme | Distribution Circuit | 11 | 8 | 2018-11-08 | 217771 | Sus | Y | EnvironmentalExternal¦FireForestGrass¦PoleWood¦Burnedflashed
18-0101712 | Unknown Cause | Patrol - found nothing |  |  | 2018 | Tier 3 - Extreme | Distribution Circuit | 11 | 21 | 2018-11-21 | 219486 | Sus | Y | UnknownCause¦Patrolfoundnothing¦¦
18-0104082 | Unknown Cause | Patrol - found nothing |  |  | 2018 | Tier 2 - Elevated | Distribution Circuit | 11 | 27 | 2018-11-27 | 226068 | Sus | Y | UnknownCause¦Patrolfoundnothing¦¦
19-0004238 | Vegetation | Tree - branch fell on line | Conductor, Overhead | Burned/flashed | 2019 | Tier 3 - Extreme | Distribution Circuit | 1 | 3 | 2019-01-03 | 252610 | Sus | N | Vegetation¦Treebranchfellonline¦ConductorOverhead¦Burnedflashed
19-0004670 | Unknown Cause | Patrol - found nothing |  |  | 2019 | Tier 2 - Elevated | Distribution Circuit | 1 | 5 | 2019-01-05 | 253714 | Sus | N | UnknownCause¦Patrolfoundnothing¦¦
19-0005424 | Vegetation | Tree - fell into line | Conductor, Overhead | Broken, wire on ground | 2019 | Tier 2 - Elevated | Distribution Circuit | 1 | 6 | 2019-01-06 | 257996 | Sus | N | Vegetation¦Treefellintoline¦ConductorOverhead¦Brokenwireonground
19-0008509 | Unknown Cause | Patrol - found nothing |  |  | 2019 | Tier 2 - Elevated | Distribution Circuit | 1 | 14 | 2019-01-14 | 264599 | Sus | N | UnknownCause¦Patrolfoundnothing¦¦
19-0009647 | Vegetation | Tree - branch fell on line | Switch (OH) | Failed/Faulted | 2019 | Tier 3 - Extreme | Distribution Circuit | 1 | 16 | 2019-01-16 | 266916 | Sus | N | Vegetation¦Treebranchfellonline¦Switch(OH)¦FailedFaulted
19-0011953 | Environmental/External | Lightning | Transformer | Failed/Faulted | 2019 | Tier 2 - Elevated | Transformer only | 1 | 17 | 2019-01-17 | 272952 | Sus | N | EnvironmentalExternal¦Lightning¦Transformer¦FailedFaulted
19-0012100 | Equipment Failure/Involved | Overhead | Pole-Wood | Broken | 2019 | Tier 3 - Extreme | Distribution Circuit | 1 | 19 | 2019-01-19 | 276637 | Sus | N | EquipmentFailureInvolved¦Overhead¦PoleWood¦Broken
19-0015759 | Unknown Cause | Patrol - found nothing |  |  | 2019 | Tier 2 - Elevated | Distribution Circuit | 1 | 29 | 2019-01-29 | 283635 | Sus | N | UnknownCause¦Patrolfoundnothing¦¦
19-0017508 | Equipment Failure/Involved | Overhead | Transformer (OH) | Failed/Faulted | 2019 | Tier 2 - Elevated | Transformer only | 2 | 2 | 2019-02-02 | 288742 | Sus | N | EquipmentFailureInvolved¦Overhead¦Transformer(OH)¦FailedFaulted
19-0017533 | Equipment Failure/Involved | Overhead | Jumper | Burned Open | 2019 | Tier 2 - Elevated | Distribution Circuit | 2 | 3 | 2019-02-03 | 288792 | Sus | N | EquipmentFailureInvolved¦Overhead¦Jumper¦BurnedOpen
19-0019509 | Vegetation | Tree - fell into line | Conductor, Overhead | Broken, wire on ground | 2019 | Tier 3 - Extreme | Distribution Circuit | 2 | 6 | 2019-02-06 | 295088 | Sus | N | Vegetation¦Treefellintoline¦ConductorOverhead¦Brokenwireonground
19-0020420 | Vegetation | Tree - fell into line | Pole-Wood | Broken, wire on ground | 2019 | Tier 3 - Extreme | Distribution Circuit | 2 | 9 | 2019-02-09 | 297419 | Sus | N | Vegetation¦Treefellintoline¦PoleWood¦Brokenwireonground
19-0021100 | Unknown Cause | Patrol - found nothing |  |  | 2019 | Tier 3 - Extreme | Distribution Circuit | 2 | 11 | 2019-02-11 | 299537 | Sus | N | UnknownCause¦Patrolfoundnothing¦¦
19-0023728 | Unknown Cause | Patrol - not conducted |  |  | 2019 | Tier 2 - Elevated | Distribution Circuit | 2 | 14 | 2019-02-14 | 309911 | Sus | N | UnknownCause¦Patrolnotconducted¦¦
19-0023791 | Vegetation | Tree - fell into line | Conductor, Overhead | Normal | 2019 | Tier 3 - Extreme | Distribution Circuit | 2 | 15 | 2019-02-15 | 311102 | Sus | N | Vegetation¦Treefellintoline¦ConductorOverhead¦Normal
19-0025137 | Vegetation | Tree - fell into line | Conductor, Overhead | Together | 2019 | Tier 3 - Extreme | Distribution Circuit | 2 | 17 | 2019-02-17 | 315527 | Sus | N | Vegetation¦Treefellintoline¦ConductorOverhead¦Together
19-0025748 | Vegetation | Tree - fell into line | Crossarm, Wood | Broken, wire on ground | 2019 | Tier 2 - Elevated | Distribution Circuit | 2 | 12 | 2019-02-12 | 318190 | Sus | N | Vegetation¦Treefellintoline¦CrossarmWood¦Brokenwireonground
19-0028237 | Company Initiated | Construction Activity/equip, company | Conductor, Overhead | Normal | 2019 | Tier 2 - Elevated | Distribution Circuit | 2 | 26 | 2019-02-26 | 324298 | Sus | N | CompanyInitiated¦ConstructionActivityequipcompany¦ConductorOverhead¦Normal
19-0028719 | Unknown Cause | Patrol - found nothing |  |  | 2019 | Tier 2 - Elevated | Distribution Circuit | 2 | 27 | 2019-02-27 | 326137 | Sus | N | UnknownCause¦Patrolfoundnothing¦¦
19-0029401 | Equipment Failure/Involved | Overhead | Crossarm, Wood | Broken | 2019 | Tier 2 - Elevated | Transformer only | 2 | 28 | 2019-02-28 | 328072 | Sus | N | EquipmentFailureInvolved¦Overhead¦CrossarmWood¦Broken
19-0034600 | Unknown Cause | Patrol - found nothing |  |  | 2019 | Tier 3 - Extreme | Distribution Circuit | 3 | 18 | 2019-03-18 | 341651 | Sus | N | UnknownCause¦Patrolfoundnothing¦¦
19-0034771 | Vegetation | Tree - branch fell on line | Conductor, Overhead | Normal | 2019 | Tier 2 - Elevated | Distribution Circuit | 3 | 18 | 2019-03-18 | 342250 | Sus | N | Vegetation¦Treebranchfellonline¦ConductorOverhead¦Normal
19-0037557 | Unknown Cause | Patrol - found nothing |  |  | 2019 | Tier 3 - Extreme | Distribution Circuit | 3 | 27 | 2019-03-27 | 348612 | Sus | N | UnknownCause¦Patrolfoundnothing¦¦
19-0037844 | Environmental/External | Lightning | Lightning Arrestor | Failed/Faulted | 2019 | Tier 2 - Elevated | Distribution Circuit | 3 | 28 | 2019-03-28 | 349168 | Sus | N | EnvironmentalExternal¦Lightning¦LightningArrestor¦FailedFaulted
19-0038051 | Equipment Failure/Involved | Overhead | Woodpin | Broken | 2019 | Tier 2 - Elevated | Distribution Circuit | 3 | 28 | 2019-03-28 | 349704 | Sus | N | EquipmentFailureInvolved¦Overhead¦Woodpin¦Broken
19-0040578 | 3rd Party | Vehicle | Pole-Wood | Broken | 2019 | Tier 3 - Extreme | Distribution Circuit | 4 | 8 | 2019-04-08 | 355762 | Sus | N | 3rdParty¦Vehicle¦PoleWood¦Broken
19-0043404 | Equipment Failure/Involved | Underground | Transformer (UG) | Failed/Faulted | 2019 | Tier 3 - Extreme | Distribution Circuit | 4 | 17 | 2019-04-17 | 362407 | Sus | N | EquipmentFailureInvolved¦Underground¦Transformer(UG)¦FailedFaulted
19-0047690 | Unknown Cause | Patrol - found nothing |  |  | 2019 | Tier 2 - Elevated | Distribution Circuit | 4 | 30 | 2019-04-30 | 371266 | Sus | N | UnknownCause¦Patrolfoundnothing¦¦
19-0053024 | Vegetation | Tree - fell into line | Conductor, Overhead | Broken, wire on ground | 2019 | Tier 3 - Extreme | Distribution Circuit | 5 | 16 | 2019-05-16 | 383079 | Sus | Y | Vegetation¦Treefellintoline¦ConductorOverhead¦Brokenwireonground
19-0055405 | Unknown Cause | Patrol - not conducted |  |  | 2019 | Tier 3 - Extreme | Distribution Circuit | 5 | 22 | 2019-05-22 | 387961 | Sus | Y | UnknownCause¦Patrolnotconducted¦¦
19-0064155 | Equipment Failure/Involved | Overhead | Cutout, fuse holder | Broken | 2019 | Tier 3 - Extreme | Transformer only | 6 | 7 | 2019-06-07 | 400516 | Sus | Y | EquipmentFailureInvolved¦Overhead¦Cutoutfuseholder¦Broken
19-0064552 | Unknown Cause | Patrol - found nothing |  |  | 2019 | Tier 2 - Elevated | Distribution Circuit | 6 | 8 | 2019-06-08 | 401233 | Sus | Y | UnknownCause¦Patrolfoundnothing¦¦
19-0068746 | Equipment Failure/Involved | Underground | Conductor, Underground | Broken | 2019 | Tier 2 - Elevated | Distribution Circuit | 6 | 17 | 2019-06-17 | 417958 | Sus | Y | EquipmentFailureInvolved¦Underground¦ConductorUnderground¦Broken
19-0079017 | Equipment Failure/Involved | Overhead | Transformer (OH) | Failed/Faulted | 2019 | Tier 2 - Elevated | Distribution Circuit | 7 | 19 | 2019-07-19 | 459905 | Sus | Y | EquipmentFailureInvolved¦Overhead¦Transformer(OH)¦FailedFaulted
19-0079328 | Equipment Failure/Involved | Overhead | Transformer | Leaking | 2019 | Tier 2 - Elevated | Transformer only | 7 | 19 | 2019-07-19 | 462193 | Sus | Y | EquipmentFailureInvolved¦Overhead¦Transformer¦Leaking
19-0080218 | Unknown Cause | Patrol - found nothing |  |  | 2019 | Tier 3 - Extreme | Distribution Circuit | 7 | 23 | 2019-07-23 | 468853 | Sus | Y | UnknownCause¦Patrolfoundnothing¦¦
19-0080912 | Unknown Cause | Patrol - found nothing |  |  | 2019 | Tier 2 - Elevated | Distribution Circuit | 7 | 24 | 2019-07-24 | 470728 | Sus | Y | UnknownCause¦Patrolfoundnothing¦¦
19-0082745 | Environmental/External | Lightning | Transformer | Failed/Faulted | 2019 | Tier 3 - Extreme | Transformer only | 7 | 30 | 2019-07-30 | 475847 | Sus | Y | EnvironmentalExternal¦Lightning¦Transformer¦FailedFaulted
19-0083314 | Equipment Failure/Involved | Overhead | Crossarm, Steel | Broken | 2019 | Tier 3 - Extreme | Distribution Circuit | 8 | 1 | 2019-08-01 | 476925 | Sus | Y | EquipmentFailureInvolved¦Overhead¦CrossarmSteel¦Broken
19-0083470 | Equipment Failure/Involved | Overhead | Transformer | Failed/Faulted | 2019 | Tier 2 - Elevated | Transformer only | 8 | 1 | 2019-08-01 | 477248 | Sus | Y | EquipmentFailureInvolved¦Overhead¦Transformer¦FailedFaulted
19-0096513 | Vegetation | Tree - branch fell on line | Conductor, Overhead | Normal | 2019 | Tier 3 - Extreme | Distribution Circuit | 9 | 7 | 2019-09-07 | 562269 | Sus | Y | Vegetation¦Treebranchfellonline¦ConductorOverhead¦Normal
19-0099600 | Equipment Failure/Involved | Overhead | Capacitor | Burned/flashed | 2019 | Tier 2 - Elevated | Distribution Circuit | 9 | 16 | 2019-09-16 | 584996 | Sus | Y | EquipmentFailureInvolved¦Overhead¦Capacitor¦Burnedflashed
19-0099935 | Environmental/External | Lightning | Transformer | Failed/Faulted | 2019 | Tier 2 - Elevated | Transformer only | 9 | 16 | 2019-09-16 | 585490 | Sus | Y | EnvironmentalExternal¦Lightning¦Transformer¦FailedFaulted
19-0102694 | Equipment Failure/Involved | Overhead | Conductor, Overhead | Deteriorated | 2019 | Tier 2 - Elevated | Distribution Circuit | 9 | 23 | 2019-09-23 | 607915 | Sus | Y | EquipmentFailureInvolved¦Overhead¦ConductorOverhead¦Deteriorated
19-0103844 | Vegetation | Tree - fell into line | Conductor, Overhead | Broken, wire on ground | 2019 | Tier 3 - Extreme | Distribution Circuit | 9 | 26 | 2019-09-26 | 615637 | Sus | Y | Vegetation¦Treefellintoline¦ConductorOverhead¦Brokenwireonground
19-0104677 | Vegetation | Tree - branch fell on line | Conductor, Overhead | Normal | 2019 | Tier 3 - Extreme | Distribution Circuit | 9 | 27 | 2019-09-27 | 622853 | Sus | Y | Vegetation¦Treebranchfellonline¦ConductorOverhead¦Normal
19-0105875 | 3rd Party | Tree - cutting, 3rd party | Conductor, Overhead | Normal | 2019 | Tier 2 - Elevated | Distribution Circuit | 10 | 1 | 2019-10-01 | 633823 | Sus | Y | 3rdParty¦Treecutting3rdparty¦ConductorOverhead¦Normal
19-0109092 | Wildfire Mitigation | Public Safety Power Shut-off | Recloser | Normal | 2019 | Tier 2 - Elevated | Distribution Circuit | 10 | 9 | 2019-10-09 | 647942 | Sus | Y | WildfireMitigation¦PublicSafetyPowerShutoff¦Recloser¦Normal
19-0117575 | Equipment Failure/Involved | Overhead | Pole-Wood | Broken | 2019 | Tier 2 - Elevated | Distribution Circuit | 10 | 26 | 2019-10-26 | 690430 | Sus | Y | EquipmentFailureInvolved¦Overhead¦PoleWood¦Broken
19-0119119 | Unknown Cause | Patrol - found nothing |  |  | 2019 | Tier 2 - Elevated | Distribution Circuit | 10 | 30 | 2019-10-30 | 695626 | Sus | Y | UnknownCause¦Patrolfoundnothing¦¦
19-0125348 | Equipment Failure/Involved | Overhead | Cutout, fuse holder | Broken | 2019 | Tier 2 - Elevated | Distribution Circuit | 11 | 15 | 2019-11-15 | 708041 | Sus | Y | EquipmentFailureInvolved¦Overhead¦Cutoutfuseholder¦Broken
19-0126226 | Animal | Squirrel | Cutout, fuse holder | Normal | 2019 | Tier 3 - Extreme | Distribution Circuit | 11 | 19 | 2019-11-19 | 710027 | Sus | Y | Animal¦Squirrel¦Cutoutfuseholder¦Normal
19-0130536 | Unknown Cause | Patrol - found nothing |  |  | 2019 | Tier 2 - Elevated | Distribution Circuit | 11 | 26 | 2019-11-26 | 718228 | Sus | Y | UnknownCause¦Patrolfoundnothing¦¦
19-0130681 | Vegetation | Tree - branch fell on line | Conductor, Overhead | Normal | 2019 | Tier 3 - Extreme | Distribution Circuit | 11 | 26 | 2019-11-26 | 717654 | Sus | Y | Vegetation¦Treebranchfellonline¦ConductorOverhead¦Normal
19-0131416 | Unknown Cause | Patrol - found nothing |  |  | 2019 | Tier 2 - Elevated | Distribution Circuit | 11 | 30 | 2019-11-30 | 724214 | Sus | Y | UnknownCause¦Patrolfoundnothing¦¦
19-0132662 | Equipment Failure/Involved | Overhead | Transformer | Failed/Faulted | 2019 | Tier 2 - Elevated | Transformer only | 12 | 2 | 2019-12-02 | 728041 | Sus | N | EquipmentFailureInvolved¦Overhead¦Transformer¦FailedFaulted
19-0135936 | Vegetation | Tree - branch fell on line | Conductor, Overhead | Normal | 2019 | Tier 3 - Extreme | Distribution Circuit | 12 | 11 | 2019-12-11 | 736386 | Sus | N | Vegetation¦Treebranchfellonline¦ConductorOverhead¦Normal
19-0137188 | Unknown Cause | Patrol - found nothing |  |  | 2019 | Tier 3 - Extreme | Distribution Circuit | 12 | 19 | 2019-12-19 | 745900 | Sus | N | UnknownCause¦Patrolfoundnothing¦¦
19-0137448 | Equipment Failure/Involved | Overhead | Fuse | Failed/Faulted | 2019 | Tier 2 - Elevated | Distribution Circuit | 12 | 21 | 2019-12-21 | 747748 | Sus | N | EquipmentFailureInvolved¦Overhead¦Fuse¦FailedFaulted
19-0137654 | Equipment Failure/Involved | Overhead | Transformer | Failed/Faulted | 2019 | Tier 2 - Elevated | Transformer only | 12 | 22 | 2019-12-22 | 748836 | Sus | N | EquipmentFailureInvolved¦Overhead¦Transformer¦FailedFaulted
19-0138111 | Equipment Failure/Involved | Overhead | Pole-Wood | Broken | 2019 | Tier 2 - Elevated | Distribution Circuit | 12 | 28 | 2019-12-28 | 751741 | Sus | N | EquipmentFailureInvolved¦Overhead¦PoleWood¦Broken
19-0138145 | Vegetation | Tree - bark fell into line | Cutout, fuse holder | Normal | 2019 | Tier 2 - Elevated | Distribution Circuit | 12 | 29 | 2019-12-29 | 752010 | Sus | N | Vegetation¦Treebarkfellintoline¦Cutoutfuseholder¦Normal
19-0138151 | 3rd Party | Tree - cutting, 3rd party | Conductor, Overhead | Normal | 2019 | Tier 2 - Elevated | Distribution Circuit | 12 | 29 | 2019-12-29 | 752039 | Sus | N | 3rdParty¦Treecutting3rdparty¦ConductorOverhead¦Normal
20-0005043 | Equipment Failure/Involved | Overhead | Regulator | Failed/Faulted | 2020 | Tier 2 - Elevated | Distribution Circuit | 1 | 3 | 2020-01-03 | 754503 | Sus | N | EquipmentFailureInvolved¦Overhead¦Regulator¦FailedFaulted
20-0006182 | Unknown Cause | Patrol - not conducted |  |  | 2020 | Tier 2 - Elevated | Distribution Circuit | 1 | 8 | 2020-01-08 | 756890 | Sus | N | UnknownCause¦Patrolnotconducted¦¦
20-0010409 | Unknown Cause | Patrol - not conducted |  |  | 2020 | Tier 2 - Elevated | Transmission line | 1 | 17 | 2020-01-17 | 764190 | Sus | N | UnknownCause¦Patrolnotconducted¦¦
20-0010539 | Equipment Failure/Involved | Overhead | Insulator | Burned/flashed | 2020 | Tier 2 - Elevated | Distribution Circuit | 1 | 17 | 2020-01-17 | 764644 | Sus | N | EquipmentFailureInvolved¦Overhead¦Insulator¦Burnedflashed
20-0016396 | Vegetation | Tree - fell into line | Pole-Wood | Broken | 2020 | Tier 3 - Extreme | Distribution Circuit | 2 | 2 | 2020-02-02 | 775863 | Sus | N | Vegetation¦Treefellintoline¦PoleWood¦Broken
20-0019479 | Vegetation | Tree - fell into line | Conductor, Overhead | Broken, wire on ground | 2020 | Tier 2 - Elevated | Distribution Circuit | 2 | 9 | 2020-02-09 | 785843 | Sus | N | Vegetation¦Treefellintoline¦ConductorOverhead¦Brokenwireonground
20-0029882 | Unknown Cause | Patrol - found nothing |  |  | 2020 | Tier 2 - Elevated | Distribution Circuit | 3 | 8 | 2020-03-08 | 838505 | Sus | N | UnknownCause¦Patrolfoundnothing¦¦
20-0033490 | Vegetation | Tree - fell into line | Crossarm, Wood | Broken, wire on ground | 2020 | Tier 3 - Extreme | Distribution Circuit | 3 | 17 | 2020-03-17 | 856962 | Sus | N | Vegetation¦Treefellintoline¦CrossarmWood¦Brokenwireonground
20-0033774 | Vegetation | Tree - branch fell on line | Conductor, Overhead | Normal | 2020 | Tier 3 - Extreme | Distribution Circuit | 3 | 16 | 2020-03-16 | 853834 | Sus | N | Vegetation¦Treebranchfellonline¦ConductorOverhead¦Normal
20-0034832 | 3rd Party | Vehicle | Pole-Wood | Broken | 2020 | Tier 2 - Elevated | Distribution Circuit | 3 | 20 | 2020-03-20 | 860063 | Sus | N | 3rdParty¦Vehicle¦PoleWood¦Broken
20-0036873 | Vegetation | Tree - fell into line | Conductor, Overhead | Normal | 2020 | Tier 2 - Elevated | Distribution Circuit | 3 | 28 | 2020-03-28 | 868918 | Sus | N | Vegetation¦Treefellintoline¦ConductorOverhead¦Normal
20-0040098 | 3rd Party | Vehicle | Pole-Wood | Broken | 2020 | Tier 2 - Elevated | Distribution Circuit | 4 | 9 | 2020-04-09 | 893017 | Sus | N | 3rdParty¦Vehicle¦PoleWood¦Broken
20-0040177 | Equipment Failure/Involved | Overhead | Crossarm, Wood | Broken | 2020 | Tier 3 - Extreme | Distribution Circuit | 4 | 9 | 2020-04-09 | 893230 | Sus | N | EquipmentFailureInvolved¦Overhead¦CrossarmWood¦Broken
20-0046742 | Equipment Failure/Involved | Overhead | Jumper | Burned Open | 2020 | Tier 2 - Elevated | Distribution Circuit | 5 | 3 | 2020-05-03 | 906156 | Sus | Y | EquipmentFailureInvolved¦Overhead¦Jumper¦BurnedOpen
20-0049344 | 3rd Party | Customer Equipment | Pole-Wood | Broken | 2020 | Tier 2 - Elevated | Distribution Circuit | 5 | 12 | 2020-05-12 | 911968 | Sus | Y | 3rdParty¦CustomerEquipment¦PoleWood¦Broken
20-0050058 | Equipment Failure/Involved | Underground | Transformer (UG) | Broken | 2020 | Tier 3 - Extreme | Distribution Circuit | 5 | 15 | 2020-05-15 | 914066 | Sus | Y | EquipmentFailureInvolved¦Underground¦Transformer(UG)¦Broken
20-0050209 | Unknown Cause | Patrol - found nothing |  |  | 2020 | Tier 2 - Elevated | Distribution Circuit | 5 | 14 | 2020-05-14 | 913642 | Sus | Y | UnknownCause¦Patrolfoundnothing¦¦
20-0050522 | Unknown Cause | Patrol - found nothing |  |  | 2020 | Tier 2 - Elevated | Distribution Circuit | 5 | 15 | 2020-05-15 | 914032 | Sus | Y | UnknownCause¦Patrolfoundnothing¦¦
20-0053672 | Equipment Failure/Involved | Overhead | Transformer | Failed/Faulted | 2020 | Tier 2 - Elevated | Transformer only | 5 | 24 | 2020-05-24 | 920445 | Sus | Y | EquipmentFailureInvolved¦Overhead¦Transformer¦FailedFaulted
20-0055825 | Vegetation | Tree - fell into line | Pole-Wood | Broken | 2020 | Tier 3 - Extreme | Distribution Circuit | 5 | 29 | 2020-05-29 | 925904 | Sus | Y | Vegetation¦Treefellintoline¦PoleWood¦Broken
20-0059605 | Equipment Failure/Involved | Overhead | Transformer | Failed/Faulted | 2020 | Tier 2 - Elevated | Transformer only | 6 | 10 | 2020-06-10 | 935759 | Sus | Y | EquipmentFailureInvolved¦Overhead¦Transformer¦FailedFaulted
20-0086728 | Vegetation | Tree - branch fell on line | Conductor, Overhead | Broken, wire on ground | 2020 | Tier 3 - Extreme | Distribution Circuit | 8 | 17 | 2020-08-17 | 1014940 | Sus | Y | Vegetation¦Treebranchfellonline¦ConductorOverhead¦Brokenwireonground
20-0087373 | Environmental/External | Fire, Forest/Grass | Conductor, Overhead | Normal | 2020 | Tier 2 - Elevated | Distribution Circuit | 8 | 19 | 2020-08-19 | 1022916 | Sus | Y | EnvironmentalExternal¦FireForestGrass¦ConductorOverhead¦Normal
20-0087830 | Equipment Failure/Involved | Overhead | Transformer (OH) | Failed/Faulted | 2020 | Tier 2 - Elevated | Distribution Circuit | 8 | 17 | 2020-08-17 | 1024071 | Sus | Y | EquipmentFailureInvolved¦Overhead¦Transformer(OH)¦FailedFaulted
20-0093898 | Vegetation | Tree - branch fell on line | Connector or Splice (OH) | Broken | 2020 | Tier 2 - Elevated | Distribution Circuit | 9 | 6 | 2020-09-06 | 1056968 | Sus | Y | Vegetation¦Treebranchfellonline¦ConnectororSplice(OH)¦Broken
20-0094050 | Unknown Cause | Patrol - found nothing |  |  | 2020 | Tier 2 - Elevated | Distribution Circuit | 9 | 6 | 2020-09-06 | 1057233 | Sus | Y | UnknownCause¦Patrolfoundnothing¦¦
20-0095936 | Animal | Squirrel | Conductor, Overhead | Normal | 2020 | Tier 2 - Elevated | Transmission line | 9 | 10 | 2020-09-10 | 1062833 | Sus | Y | Animal¦Squirrel¦ConductorOverhead¦Normal
20-0099541 | Unknown Cause | Patrol - found nothing |  |  | 2020 | Tier 2 - Elevated | Transformer only | 9 | 21 | 2020-09-21 | 1084193 | Sus | Y | UnknownCause¦Patrolfoundnothing¦¦
20-0100071 | Environmental/External | Fire, Forest/Grass | Conductor, Overhead | Burned/flashed | 2020 | Tier 3 - Extreme | Distribution Circuit | 9 | 7 | 2020-09-07 | 1087054 | Sus | Y | EnvironmentalExternal¦FireForestGrass¦ConductorOverhead¦Burnedflashed
20-0102574 | Equipment Failure/Involved | Overhead | Fuse | Broken | 2020 | Tier 3 - Extreme | Transformer only | 9 | 28 | 2020-09-28 | 1097021 | Sus | Y | EquipmentFailureInvolved¦Overhead¦Fuse¦Broken
20-0111844 | Animal | Squirrel | Fuse | Broken | 2020 | Tier 2 - Elevated | Transformer only | 10 | 22 | 2020-10-22 | 1123570 | Sus | Y | Animal¦Squirrel¦Fuse¦Broken
20-0114291 | Unknown Cause | Patrol - found nothing |  |  | 2020 | Tier 3 - Extreme | Transformer only | 10 | 28 | 2020-10-28 | 1130617 | Sus | Y | UnknownCause¦Patrolfoundnothing¦¦
20-0120905 | 3rd Party | Vehicle | Pole-Wood | Broken | 2020 | Tier 2 - Elevated | Transformer only | 11 | 13 | 2020-11-13 | 1144566 | Sus | Y | 3rdParty¦Vehicle¦PoleWood¦Broken
20-0121730 | Vegetation | Tree - fell into line | Conductor, Overhead | Normal | 2020 | Tier 3 - Extreme | Distribution Circuit | 11 | 17 | 2020-11-17 | 1146849 | Sus | Y | Vegetation¦Treefellintoline¦ConductorOverhead¦Normal
20-0127840 | Equipment Failure/Involved | Overhead | Insulator | Broken | 2020 | Tier 2 - Elevated | Distribution Circuit | 12 | 4 | 2020-12-04 | 1163634 | Sus | N | EquipmentFailureInvolved¦Overhead¦Insulator¦Broken
20-0131883 | 3rd Party | Vehicle | Pole-Wood | Broken, wire on ground | 2020 | Tier 3 - Extreme | Distribution Circuit | 12 | 26 | 2020-12-26 | 1199146 | Sus | N | 3rdParty¦Vehicle¦PoleWood¦Brokenwireonground
20-0132075 | Equipment Failure/Involved | Overhead | Transformer (OH) | Normal | 2020 | Tier 2 - Elevated | Transformer only | 12 | 28 | 2020-12-28 | 1200274 | Sus | N | EquipmentFailureInvolved¦Overhead¦Transformer(OH)¦Normal
21-0009829 | Equipment Failure/Involved | Overhead | Transformer | Broken | 2021 | Tier 3 - Extreme | Transformer only | 1 | 18 | 2021-01-18 | 1212898 | Sus | N | EquipmentFailureInvolved¦Overhead¦Transformer¦Broken
21-0009910 | Unknown Cause | Patrol - not conducted |  |  | 2021 | Tier 2 - Elevated | Distribution Circuit | 1 | 18 | 2021-01-18 | 1213175 | Sus | N | UnknownCause¦Patrolnotconducted¦¦
21-0011674 | Unknown Cause | Patrol - found nothing |  |  | 2021 | Tier 3 - Extreme | Distribution Circuit | 1 | 19 | 2021-01-19 | 1214732 | Sus | N | UnknownCause¦Patrolfoundnothing¦¦
21-0011721 | Vegetation | Tree - branch fell on line | Conductor, Overhead | Broken, wire on ground | 2021 | Tier 3 - Extreme | Distribution Circuit | 1 | 19 | 2021-01-19 | 1219202 | Sus | N | Vegetation¦Treebranchfellonline¦ConductorOverhead¦Brokenwireonground
21-0011894 | 3rd Party | Vehicle | Pole-Wood | Broken | 2021 | Tier 2 - Elevated | Distribution Circuit | 1 | 21 | 2021-01-21 | 1219475 | Sus | N | 3rdParty¦Vehicle¦PoleWood¦Broken
21-0015889 | Vegetation | Tree - fell into line | Transformer (OH) | Broken | 2021 | Tier 3 - Extreme | Distribution Circuit | 1 | 27 | 2021-01-27 | 1233206 | Sus | N | Vegetation¦Treefellintoline¦Transformer(OH)¦Broken
21-0016282 | Vegetation | Tree - fell into line | Conductor, Overhead | Normal | 2021 | Tier 3 - Extreme | Distribution Circuit | 1 | 27 | 2021-01-27 | 1233791 | Sus | N | Vegetation¦Treefellintoline¦ConductorOverhead¦Normal
21-0017554 | Vegetation | Tree - fell into line | Conductor, Overhead | Normal | 2021 | Tier 3 - Extreme | Distribution Circuit | 1 | 28 | 2021-01-28 | 1239679 | Sus | N | Vegetation¦Treefellintoline¦ConductorOverhead¦Normal
21-0024464 | Equipment Failure/Involved | Overhead | Conductor, Overhead | On Ground | 2021 | Tier 2 - Elevated | Distribution Circuit | 2 | 11 | 2021-02-11 | 1253013 | Sus | N | EquipmentFailureInvolved¦Overhead¦ConductorOverhead¦OnGround
21-0025174 | Equipment Failure/Involved | Overhead | Jumper | Broken | 2021 | Tier 2 - Elevated | Transformer only | 2 | 12 | 2021-02-12 | 1254052 | Sus | N | EquipmentFailureInvolved¦Overhead¦Jumper¦Broken
21-0029307 | Vegetation | Tree - fell into line | Conductor, Overhead | Broken, wire on ground | 2021 | Tier 3 - Extreme | Distribution Circuit | 2 | 24 | 2021-02-24 | 1261639 | Sus | N | Vegetation¦Treefellintoline¦ConductorOverhead¦Brokenwireonground
21-0047462 | 3rd Party | Vehicle | Conductor, Overhead | Together | 2021 | Tier 2 - Elevated | Distribution Circuit | 4 | 12 | 2021-04-12 | 1313478 | Sus | N | 3rdParty¦Vehicle¦ConductorOverhead¦Together
21-0047752 | Unknown Cause | Patrol - found nothing |  |  | 2021 | Tier 2 - Elevated | Distribution Circuit | 4 | 13 | 2021-04-13 | 1314031 | Sus | N | UnknownCause¦Patrolfoundnothing¦¦
21-0057028 | Equipment Failure/Involved | Electrical Overload | Transformer (OH) |  | 2021 | Tier 2 - Elevated | Transformer only | 5 | 4 | 2021-05-04 | 1341141 | Sus | Y | EquipmentFailureInvolved¦ElectricalOverload¦Transformer(OH)¦
21-0058738 | 3rd Party | Dig in, 3rd party | Conductor, Underground | Normal | 2021 | Tier 3 - Extreme | Distribution Circuit | 5 | 7 | 2021-05-07 | 1343619 | Sus | Y | 3rdParty¦Digin3rdparty¦ConductorUnderground¦Normal
21-0061211 | Equipment Failure/Involved | Overhead | Insulator | Broken | 2021 | Tier 2 - Elevated | Distribution Circuit | 5 | 13 | 2021-05-13 | 1348472 | Sus | Y | EquipmentFailureInvolved¦Overhead¦Insulator¦Broken
21-0062016 | Equipment Failure/Involved | Overhead | Insulator | Burned/flashed | 2021 | Tier 2 - Elevated | Distribution Circuit | 5 | 16 | 2021-05-16 | 1350794 | Sus | Y | EquipmentFailureInvolved¦Overhead¦Insulator¦Burnedflashed
21-0064121 | Equipment Failure/Involved | Overhead | Transformer (OH) | Failed/Faulted | 2021 | Tier 2 - Elevated | Transformer only | 5 | 20 | 2021-05-20 | 1354878 | Sus | Y | EquipmentFailureInvolved¦Overhead¦Transformer(OH)¦FailedFaulted
21-0065003 | Animal | Squirrel | Conductor, Overhead | Normal | 2021 | Tier 3 - Extreme | Distribution Circuit | 5 | 24 | 2021-05-24 | 1357125 | Sus | Y | Animal¦Squirrel¦ConductorOverhead¦Normal
21-0067608 | 3rd Party | Dig in, 3rd party | Transformer (UG) | Normal | 2021 | Tier 2 - Elevated | Transformer only | 5 | 28 | 2021-05-28 | 1360869 | Sus | Y | 3rdParty¦Digin3rdparty¦Transformer(UG)¦Normal
21-0073832 | Unknown Cause | Patrol - found nothing |  |  | 2021 | Tier 2 - Elevated | Transformer only | 6 | 14 | 2021-06-14 | 1372497 | Sus | Y | UnknownCause¦Patrolfoundnothing¦¦
21-0075965 | Vegetation | Tree - branch fell on line | Conductor, Overhead | Normal | 2021 | Tier 3 - Extreme | Distribution Circuit | 6 | 18 | 2021-06-18 | 1377129 | Sus | Y | Vegetation¦Treebranchfellonline¦ConductorOverhead¦Normal
21-0080293 | Equipment Failure/Involved | Overhead | Connector or Splice (OH) | Broken | 2021 | Tier 3 - Extreme | Transformer only | 6 | 26 | 2021-06-26 | 1385605 | Sus | Y | EquipmentFailureInvolved¦Overhead¦ConnectororSplice(OH)¦Broken
21-0089150 | Equipment Failure/Involved | Overhead | Pole-Wood | Broken | 2021 | Tier 2 - Elevated | Transformer only | 7 | 13 | 2021-07-13 | 1403641 | Sus | Y | EquipmentFailureInvolved¦Overhead¦PoleWood¦Broken
21-0097086 | Equipment Failure/Involved | Fire, pole | Pole-Wood | Broken | 2021 | Tier 2 - Elevated | Distribution Circuit | 7 | 29 | 2021-07-29 | 1420428 | Sus | Y | EquipmentFailureInvolved¦Firepole¦PoleWood¦Broken
21-0103998 | Equipment Failure/Involved | Overhead | Cutout, fuse holder | Broken | 2021 | Tier 3 - Extreme | Transformer only | 8 | 13 | 2021-08-13 | 1441600 | Sus | Y | EquipmentFailureInvolved¦Overhead¦Cutoutfuseholder¦Broken
21-0108402 | Equipment Failure/Involved | Overhead | Jumper | Broken | 2021 | Tier 2 - Elevated | Distribution Circuit | 8 | 23 | 2021-08-23 | 1451109 | Sus | Y | EquipmentFailureInvolved¦Overhead¦Jumper¦Broken
21-0117604 | Vegetation | Tree - fell into line | Conductor, Overhead | Together | 2021 | Tier 2 - Elevated | Distribution Circuit | 9 | 14 | 2021-09-14 | 1471970 | Sus | Y | Vegetation¦Treefellintoline¦ConductorOverhead¦Together
21-0117938 | Vegetation | Tree - grew into line | Conductor, Overhead | Normal | 2021 | Tier 2 - Elevated | Distribution Circuit | 9 | 15 | 2021-09-15 | 1472567 | Sus | Y | Vegetation¦Treegrewintoline¦ConductorOverhead¦Normal
21-0118644 | Vegetation | Tree - fell into line | Transformer (OH) | Broken, wire on ground | 2021 | Tier 3 - Extreme | Transformer only | 9 | 16 | 2021-09-16 | 1473418 | Sus | Y | Vegetation¦Treefellintoline¦Transformer(OH)¦Brokenwireonground
21-0122458 | Environmental/External | Fire, Forest/Grass | Conductor, Overhead | Broken, wire on ground | 2021 | Tier 2 - Elevated | Distribution Circuit | 9 | 23 | 2021-09-23 | 1480854 | Sus | Y | EnvironmentalExternal¦FireForestGrass¦ConductorOverhead¦Brokenwireonground
21-0123097 | Equipment Failure/Involved | Overhead | Crossarm, Wood | Broken | 2021 | Tier 2 - Elevated | Distribution Circuit | 9 | 28 | 2021-09-28 | 1482255 | Sus | Y | EquipmentFailureInvolved¦Overhead¦CrossarmWood¦Broken
21-0132140 | Equipment Failure/Involved | Underground | Conductor, Underground | Broken | 2021 | Tier 2 - Elevated | Distribution Circuit | 10 | 17 | 2021-10-17 | 1499694 | Sus | Y | EquipmentFailureInvolved¦Underground¦ConductorUnderground¦Broken
21-0133538 | Equipment Failure/Involved | Fire, pole | Pole-Wood | Burned/flashed | 2021 | Tier 3 - Extreme | Distribution Circuit | 10 | 20 | 2021-10-20 | 1502856 | Sus | Y | EquipmentFailureInvolved¦Firepole¦PoleWood¦Burnedflashed
21-0135631 | Equipment Failure/Involved | Overhead | Conductor, Overhead | Broken, wire on ground | 2021 | Tier 2 - Elevated | Distribution Circuit | 10 | 24 | 2021-10-24 | 1507634 | Sus | Y | EquipmentFailureInvolved¦Overhead¦ConductorOverhead¦Brokenwireonground
21-0145608 | Animal | Bird found | Conductor, Overhead | Normal | 2021 | Tier 3 - Extreme | Distribution Circuit | 11 | 15 | 2021-11-15 | 1544187 | Sus | Y | Animal¦Birdfound¦ConductorOverhead¦Normal
21-0156965 | Vegetation | Tree - fell into line | Insulator | Broken | 2021 | Tier 2 - Elevated | Distribution Circuit | 12 | 13 | 2021-12-13 | 1565803 | Sus | N | Vegetation¦Treefellintoline¦Insulator¦Broken
21-0157599 | Vegetation | Tree - fell into line | Conductor, Overhead | Together | 2021 | Tier 3 - Extreme | Distribution Circuit | 12 | 13 | 2021-12-13 | 1568772 | Sus | N | Vegetation¦Treefellintoline¦ConductorOverhead¦Together
21-0158207 | Unknown Cause | Patrol - found nothing |  |  | 2021 | Tier 2 - Elevated | Distribution Circuit | 12 | 13 | 2021-12-13 | 1571657 | Sus | N | UnknownCause¦Patrolfoundnothing¦¦
21-0158836 | Vegetation | Tree - fell into line | Fuse | Burned Open | 2021 | Tier 3 - Extreme | Distribution Circuit | 12 | 15 | 2021-12-15 | 1573538 | Sus | N | Vegetation¦Treefellintoline¦Fuse¦BurnedOpen
21-0160995 | Vegetation | Tree - fell into line | Pole-Wood | Broken, wire on ground | 2021 | Tier 3 - Extreme | Distribution Circuit | 12 | 27 | 2021-12-27 | 1584770 | Sus | N | Vegetation¦Treefellintoline¦PoleWood¦Brokenwireonground
21-0161538 | Vegetation | Tree - fell into line | Conductor, Overhead | Normal | 2021 | Tier 3 - Extreme | Distribution Circuit | 12 | 28 | 2021-12-28 | 1586781 | Sus | N | Vegetation¦Treefellintoline¦ConductorOverhead¦Normal
21-0161628 | Vegetation | Tree - branch fell on line | Conductor, Overhead | Normal | 2021 | Tier 3 - Extreme | Distribution Circuit | 12 | 29 | 2021-12-29 | 1588807 | Sus | N | Vegetation¦Treebranchfellonline¦ConductorOverhead¦Normal
21-0161948 | Vegetation | Tree - branch fell on line | Conductor, Overhead | Normal | 2021 | Tier 3 - Extreme | Distribution Circuit | 12 | 27 | 2021-12-27 | 1590445 | Sus | N | Vegetation¦Treebranchfellonline¦ConductorOverhead¦Normal
22-0005031 | Vegetation | Tree - fell into line | Conductor, Overhead | Broken, wire on ground | 2021 | Tier 2 - Elevated | Distribution Circuit | 12 | 27 | 2021-12-27 | 1591434 | Sus | N | Vegetation¦Treefellintoline¦ConductorOverhead¦Brokenwireonground
22-0005071 | Vegetation | Tree - fell into line | Conductor, Overhead | Broken, wire on ground | 2021 | Tier 3 - Extreme | Distribution Circuit | 12 | 27 | 2021-12-27 | 1591703 | Sus | N | Vegetation¦Treefellintoline¦ConductorOverhead¦Brokenwireonground
22-0005885 | Vegetation | Tree - fell into line | Conductor, Overhead | Broken | 2022 | Tier 3 - Extreme | Distribution Circuit | 1 | 3 | 2022-01-03 | 1594713 | Sus | N | Vegetation¦Treefellintoline¦ConductorOverhead¦Broken
22-0006718 | Vegetation | Tree - branch fell on line | Cutout, fuse holder | Normal | 2022 | Tier 3 - Extreme | Distribution Circuit | 1 | 5 | 2022-01-05 | 1595992 | Sus | N | Vegetation¦Treebranchfellonline¦Cutoutfuseholder¦Normal
22-0007276 | Vegetation | Tree - fell into line | Conductor, Overhead | Broken, wire on ground | 2021 | Tier 3 - Extreme | Distribution Circuit | 12 | 27 | 2021-12-27 | 1597182 | Sus | N | Vegetation¦Treefellintoline¦ConductorOverhead¦Brokenwireonground
22-0007803 | Unknown Cause | Patrol - not conducted |  |  | 2022 | Tier 2 - Elevated | Distribution Circuit | 1 | 9 | 2022-01-09 | 1598789 | Sus | N | UnknownCause¦Patrolnotconducted¦¦
22-0010463 | Unknown Cause | Patrol - found nothing |  |  | 2022 | Tier 2 - Elevated | Distribution Circuit | 1 | 17 | 2022-01-17 | 1603869 | Sus | N | UnknownCause¦Patrolfoundnothing¦¦
22-0016551 | 3rd Party | Vehicle | Pole-Wood | Broken | 2022 | Tier 2 - Elevated | Distribution Circuit | 1 | 31 | 2022-01-31 | 1617334 | Sus | N | 3rdParty¦Vehicle¦PoleWood¦Broken
22-0038217 | Equipment Failure/Involved | Overhead | Connector or Splice (OH) | Burned Open | 2022 | Tier 3 - Extreme | Distribution Circuit | 3 | 24 | 2022-03-24 | 1655185 | Sus | N | EquipmentFailureInvolved¦Overhead¦ConnectororSplice(OH)¦BurnedOpen
22-0038792 | 3rd Party | Vehicle | Pole-Wood | Broken | 2022 | Tier 2 - Elevated | Transformer only | 3 | 25 | 2022-03-25 | 1656159 | Sus | N | 3rdParty¦Vehicle¦PoleWood¦Broken
22-0039122 | Vegetation | Tree - branch fell on line | Conductor, Overhead | Normal | 2022 | Tier 2 - Elevated | Distribution Circuit | 3 | 28 | 2022-03-28 | 1657435 | Sus | N | Vegetation¦Treebranchfellonline¦ConductorOverhead¦Normal
22-0039867 | Unknown Cause | Patrol - found nothing |  |  | 2022 | Tier 2 - Elevated | Distribution Circuit | 3 | 29 | 2022-03-29 | 1658481 | Sus | N | UnknownCause¦Patrolfoundnothing¦¦
22-0045124 | Unknown Cause | Patrol - found nothing |  |  | 2022 | Tier 2 - Elevated | Distribution Circuit | 4 | 10 | 2022-04-10 | 1667320 | Sus | N | UnknownCause¦Patrolfoundnothing¦¦
22-0050638 | Vegetation | Tree - fell into line | Conductor, Overhead | Normal | 2022 | Tier 2 - Elevated | Distribution Circuit | 4 | 16 | 2022-04-16 | 1674652 | Sus | N | Vegetation¦Treefellintoline¦ConductorOverhead¦Normal
22-0050638 | Vegetation | Tree - fell into line | Conductor, Overhead | Normal | 2022 | Tier 2 - Elevated | Distribution Circuit | 4 | 16 | 2022-04-16 | 1674652 | Sus | N | Vegetation¦Treefellintoline¦ConductorOverhead¦Normal
22-0052226 | Equipment Failure/Involved | Overhead | Transformer (OH) | Leaking | 2022 | Tier 3 - Extreme | Transformer only | 4 | 20 | 2022-04-20 | 1677812 | Sus | N | EquipmentFailureInvolved¦Overhead¦Transformer(OH)¦Leaking
22-0056955 | Vegetation | Tree - fell into line | Conductor, Overhead | Broken, wire on ground | 2022 | Tier 2 - Elevated | Distribution Circuit | 5 | 2 | 2022-05-02 | 1686581 | Sus | Y | Vegetation¦Treefellintoline¦ConductorOverhead¦Brokenwireonground
22-0061423 | Vegetation | Tree - grew into line | Conductor, Overhead | Normal | 2022 | Tier 2 - Elevated | Distribution Circuit | 5 | 12 | 2022-05-12 | 1694831 | Sus | Y | Vegetation¦Treegrewintoline¦ConductorOverhead¦Normal
22-0070058 | Equipment Failure/Involved | Substation | Lightning Arrestor | Failed/Faulted | 2022 | Tier 2 - Elevated | Substation - Transmission | 6 | 4 | 2022-06-04 | 1718641 | Sus | Y | EquipmentFailureInvolved¦Substation¦LightningArrestor¦FailedFaulted
22-0072566 | Equipment Failure/Involved | Overhead | Cutout, fuse holder | Broken | 2022 | Tier 2 - Elevated | Distribution Circuit | 6 | 10 | 2022-06-10 | 1726928 | Sus | Y | EquipmentFailureInvolved¦Overhead¦Cutoutfuseholder¦Broken
22-0073442 | Unknown Cause | Patrol - found nothing |  |  | 2022 | Tier 2 - Elevated | Distribution Circuit | 6 | 12 | 2022-06-12 | 1729566 | Sus | Y | UnknownCause¦Patrolfoundnothing¦¦
22-0076099 | Equipment Failure/Involved | Overhead | Crossarm, Wood | Broken | 2022 | Tier 3 - Extreme | Distribution Circuit | 6 | 20 | 2022-06-20 | 1735547 | Sus | Y | EquipmentFailureInvolved¦Overhead¦CrossarmWood¦Broken
22-0077994 | Unknown Cause | Patrol - found nothing |  |  | 2022 | Tier 2 - Elevated | Transformer only | 6 | 23 | 2022-06-23 | 1740517 | Sus | Y | UnknownCause¦Patrolfoundnothing¦¦
22-0078585 | Unknown Cause | Patrol - found nothing |  |  | 2022 | Tier 3 - Extreme | Distribution Circuit | 6 | 25 | 2022-06-25 | 1742280 | Sus | Y | UnknownCause¦Patrolfoundnothing¦¦
22-0082867 | 3rd Party | Tree - cutting, 3rd party | Crossarm, Wood | Broken | 2022 | Tier 2 - Elevated | Distribution Circuit | 7 | 7 | 2022-07-07 | 1750829 | Sus | Y | 3rdParty¦Treecutting3rdparty¦CrossarmWood¦Broken
22-0084069 | Equipment Failure/Involved | Overhead | Cutout, fuse holder | Broken | 2022 | Tier 2 - Elevated | Transformer only | 7 | 11 | 2022-07-11 | 1753599 | Sus | Y | EquipmentFailureInvolved¦Overhead¦Cutoutfuseholder¦Broken
22-0086664 | Equipment Failure/Involved | Overhead | Pole-Wood | Broken | 2022 | Tier 2 - Elevated | Transformer only | 7 | 18 | 2022-07-18 | 1759463 | Sus | Y | EquipmentFailureInvolved¦Overhead¦PoleWood¦Broken
22-0093675 | Unknown Cause | Patrol - found nothing |  |  | 2022 | Tier 2 - Elevated | Distribution Circuit | 8 | 4 | 2022-08-04 | 1773103 | Sus | Y | UnknownCause¦Patrolfoundnothing¦¦
22-0094633 | Equipment Failure/Involved | Overhead | Fuse | Broken | 2022 | Tier 2 - Elevated | Transformer only | 8 | 6 | 2022-08-06 | 1775084 | Sus | Y | EquipmentFailureInvolved¦Overhead¦Fuse¦Broken
22-0097733 | Equipment Failure/Involved | Overhead | Transformer (OH) | Failed/Faulted | 2022 | Tier 2 - Elevated | Transformer only | 8 | 15 | 2022-08-15 | 1781487 | Sus | Y | EquipmentFailureInvolved¦Overhead¦Transformer(OH)¦FailedFaulted
22-0100852 | Unknown Cause | Patrol - found nothing |  |  | 2022 | Tier 2 - Elevated | Distribution Circuit | 8 | 23 | 2022-08-23 | 1788037 | Sus | Y | UnknownCause¦Patrolfoundnothing¦¦
22-0102872 | Equipment Failure/Involved | Overhead | Transformer (OH) | Failed/Faulted | 2022 | Tier 3 - Extreme | Transformer only | 8 | 28 | 2022-08-28 | 1793595 | Sus | Y | EquipmentFailureInvolved¦Overhead¦Transformer(OH)¦FailedFaulted
22-0106045 | Vegetation | Tree - fell into line | Conductor, Overhead | Broken, wire on ground | 2022 | Tier 2 - Elevated | Distribution Circuit | 9 | 5 | 2022-09-05 | 1800596 | Sus | Y | Vegetation¦Treefellintoline¦ConductorOverhead¦Brokenwireonground
22-0106618 | Equipment Failure/Involved | Overhead | Transformer (OH) | Failed/Faulted | 2022 | Tier 3 - Extreme | Distribution Circuit | 9 | 6 | 2022-09-06 | 1802010 | Sus | Y | EquipmentFailureInvolved¦Overhead¦Transformer(OH)¦FailedFaulted
22-0114583 | Equipment Failure/Involved | Overhead | Jumper | Burned/flashed | 2022 | Tier 2 - Elevated | Distribution Circuit | 9 | 25 | 2022-09-25 | 1821035 | Sus | Y | EquipmentFailureInvolved¦Overhead¦Jumper¦Burnedflashed
22-0118902 | Vegetation | Tree - fell into line | Conductor, Overhead | Broken, wire on ground | 2022 | Tier 3 - Extreme | Distribution Circuit | 10 | 6 | 2022-10-06 | 1830963 | Sus | Y | Vegetation¦Treefellintoline¦ConductorOverhead¦Brokenwireonground
22-0122200 | Equipment Failure/Involved | Overhead | Transformer (OH) | Leaking | 2022 | Tier 2 - Elevated | Transformer only | 10 | 17 | 2022-10-17 | 1839141 | Sus | Y | EquipmentFailureInvolved¦Overhead¦Transformer(OH)¦Leaking
22-0123703 | Equipment Failure/Involved | Overhead | Pole-Wood | Broken | 2022 | Tier 2 - Elevated | Distribution Circuit | 10 | 21 | 2022-10-21 | 1842322 | Sus | Y | EquipmentFailureInvolved¦Overhead¦PoleWood¦Broken
22-0123795 | Equipment Failure/Involved | Overhead | Pole-Wood | Deteriorated | 2022 | Tier 2 - Elevated | Transformer only | 10 | 22 | 2022-10-22 | 1842566 | Sus | Y | EquipmentFailureInvolved¦Overhead¦PoleWood¦Deteriorated
22-0128143 | Unknown Cause | Patrol - not conducted |  |  | 2022 | Tier 2 - Elevated | Distribution Circuit | 11 | 5 | 2022-11-05 | 1854191 | Sus | Y | UnknownCause¦Patrolnotconducted¦¦
22-0128857 | Vegetation | Tree - fell into line | Pole-Wood | Broken, wire on ground | 2022 | Tier 2 - Elevated | Distribution Circuit | 11 | 8 | 2022-11-08 | 1856898 | Sus | Y | Vegetation¦Treefellintoline¦PoleWood¦Brokenwireonground
22-0129335 | Equipment Failure/Involved | Overhead | Transformer | Failed/Faulted | 2022 | Tier 2 - Elevated | Transformer only | 11 | 8 | 2022-11-08 | 1858136 | Sus | Y | EquipmentFailureInvolved¦Overhead¦Transformer¦FailedFaulted
22-0132649 | Unknown Cause | Patrol - found nothing |  |  | 2022 | Tier 2 - Elevated | Transformer only | 11 | 18 | 2022-11-18 | 1865415 | Sus | Y | UnknownCause¦Patrolfoundnothing¦¦
22-0138135 | Unknown Cause | Patrol - found nothing |  |  | 2022 | Tier 2 - Elevated | Distribution Circuit | 12 | 10 | 2022-12-10 | 1880311 | Sus | N | UnknownCause¦Patrolfoundnothing¦¦
22-0142507 | Vegetation | Tree - fell into line | Conductor, Overhead | Broken, wire on ground | 2022 | Tier 3 - Extreme | Distribution Circuit | 12 | 30 | 2022-12-30 | 1902826 | Sus | N | Vegetation¦Treefellintoline¦ConductorOverhead¦Brokenwireonground
15-0002765 | Equipment Failure/Involved | Other | Transformer | Failed/Faulted | 2015 | Tier 3 - Extreme | Transformer only | 1 | 6 | 2015-01-06 | 1160040 | Sus | N | EquipmentFailureInvolved¦Other¦Transformer¦FailedFaulted
15-0006942 | Unknown Cause | Patrol - found nothing |  |  | 2015 | Tier 2 - Elevated | Distribution Circuit | 1 | 25 | 2015-01-25 | 1168161 | Sus | N | UnknownCause¦Patrolfoundnothing¦¦
15-0011175 | Vegetation | Tree - fell into line | Cutout, fuse holder | Burned Open | 2015 | Tier 2 - Elevated | Distribution Circuit | 2 | 7 | 2015-02-07 | 1180699 | Sus | N | Vegetation¦Treefellintoline¦Cutoutfuseholder¦BurnedOpen
15-0011874 | Vegetation | Tree - fell into line | Conductor, Overhead | Together | 2015 | Tier 3 - Extreme | Distribution Circuit | 2 | 8 | 2015-02-08 | 1185116 | Sus | N | Vegetation¦Treefellintoline¦ConductorOverhead¦Together
15-0012593 | Equipment Failure/Involved | Other | Conductor, Overhead | Broken | 2015 | Tier 3 - Extreme | Distribution Circuit | 2 | 10 | 2015-02-10 | 1188201 | Sus | N | EquipmentFailureInvolved¦Other¦ConductorOverhead¦Broken
15-0033036 | 3rd Party | Tree - cutting, 3rd party | Conductor, Overhead | Normal | 2015 | Tier 3 - Extreme | Distribution Circuit | 5 | 8 | 2015-05-08 | 1231844 | Sus | Y | 3rdParty¦Treecutting3rdparty¦ConductorOverhead¦Normal
15-0039043 | Environmental/External | Lightning | Transformer (OH) | Failed/Faulted | 2015 | Tier 3 - Extreme | Transformer only | 6 | 6 | 2015-06-06 | 1244732 | Sus | Y | EnvironmentalExternal¦Lightning¦Transformer(OH)¦FailedFaulted
15-0045084 | Equipment Failure/Involved | Overhead | Transformer (OH) | Deteriorated | 2015 | Tier 2 - Elevated | Transformer only | 7 | 2 | 2015-07-02 | 1261615 | Sus | Y | EquipmentFailureInvolved¦Overhead¦Transformer(OH)¦Deteriorated
15-0052161 | Environmental/External | Lightning | Transformer (OH) | Failed/Faulted | 2015 | Tier 2 - Elevated | Distribution Circuit | 8 | 2 | 2015-08-02 | 1281525 | Sus | Y | EnvironmentalExternal¦Lightning¦Transformer(OH)¦FailedFaulted
15-0056260 | Animal | Squirrel | Conductor, Overhead | Normal | 2015 | Tier 3 - Extreme | Distribution Circuit | 8 | 20 | 2015-08-20 | 1291912 | Sus | Y | Animal¦Squirrel¦ConductorOverhead¦Normal
15-0061286 | Equipment Failure/Involved | Overhead | Conductor, Overhead | Broken, wire on ground | 2015 | Tier 3 - Extreme | Distribution Circuit | 9 | 14 | 2015-09-14 | 1305576 | Sus | Y | EquipmentFailureInvolved¦Overhead¦ConductorOverhead¦Brokenwireonground
15-0062038 | Environmental/External | Fire, Forest/Grass | Conductor, Overhead | Burned/flashed | 2015 | Tier 2 - Elevated | Distribution Circuit | 9 | 12 | 2015-09-12 | 1307892 | Sus | Y | EnvironmentalExternal¦FireForestGrass¦ConductorOverhead¦Burnedflashed
15-0074454 | Unknown Cause | Patrol - found nothing |  |  | 2015 | Tier 2 - Elevated | Distribution Circuit | 10 | 31 | 2015-10-31 | 1331971 | Sus | Y | UnknownCause¦Patrolfoundnothing¦¦
15-0084462 | Vegetation | Tree - fell into line | Conductor, Overhead | Broken, wire on ground | 2015 | Tier 2 - Elevated | Distribution Circuit | 12 | 13 | 2015-12-13 | 1359813 | Sus | N | Vegetation¦Treefellintoline¦ConductorOverhead¦Brokenwireonground
15-0084681 | Vegetation | Tree - fell into line | Conductor, Overhead | Broken, wire on ground | 2015 | Tier 2 - Elevated | Distribution Circuit | 12 | 13 | 2015-12-13 | 1359974 | Sus | N | Vegetation¦Treefellintoline¦ConductorOverhead¦Brokenwireonground
15-0084902 | Equipment Failure/Involved | Overhead | Pole-Wood | Broken | 2015 | Tier 2 - Elevated | Distribution Circuit | 12 | 13 | 2015-12-13 | 1361482 | Sus | N | EquipmentFailureInvolved¦Overhead¦PoleWood¦Broken
15-0086330 | Unknown Cause | Patrol - not conducted | Conductor, Overhead | Together | 2015 | Tier 2 - Elevated | Distribution Circuit | 12 | 20 | 2015-12-20 | 1367226 | Sus | N | UnknownCause¦Patrolnotconducted¦ConductorOverhead¦Together
15-0087043 | Vegetation | Tree - fell into line | Conductor, Overhead | On Ground | 2015 | Tier 3 - Extreme | Distribution Circuit | 12 | 23 | 2015-12-23 | 1370621 | Sus | N | Vegetation¦Treefellintoline¦ConductorOverhead¦OnGround
15-0087145 | Vegetation | Tree - fell into line | Conductor, Overhead | Broken, wire on ground | 2015 | Tier 2 - Elevated | Distribution Circuit | 12 | 24 | 2015-12-24 | 1371220 | Sus | N | Vegetation¦Treefellintoline¦ConductorOverhead¦Brokenwireonground
15-0087167 | Vegetation | Tree - branch fell on line | Conductor, Overhead | Normal | 2015 | Tier 3 - Extreme | Distribution Circuit | 12 | 24 | 2015-12-24 | 1371268 | Sus | N | Vegetation¦Treebranchfellonline¦ConductorOverhead¦Normal
15-0087816 | Equipment Failure/Involved | Overhead | Transformer | Failed/Faulted | 2015 | Tier 2 - Elevated | Transformer only | 12 | 29 | 2015-12-29 | 1374467 | Sus | N | EquipmentFailureInvolved¦Overhead¦Transformer¦FailedFaulted
15-0087861 | Unknown Cause | Patrol - found nothing |  |  | 2015 | Tier 2 - Elevated | Distribution Circuit | 12 | 30 | 2015-12-30 | 1374725 | Sus | N | UnknownCause¦Patrolfoundnothing¦¦
16-0003336 | Unknown Cause | Patrol - not conducted |  |  | 2016 | Tier 3 - Extreme | Distribution Circuit | 1 | 6 | 2016-01-06 | 1378050 | Sus | N | UnknownCause¦Patrolnotconducted¦¦
16-0003562 | Vegetation | Tree - fell into line | Conductor, Overhead | Broken, wire on ground | 2016 | Tier 3 - Extreme | Distribution Circuit | 1 | 6 | 2016-01-06 | 1378772 | Sus | N | Vegetation¦Treefellintoline¦ConductorOverhead¦Brokenwireonground
16-0003685 | Vegetation | Tree - fell into line | Conductor, Overhead | Broken, wire on ground | 2016 | Tier 3 - Extreme | Distribution Circuit | 1 | 7 | 2016-01-07 | 1379263 | Sus | N | Vegetation¦Treefellintoline¦ConductorOverhead¦Brokenwireonground
16-0005757 | Animal | Other | Pole-Wood | Broken, wire on ground | 2016 | Tier 2 - Elevated | Distribution Circuit | 1 | 16 | 2016-01-16 | 1384836 | Sus | N | Animal¦Other¦PoleWood¦Brokenwireonground
16-0008689 | Vegetation | Tree - branch fell on line | Secondary | Broken | 2016 | Tier 3 - Extreme | Distribution Circuit | 1 | 27 | 2016-01-27 | 1392928 | Sus | N | Vegetation¦Treebranchfellonline¦Secondary¦Broken
16-0008855 | Animal | Squirrel | Transformer (OH) | Normal | 2016 | Tier 3 - Extreme | Distribution Circuit | 1 | 28 | 2016-01-28 | 1393303 | Sus | N | Animal¦Squirrel¦Transformer(OH)¦Normal
16-0013569 | Vegetation | Tree - branch fell on line | Fuse | Failed/Faulted | 2016 | Tier 2 - Elevated | Distribution Circuit | 2 | 17 | 2016-02-17 | 1406674 | Sus | N | Vegetation¦Treebranchfellonline¦Fuse¦FailedFaulted
16-0018401 | Vegetation | Tree - fell into line | Transformer (OH) | Broken | 2016 | Tier 3 - Extreme | Distribution Circuit | 3 | 6 | 2016-03-06 | 1421586 | Sus | N | Vegetation¦Treefellintoline¦Transformer(OH)¦Broken
16-0019652 | Vegetation | Tree - fell into line | Pole-Wood | Broken, wire on ground | 2016 | Tier 2 - Elevated | Distribution Circuit | 3 | 9 | 2016-03-09 | 1425863 | Sus | N | Vegetation¦Treefellintoline¦PoleWood¦Brokenwireonground
16-0022284 | Equipment Failure/Involved | Overhead | Conductor, Overhead | Broken | 2016 | Tier 2 - Elevated | Distribution Circuit | 3 | 17 | 2016-03-17 | 1433247 | Sus | N | EquipmentFailureInvolved¦Overhead¦ConductorOverhead¦Broken
16-0025022 | Unknown Cause | Patrol - found nothing |  |  | 2016 | Tier 3 - Extreme | Distribution Circuit | 3 | 30 | 2016-03-30 | 1441700 | Sus | N | UnknownCause¦Patrolfoundnothing¦¦
16-0036596 | Equipment Failure/Involved | Underground | Conductor, Underground | Deteriorated | 2016 | Tier 2 - Elevated | Distribution Circuit | 5 | 17 | 2016-05-17 | 1471372 | Sus | Y | EquipmentFailureInvolved¦Underground¦ConductorUnderground¦Deteriorated
16-0037839 | Animal | Bird found | Conductor, Overhead | Normal | 2016 | Tier 2 - Elevated | Distribution Circuit | 5 | 23 | 2016-05-23 | 1475166 | Sus | Y | Animal¦Birdfound¦ConductorOverhead¦Normal
16-0044467 | Animal | Squirrel | Cutout, fuse holder | Failed/Faulted | 2016 | Tier 2 - Elevated | Distribution Circuit | 6 | 20 | 2016-06-20 | 1492577 | Sus | Y | Animal¦Squirrel¦Cutoutfuseholder¦FailedFaulted
16-0050269 | 3rd Party | Vehicle | Pole-Wood | Broken, wire on ground | 2016 | Tier 2 - Elevated | Distribution Circuit | 7 | 15 | 2016-07-15 | 1510786 | Sus | Y | 3rdParty¦Vehicle¦PoleWood¦Brokenwireonground
16-0053128 | Unknown Cause | Patrol - found nothing |  |  | 2016 | Tier 3 - Extreme | Distribution Circuit | 7 | 28 | 2016-07-28 | 1517533 | Sus | Y | UnknownCause¦Patrolfoundnothing¦¦
16-0056785 | 3rd Party | Other | Conductor, Underground | Normal | 2016 | Tier 2 - Elevated | Distribution Circuit | 8 | 11 | 2016-08-11 | 1525160 | Sus | Y | 3rdParty¦Other¦ConductorUnderground¦Normal
16-0057198 | Vegetation | Tree - branch fell on line | Conductor, Overhead | Broken, wire on ground | 2016 | Tier 3 - Extreme | Distribution Circuit | 8 | 14 | 2016-08-14 | 1526202 | Sus | Y | Vegetation¦Treebranchfellonline¦ConductorOverhead¦Brokenwireonground
16-0060055 | Equipment Failure/Involved | Overhead | Pole-Wood | Broken | 2016 | Tier 2 - Elevated | Distribution Circuit | 8 | 25 | 2016-08-25 | 1532159 | Sus | Y | EquipmentFailureInvolved¦Overhead¦PoleWood¦Broken
16-0061195 | Vegetation | Tree - fell into line | Fuse | Failed/Faulted | 2016 | Tier 2 - Elevated | Distribution Circuit | 8 | 30 | 2016-08-30 | 1534633 | Sus | Y | Vegetation¦Treefellintoline¦Fuse¦FailedFaulted
16-0061847 | Equipment Failure/Involved | Overhead | PGs, Kearneys | Burned Open | 2016 | Tier 2 - Elevated | Distribution Circuit | 9 | 1 | 2016-09-01 | 1535658 | Sus | Y | EquipmentFailureInvolved¦Overhead¦PGsKearneys¦BurnedOpen
16-0063305 | 3rd Party | Tree - cutting, 3rd party | Conductor, Overhead | Broken, wire on ground | 2016 | Tier 3 - Extreme | Distribution Circuit | 9 | 8 | 2016-09-08 | 1538573 | Sus | Y | 3rdParty¦Treecutting3rdparty¦ConductorOverhead¦Brokenwireonground
16-0072517 | 3rd Party | Customer Equipment | Fuse | Failed/Faulted | 2016 | Tier 2 - Elevated | Distribution Circuit | 10 | 15 | 2016-10-15 | 1561168 | Sus | Y | 3rdParty¦CustomerEquipment¦Fuse¦FailedFaulted
16-0073002 | Vegetation | Tree - fell into line | Conductor, Overhead | Broken, wire on ground | 2016 | Tier 3 - Extreme | Distribution Circuit | 10 | 16 | 2016-10-16 | 1563634 | Sus | Y | Vegetation¦Treefellintoline¦ConductorOverhead¦Brokenwireonground
16-0074088 | Equipment Failure/Involved | Overhead | Insulator | Broken | 2016 | Tier 3 - Extreme | Distribution Circuit | 10 | 19 | 2016-10-19 | 1566185 | Sus | Y | EquipmentFailureInvolved¦Overhead¦Insulator¦Broken
16-0076736 | Vegetation | Tree - branch fell on line | Conductor, Overhead | Normal | 2016 | Tier 3 - Extreme | Distribution Circuit | 10 | 30 | 2016-10-30 | 1572953 | Sus | Y | Vegetation¦Treebranchfellonline¦ConductorOverhead¦Normal
16-0078211 | Unknown Cause | Patrol - found nothing |  |  | 2016 | Tier 2 - Elevated | Distribution Circuit | 11 | 5 | 2016-11-05 | 1577078 | Sus | Y | UnknownCause¦Patrolfoundnothing¦¦
16-0083521 | Unknown Cause | Patrol - found nothing |  |  | 2016 | Tier 3 - Extreme | Distribution Circuit | 12 | 2 | 2016-12-02 | 1593112 | Sus | N | UnknownCause¦Patrolfoundnothing¦¦
16-0085910 | Vegetation | Tree - fell into line | Conductor, Overhead | Broken | 2016 | Tier 3 - Extreme | Distribution Circuit | 12 | 15 | 2016-12-15 | 1603741 | Sus | N | Vegetation¦Treefellintoline¦ConductorOverhead¦Broken
17-0002826 | Vegetation | Tree - fell into line | Conductor, Overhead | Broken, wire on ground | 2017 | Tier 2 - Elevated | Distribution Circuit | 1 | 2 | 2017-01-02 | 1614906 | Sus | N | Vegetation¦Treefellintoline¦ConductorOverhead¦Brokenwireonground
17-0003179 | Equipment Failure/Involved | Overhead | Other | Broken | 2017 | Tier 3 - Extreme | Substation - Distribution | 1 | 3 | 2017-01-03 | 1616181 | Sus | N | EquipmentFailureInvolved¦Overhead¦Other¦Broken
17-0004352 | Vegetation | Tree - fell into line | Conductor, Overhead | Broken, wire on ground | 2017 | Tier 2 - Elevated | Distribution Circuit | 1 | 6 | 2017-01-06 | 1620527 | Sus | N | Vegetation¦Treefellintoline¦ConductorOverhead¦Brokenwireonground
17-0005435 | Vegetation | Tree - fell into line | Conductor, Overhead | Broken, wire on ground | 2017 | Tier 2 - Elevated | Distribution Circuit | 1 | 8 | 2017-01-08 | 1626858 | Sus | N | Vegetation¦Treefellintoline¦ConductorOverhead¦Brokenwireonground
17-0005654 | Vegetation | Tree - fell into line | Conductor, Overhead | Broken, wire on ground | 2017 | Tier 2 - Elevated | Distribution Circuit | 1 | 8 | 2017-01-08 | 1628101 | Sus | N | Vegetation¦Treefellintoline¦ConductorOverhead¦Brokenwireonground
17-0005742 | Vegetation | Tree - fell into line | Pole-Wood | Broken | 2017 | Tier 3 - Extreme | Distribution Circuit | 1 | 8 | 2017-01-08 | 1629566 | Sus | N | Vegetation¦Treefellintoline¦PoleWood¦Broken
17-0006130 | Vegetation | Tree - fell into line | Transformer | Broken | 2017 | Tier 3 - Extreme | Transformer only | 1 | 9 | 2017-01-09 | 1631290 | Sus | N | Vegetation¦Treefellintoline¦Transformer¦Broken
17-0006946 | Equipment Failure/Involved | Overhead | Cutout, fuse holder | Burned/flashed | 2017 | Tier 3 - Extreme | Distribution Circuit | 1 | 10 | 2017-01-10 | 1634767 | Sus | N | EquipmentFailureInvolved¦Overhead¦Cutoutfuseholder¦Burnedflashed
17-0007913 | Vegetation | Tree - fell into line | Conductor, Overhead | Broken, wire on ground | 2017 | Tier 3 - Extreme | Distribution Circuit | 1 | 10 | 2017-01-10 | 1632834 | Sus | N | Vegetation¦Treefellintoline¦ConductorOverhead¦Brokenwireonground
17-0013051 | Equipment Failure/Involved | Overhead | Insulator | Broken | 2017 | Tier 3 - Extreme | Distribution Circuit | 1 | 22 | 2017-01-22 | 1660478 | Sus | N | EquipmentFailureInvolved¦Overhead¦Insulator¦Broken
17-0013090 | Unknown Cause | Patrol - found nothing |  |  | 2017 | Tier 2 - Elevated | Distribution Circuit | 1 | 22 | 2017-01-22 | 1660396 | Sus | N | UnknownCause¦Patrolfoundnothing¦¦
17-0016297 | Equipment Failure/Involved | Overhead | Transformer (OH) | Burned/flashed | 2017 | Tier 2 - Elevated | Distribution Circuit | 1 | 31 | 2017-01-31 | 1671260 | Sus | N | EquipmentFailureInvolved¦Overhead¦Transformer(OH)¦Burnedflashed
17-0017732 | Vegetation | Tree - fell into line | Conductor, Overhead | Broken, wire on ground | 2017 | Tier 2 - Elevated | Distribution Circuit | 2 | 6 | 2017-02-06 | 1675989 | Sus | N | Vegetation¦Treefellintoline¦ConductorOverhead¦Brokenwireonground
17-0018655 | Vegetation | Tree - fell into line | Cutout, fuse holder | Broken | 2017 | Tier 3 - Extreme | Transformer only | 2 | 7 | 2017-02-07 | 1680155 | Sus | N | Vegetation¦Treefellintoline¦Cutoutfuseholder¦Broken
17-0022594 | Equipment Failure/Involved | Overhead | Conductor, Overhead | Broken, wire on ground | 2017 | Tier 2 - Elevated | Distribution Circuit | 2 | 17 | 2017-02-17 | 1694844 | Sus | N | EquipmentFailureInvolved¦Overhead¦ConductorOverhead¦Brokenwireonground
17-0022963 | Vegetation | Tree - fell into line | Pole-Wood | Broken, wire on ground | 2017 | Tier 3 - Extreme | Distribution Circuit | 2 | 17 | 2017-02-17 | 1697933 | Sus | N | Vegetation¦Treefellintoline¦PoleWood¦Brokenwireonground
17-0025399 | Vegetation | Tree - fell into line | Conductor, Overhead | Normal | 2017 | Tier 2 - Elevated | Distribution Circuit | 2 | 22 | 2017-02-22 | 1709620 | Sus | N | Vegetation¦Treefellintoline¦ConductorOverhead¦Normal
17-0025754 | Vegetation | Tree - fell into line | Conductor, Overhead | Broken, wire on ground | 2017 | Tier 2 - Elevated | Distribution Circuit | 2 | 20 | 2017-02-20 | 1703785 | Sus | N | Vegetation¦Treefellintoline¦ConductorOverhead¦Brokenwireonground
17-0028678 | Equipment Failure/Involved | Overhead | Secondary | Broken, wire on ground | 2017 | Tier 3 - Extreme | Distribution Circuit | 3 | 6 | 2017-03-06 | 1720701 | Sus | N | EquipmentFailureInvolved¦Overhead¦Secondary¦Brokenwireonground
17-0034020 | Equipment Failure/Involved | Overhead |  | Broken | 2017 | Tier 2 - Elevated | Transformer only | 3 | 27 | 2017-03-27 | 1736232 | Sus | N | EquipmentFailureInvolved¦Overhead¦¦Broken
17-0034938 | Unknown Cause | Patrol - found nothing |  |  | 2017 | Tier 2 - Elevated | Distribution Circuit | 3 | 30 | 2017-03-30 | 1738914 | Sus | N | UnknownCause¦Patrolfoundnothing¦¦
17-0035198 | Equipment Failure/Involved | Overhead | Jumper | Burned Open | 2017 | Tier 3 - Extreme | Distribution Circuit | 3 | 30 | 2017-03-30 | 1739413 | Sus | N | EquipmentFailureInvolved¦Overhead¦Jumper¦BurnedOpen
17-0037521 | Equipment Failure/Involved | Overhead | Conductor, Overhead | Broken, wire on ground | 2017 | Tier 2 - Elevated | Distribution Circuit | 4 | 7 | 2017-04-07 | 1747995 | Sus | N | EquipmentFailureInvolved¦Overhead¦ConductorOverhead¦Brokenwireonground
17-0040450 | Vegetation | Tree - fell into line | Conductor, Overhead | Normal | 2017 | Tier 3 - Extreme | Transmission line | 4 | 14 | 2017-04-14 | 1758250 | Sus | N | Vegetation¦Treefellintoline¦ConductorOverhead¦Normal
17-0045967 | Equipment Failure/Involved | Overhead | Cutout, fuse holder | Broken | 2017 | Tier 3 - Extreme | Transformer only | 5 | 7 | 2017-05-07 | 1776824 | Sus | Y | EquipmentFailureInvolved¦Overhead¦Cutoutfuseholder¦Broken
17-0046433 | Unknown Cause | Patrol - found nothing |  |  | 2017 | Tier 2 - Elevated | Distribution Circuit | 5 | 9 | 2017-05-09 | 1778276 | Sus | Y | UnknownCause¦Patrolfoundnothing¦¦
17-0048843 | Vegetation | Tree - fell into line | Conductor, Overhead | Normal | 2017 | Tier 2 - Elevated | Distribution Circuit | 5 | 18 | 2017-05-18 | 1784826 | Sus | Y | Vegetation¦Treefellintoline¦ConductorOverhead¦Normal
17-0055630 | Animal | Other | Fuse | Failed/Faulted | 2017 | Tier 2 - Elevated | Distribution Circuit | 6 | 15 | 2017-06-15 | 1805445 | Sus | Y | Animal¦Other¦Fuse¦FailedFaulted
17-0059963 | Equipment Failure/Involved | Overhead | Transformer | Failed/Faulted | 2017 | Tier 3 - Extreme | Transformer only | 7 | 1 | 2017-07-01 | 1821868 | Sus | Y | EquipmentFailureInvolved¦Overhead¦Transformer¦FailedFaulted
17-0061334 | Vegetation | Tree - fell into line | Conductor, Overhead | Bent or Twisted | 2017 | Tier 3 - Extreme | Transformer only | 7 | 7 | 2017-07-07 | 1825791 | Sus | Y | Vegetation¦Treefellintoline¦ConductorOverhead¦BentorTwisted
17-0067325 | Vegetation | Tree - fell into line | Service conductor | Broken, wire on ground | 2017 | Tier 2 - Elevated | Transformer only | 8 | 2 | 2017-08-02 | 1844363 | Sus | Y | Vegetation¦Treefellintoline¦Serviceconductor¦Brokenwireonground
17-0070383 | Company Initiated | Construction Activity/equip, company | Conductor, Overhead | Together | 2017 | Tier 2 - Elevated | Distribution Circuit | 8 | 15 | 2017-08-15 | 1853026 | Sus | Y | CompanyInitiated¦ConstructionActivityequipcompany¦ConductorOverhead¦Together
17-0073073 | Equipment Failure/Involved | Overhead | Transformer | Failed/Faulted | 2017 | Tier 2 - Elevated | Distribution Circuit | 8 | 26 | 2017-08-26 | 1860013 | Sus | Y | EquipmentFailureInvolved¦Overhead¦Transformer¦FailedFaulted
17-0076313 | Equipment Failure/Involved | Underground | Secondary | Broken | 2017 | Tier 2 - Elevated | Transformer only | 9 | 6 | 2017-09-06 | 1871178 | Sus | Y | EquipmentFailureInvolved¦Underground¦Secondary¦Broken
17-0079056 | Vegetation | Tree - fell into line | Transformer (OH) | Burned/flashed | 2017 | Tier 3 - Extreme | Distribution Circuit | 9 | 14 | 2017-09-14 | 1879081 | Sus | Y | Vegetation¦Treefellintoline¦Transformer(OH)¦Burnedflashed
17-0079081 | Unknown Cause | Patrol - found nothing |  |  | 2017 | Tier 3 - Extreme | Distribution Circuit | 9 | 14 | 2017-09-14 | 1879257 | Sus | Y | UnknownCause¦Patrolfoundnothing¦¦
17-0082180 | Vegetation | Tree - branch fell on line | Fuse | Failed/Faulted | 2017 | Tier 3 - Extreme | Distribution Circuit | 9 | 27 | 2017-09-27 | 1886847 | Sus | Y | Vegetation¦Treebranchfellonline¦Fuse¦FailedFaulted
17-0085271 | Vegetation | Tree - bark fell into line | Connector or Splice (OH) | Broken | 2017 | Tier 2 - Elevated | Distribution Circuit | 10 | 8 | 2017-10-08 | 1893809 | Sus | Y | Vegetation¦Treebarkfellintoline¦ConnectororSplice(OH)¦Broken
17-0085442 | Unknown Cause | Patrol - found nothing |  |  | 2017 | Tier 2 - Elevated | Distribution Circuit | 10 | 9 | 2017-10-09 | 1895466 | Sus | Y | UnknownCause¦Patrolfoundnothing¦¦
17-0087167 | Equipment Failure/Involved | Overhead | Pole-Wood | Broken | 2017 | Tier 2 - Elevated | Distribution Circuit | 10 | 13 | 2017-10-13 | 1900234 | Sus | Y | EquipmentFailureInvolved¦Overhead¦PoleWood¦Broken
17-0087774 | Environmental/External | Fire, Forest/Grass | Pole-Wood | Burned/flashed | 2017 | Tier 3 - Extreme | Distribution Circuit | 10 | 8 | 2017-10-08 | 1902072 | Sus | Y | EnvironmentalExternal¦FireForestGrass¦PoleWood¦Burnedflashed
17-0088426 | Environmental/External | Fire, Forest/Grass | Transformer (UG) | Burned/flashed | 2017 | Tier 2 - Elevated | Distribution Circuit | 10 | 8 | 2017-10-08 | 1903653 | Sus | Y | EnvironmentalExternal¦FireForestGrass¦Transformer(UG)¦Burnedflashed
17-0091843 | Unknown Cause | Patrol - found nothing |  |  | 2017 | Tier 2 - Elevated | Distribution Circuit | 11 | 1 | 2017-11-01 | 1913813 | Sus | Y | UnknownCause¦Patrolfoundnothing¦¦
17-0094597 | Unknown Cause | Patrol - found nothing |  |  | 2017 | Tier 2 - Elevated | Distribution Circuit | 11 | 13 | 2017-11-13 | 1921100 | Sus | Y | UnknownCause¦Patrolfoundnothing¦¦
17-0097562 | Equipment Failure/Involved | Underground | Transformer (UG) | Broken | 2017 | Tier 2 - Elevated | Distribution Circuit | 11 | 26 | 2017-11-26 | 1929156 | Sus | Y | EquipmentFailureInvolved¦Underground¦Transformer(UG)¦Broken
17-0103277 | Unknown Cause | Patrol - found nothing |  |  | 2017 | Tier 2 - Elevated | Distribution Circuit | 12 | 25 | 2017-12-25 | 1951072 | Sus | N | UnknownCause¦Patrolfoundnothing¦¦
18-0004345 | Vegetation | Tree - branch fell on line | Conductor, Overhead | Normal | 2018 | Tier 3 - Extreme | Distribution Circuit | 1 | 8 | 2018-01-08 | 3802 | Sus | N | Vegetation¦Treebranchfellonline¦ConductorOverhead¦Normal
18-0008758 | Vegetation | Tree - fell into line | Conductor, Overhead | Together | 2018 | Tier 3 - Extreme | Distribution Circuit | 1 | 25 | 2018-01-25 | 13561 | Sus | N | Vegetation¦Treefellintoline¦ConductorOverhead¦Together
18-0009279 | Unknown Cause | Patrol - not conducted |  |  | 2018 | Tier 3 - Extreme | Distribution Circuit | 1 | 26 | 2018-01-26 | 14388 | Sus | N | UnknownCause¦Patrolnotconducted¦¦
18-0016285 | Animal | Squirrel | Conductor, Overhead | Normal | 2018 | Tier 3 - Extreme | Distribution Circuit | 2 | 22 | 2018-02-22 | 29208 | Sus | N | Animal¦Squirrel¦ConductorOverhead¦Normal
18-0017491 | Vegetation | Tree - fell into line | Conductor, Overhead | Normal | 2018 | Tier 2 - Elevated | Distribution Circuit | 2 | 26 | 2018-02-26 | 32064 | Sus | N | Vegetation¦Treefellintoline¦ConductorOverhead¦Normal
18-0022677 | Vegetation | Tree - branch fell on line | Conductor, Overhead | Normal | 2018 | Tier 2 - Elevated | Distribution Circuit | 3 | 14 | 2018-03-14 | 44060 | Sus | N | Vegetation¦Treebranchfellonline¦ConductorOverhead¦Normal
18-0025178 | 3rd Party | Vehicle | Pole-Wood | Broken | 2018 | Tier 2 - Elevated | Distribution Circuit | 3 | 21 | 2018-03-21 | 49845 | Sus | N | 3rdParty¦Vehicle¦PoleWood¦Broken
18-0027716 | Unknown Cause | Patrol - found nothing |  |  | 2018 | Tier 3 - Extreme | Distribution Circuit | 3 | 29 | 2018-03-29 | 55808 | Sus | N | UnknownCause¦Patrolfoundnothing¦¦
18-0028173 | Equipment Failure/Involved | Overhead | Transformer (OH) | Failed/Faulted | 2018 | Tier 2 - Elevated | Transformer only | 3 | 31 | 2018-03-31 | 57179 | Sus | N | EquipmentFailureInvolved¦Overhead¦Transformer(OH)¦FailedFaulted
18-0029000 | Equipment Failure/Involved | Overhead | Transformer | Deteriorated | 2018 | Tier 3 - Extreme | Transformer only | 4 | 3 | 2018-04-03 | 58918 | Sus | N | EquipmentFailureInvolved¦Overhead¦Transformer¦Deteriorated
18-0039012 | Unknown Cause | Patrol - found nothing |  |  | 2018 | Tier 2 - Elevated | Distribution Circuit | 5 | 7 | 2018-05-07 | 81209 | Sus | Y | UnknownCause¦Patrolfoundnothing¦¦
18-0043880 | Equipment Failure/Involved | Overhead | Pothead(Riser Termination) | Failed/Faulted | 2018 | Tier 2 - Elevated | Distribution Circuit | 5 | 24 | 2018-05-24 | 93058 | Sus | Y | EquipmentFailureInvolved¦Overhead¦Pothead(RiserTermination)¦FailedFaulted
18-0044953 | Unknown Cause | Patrol - found nothing |  |  | 2018 | Tier 3 - Extreme | Distribution Circuit | 5 | 29 | 2018-05-29 | 95476 | Sus | Y | UnknownCause¦Patrolfoundnothing¦¦
18-0054651 | Vegetation | Tree - branch fell on line | Cutout, fuse holder | Broken | 2018 | Tier 2 - Elevated | Transformer only | 6 | 26 | 2018-06-26 | 118606 | Sus | Y | Vegetation¦Treebranchfellonline¦Cutoutfuseholder¦Broken
18-0055833 | Equipment Failure/Involved | Overhead | Lightning Arrestor | Failed/Faulted | 2018 | Tier 2 - Elevated | Distribution Circuit | 6 | 29 | 2018-06-29 | 121423 | Sus | Y | EquipmentFailureInvolved¦Overhead¦LightningArrestor¦FailedFaulted
18-0064841 | Animal | Other | Transformer (OH) | Failed/Faulted | 2018 | Tier 3 - Extreme | Distribution Circuit | 7 | 30 | 2018-07-30 | 144533 | Sus | Y | Animal¦Other¦Transformer(OH)¦FailedFaulted
18-0067656 | Unknown Cause | Patrol - found nothing |  |  | 2018 | Tier 3 - Extreme | Distribution Circuit | 8 | 7 | 2018-08-07 | 150925 | Sus | Y | UnknownCause¦Patrolfoundnothing¦¦
18-0069654 | Unknown Cause | Patrol - found nothing |  |  | 2018 | Tier 3 - Extreme | Distribution Circuit | 8 | 14 | 2018-08-14 | 154956 | Sus | Y | UnknownCause¦Patrolfoundnothing¦¦
18-0079890 | Equipment Failure/Involved | Overhead | Secondary | Broken | 2018 | Tier 3 - Extreme | Distribution Circuit | 9 | 14 | 2018-09-14 | 174525 | Sus | Y | EquipmentFailureInvolved¦Overhead¦Secondary¦Broken
18-0082799 | Animal | Squirrel | Fuse | Failed/Faulted | 2018 | Tier 3 - Extreme | Distribution Circuit | 9 | 24 | 2018-09-24 | 180171 | Sus | Y | Animal¦Squirrel¦Fuse¦FailedFaulted
18-0088551 | Unknown Cause | Patrol - found nothing |  |  | 2018 | Tier 2 - Elevated | Distribution Circuit | 10 | 9 | 2018-10-09 | 191601 | Sus | Y | UnknownCause¦Patrolfoundnothing¦¦
18-0099375 | Environmental/External | Fire, Forest/Grass | Pole-Wood | Normal | 2018 | Tier 3 - Extreme | Distribution Circuit | 11 | 8 | 2018-11-08 | 214479 | Sus | Y | EnvironmentalExternal¦FireForestGrass¦PoleWood¦Normal
18-0101806 | Environmental/External | Fire, Forest/Grass | Pole-Wood | Burned/flashed | 2018 | Tier 3 - Extreme | Distribution Circuit | 11 | 8 | 2018-11-08 | 219990 | Sus | Y | EnvironmentalExternal¦FireForestGrass¦PoleWood¦Burnedflashed
18-0104803 | Unknown Cause | Patrol - not conducted |  |  | 2018 | Tier 2 - Elevated | Distribution Circuit | 11 | 29 | 2018-11-29 | 227731 | Sus | Y | UnknownCause¦Patrolnotconducted¦¦
18-0110095 | Equipment Failure/Involved | Overhead | Transformer (OH) | Failed/Faulted | 2018 | Tier 3 - Extreme | Transformer only | 12 | 20 | 2018-12-20 | 244259 | Sus | N | EquipmentFailureInvolved¦Overhead¦Transformer(OH)¦FailedFaulted
18-0110446 | Vegetation | Tree - fell into line | Conductor, Overhead | Broken, wire on ground | 2018 | Tier 2 - Elevated | Distribution Circuit | 12 | 24 | 2018-12-24 | 246072 | Sus | N | Vegetation¦Treefellintoline¦ConductorOverhead¦Brokenwireonground
18-0110523 | Vegetation | Tree - branch fell on line | Conductor, Overhead | Broken, wire on ground | 2018 | Tier 2 - Elevated | Distribution Circuit | 12 | 24 | 2018-12-24 | 246377 | Sus | N | Vegetation¦Treebranchfellonline¦ConductorOverhead¦Brokenwireonground
19-0005411 | Unknown Cause | Patrol - found nothing |  |  | 2019 | Tier 2 - Elevated | Distribution Circuit | 1 | 6 | 2019-01-06 | 256845 | Sus | N | UnknownCause¦Patrolfoundnothing¦¦
19-0009807 | Equipment Failure/Involved | Overhead | Conductor, Overhead | Broken, wire on ground | 2019 | Tier 2 - Elevated | Distribution Circuit | 1 | 16 | 2019-01-16 | 267488 | Sus | N | EquipmentFailureInvolved¦Overhead¦ConductorOverhead¦Brokenwireonground
19-0010995 | Vegetation | Tree - fell into line | Crossarm, Wood | Broken, wire on ground | 2019 | Tier 2 - Elevated | Distribution Circuit | 1 | 16 | 2019-01-16 | 273883 | Sus | N | Vegetation¦Treefellintoline¦CrossarmWood¦Brokenwireonground
19-0011235 | Vegetation | Tree - fell into line | Conductor, Overhead | Normal | 2019 | Tier 2 - Elevated | Distribution Circuit | 1 | 17 | 2019-01-17 | 272900 | Sus | N | Vegetation¦Treefellintoline¦ConductorOverhead¦Normal
19-0012023 | Equipment Failure/Involved | Overhead | Transformer (OH) | Failed/Faulted | 2019 | Tier 2 - Elevated | Transformer only | 1 | 18 | 2019-01-18 | 276303 | Sus | N | EquipmentFailureInvolved¦Overhead¦Transformer(OH)¦FailedFaulted
19-0013024 | Unknown Cause | Patrol - found nothing |  |  | 2019 | Tier 3 - Extreme | Distribution Circuit | 1 | 22 | 2019-01-22 | 278700 | Sus | N | UnknownCause¦Patrolfoundnothing¦¦
19-0016368 | 3rd Party | Vehicle | Pole-Wood | Broken, wire on ground | 2019 | Tier 3 - Extreme | Distribution Circuit | 1 | 31 | 2019-01-31 | 284936 | Sus | N | 3rdParty¦Vehicle¦PoleWood¦Brokenwireonground
19-0016368 | 3rd Party | Vehicle | Pole-Wood | Broken, wire on ground | 2019 | Tier 3 - Extreme | Distribution Circuit | 1 | 31 | 2019-01-31 | 284936 | Sus | N | 3rdParty¦Vehicle¦PoleWood¦Brokenwireonground
19-0017258 | Environmental/External | Lightning | Transformer | Failed/Faulted | 2019 | Tier 2 - Elevated | Transformer only | 2 | 2 | 2019-02-02 | 287759 | Sus | N | EnvironmentalExternal¦Lightning¦Transformer¦FailedFaulted
19-0019731 | Vegetation | Tree - fell into line | Conductor, Overhead | Broken, wire on ground | 2019 | Tier 3 - Extreme | Distribution Circuit | 2 | 4 | 2019-02-04 | 295530 | Sus | N | Vegetation¦Treefellintoline¦ConductorOverhead¦Brokenwireonground
19-0020560 | Vegetation | Tree - fell into line | Conductor, Overhead | Broken, wire on ground | 2019 | Tier 2 - Elevated | Distribution Circuit | 2 | 9 | 2019-02-09 | 297566 | Sus | N | Vegetation¦Treefellintoline¦ConductorOverhead¦Brokenwireonground
19-0021052 | Environmental/External | Lightning | Transformer (OH) | Failed/Faulted | 2019 | Tier 2 - Elevated | Transformer only | 2 | 11 | 2019-02-11 | 299768 | Sus | N | EnvironmentalExternal¦Lightning¦Transformer(OH)¦FailedFaulted
19-0021417 | Equipment Failure/Involved | Overhead | Crossarm, Wood | Broken | 2019 | Tier 3 - Extreme | Distribution Circuit | 2 | 12 | 2019-02-12 | 300557 | Sus | N | EquipmentFailureInvolved¦Overhead¦CrossarmWood¦Broken
19-0022763 | Vegetation | Tree - branch fell on line | Conductor, Overhead | Normal | 2019 | Tier 3 - Extreme | Distribution Circuit | 2 | 13 | 2019-02-13 | 305848 | Sus | N | Vegetation¦Treebranchfellonline¦ConductorOverhead¦Normal
19-0023559 | Vegetation | Tree - fell into line | Conductor, Overhead | Broken, wire on ground | 2019 | Tier 2 - Elevated | Distribution Circuit | 2 | 14 | 2019-02-14 | 310362 | Sus | N | Vegetation¦Treefellintoline¦ConductorOverhead¦Brokenwireonground
19-0023618 | Vegetation | Tree - fell into line | Conductor, Overhead | Broken, wire on ground | 2019 | Tier 3 - Extreme | Distribution Circuit | 2 | 14 | 2019-02-14 | 306426 | Sus | N | Vegetation¦Treefellintoline¦ConductorOverhead¦Brokenwireonground
19-0024559 | Equipment Failure/Involved | Overhead | Transformer | Failed/Faulted | 2019 | Tier 3 - Extreme | Transformer only | 2 | 15 | 2019-02-15 | 312531 | Sus | N | EquipmentFailureInvolved¦Overhead¦Transformer¦FailedFaulted
19-0024563 | Vegetation | Tree - fell into line | Conductor, Overhead | Normal | 2019 | Tier 3 - Extreme | Distribution Circuit | 2 | 15 | 2019-02-15 | 312274 | Sus | N | Vegetation¦Treefellintoline¦ConductorOverhead¦Normal
19-0024734 | Unknown Cause | Patrol - found nothing |  |  | 2019 | Tier 3 - Extreme | Distribution Circuit | 2 | 16 | 2019-02-16 | 314727 | Sus | N | UnknownCause¦Patrolfoundnothing¦¦
19-0025131 | Vegetation | Tree - fell into line | Insulator | Broken | 2019 | Tier 2 - Elevated | Distribution Circuit | 2 | 12 | 2019-02-12 | 315818 | Sus | N | Vegetation¦Treefellintoline¦Insulator¦Broken
19-0025331 | Unknown Cause | Patrol - not conducted |  |  | 2019 | Tier 3 - Extreme | Distribution Circuit | 2 | 17 | 2019-02-17 | 316828 | Sus | N | UnknownCause¦Patrolnotconducted¦¦
19-0025567 | Vegetation | Tree - branch fell on line | Conductor, Overhead | Broken, wire on ground | 2019 | Tier 2 - Elevated | Distribution Circuit | 2 | 18 | 2019-02-18 | 317372 | Sus | N | Vegetation¦Treebranchfellonline¦ConductorOverhead¦Brokenwireonground
19-0025633 | Vegetation | Tree - fell into line | Conductor, Overhead | Normal | 2019 | Tier 3 - Extreme | Distribution Circuit | 2 | 17 | 2019-02-17 | 316395 | Sus | N | Vegetation¦Treefellintoline¦ConductorOverhead¦Normal
19-0026051 | Vegetation | Tree - fell into line | Conductor, Overhead | Normal | 2019 | Tier 2 - Elevated | Distribution Circuit | 2 | 19 | 2019-02-19 | 318668 | Sus | N | Vegetation¦Treefellintoline¦ConductorOverhead¦Normal
19-0027212 | Equipment Failure/Involved | Overhead | Conductor, Overhead | Normal | 2019 | Tier 3 - Extreme | Distribution Circuit | 2 | 22 | 2019-02-22 | 321194 | Sus | N | EquipmentFailureInvolved¦Overhead¦ConductorOverhead¦Normal
19-0027240 | Vegetation | Tree - fell into line | Conductor, Overhead | Broken, wire on ground | 2019 | Tier 3 - Extreme | Transformer only | 2 | 21 | 2019-02-21 | 320942 | Sus | N | Vegetation¦Treefellintoline¦ConductorOverhead¦Brokenwireonground
19-0028435 | Vegetation | Tree - fell into line | Conductor, Underground | Broken | 2019 | Tier 2 - Elevated | Distribution Circuit | 2 | 26 | 2019-02-26 | 324766 | Sus | N | Vegetation¦Treefellintoline¦ConductorUnderground¦Broken
19-0028870 | Vegetation | Tree - branch fell on line | Conductor, Overhead | Together | 2019 | Tier 3 - Extreme | Distribution Circuit | 2 | 27 | 2019-02-27 | 326061 | Sus | N | Vegetation¦Treebranchfellonline¦ConductorOverhead¦Together
19-0033164 | Vegetation | Tree - fell into line | Conductor, Overhead | Broken, wire on ground | 2019 | Tier 3 - Extreme | Transformer only | 3 | 12 | 2019-03-12 | 337470 | Sus | N | Vegetation¦Treefellintoline¦ConductorOverhead¦Brokenwireonground
19-0033216 | Vegetation | Tree - branch fell on line | Conductor, Overhead | Normal | 2019 | Tier 2 - Elevated | Distribution Circuit | 3 | 12 | 2019-03-12 | 337955 | Sus | N | Vegetation¦Treebranchfellonline¦ConductorOverhead¦Normal
19-0033219 | Vegetation | Tree - branch fell on line | Fuse | Failed/Faulted | 2019 | Tier 2 - Elevated | Distribution Circuit | 3 | 12 | 2019-03-12 | 337757 | Sus | N | Vegetation¦Treebranchfellonline¦Fuse¦FailedFaulted
19-0035442 | Equipment Failure/Involved | Electrical Overload | Transformer | Failed/Faulted | 2019 | Tier 2 - Elevated | Transformer only | 3 | 20 | 2019-03-20 | 343687 | Sus | N | EquipmentFailureInvolved¦ElectricalOverload¦Transformer¦FailedFaulted
19-0036273 | Animal | Bird found | Conductor, Overhead | Normal | 2019 | Tier 2 - Elevated | Distribution Circuit | 3 | 23 | 2019-03-23 | 345692 | Sus | N | Animal¦Birdfound¦ConductorOverhead¦Normal
19-0036975 | Equipment Failure/Involved | Overhead | Transformer | Failed/Faulted | 2019 | Tier 2 - Elevated | Transformer only | 3 | 26 | 2019-03-26 | 347363 | Sus | N | EquipmentFailureInvolved¦Overhead¦Transformer¦FailedFaulted
19-0039489 | Equipment Failure/Involved | Overhead | Crossarm, Wood | Broken | 2019 | Tier 3 - Extreme | Distribution Circuit | 4 | 3 | 2019-04-03 | 353285 | Sus | N | EquipmentFailureInvolved¦Overhead¦CrossarmWood¦Broken
19-0041788 | Equipment Failure/Involved | Overhead | Insulator | Broken | 2019 | Tier 2 - Elevated | Transformer only | 4 | 11 | 2019-04-11 | 359253 | Sus | N | EquipmentFailureInvolved¦Overhead¦Insulator¦Broken
19-0045868 | Equipment Failure/Involved | Overhead | Transformer (OH) | Failed/Faulted | 2019 | Tier 2 - Elevated | Transformer only | 4 | 24 | 2019-04-24 | 367584 | Sus | N | EquipmentFailureInvolved¦Overhead¦Transformer(OH)¦FailedFaulted
19-0051039 | Equipment Failure/Involved | Overhead | Transformer (OH) | Normal | 2019 | Tier 2 - Elevated | Transformer only | 5 | 11 | 2019-05-11 | 378554 | Sus | Y | EquipmentFailureInvolved¦Overhead¦Transformer(OH)¦Normal
19-0052988 | Unknown Cause | Patrol - found nothing |  |  | 2019 | Tier 3 - Extreme | Distribution Circuit | 5 | 16 | 2019-05-16 | 382946 | Sus | Y | UnknownCause¦Patrolfoundnothing¦¦
19-0055477 | Vegetation | Tree - branch fell on line | Service conductor | Broken | 2019 | Tier 3 - Extreme | Transformer only | 5 | 22 | 2019-05-22 | 388163 | Sus | Y | Vegetation¦Treebranchfellonline¦Serviceconductor¦Broken
19-0056785 | Equipment Failure/Involved | Overhead | Insulator | Broken | 2019 | Tier 2 - Elevated | Distribution Circuit | 5 | 24 | 2019-05-24 | 389304 | Sus | Y | EquipmentFailureInvolved¦Overhead¦Insulator¦Broken
19-0057580 | Wildfire Mitigation | CWSP - Vegetation Removal | Conductor, Overhead | Normal | 2019 | Tier 3 - Extreme | Distribution Circuit | 5 | 25 | 2019-05-25 | 390062 | Sus | Y | WildfireMitigation¦CWSPVegetationRemoval¦ConductorOverhead¦Normal
19-0057932 | Unknown Cause | Patrol - found nothing |  |  | 2019 | Tier 3 - Extreme | Distribution Circuit | 5 | 27 | 2019-05-27 | 391085 | Sus | Y | UnknownCause¦Patrolfoundnothing¦¦
19-0058867 | Company Initiated | Personnel, company | Conductor, Overhead | Normal | 2019 | Tier 3 - Extreme | Distribution Circuit | 5 | 29 | 2019-05-29 | 392300 | Sus | Y | CompanyInitiated¦Personnelcompany¦ConductorOverhead¦Normal
19-0058867 | Company Initiated | Personnel, company | Conductor, Overhead | Normal | 2019 | Tier 3 - Extreme | Distribution Circuit | 5 | 29 | 2019-05-29 | 392300 | Sus | Y | CompanyInitiated¦Personnelcompany¦ConductorOverhead¦Normal
19-0058975 | Company Initiated | Construction Activity/equip, company | Pole-Wood | Deteriorated | 2019 | Tier 2 - Elevated | Distribution Circuit | 5 | 29 | 2019-05-29 | 392472 | Sus | Y | CompanyInitiated¦ConstructionActivityequipcompany¦PoleWood¦Deteriorated
19-0060079 | Unknown Cause | Patrol - found nothing |  |  | 2019 | Tier 2 - Elevated | Distribution Circuit | 5 | 30 | 2019-05-30 | 393577 | Sus | Y | UnknownCause¦Patrolfoundnothing¦¦
19-0060288 | Unknown Cause | Patrol - found nothing |  |  | 2019 | Tier 3 - Extreme | Distribution Circuit | 5 | 30 | 2019-05-30 | 393875 | Sus | Y | UnknownCause¦Patrolfoundnothing¦¦
19-0069372 | Unknown Cause | Patrol - found nothing |  |  | 2019 | Tier 2 - Elevated | Distribution Circuit | 6 | 18 | 2019-06-18 | 419835 | Sus | Y | UnknownCause¦Patrolfoundnothing¦¦
19-0072552 | Equipment Failure/Involved | Overhead | Pole-Wood | Deteriorated | 2019 | Tier 2 - Elevated | Distribution Circuit | 6 | 27 | 2019-06-27 | 430741 | Sus | Y | EquipmentFailureInvolved¦Overhead¦PoleWood¦Deteriorated
19-0078113 | Equipment Failure/Involved | Overhead | Pole-Wood | Broken | 2019 | Tier 2 - Elevated | Distribution Circuit | 7 | 16 | 2019-07-16 | 454936 | Sus | Y | EquipmentFailureInvolved¦Overhead¦PoleWood¦Broken
19-0083156 | Vegetation | Other ground vegetation | Conductor, Overhead | Normal | 2019 | Tier 2 - Elevated | Distribution Circuit | 7 | 31 | 2019-07-31 | 476546 | Sus | Y | Vegetation¦Othergroundvegetation¦ConductorOverhead¦Normal
19-0086691 | Equipment Failure/Involved | Overhead | Transformer | Failed/Faulted | 2019 | Tier 2 - Elevated | Transformer only | 8 | 11 | 2019-08-11 | 502146 | Sus | Y | EquipmentFailureInvolved¦Overhead¦Transformer¦FailedFaulted
19-0088726 | Equipment Failure/Involved | Overhead | Pole-Wood | Broken | 2019 | Tier 2 - Elevated | Distribution Circuit | 8 | 16 | 2019-08-16 | 516874 | Sus | Y | EquipmentFailureInvolved¦Overhead¦PoleWood¦Broken
19-0088809 | 3rd Party | Vehicle | Pole-Wood | Broken | 2019 | Tier 2 - Elevated | Distribution Circuit | 8 | 16 | 2019-08-16 | 517234 | Sus | Y | 3rdParty¦Vehicle¦PoleWood¦Broken
19-0099625 | Unknown Cause | Patrol - found nothing |  |  | 2019 | Tier 3 - Extreme | Distribution Circuit | 9 | 16 | 2019-09-16 | 584796 | Sus | Y | UnknownCause¦Patrolfoundnothing¦¦
19-0101889 | 3rd Party | Tree - cutting, 3rd party | Conductor, Overhead | Together | 2019 | Tier 2 - Elevated | Distribution Circuit | 9 | 20 | 2019-09-20 | 597935 | Sus | Y | 3rdParty¦Treecutting3rdparty¦ConductorOverhead¦Together
19-0105170 | Equipment Failure/Involved | Overhead | Transformer | Failed/Faulted | 2019 | Tier 3 - Extreme | Distribution Circuit | 9 | 29 | 2019-09-29 | 629004 | Sus | Y | EquipmentFailureInvolved¦Overhead¦Transformer¦FailedFaulted
19-0105377 | Vegetation | Tree - fell into line | Conductor, Overhead | Broken, wire on ground | 2019 | Tier 2 - Elevated | Distribution Circuit | 9 | 30 | 2019-09-30 | 630195 | Sus | Y | Vegetation¦Treefellintoline¦ConductorOverhead¦Brokenwireonground
19-0108115 | Equipment Failure/Involved | Overhead | Transformer | Failed/Faulted | 2019 | Tier 2 - Elevated | Transformer only | 10 | 6 | 2019-10-06 | 645718 | Sus | Y | EquipmentFailureInvolved¦Overhead¦Transformer¦FailedFaulted
19-0110796 | Vegetation | Tree - branch fell on line | Conductor, Overhead | Normal | 2019 | Tier 3 - Extreme | Distribution Circuit | 10 | 12 | 2019-10-12 | 655066 | Sus | Y | Vegetation¦Treebranchfellonline¦ConductorOverhead¦Normal
19-0110931 | Unknown Cause | Patrol - found nothing |  |  | 2019 | Tier 2 - Elevated | Distribution Circuit | 10 | 13 | 2019-10-13 | 655533 | Sus | Y | UnknownCause¦Patrolfoundnothing¦¦
19-0121611 | Vegetation | Tree - branch fell on line | Conductor, Overhead | Normal | 2019 | Tier 2 - Elevated | Distribution Circuit | 11 | 5 | 2019-11-05 | 700359 | Sus | Y | Vegetation¦Treebranchfellonline¦ConductorOverhead¦Normal
19-0122684 | Equipment Failure/Involved | Overhead | Transformer | Failed/Faulted | 2019 | Tier 2 - Elevated | Transformer only | 11 | 7 | 2019-11-07 | 702116 | Sus | Y | EquipmentFailureInvolved¦Overhead¦Transformer¦FailedFaulted
19-0122737 | Unknown Cause | Patrol - found nothing |  |  | 2019 | Tier 3 - Extreme | Distribution Circuit | 11 | 8 | 2019-11-08 | 702302 | Sus | Y | UnknownCause¦Patrolfoundnothing¦¦
19-0128118 | Vegetation | Tree - branch fell on line | Conductor, Overhead | Normal | 2019 | Tier 3 - Extreme | Distribution Circuit | 11 | 24 | 2019-11-24 | 713917 | Sus | Y | Vegetation¦Treebranchfellonline¦ConductorOverhead¦Normal
19-0130119 | Vegetation | Tree - fell into line | Conductor, Overhead | Broken, wire on ground | 2019 | Tier 3 - Extreme | Distribution Circuit | 11 | 26 | 2019-11-26 | 720924 | Sus | Y | Vegetation¦Treefellintoline¦ConductorOverhead¦Brokenwireonground
19-0130339 | Vegetation | Tree - fell into line | Conductor, Overhead | Broken, wire on ground | 2019 | Tier 3 - Extreme | Distribution Circuit | 11 | 27 | 2019-11-27 | 720133 | Sus | Y | Vegetation¦Treefellintoline¦ConductorOverhead¦Brokenwireonground
19-0130633 | Vegetation | Tree - fell into line | Crossarm, Wood | Broken, wire on ground | 2019 | Tier 3 - Extreme | Distribution Circuit | 11 | 27 | 2019-11-27 | 719875 | Sus | Y | Vegetation¦Treefellintoline¦CrossarmWood¦Brokenwireonground
19-0134660 | Equipment Failure/Involved | Overhead | Insulator | Failed/Faulted | 2019 | Tier 2 - Elevated | Distribution Circuit | 12 | 6 | 2019-12-06 | 732062 | Sus | N | EquipmentFailureInvolved¦Overhead¦Insulator¦FailedFaulted
19-0134774 | Vegetation | Tree - branch fell on line | Conductor, Overhead | Together | 2019 | Tier 2 - Elevated | Distribution Circuit | 12 | 7 | 2019-12-07 | 732634 | Sus | N | Vegetation¦Treebranchfellonline¦ConductorOverhead¦Together
19-0136575 | Unknown Cause | Patrol - found nothing |  |  | 2019 | Tier 2 - Elevated | Distribution Circuit | 12 | 14 | 2019-12-14 | 739427 | Sus | N | UnknownCause¦Patrolfoundnothing¦¦
19-0137528 | Vegetation | Tree - branch fell on line | Conductor, Overhead | Normal | 2019 | Tier 2 - Elevated | Distribution Circuit | 12 | 22 | 2019-12-22 | 748212 | Sus | N | Vegetation¦Treebranchfellonline¦ConductorOverhead¦Normal
20-0005842 | Unknown Cause | Patrol - not conducted |  |  | 2020 | Tier 2 - Elevated | Distribution Circuit | 1 | 7 | 2020-01-07 | 756311 | Sus | N | UnknownCause¦Patrolnotconducted¦¦
20-0007701 | Equipment Failure/Involved | Overhead | Transformer | Failed/Faulted | 2020 | Tier 2 - Elevated | Transformer only | 1 | 12 | 2020-01-12 | 759603 | Sus | N | EquipmentFailureInvolved¦Overhead¦Transformer¦FailedFaulted
20-0008810 | Equipment Failure/Involved | Overhead | Transformer | Failed/Faulted | 2020 | Tier 2 - Elevated | Distribution Circuit | 1 | 14 | 2020-01-14 | 761126 | Sus | N | EquipmentFailureInvolved¦Overhead¦Transformer¦FailedFaulted
20-0010608 | Equipment Failure/Involved | Overhead | Switch (OH) | Broken | 2020 | Tier 2 - Elevated | Distribution Circuit | 1 | 17 | 2020-01-17 | 764962 | Sus | N | EquipmentFailureInvolved¦Overhead¦Switch(OH)¦Broken
20-0019038 | Vegetation | Tree - fell into line | Conductor, Overhead | Broken, wire on ground | 2020 | Tier 3 - Extreme | Distribution Circuit | 2 | 9 | 2020-02-09 | 780939 | Sus | N | Vegetation¦Treefellintoline¦ConductorOverhead¦Brokenwireonground
20-0019632 | Vegetation | Tree - fell into line | Conductor, Overhead | Broken, wire on ground | 2020 | Tier 3 - Extreme | Distribution Circuit | 2 | 9 | 2020-02-09 | 786545 | Sus | N | Vegetation¦Treefellintoline¦ConductorOverhead¦Brokenwireonground
20-0019875 | Unknown Cause | Patrol - found nothing |  |  | 2020 | Tier 3 - Extreme | Distribution Circuit | 2 | 9 | 2020-02-09 | 787343 | Sus | N | UnknownCause¦Patrolfoundnothing¦¦
20-0019974 | Equipment Failure/Involved | Overhead | Transformer | Broken, wire on ground | 2020 | Tier 2 - Elevated | Transformer only | 2 | 10 | 2020-02-10 | 786975 | Sus | N | EquipmentFailureInvolved¦Overhead¦Transformer¦Brokenwireonground
20-0019991 | Vegetation | Tree - fell into line | Transformer | Broken, wire on ground | 2020 | Tier 3 - Extreme | Transformer only | 2 | 9 | 2020-02-09 | 786591 | Sus | N | Vegetation¦Treefellintoline¦Transformer¦Brokenwireonground
20-0020021 | Unknown Cause | Patrol - found nothing |  |  | 2020 | Tier 3 - Extreme | Distribution Circuit | 2 | 9 | 2020-02-09 | 782605 | Sus | N | UnknownCause¦Patrolfoundnothing¦¦
20-0033382 | Vegetation | Tree - fell into line | Conductor, Overhead | Normal | 2020 | Tier 2 - Elevated | Distribution Circuit | 3 | 16 | 2020-03-16 | 853187 | Sus | N | Vegetation¦Treefellintoline¦ConductorOverhead¦Normal
20-0033396 | Environmental/External | Ice or snow | Crossarm, Wood | Broken, wire on ground | 2020 | Tier 3 - Extreme | Distribution Circuit | 3 | 17 | 2020-03-17 | 856744 | Sus | N | EnvironmentalExternal¦Iceorsnow¦CrossarmWood¦Brokenwireonground
20-0034403 | Equipment Failure/Involved | Overhead | Other | Broken | 2020 | Tier 3 - Extreme | Distribution Circuit | 3 | 19 | 2020-03-19 | 859093 | Sus | N | EquipmentFailureInvolved¦Overhead¦Other¦Broken
20-0035825 | Vegetation | Tree - fell into line | Conductor, Overhead | Normal | 2020 | Tier 2 - Elevated | Distribution Circuit | 3 | 24 | 2020-03-24 | 863911 | Sus | N | Vegetation¦Treefellintoline¦ConductorOverhead¦Normal
20-0036798 | Equipment Failure/Involved | Overhead | Transformer | Failed/Faulted | 2020 | Tier 2 - Elevated | Transformer only | 3 | 27 | 2020-03-27 | 868770 | Sus | N | EquipmentFailureInvolved¦Overhead¦Transformer¦FailedFaulted
20-0039446 | Equipment Failure/Involved | Overhead | Conductor, Overhead | Broken | 2020 | Tier 3 - Extreme | Distribution Circuit | 4 | 7 | 2020-04-07 | 890278 | Sus | N | EquipmentFailureInvolved¦Overhead¦ConductorOverhead¦Broken
20-0040554 | 3rd Party | Vehicle | Pole-Wood | Broken | 2020 | Tier 2 - Elevated | Distribution Circuit | 4 | 11 | 2020-04-11 | 893762 | Sus | N | 3rdParty¦Vehicle¦PoleWood¦Broken
20-0042565 | Equipment Failure/Involved | Overhead | Transformer | Failed/Faulted | 2020 | Tier 2 - Elevated | Transformer only | 4 | 18 | 2020-04-18 | 897509 | Sus | N | EquipmentFailureInvolved¦Overhead¦Transformer¦FailedFaulted
20-0043917 | Unknown Cause | Patrol - found nothing |  |  | 2020 | Tier 2 - Elevated | Distribution Circuit | 4 | 23 | 2020-04-23 | 899789 | Sus | N | UnknownCause¦Patrolfoundnothing¦¦
20-0045541 | Unknown Cause | Patrol - found nothing |  |  | 2020 | Tier 3 - Extreme | Distribution Circuit | 4 | 29 | 2020-04-29 | 903429 | Sus | N | UnknownCause¦Patrolfoundnothing¦¦
20-0045743 | Equipment Failure/Involved | Overhead | Crossarm, Wood | Deteriorated | 2020 | Tier 2 - Elevated | Transformer only | 4 | 29 | 2020-04-29 | 904005 | Sus | N | EquipmentFailureInvolved¦Overhead¦CrossarmWood¦Deteriorated
20-0045815 | Unknown Cause | Patrol - not conducted |  |  | 2020 | Tier 2 - Elevated | Distribution Circuit | 4 | 30 | 2020-04-30 | 904211 | Sus | N | UnknownCause¦Patrolnotconducted¦¦
20-0049261 | Unknown Cause | Patrol - found nothing |  |  | 2020 | Tier 2 - Elevated | Distribution Circuit | 5 | 11 | 2020-05-11 | 911713 | Sus | Y | UnknownCause¦Patrolfoundnothing¦¦
20-0055993 | Vegetation | Tree - grew into line | Conductor, Overhead | Normal | 2020 | Tier 3 - Extreme | Distribution Circuit | 5 | 30 | 2020-05-30 | 926542 | Sus | Y | Vegetation¦Treegrewintoline¦ConductorOverhead¦Normal
20-0056134 | Vegetation | Tree - branch fell on line | Conductor, Overhead | Deteriorated | 2020 | Tier 2 - Elevated | Distribution Circuit | 6 | 1 | 2020-06-01 | 927439 | Sus | Y | Vegetation¦Treebranchfellonline¦ConductorOverhead¦Deteriorated
20-0059541 | Equipment Failure/Involved | Overhead | Pole-Wood | Broken | 2020 | Tier 2 - Elevated | Distribution Circuit | 6 | 10 | 2020-06-10 | 935811 | Sus | Y | EquipmentFailureInvolved¦Overhead¦PoleWood¦Broken
20-0062243 | Animal | Other | Pole-Wood | Broken | 2020 | Tier 2 - Elevated | Distribution Circuit | 6 | 17 | 2020-06-17 | 941211 | Sus | Y | Animal¦Other¦PoleWood¦Broken
20-0062925 | Equipment Failure/Involved | Overhead | Transformer | Failed/Faulted | 2020 | Tier 2 - Elevated | Transformer only | 6 | 19 | 2020-06-19 | 942347 | Sus | Y | EquipmentFailureInvolved¦Overhead¦Transformer¦FailedFaulted
20-0063810 | Equipment Failure/Involved | Overhead | Lightning Arrestor | Broken | 2020 | Tier 2 - Elevated | Transformer only | 6 | 22 | 2020-06-22 | 944850 | Sus | Y | EquipmentFailureInvolved¦Overhead¦LightningArrestor¦Broken
20-0073173 | 3rd Party | Vehicle | Anchor or Guy | Broken | 2020 | Tier 2 - Elevated | Distribution Circuit | 7 | 17 | 2020-07-17 | 966828 | Sus | Y | 3rdParty¦Vehicle¦AnchororGuy¦Broken
20-0083597 | Vegetation | Tree - branch fell on line | Conductor, Overhead | Normal | 2020 | Tier 2 - Elevated | Distribution Circuit | 8 | 14 | 2020-08-14 | 998586 | Sus | Y | Vegetation¦Treebranchfellonline¦ConductorOverhead¦Normal
20-0084746 | Environmental/External | Lightning | Conductor, Overhead | Broken, wire on ground | 2020 | Tier 3 - Extreme | Distribution Circuit | 8 | 16 | 2020-08-16 | 1011258 | Sus | Y | EnvironmentalExternal¦Lightning¦ConductorOverhead¦Brokenwireonground
20-0088082 | Environmental/External | Lightning | Transformer | Failed/Faulted | 2020 | Tier 2 - Elevated | Distribution Circuit | 8 | 20 | 2020-08-20 | 1025580 | Sus | Y | EnvironmentalExternal¦Lightning¦Transformer¦FailedFaulted
20-0090249 | Environmental/External | Fire, Forest/Grass | Conductor, Overhead | Normal | 2020 | Tier 3 - Extreme | Distribution Circuit | 8 | 20 | 2020-08-20 | 1032513 | Sus | Y | EnvironmentalExternal¦FireForestGrass¦ConductorOverhead¦Normal
20-0093548 | Unknown Cause | Patrol - found nothing |  |  | 2020 | Tier 3 - Extreme | Distribution Circuit | 9 | 4 | 2020-09-04 | 1055298 | Sus | Y | UnknownCause¦Patrolfoundnothing¦¦
20-0093952 | Environmental/External | Fire, Forest/Grass | Conductor, Overhead | Normal | 2020 | Tier 3 - Extreme | Distribution Circuit | 8 | 19 | 2020-08-19 | 1057402 | Sus | Y | EnvironmentalExternal¦FireForestGrass¦ConductorOverhead¦Normal
20-0094594 | Wildfire Mitigation | Public Safety Power Shut-off | Conductor, Overhead | Normal | 2020 | Tier 2 - Elevated | Distribution Circuit | 9 | 8 | 2020-09-08 | 1060286 | Sus | Y | WildfireMitigation¦PublicSafetyPowerShutoff¦ConductorOverhead¦Normal
20-0095369 | Equipment Failure/Involved | Overhead | Insulator | Broken | 2020 | Tier 2 - Elevated | Distribution Circuit | 9 | 9 | 2020-09-09 | 1061840 | Sus | Y | EquipmentFailureInvolved¦Overhead¦Insulator¦Broken
20-0096068 | Environmental/External | Fire, Forest/Grass | Transformer | Normal | 2020 | Tier 3 - Extreme | Transformer only | 8 | 20 | 2020-08-20 | 1063561 | Sus | Y | EnvironmentalExternal¦FireForestGrass¦Transformer¦Normal
20-0097904 | Vegetation | Tree - fell into line | Conductor, Overhead | Broken, wire on ground | 2020 | Tier 3 - Extreme | Transformer only | 9 | 15 | 2020-09-15 | 1073434 | Sus | Y | Vegetation¦Treefellintoline¦ConductorOverhead¦Brokenwireonground
20-0099820 | Environmental/External | Fire, Forest/Grass | Conductor, Overhead | Burned/flashed | 2020 | Tier 3 - Extreme | Distribution Circuit | 9 | 7 | 2020-09-07 | 1086127 | Sus | Y | EnvironmentalExternal¦FireForestGrass¦ConductorOverhead¦Burnedflashed
20-0100544 | Equipment Failure/Involved | Overhead | Transformer (OH) | Failed/Faulted | 2020 | Tier 2 - Elevated | Distribution Circuit | 9 | 23 | 2020-09-23 | 1088948 | Sus | Y | EquipmentFailureInvolved¦Overhead¦Transformer(OH)¦FailedFaulted
20-0100973 | Vegetation | Tree - grew into line | Conductor, Overhead | Together | 2020 | Tier 3 - Extreme | Distribution Circuit | 9 | 24 | 2020-09-24 | 1091084 | Sus | Y | Vegetation¦Treegrewintoline¦ConductorOverhead¦Together
20-0102884 | Vegetation | Tree - branch fell on line | Conductor, Overhead | Normal | 2020 | Tier 2 - Elevated | Distribution Circuit | 9 | 29 | 2020-09-29 | 1098573 | Sus | Y | Vegetation¦Treebranchfellonline¦ConductorOverhead¦Normal
20-0103339 | Environmental/External | Fire, Forest/Grass | Transformer (UG) | Broken | 2020 | Tier 3 - Extreme | Distribution Circuit | 9 | 30 | 2020-09-30 | 1101386 | Sus | Y | EnvironmentalExternal¦FireForestGrass¦Transformer(UG)¦Broken
20-0104748 | 3rd Party | Vehicle | Secondary | Broken, wire on object | 2020 | Tier 2 - Elevated | Transformer only | 10 | 3 | 2020-10-03 | 1108823 | Sus | Y | 3rdParty¦Vehicle¦Secondary¦Brokenwireonobject
20-0108253 | Wildfire Mitigation | Public Safety Power Shut-off | Conductor, Overhead | Normal | 2020 | Tier 3 - Extreme | Distribution Circuit | 10 | 14 | 2020-10-14 | 1117927 | Sus | Y | WildfireMitigation¦PublicSafetyPowerShutoff¦ConductorOverhead¦Normal
20-0112561 | Equipment Failure/Involved | Overhead | Transformer (OH) | Broken | 2020 | Tier 2 - Elevated | Transformer only | 10 | 23 | 2020-10-23 | 1124312 | Sus | Y | EquipmentFailureInvolved¦Overhead¦Transformer(OH)¦Broken
20-0118362 | 3rd Party | Vehicle | Anchor or Guy | Broken | 2020 | Tier 3 - Extreme | Distribution Circuit | 11 | 8 | 2020-11-08 | 1139031 | Sus | Y | 3rdParty¦Vehicle¦AnchororGuy¦Broken
20-0122659 | Unknown Cause | Patrol - found nothing |  |  | 2020 | Tier 3 - Extreme | Distribution Circuit | 11 | 18 | 2020-11-18 | 1148943 | Sus | Y | UnknownCause¦Patrolfoundnothing¦¦
20-0131991 | Animal | Bird found | Conductor, Overhead | Normal | 2020 | Tier 2 - Elevated | Distribution Circuit | 12 | 27 | 2020-12-27 | 1199627 | Sus | N | Animal¦Birdfound¦ConductorOverhead¦Normal
21-0010531 | Unknown Cause | Patrol - found nothing |  |  | 2021 | Tier 3 - Extreme | Distribution Circuit | 1 | 19 | 2021-01-19 | 1214910 | Sus | N | UnknownCause¦Patrolfoundnothing¦¦
21-0010899 | Vegetation | Tree - branch fell on line | Conductor, Overhead | Broken, wire on ground | 2021 | Tier 2 - Elevated | Distribution Circuit | 1 | 19 | 2021-01-19 | 1216493 | Sus | N | Vegetation¦Treebranchfellonline¦ConductorOverhead¦Brokenwireonground
21-0010929 | Equipment Failure/Involved | Overhead | Conductor, Overhead | Broken, wire on ground | 2021 | Tier 3 - Extreme | Distribution Circuit | 1 | 18 | 2021-01-18 | 1217479 | Sus | N | EquipmentFailureInvolved¦Overhead¦ConductorOverhead¦Brokenwireonground
21-0013227 | Equipment Failure/Involved | Overhead | Crossarm, Wood | Broken | 2021 | Tier 3 - Extreme | Distribution Circuit | 1 | 23 | 2021-01-23 | 1221706 | Sus | N | EquipmentFailureInvolved¦Overhead¦CrossarmWood¦Broken
21-0013545 | Vegetation | Tree - fell into line | Conductor, Overhead | Broken, wire on ground | 2021 | Tier 3 - Extreme | Distribution Circuit | 1 | 25 | 2021-01-25 | 1222982 | Sus | N | Vegetation¦Treefellintoline¦ConductorOverhead¦Brokenwireonground
21-0013873 | Unknown Cause | Patrol - found nothing |  |  | 2021 | Tier 3 - Extreme | Distribution Circuit | 1 | 25 | 2021-01-25 | 1223105 | Sus | N | UnknownCause¦Patrolfoundnothing¦¦
21-0015151 | Vegetation | Tree - fell into line | Conductor, Overhead | Normal | 2021 | Tier 2 - Elevated | Distribution Circuit | 1 | 26 | 2021-01-26 | 1228949 | Sus | N | Vegetation¦Treefellintoline¦ConductorOverhead¦Normal
21-0015345 | Vegetation | Tree - branch fell on line | Conductor, Overhead | Broken, wire on ground | 2021 | Tier 2 - Elevated | Distribution Circuit | 1 | 26 | 2021-01-26 | 1230405 | Sus | N | Vegetation¦Treebranchfellonline¦ConductorOverhead¦Brokenwireonground
21-0015382 | Vegetation | Tree - fell into line | Pole-Wood | Broken, wire on ground | 2021 | Tier 3 - Extreme | Distribution Circuit | 1 | 26 | 2021-01-26 | 1229139 | Sus | N | Vegetation¦Treefellintoline¦PoleWood¦Brokenwireonground
21-0016446 | Unknown Cause | Patrol - found nothing |  |  | 2021 | Tier 2 - Elevated | Distribution Circuit | 1 | 27 | 2021-01-27 | 1235113 | Sus | N | UnknownCause¦Patrolfoundnothing¦¦
21-0016616 | Unknown Cause | Patrol - found nothing |  |  | 2021 | Tier 2 - Elevated | Distribution Circuit | 1 | 27 | 2021-01-27 | 1234479 | Sus | N | UnknownCause¦Patrolfoundnothing¦¦
21-0016705 | Unknown Cause | Patrol - found nothing |  |  | 2021 | Tier 2 - Elevated | Distribution Circuit | 1 | 27 | 2021-01-27 | 1236124 | Sus | N | UnknownCause¦Patrolfoundnothing¦¦
21-0017046 | Vegetation | Tree - fell into line | Conductor, Overhead | Normal | 2021 | Tier 3 - Extreme | Distribution Circuit | 1 | 28 | 2021-01-28 | 1238201 | Sus | N | Vegetation¦Treefellintoline¦ConductorOverhead¦Normal
21-0017730 | Equipment Failure/Involved | Overhead | Transformer (OH) | Failed/Faulted | 2021 | Tier 3 - Extreme | Distribution Circuit | 1 | 28 | 2021-01-28 | 1239148 | Sus | N | EquipmentFailureInvolved¦Overhead¦Transformer(OH)¦FailedFaulted
21-0017946 | Equipment Failure/Involved | Overhead | Connector or Splice (OH) | Broken | 2021 | Tier 2 - Elevated | Distribution Circuit | 1 | 28 | 2021-01-28 | 1240577 | Sus | N | EquipmentFailureInvolved¦Overhead¦ConnectororSplice(OH)¦Broken
21-0019371 | Vegetation | Tree - fell into line | Conductor, Overhead | Broken, wire on ground | 2021 | Tier 3 - Extreme | Distribution Circuit | 1 | 26 | 2021-01-26 | 1243484 | Sus | N | Vegetation¦Treefellintoline¦ConductorOverhead¦Brokenwireonground
21-0020582 | Unknown Cause | Patrol - found nothing |  |  | 2021 | Tier 3 - Extreme | Transformer only | 2 | 1 | 2021-02-01 | 1245326 | Sus | N | UnknownCause¦Patrolfoundnothing¦¦
21-0024930 | Unknown Cause | Patrol - found nothing |  |  | 2021 | Tier 3 - Extreme | Transformer only | 2 | 12 | 2021-02-12 | 1253531 | Sus | N | UnknownCause¦Patrolfoundnothing¦¦
21-0043903 | Equipment Failure/Involved | Overhead | Pole-Wood | Broken, wire on ground | 2021 | Tier 2 - Elevated | Distribution Circuit | 4 | 1 | 2021-04-01 | 1305295 | Sus | N | EquipmentFailureInvolved¦Overhead¦PoleWood¦Brokenwireonground
21-0051769 | Unknown Cause | Patrol - found nothing |  |  | 2021 | Tier 2 - Elevated | Distribution Circuit | 4 | 22 | 2021-04-22 | 1327877 | Sus | N | UnknownCause¦Patrolfoundnothing¦¦
21-0056905 | Equipment Failure/Involved | Electrical Overload | Transformer (OH) | Failed/Faulted | 2021 | Tier 3 - Extreme | Transformer only | 5 | 4 | 2021-05-04 | 1340645 | Sus | Y | EquipmentFailureInvolved¦ElectricalOverload¦Transformer(OH)¦FailedFaulted
21-0059755 | Unknown Cause | Patrol - not conducted |  |  | 2021 | Tier 2 - Elevated | Transformer only | 5 | 11 | 2021-05-11 | 1345655 | Sus | Y | UnknownCause¦Patrolnotconducted¦¦
21-0073263 | Equipment Failure/Involved | Overhead | Connector or Splice (OH) | Broken | 2021 | Tier 2 - Elevated | Transformer only | 6 | 11 | 2021-06-11 | 1370806 | Sus | Y | EquipmentFailureInvolved¦Overhead¦ConnectororSplice(OH)¦Broken
21-0073589 | Vegetation | Tree - fell into line | Conductor, Overhead | Broken, wire on ground | 2021 | Tier 2 - Elevated | Distribution Circuit | 6 | 13 | 2021-06-13 | 1371959 | Sus | Y | Vegetation¦Treefellintoline¦ConductorOverhead¦Brokenwireonground
21-0074701 | Equipment Failure/Involved | Overhead | Conductor, Overhead | Broken | 2021 | Tier 3 - Extreme | Distribution Circuit | 6 | 15 | 2021-06-15 | 1374597 | Sus | Y | EquipmentFailureInvolved¦Overhead¦ConductorOverhead¦Broken
21-0077281 | Animal | Other | Circuit Breaker | Normal | 2021 | Tier 2 - Elevated | Distribution Circuit | 6 | 22 | 2021-06-22 | 1381713 | Sus | Y | Animal¦Other¦CircuitBreaker¦Normal
21-0079496 | Equipment Failure/Involved | Overhead | Transformer (OH) | Failed/Faulted | 2021 | Tier 2 - Elevated | Distribution Circuit | 6 | 24 | 2021-06-24 | 1384381 | Sus | Y | EquipmentFailureInvolved¦Overhead¦Transformer(OH)¦FailedFaulted
21-0091978 | Environmental/External | Lightning | Transformer (OH) | Failed/Faulted | 2021 | Tier 2 - Elevated | Distribution Circuit | 7 | 19 | 2021-07-19 | 1408163 | Sus | Y | EnvironmentalExternal¦Lightning¦Transformer(OH)¦FailedFaulted
21-0098227 | Equipment Failure/Involved | Overhead | Transformer (OH) | Failed/Faulted | 2021 | Tier 3 - Extreme | Transformer only | 8 | 1 | 2021-08-01 | 1428099 | Sus | Y | EquipmentFailureInvolved¦Overhead¦Transformer(OH)¦FailedFaulted
21-0101336 | Vegetation | Tree - branch fell on line | Conductor, Overhead | Normal | 2021 | Tier 2 - Elevated | Distribution Circuit | 8 | 6 | 2021-08-06 | 1436095 | Sus | Y | Vegetation¦Treebranchfellonline¦ConductorOverhead¦Normal
21-0109416 | Equipment Failure/Involved | Overhead | Pole-Wood | Deteriorated | 2021 | Tier 2 - Elevated | Distribution Circuit | 8 | 25 | 2021-08-25 | 1453272 | Sus | Y | EquipmentFailureInvolved¦Overhead¦PoleWood¦Deteriorated
21-0110370 | Environmental/External | Fire, Forest/Grass | Pole-Wood | Burned/flashed | 2021 | Tier 3 - Extreme | Distribution Circuit | 8 | 27 | 2021-08-27 | 1455804 | Sus | Y | EnvironmentalExternal¦FireForestGrass¦PoleWood¦Burnedflashed
21-0110522 | Equipment Failure/Involved | Overhead | Pole-Wood | Broken | 2021 | Tier 2 - Elevated | Distribution Circuit | 8 | 28 | 2021-08-28 | 1456199 | Sus | Y | EquipmentFailureInvolved¦Overhead¦PoleWood¦Broken
21-0114448 | Unknown Cause | Patrol - found nothing |  |  | 2021 | Tier 2 - Elevated | Transformer only | 9 | 7 | 2021-09-07 | 1463967 | Sus | Y | UnknownCause¦Patrolfoundnothing¦¦
21-0118131 | Unknown Cause | Patrol - found nothing |  |  | 2021 | Tier 3 - Extreme | Distribution Circuit | 9 | 15 | 2021-09-15 | 1472741 | Sus | Y | UnknownCause¦Patrolfoundnothing¦¦
21-0133756 | Unknown Cause | Patrol - found nothing |  |  | 2021 | Tier 2 - Elevated | Distribution Circuit | 10 | 20 | 2021-10-20 | 1503001 | Sus | Y | UnknownCause¦Patrolfoundnothing¦¦
21-0135821 | Equipment Failure/Involved | Overhead | Pole-Wood | Broken, wire on ground | 2021 | Tier 2 - Elevated | Distribution Circuit | 10 | 24 | 2021-10-24 | 1508684 | Sus | Y | EquipmentFailureInvolved¦Overhead¦PoleWood¦Brokenwireonground
21-0137091 | Equipment Failure/Involved | Overhead | Pole-Wood | Broken | 2021 | Tier 3 - Extreme | Distribution Circuit | 10 | 25 | 2021-10-25 | 1518373 | Sus | Y | EquipmentFailureInvolved¦Overhead¦PoleWood¦Broken
21-0138174 | Company Initiated | Coordination failure | Recloser | Normal | 2021 | Tier 2 - Elevated | Distribution Circuit | 10 | 26 | 2021-10-26 | 1521690 | Sus | Y | CompanyInitiated¦Coordinationfailure¦Recloser¦Normal
21-0138182 | Vegetation | Tree - branch fell on line | Conductor, Overhead | Broken, wire on ground | 2021 | Tier 3 - Extreme | Distribution Circuit | 10 | 24 | 2021-10-24 | 1521714 | Sus | Y | Vegetation¦Treebranchfellonline¦ConductorOverhead¦Brokenwireonground
21-0139048 | Vegetation | Tree - fell into line | Transformer | Broken, wire on ground | 2021 | Tier 3 - Extreme | Transformer only | 10 | 27 | 2021-10-27 | 1523267 | Sus | Y | Vegetation¦Treefellintoline¦Transformer¦Brokenwireonground
21-0139135 | Equipment Failure/Involved | Overhead | Other | Broken | 2021 | Tier 2 - Elevated | Distribution Circuit | 10 | 28 | 2021-10-28 | 1524129 | Sus | Y | EquipmentFailureInvolved¦Overhead¦Other¦Broken
21-0139327 | Equipment Failure/Involved | Electrical Overload | Transformer (OH) | Failed/Faulted | 2021 | Tier 2 - Elevated | Distribution Circuit | 10 | 28 | 2021-10-28 | 1524173 | Sus | Y | EquipmentFailureInvolved¦ElectricalOverload¦Transformer(OH)¦FailedFaulted
21-0148956 | Vegetation | Tree - fell into line | Pole-Wood | Broken, wire on ground | 2021 | Tier 2 - Elevated | Distribution Circuit | 11 | 20 | 2021-11-20 | 1550602 | Sus | Y | Vegetation¦Treefellintoline¦PoleWood¦Brokenwireonground
21-0157021 | Equipment Failure/Involved | Overhead | Conductor, Overhead | Together | 2021 | Tier 3 - Extreme | Distribution Circuit | 12 | 13 | 2021-12-13 | 1565859 | Sus | N | EquipmentFailureInvolved¦Overhead¦ConductorOverhead¦Together
21-0157253 | Unknown Cause | Patrol - found nothing |  |  | 2021 | Tier 2 - Elevated | Distribution Circuit | 12 | 13 | 2021-12-13 | 1566931 | Sus | N | UnknownCause¦Patrolfoundnothing¦¦
21-0157565 | Equipment Failure/Involved | Overhead | Cutout, fuse holder | Burned/flashed | 2021 | Tier 2 - Elevated | Transformer only | 12 | 13 | 2021-12-13 | 1568456 | Sus | N | EquipmentFailureInvolved¦Overhead¦Cutoutfuseholder¦Burnedflashed
21-0157616 | Unknown Cause | Patrol - found nothing |  |  | 2021 | Tier 2 - Elevated | Distribution Circuit | 12 | 13 | 2021-12-13 | 1568077 | Sus | N | UnknownCause¦Patrolfoundnothing¦¦
21-0158031 | Vegetation | Tree - branch fell on line | Conductor, Overhead | Together | 2021 | Tier 2 - Elevated | Distribution Circuit | 12 | 14 | 2021-12-14 | 1569353 | Sus | N | Vegetation¦Treebranchfellonline¦ConductorOverhead¦Together
21-0158093 | Equipment Failure/Involved | Overhead | Transformer | Failed/Faulted | 2021 | Tier 2 - Elevated | Transformer only | 12 | 14 | 2021-12-14 | 1571052 | Sus | N | EquipmentFailureInvolved¦Overhead¦Transformer¦FailedFaulted
21-0159526 | Animal | Bird found | Conductor, Overhead | Broken, wire on ground | 2021 | Tier 2 - Elevated | Distribution Circuit | 12 | 18 | 2021-12-18 | 1576568 | Sus | N | Animal¦Birdfound¦ConductorOverhead¦Brokenwireonground
21-0160325 | Equipment Failure/Involved | Overhead | Transformer (OH) | Failed/Faulted | 2021 | Tier 2 - Elevated | Transformer only | 12 | 23 | 2021-12-23 | 1580089 | Sus | N | EquipmentFailureInvolved¦Overhead¦Transformer(OH)¦FailedFaulted
21-0160892 | Vegetation | Tree - fell into line | Pole-Wood | Broken, wire on ground | 2021 | Tier 3 - Extreme | Distribution Circuit | 12 | 27 | 2021-12-27 | 1583055 | Sus | N | Vegetation¦Treefellintoline¦PoleWood¦Brokenwireonground
21-0160963 | Vegetation | Tree - branch fell on line | Conductor, Overhead | Together | 2021 | Tier 2 - Elevated | Distribution Circuit | 12 | 27 | 2021-12-27 | 1584449 | Sus | N | Vegetation¦Treebranchfellonline¦ConductorOverhead¦Together
21-0161220 | Vegetation | Tree - fell into line | Conductor, Overhead | Broken, wire on ground | 2021 | Tier 2 - Elevated | Distribution Circuit | 12 | 27 | 2021-12-27 | 1586199 | Sus | N | Vegetation¦Treefellintoline¦ConductorOverhead¦Brokenwireonground
21-0161508 | Vegetation | Tree - branch fell on line | Conductor, Overhead | Normal | 2021 | Tier 2 - Elevated | Distribution Circuit | 12 | 27 | 2021-12-27 | 1585186 | Sus | N | Vegetation¦Treebranchfellonline¦ConductorOverhead¦Normal
21-0161519 | Equipment Failure/Involved | Overhead | Insulator | Broken | 2021 | Tier 2 - Elevated | Distribution Circuit | 12 | 29 | 2021-12-29 | 1588181 | Sus | N | EquipmentFailureInvolved¦Overhead¦Insulator¦Broken
21-0162001 | Vegetation | Tree - branch fell on line | Conductor, Overhead | Normal | 2021 | Tier 2 - Elevated | Distribution Circuit | 12 | 26 | 2021-12-26 | 1590803 | Sus | N | Vegetation¦Treebranchfellonline¦ConductorOverhead¦Normal
22-0005114 | Vegetation | Tree - fell into line | Transformer | Leaking | 2022 | Tier 2 - Elevated | Transformer only | 1 | 1 | 2022-01-01 | 1591903 | Sus | N | Vegetation¦Treefellintoline¦Transformer¦Leaking
22-0005450 | Vegetation | Tree - fell into line | Anchor or Guy | Broken | 2021 | Tier 2 - Elevated | Distribution Circuit | 12 | 27 | 2021-12-27 | 1593520 | Sus | N | Vegetation¦Treefellintoline¦AnchororGuy¦Broken
22-0006193 | Vegetation | Tree - fell into line | Conductor, Overhead | Broken, wire on ground | 2021 | Tier 3 - Extreme | Distribution Circuit | 12 | 26 | 2021-12-26 | 1595186 | Sus | N | Vegetation¦Treefellintoline¦ConductorOverhead¦Brokenwireonground
22-0007690 | Vegetation | Tree - fell into line | Conductor, Overhead | Broken, wire on ground | 2021 | Tier 2 - Elevated | Distribution Circuit | 12 | 27 | 2021-12-27 | 1598398 | Sus | N | Vegetation¦Treefellintoline¦ConductorOverhead¦Brokenwireonground
22-0007784 | Vegetation | Tree - fell into line | Conductor, Overhead | Broken, wire on ground | 2021 | Tier 3 - Extreme | Distribution Circuit | 12 | 29 | 2021-12-29 | 1588486 | Sus | N | Vegetation¦Treefellintoline¦ConductorOverhead¦Brokenwireonground
22-0016114 | Unknown Cause | Patrol - found nothing |  |  | 2022 | Tier 2 - Elevated | Distribution Circuit | 1 | 30 | 2022-01-30 | 1616543 | Sus | N | UnknownCause¦Patrolfoundnothing¦¦
22-0016638 | Equipment Failure/Involved | Overhead | Other | Broken | 2022 | Tier 2 - Elevated | Distribution Circuit | 1 | 31 | 2022-01-31 | 1617498 | Sus | N | EquipmentFailureInvolved¦Overhead¦Other¦Broken
22-0023335 | Vegetation | Tree - branch fell on line | Conductor, Overhead | Normal | 2022 | Tier 3 - Extreme | Distribution Circuit | 2 | 17 | 2022-02-17 | 1629596 | Sus | N | Vegetation¦Treebranchfellonline¦ConductorOverhead¦Normal
22-0034575 | Equipment Failure/Involved | Electrical Overload | Transformer | Burned Open | 2022 | Tier 2 - Elevated | Transformer only | 3 | 16 | 2022-03-16 | 1649796 | Sus | N | EquipmentFailureInvolved¦ElectricalOverload¦Transformer¦BurnedOpen
22-0044737 | Unknown Cause | Patrol - found nothing |  |  | 2022 | Tier 2 - Elevated | Distribution Circuit | 4 | 8 | 2022-04-08 | 1666148 | Sus | N | UnknownCause¦Patrolfoundnothing¦¦
22-0044741 | Unknown Cause | Patrol - found nothing |  |  | 2022 | Tier 3 - Extreme | Distribution Circuit | 4 | 8 | 2022-04-08 | 1666214 | Sus | N | UnknownCause¦Patrolfoundnothing¦¦
22-0045412 | Vegetation | Tree - fell into line | Conductor, Overhead | Broken, wire on ground | 2022 | Tier 2 - Elevated | Distribution Circuit | 4 | 11 | 2022-04-11 | 1668258 | Sus | N | Vegetation¦Treefellintoline¦ConductorOverhead¦Brokenwireonground
22-0054219 | Equipment Failure/Involved | Overhead | Connector or Splice (OH) | Broken | 2022 | Tier 2 - Elevated | Distribution Circuit | 4 | 25 | 2022-04-25 | 1681224 | Sus | N | EquipmentFailureInvolved¦Overhead¦ConnectororSplice(OH)¦Broken
22-0054801 | Unknown Cause | Patrol - found nothing |  |  | 2022 | Tier 2 - Elevated | Distribution Circuit | 4 | 26 | 2022-04-26 | 1682075 | Sus | N | UnknownCause¦Patrolfoundnothing¦¦
22-0056431 | 3rd Party | Vehicle | Conductor, Overhead | Broken, wire on object | 2022 | Tier 2 - Elevated | Distribution Circuit | 4 | 30 | 2022-04-30 | 1685223 | Sus | N | 3rdParty¦Vehicle¦ConductorOverhead¦Brokenwireonobject
22-0059177 | Equipment Failure/Involved | Fire, pole | Crossarm, Wood | Burned/flashed | 2022 | Tier 2 - Elevated | Distribution Circuit | 5 | 6 | 2022-05-06 | 1690201 | Sus | Y | EquipmentFailureInvolved¦Firepole¦CrossarmWood¦Burnedflashed
22-0061883 | Unknown Cause | Patrol - found nothing |  |  | 2022 | Tier 2 - Elevated | Distribution Circuit | 5 | 13 | 2022-05-13 | 1695511 | Sus | Y | UnknownCause¦Patrolfoundnothing¦¦
22-0062846 | Unknown Cause | Patrol - found nothing |  |  | 2022 | Tier 2 - Elevated | Distribution Circuit | 5 | 17 | 2022-05-17 | 1698192 | Sus | Y | UnknownCause¦Patrolfoundnothing¦¦
22-0064737 | Vegetation | Tree - fell into line | Conductor, Overhead | Broken | 2022 | Tier 2 - Elevated | Distribution Circuit | 5 | 20 | 2022-05-20 | 1706561 | Sus | Y | Vegetation¦Treefellintoline¦ConductorOverhead¦Broken
22-0076645 | Vegetation | Tree - cutting, PG&E contractor | Conductor, Overhead | Normal | 2022 | Tier 2 - Elevated | Distribution Circuit | 6 | 21 | 2022-06-21 | 1737057 | Sus | Y | Vegetation¦TreecuttingPG&Econtractor¦ConductorOverhead¦Normal
22-0077962 | Unknown Cause | Patrol - found nothing |  |  | 2022 | Tier 2 - Elevated | Distribution Circuit | 6 | 23 | 2022-06-23 | 1740557 | Sus | Y | UnknownCause¦Patrolfoundnothing¦¦
22-0090223 | Equipment Failure/Involved | Overhead | Transformer (OH) | Normal | 2022 | Tier 2 - Elevated | Transformer only | 7 | 27 | 2022-07-27 | 1766380 | Sus | Y | EquipmentFailureInvolved¦Overhead¦Transformer(OH)¦Normal
22-0091761 | Animal | Bird found | Transformer (OH) | Normal | 2022 | Tier 2 - Elevated | Distribution Circuit | 7 | 31 | 2022-07-31 | 1769346 | Sus | Y | Animal¦Birdfound¦Transformer(OH)¦Normal
22-0105429 | Vegetation | Tree - fell into line | Secondary | Normal | 2022 | Tier 3 - Extreme | Distribution Circuit | 9 | 3 | 2022-09-03 | 1798087 | Sus | Y | Vegetation¦Treefellintoline¦Secondary¦Normal
22-0105574 | 3rd Party | Vehicle | Anchor or Guy | Broken | 2022 | Tier 2 - Elevated | Distribution Circuit | 9 | 4 | 2022-09-04 | 1798573 | Sus | Y | 3rdParty¦Vehicle¦AnchororGuy¦Broken
22-0106904 | Equipment Failure/Involved | Overhead | Transformer | Failed/Faulted | 2022 | Tier 3 - Extreme | Transformer only | 9 | 6 | 2022-09-06 | 1802605 | Sus | Y | EquipmentFailureInvolved¦Overhead¦Transformer¦FailedFaulted
22-0109273 | Equipment Failure/Involved | Overhead | Insulator | Broken | 2022 | Tier 3 - Extreme | Transformer only | 9 | 12 | 2022-09-12 | 1809154 | Sus | Y | EquipmentFailureInvolved¦Overhead¦Insulator¦Broken
22-0111448 | Unknown Cause | Patrol - found nothing |  |  | 2022 | Tier 3 - Extreme | Distribution Circuit | 9 | 17 | 2022-09-17 | 1813163 | Sus | Y | UnknownCause¦Patrolfoundnothing¦¦
22-0112420 | Unknown Cause | Patrol - found nothing |  |  | 2022 | Tier 2 - Elevated | Distribution Circuit | 9 | 19 | 2022-09-19 | 1816992 | Sus | Y | UnknownCause¦Patrolfoundnothing¦¦
22-0113955 | Environmental/External | Lightning | Transformer (OH) | Failed/Faulted | 2022 | Tier 2 - Elevated | Transformer only | 9 | 22 | 2022-09-22 | 1819377 | Sus | Y | EnvironmentalExternal¦Lightning¦Transformer(OH)¦FailedFaulted
22-0116922 | Vegetation | Tree - fell into line | Conductor, Overhead | Broken, wire on ground | 2022 | Tier 3 - Extreme | Distribution Circuit | 10 | 1 | 2022-10-01 | 1825648 | Sus | Y | Vegetation¦Treefellintoline¦ConductorOverhead¦Brokenwireonground
22-0118538 | Equipment Failure/Involved | Underground | Transformer (UG) | Failed/Faulted | 2022 | Tier 2 - Elevated | Distribution Circuit | 10 | 6 | 2022-10-06 | 1830021 | Sus | Y | EquipmentFailureInvolved¦Underground¦Transformer(UG)¦FailedFaulted
22-0121218 | Unknown Cause | Patrol - found nothing |  |  | 2022 | Tier 2 - Elevated | Distribution Circuit | 10 | 13 | 2022-10-13 | 1836670 | Sus | Y | UnknownCause¦Patrolfoundnothing¦¦
22-0121882 | Unknown Cause | Patrol - not conducted |  |  | 2022 | Tier 2 - Elevated | Distribution Circuit | 10 | 16 | 2022-10-16 | 1838328 | Sus | Y | UnknownCause¦Patrolnotconducted¦¦
22-0125183 | Vegetation | Tree - branch fell on line | Conductor, Overhead | Together | 2022 | Tier 2 - Elevated | Distribution Circuit | 10 | 26 | 2022-10-26 | 1846498 | Sus | Y | Vegetation¦Treebranchfellonline¦ConductorOverhead¦Together
22-0126702 | Unknown Cause | Patrol - not conducted |  |  | 2022 | Tier 2 - Elevated | Distribution Circuit | 11 | 1 | 2022-11-01 | 1850618 | Sus | Y | UnknownCause¦Patrolnotconducted¦¦
22-0126966 | Unknown Cause | Patrol - found nothing |  |  | 2022 | Tier 2 - Elevated | Distribution Circuit | 11 | 2 | 2022-11-02 | 1851361 | Sus | Y | UnknownCause¦Patrolfoundnothing¦¦
22-0127266 | Vegetation | Tree - fell into line | Conductor, Overhead | Broken, wire on ground | 2022 | Tier 3 - Extreme | Distribution Circuit | 11 | 3 | 2022-11-03 | 1852099 | Sus | Y | Vegetation¦Treefellintoline¦ConductorOverhead¦Brokenwireonground
22-0129390 | Environmental/External | Lightning | Transformer (OH) | Failed/Faulted | 2022 | Tier 2 - Elevated | Transformer only | 11 | 8 | 2022-11-08 | 1858216 | Sus | Y | EnvironmentalExternal¦Lightning¦Transformer(OH)¦FailedFaulted
22-0130908 | Equipment Failure/Involved | Underground | Transformer (UG) | Failed/Faulted | 2022 | Tier 2 - Elevated | Distribution Circuit | 11 | 14 | 2022-11-14 | 1862308 | Sus | Y | EquipmentFailureInvolved¦Underground¦Transformer(UG)¦FailedFaulted
22-0132926 | Unknown Cause | Patrol - found nothing |  |  | 2022 | Tier 3 - Extreme | Distribution Circuit | 11 | 20 | 2022-11-20 | 1866417 | Sus | Y | UnknownCause¦Patrolfoundnothing¦¦
22-0140485 | Equipment Failure/Involved | Overhead | Transformer (OH) | Failed/Faulted | 2022 | Tier 3 - Extreme | Transformer only | 12 | 17 | 2022-12-17 | 1891743 | Sus | N | EquipmentFailureInvolved¦Overhead¦Transformer(OH)¦FailedFaulted
22-0141645 | Vegetation | Tree - fell into line | Conductor, Overhead | Broken, wire on ground | 2022 | Tier 3 - Extreme | Distribution Circuit | 12 | 27 | 2022-12-27 | 1898840 | Sus | N | Vegetation¦Treefellintoline¦ConductorOverhead¦Brokenwireonground
22-0141746 | Unknown Cause | Patrol - found nothing |  |  | 2022 | Tier 2 - Elevated | Transformer only | 12 | 27 | 2022-12-27 | 1898783 | Sus | N | UnknownCause¦Patrolfoundnothing¦¦
22-0142263 | Vegetation | Tree - branch fell on line | Conductor, Overhead | Normal | 2022 | Tier 2 - Elevated | Distribution Circuit | 12 | 30 | 2022-12-30 | 1902321 | Sus | N | Vegetation¦Treebranchfellonline¦ConductorOverhead¦Normal
22-0142965 | Vegetation | Tree - fell into line | Conductor, Overhead | Broken, wire on ground | 2022 | Tier 3 - Extreme | Distribution Circuit | 12 | 31 | 2022-12-31 | 1907429 | Sus | N | Vegetation¦Treefellintoline¦ConductorOverhead¦Brokenwireonground
15-0002119 | Equipment Failure/Involved | Other | Transformer | Malfunctioning | 2015 | Tier 2 - Elevated | Transformer only | 1 | 1 | 2015-01-01 | 1157973 | Sus | N | EquipmentFailureInvolved¦Other¦Transformer¦Malfunctioning
15-0010263 | Vegetation | Tree - fell into line | Conductor, Overhead | Normal | 2015 | Tier 2 - Elevated | Distribution Circuit | 2 | 6 | 2015-02-06 | 1175478 | Sus | N | Vegetation¦Treefellintoline¦ConductorOverhead¦Normal
15-0015213 | Equipment Failure/Involved | Other | Secondary | Broken | 2015 | Tier 2 - Elevated | Transformer only | 2 | 23 | 2015-02-23 | 1194846 | Sus | N | EquipmentFailureInvolved¦Other¦Secondary¦Broken
15-0019306 | Vegetation | Tree - fell into line | Conductor, Overhead | Broken, wire on ground | 2015 | Tier 3 - Extreme | Distribution Circuit | 3 | 12 | 2015-03-12 | 1202916 | Sus | N | Vegetation¦Treefellintoline¦ConductorOverhead¦Brokenwireonground
15-0036370 | Unknown Cause | Patrol - found nothing |  |  | 2015 | Tier 2 - Elevated | Distribution Circuit | 5 | 26 | 2015-05-26 | 1239391 | Sus | Y | UnknownCause¦Patrolfoundnothing¦¦
15-0038295 | Vegetation | Tree - grew into line | Conductor, Overhead | Normal | 2015 | Tier 3 - Extreme | Distribution Circuit | 6 | 3 | 2015-06-03 | 1243317 | Sus | Y | Vegetation¦Treegrewintoline¦ConductorOverhead¦Normal
15-0043173 | Unknown Cause | Patrol - found nothing |  |  | 2015 | Tier 2 - Elevated | Distribution Circuit | 6 | 24 | 2015-06-24 | 1256036 | Sus | Y | UnknownCause¦Patrolfoundnothing¦¦
15-0044200 | Animal | Squirrel | Fuse | Failed/Faulted | 2015 | Tier 3 - Extreme | Distribution Circuit | 6 | 30 | 2015-06-30 | 1259104 | Sus | Y | Animal¦Squirrel¦Fuse¦FailedFaulted
15-0049610 | Equipment Failure/Involved | Overhead | Transformer | Failed/Faulted | 2015 | Tier 3 - Extreme | Transformer only | 7 | 21 | 2015-07-21 | 1274736 | Sus | Y | EquipmentFailureInvolved¦Overhead¦Transformer¦FailedFaulted
15-0049787 | Animal | Bird found | Transformer (OH) | Normal | 2015 | Tier 2 - Elevated | Distribution Circuit | 7 | 22 | 2015-07-22 | 1275205 | Sus | Y | Animal¦Birdfound¦Transformer(OH)¦Normal
15-0051479 | Unknown Cause | Patrol - found nothing |  |  | 2015 | Tier 3 - Extreme | Distribution Circuit | 7 | 29 | 2015-07-29 | 1279762 | Sus | Y | UnknownCause¦Patrolfoundnothing¦¦
15-0056131 | Vegetation | Tree - branch fell on line | Fuse | Failed/Faulted | 2015 | Tier 2 - Elevated | Distribution Circuit | 8 | 19 | 2015-08-19 | 1291555 | Sus | Y | Vegetation¦Treebranchfellonline¦Fuse¦FailedFaulted
15-0058308 | Unknown Cause | Patrol - found nothing |  |  | 2015 | Tier 2 - Elevated | Distribution Circuit | 8 | 31 | 2015-08-31 | 1297460 | Sus | Y | UnknownCause¦Patrolfoundnothing¦¦
15-0062994 | Environmental/External | Fire, Forest/Grass | Pole-Wood | Burned/flashed | 2015 | Tier 2 - Elevated | Distribution Circuit | 9 | 10 | 2015-09-10 | 1311009 | Sus | Y | EnvironmentalExternal¦FireForestGrass¦PoleWood¦Burnedflashed
15-0076290 | Animal | Squirrel | Fuse | Normal | 2015 | Tier 2 - Elevated | Distribution Circuit | 11 | 6 | 2015-11-06 | 1336845 | Sus | Y | Animal¦Squirrel¦Fuse¦Normal
15-0076961 | Equipment Failure/Involved | Overhead | Crossarm, Wood | Deteriorated | 2015 | Tier 3 - Extreme | Distribution Circuit | 11 | 10 | 2015-11-10 | 1338745 | Sus | Y | EquipmentFailureInvolved¦Overhead¦CrossarmWood¦Deteriorated
15-0078063 | Vegetation | Tree - branch fell on line | Conductor, Overhead | Normal | 2015 | Tier 2 - Elevated | Distribution Circuit | 11 | 15 | 2015-11-15 | 1342714 | Sus | Y | Vegetation¦Treebranchfellonline¦ConductorOverhead¦Normal
15-0084575 | Unknown Cause | Patrol - found nothing |  |  | 2015 | Tier 2 - Elevated | Distribution Circuit | 12 | 13 | 2015-12-13 | 1360032 | Sus | N | UnknownCause¦Patrolfoundnothing¦¦
15-0084850 | Vegetation | Tree - fell into line | Pole-Wood | Broken, wire on ground | 2015 | Tier 3 - Extreme | Distribution Circuit | 12 | 13 | 2015-12-13 | 1361721 | Sus | N | Vegetation¦Treefellintoline¦PoleWood¦Brokenwireonground
15-0086058 | Vegetation | Tree - fell into line | Crossarm, Wood | Broken | 2015 | Tier 2 - Elevated | Distribution Circuit | 12 | 18 | 2015-12-18 | 1366014 | Sus | N | Vegetation¦Treefellintoline¦CrossarmWood¦Broken
15-0087523 | Animal | Other | Lightning Arrestor | Normal | 2015 | Tier 2 - Elevated | Distribution Circuit | 12 | 27 | 2015-12-27 | 1372666 | Sus | N | Animal¦Other¦LightningArrestor¦Normal
16-0002826 | Equipment Failure/Involved | Overhead | Crossarm, Wood | Broken | 2016 | Tier 3 - Extreme | Distribution Circuit | 1 | 4 | 2016-01-04 | 1376917 | Sus | N | EquipmentFailureInvolved¦Overhead¦CrossarmWood¦Broken
16-0003403 | Vegetation | Tree - fell into line | Conductor, Overhead | Normal | 2016 | Tier 2 - Elevated | Distribution Circuit | 1 | 6 | 2016-01-06 | 1378332 | Sus | N | Vegetation¦Treefellintoline¦ConductorOverhead¦Normal
16-0013601 | Vegetation | Tree - branch fell on line | Transformer | Broken, wire on ground | 2016 | Tier 3 - Extreme | Transformer only | 2 | 18 | 2016-02-18 | 1407737 | Sus | N | Vegetation¦Treebranchfellonline¦Transformer¦Brokenwireonground
16-0013695 | Unknown Cause | Patrol - found nothing |  |  | 2016 | Tier 3 - Extreme | Distribution Circuit | 2 | 17 | 2016-02-17 | 1407298 | Sus | N | UnknownCause¦Patrolfoundnothing¦¦
16-0013792 | Vegetation | Tree - branch fell on line | Conductor, Overhead | Broken, wire on object | 2016 | Tier 2 - Elevated | Distribution Circuit | 2 | 18 | 2016-02-18 | 1407977 | Sus | N | Vegetation¦Treebranchfellonline¦ConductorOverhead¦Brokenwireonobject
16-0017966 | Unknown Cause | Patrol - found nothing |  |  | 2016 | Tier 2 - Elevated | Distribution Circuit | 3 | 5 | 2016-03-05 | 1419585 | Sus | N | UnknownCause¦Patrolfoundnothing¦¦
16-0019737 | 3rd Party | Vehicle | Pole-Wood | Broken | 2016 | Tier 2 - Elevated | Distribution Circuit | 3 | 9 | 2016-03-09 | 1426061 | Sus | N | 3rdParty¦Vehicle¦PoleWood¦Broken
16-0020786 | Vegetation | Tree - branch fell on line | Fuse | Failed/Faulted | 2016 | Tier 3 - Extreme | Distribution Circuit | 3 | 12 | 2016-03-12 | 1429462 | Sus | N | Vegetation¦Treebranchfellonline¦Fuse¦FailedFaulted
16-0032220 | Environmental/External | Lightning | Transformer | Burned/flashed | 2016 | Tier 3 - Extreme | Distribution Circuit | 4 | 27 | 2016-04-27 | 1460440 | Sus | N | EnvironmentalExternal¦Lightning¦Transformer¦Burnedflashed
16-0037923 | Unknown Cause | Patrol - found nothing |  |  | 2016 | Tier 3 - Extreme | Distribution Circuit | 5 | 23 | 2016-05-23 | 1475474 | Sus | Y | UnknownCause¦Patrolfoundnothing¦¦
16-0042018 | Equipment Failure/Involved | Overhead | Transformer | Failed/Faulted | 2016 | Tier 3 - Extreme | Transformer only | 6 | 8 | 2016-06-08 | 1485404 | Sus | Y | EquipmentFailureInvolved¦Overhead¦Transformer¦FailedFaulted
16-0042029 | Equipment Failure/Involved | Overhead | Pole-Wood | Broken, wire on ground | 2016 | Tier 2 - Elevated | Distribution Circuit | 6 | 8 | 2016-06-08 | 1485488 | Sus | Y | EquipmentFailureInvolved¦Overhead¦PoleWood¦Brokenwireonground
16-0047649 | Equipment Failure/Involved | Overhead | Conductor, Overhead | Broken | 2016 | Tier 2 - Elevated | Distribution Circuit | 7 | 3 | 2016-07-03 | 1500418 | Sus | Y | EquipmentFailureInvolved¦Overhead¦ConductorOverhead¦Broken
16-0048919 | Unknown Cause | Patrol - found nothing |  |  | 2016 | Tier 2 - Elevated | Distribution Circuit | 7 | 10 | 2016-07-10 | 1507877 | Sus | Y | UnknownCause¦Patrolfoundnothing¦¦
16-0052085 | Vegetation | Tree - fell into line | Pole-Wood | Broken, wire on ground | 2016 | Tier 2 - Elevated | Distribution Circuit | 7 | 24 | 2016-07-24 | 1515013 | Sus | Y | Vegetation¦Treefellintoline¦PoleWood¦Brokenwireonground
16-0057200 | Environmental/External | Fire, Forest/Grass | Pole-Wood | Burned/flashed | 2016 | Tier 2 - Elevated | Distribution Circuit | 8 | 14 | 2016-08-14 | 1526217 | Sus | Y | EnvironmentalExternal¦FireForestGrass¦PoleWood¦Burnedflashed
16-0060441 | Unknown Cause | Patrol - found nothing |  |  | 2016 | Tier 2 - Elevated | Distribution Circuit | 8 | 27 | 2016-08-27 | 1532895 | Sus | Y | UnknownCause¦Patrolfoundnothing¦¦
16-0063314 | Unknown Cause | Patrol - found nothing |  |  | 2016 | Tier 2 - Elevated | Distribution Circuit | 9 | 8 | 2016-09-08 | 1538613 | Sus | Y | UnknownCause¦Patrolfoundnothing¦¦
16-0063614 | Vegetation | Tree - branch fell on line | Conductor, Overhead | Normal | 2016 | Tier 3 - Extreme | Distribution Circuit | 9 | 9 | 2016-09-09 | 1538994 | Sus | Y | Vegetation¦Treebranchfellonline¦ConductorOverhead¦Normal
16-0068898 | 3rd Party | Vehicle | Pole-Wood | Broken, wire on ground | 2016 | Tier 3 - Extreme | Distribution Circuit | 10 | 1 | 2016-10-01 | 1550910 | Sus | Y | 3rdParty¦Vehicle¦PoleWood¦Brokenwireonground
16-0076560 | Equipment Failure/Involved | Overhead | Transformer (OH) | Broken | 2016 | Tier 3 - Extreme | Transformer only | 10 | 28 | 2016-10-28 | 1572309 | Sus | Y | EquipmentFailureInvolved¦Overhead¦Transformer(OH)¦Broken
16-0082401 | Vegetation | Tree - fell into line | Conductor, Overhead | Normal | 2016 | Tier 3 - Extreme | Distribution Circuit | 11 | 27 | 2016-11-27 | 1589654 | Sus | Y | Vegetation¦Treefellintoline¦ConductorOverhead¦Normal
16-0082416 | Vegetation | Tree - fell into line | Conductor, Overhead | Broken, wire on ground | 2016 | Tier 3 - Extreme | Distribution Circuit | 11 | 27 | 2016-11-27 | 1589679 | Sus | Y | Vegetation¦Treefellintoline¦ConductorOverhead¦Brokenwireonground
16-0082444 | Equipment Failure/Involved | Electrical Overload | Crossarm, Wood | Normal | 2016 | Tier 3 - Extreme | Distribution Circuit | 11 | 27 | 2016-11-27 | 1589617 | Sus | Y | EquipmentFailureInvolved¦ElectricalOverload¦CrossarmWood¦Normal
16-0083871 | Vegetation | Tree - palm frond fell into line | Conductor, Overhead | Normal | 2016 | Tier 2 - Elevated | Distribution Circuit | 12 | 5 | 2016-12-05 | 1594562 | Sus | N | Vegetation¦Treepalmfrondfellintoline¦ConductorOverhead¦Normal
17-0003583 | Vegetation | Tree - fell into line | Conductor, Overhead | Broken, wire on ground | 2017 | Tier 3 - Extreme | Distribution Circuit | 1 | 3 | 2017-01-03 | 1618306 | Sus | N | Vegetation¦Treefellintoline¦ConductorOverhead¦Brokenwireonground
17-0003842 | Equipment Failure/Involved | Overhead | Pole-Wood | Broken, wire on ground | 2017 | Tier 2 - Elevated | Distribution Circuit | 1 | 5 | 2017-01-05 | 1619044 | Sus | N | EquipmentFailureInvolved¦Overhead¦PoleWood¦Brokenwireonground
17-0005549 | Environmental/External | Flood/Erosion | Customer Equipment | Normal | 2017 | Tier 2 - Elevated | Distribution Circuit | 1 | 8 | 2017-01-08 | 1628323 | Sus | N | EnvironmentalExternal¦FloodErosion¦CustomerEquipment¦Normal
17-0006049 | Vegetation | Tree - branch fell on line | Conductor, Overhead | Broken, wire on object | 2017 | Tier 2 - Elevated | Distribution Circuit | 1 | 8 | 2017-01-08 | 1630921 | Sus | N | Vegetation¦Treebranchfellonline¦ConductorOverhead¦Brokenwireonobject
17-0006104 | Environmental/External | Flood/Erosion | Pole-Wood | Broken, wire on ground | 2017 | Tier 3 - Extreme | Distribution Circuit | 1 | 8 | 2017-01-08 | 1630293 | Sus | N | EnvironmentalExternal¦FloodErosion¦PoleWood¦Brokenwireonground
17-0006223 | Vegetation | Tree - fell into line | Conductor, Overhead | Broken, wire on ground | 2017 | Tier 2 - Elevated | Distribution Circuit | 1 | 8 | 2017-01-08 | 1631719 | Sus | N | Vegetation¦Treefellintoline¦ConductorOverhead¦Brokenwireonground
17-0007837 | Animal | Other | Transformer (OH) | Failed/Faulted | 2017 | Tier 2 - Elevated | Transformer only | 1 | 10 | 2017-01-10 | 1636959 | Sus | N | Animal¦Other¦Transformer(OH)¦FailedFaulted
17-0008274 | Vegetation | Tree - branch fell on line | Conductor, Overhead | Together | 2017 | Tier 3 - Extreme | Distribution Circuit | 1 | 12 | 2017-01-12 | 1640938 | Sus | N | Vegetation¦Treebranchfellonline¦ConductorOverhead¦Together
17-0008336 | Vegetation | Tree - fell into line | Pole-Wood | Broken, wire on ground | 2017 | Tier 2 - Elevated | Distribution Circuit | 1 | 10 | 2017-01-10 | 1633879 | Sus | N | Vegetation¦Treefellintoline¦PoleWood¦Brokenwireonground
17-0009960 | Equipment Failure/Involved | Overhead | Transformer | Deteriorated | 2017 | Tier 2 - Elevated | Transformer only | 1 | 18 | 2017-01-18 | 1646053 | Sus | N | EquipmentFailureInvolved¦Overhead¦Transformer¦Deteriorated
17-0010218 | Vegetation | Tree - fell into line | Pole-Wood | Broken, wire on ground | 2017 | Tier 2 - Elevated | Distribution Circuit | 1 | 18 | 2017-01-18 | 1646766 | Sus | N | Vegetation¦Treefellintoline¦PoleWood¦Brokenwireonground
17-0010292 | Vegetation | Tree - branch fell on line | Conductor, Overhead | Normal | 2017 | Tier 2 - Elevated | Distribution Circuit | 1 | 18 | 2017-01-18 | 1647619 | Sus | N | Vegetation¦Treebranchfellonline¦ConductorOverhead¦Normal
17-0011142 | Equipment Failure/Involved | Overhead | Conductor, Overhead | Broken, wire on ground | 2017 | Tier 2 - Elevated | Distribution Circuit | 1 | 19 | 2017-01-19 | 1651558 | Sus | N | EquipmentFailureInvolved¦Overhead¦ConductorOverhead¦Brokenwireonground
17-0011926 | Equipment Failure/Involved | Overhead | Conductor, Overhead | Broken, wire on ground | 2017 | Tier 3 - Extreme | Distribution Circuit | 1 | 21 | 2017-01-21 | 1655890 | Sus | N | EquipmentFailureInvolved¦Overhead¦ConductorOverhead¦Brokenwireonground
17-0012100 | Vegetation | Tree - fell into line | Transformer | Failed/Faulted | 2017 | Tier 3 - Extreme | Transformer only | 1 | 21 | 2017-01-21 | 1656698 | Sus | N | Vegetation¦Treefellintoline¦Transformer¦FailedFaulted
17-0013230 | Vegetation | Tree - branch fell on line | Conductor, Overhead | Normal | 2017 | Tier 3 - Extreme | Distribution Circuit | 1 | 21 | 2017-01-21 | 1656355 | Sus | N | Vegetation¦Treebranchfellonline¦ConductorOverhead¦Normal
17-0013931 | Vegetation | Tree - fell into line | Conductor, Overhead | Normal | 2017 | Tier 2 - Elevated | Distribution Circuit | 1 | 23 | 2017-01-23 | 1664541 | Sus | N | Vegetation¦Treefellintoline¦ConductorOverhead¦Normal
17-0013996 | Equipment Failure/Involved | Overhead | Crossarm, Wood | Broken, wire on ground | 2017 | Tier 3 - Extreme | Distribution Circuit | 1 | 22 | 2017-01-22 | 1664771 | Sus | N | EquipmentFailureInvolved¦Overhead¦CrossarmWood¦Brokenwireonground
17-0014011 | Vegetation | Tree - fell into line | Conductor, Overhead | Normal | 2017 | Tier 3 - Extreme | Distribution Circuit | 1 | 23 | 2017-01-23 | 1663504 | Sus | N | Vegetation¦Treefellintoline¦ConductorOverhead¦Normal
17-0015978 | Unknown Cause | Patrol - not conducted |  |  | 2017 | Tier 2 - Elevated | Distribution Circuit | 1 | 30 | 2017-01-30 | 1670172 | Sus | N | UnknownCause¦Patrolnotconducted¦¦
17-0016015 | Equipment Failure/Involved | Overhead |  | Broken | 2017 | Tier 2 - Elevated | Transformer only | 1 | 30 | 2017-01-30 | 1670227 | Sus | N | EquipmentFailureInvolved¦Overhead¦¦Broken
17-0017512 | Equipment Failure/Involved | Overhead | Crossarm, Wood | Broken | 2017 | Tier 2 - Elevated | Distribution Circuit | 2 | 4 | 2017-02-04 | 1675088 | Sus | N | EquipmentFailureInvolved¦Overhead¦CrossarmWood¦Broken
17-0017624 | Equipment Failure/Involved | Overhead | Lightning Arrestor | Broken | 2017 | Tier 3 - Extreme | Distribution Circuit | 2 | 5 | 2017-02-05 | 1675575 | Sus | N | EquipmentFailureInvolved¦Overhead¦LightningArrestor¦Broken
17-0019927 | Unknown Cause | Patrol - found nothing |  |  | 2017 | Tier 2 - Elevated | Distribution Circuit | 2 | 10 | 2017-02-10 | 1684785 | Sus | N | UnknownCause¦Patrolfoundnothing¦¦
17-0022158 | Vegetation | Tree - branch fell on line | Conductor, Overhead | Broken, wire on ground | 2017 | Tier 3 - Extreme | Distribution Circuit | 2 | 17 | 2017-02-17 | 1693717 | Sus | N | Vegetation¦Treebranchfellonline¦ConductorOverhead¦Brokenwireonground
17-0025073 | Environmental/External | Flood/Erosion | Conductor, Overhead | Broken, wire on ground | 2017 | Tier 3 - Extreme | Distribution Circuit | 2 | 21 | 2017-02-21 | 1707685 | Sus | N | EnvironmentalExternal¦FloodErosion¦ConductorOverhead¦Brokenwireonground
17-0025468 | Unknown Cause | Patrol - found nothing |  |  | 2017 | Tier 3 - Extreme | Distribution Circuit | 2 | 21 | 2017-02-21 | 1710216 | Sus | N | UnknownCause¦Patrolfoundnothing¦¦
17-0028930 | Vegetation | Tree - fell into line | Conductor, Overhead | Normal | 2017 | Tier 3 - Extreme | Distribution Circuit | 3 | 6 | 2017-03-06 | 1721392 | Sus | N | Vegetation¦Treefellintoline¦ConductorOverhead¦Normal
17-0030527 | Vegetation | Tree - fell into line | Conductor, Overhead | Normal | 2017 | Tier 2 - Elevated | Distribution Circuit | 3 | 14 | 2017-03-14 | 1726674 | Sus | N | Vegetation¦Treefellintoline¦ConductorOverhead¦Normal
17-0034864 | Equipment Failure/Involved | Overhead |  | Failed/Faulted | 2017 | Tier 2 - Elevated | Transformer only | 3 | 29 | 2017-03-29 | 1738675 | Sus | N | EquipmentFailureInvolved¦Overhead¦¦FailedFaulted
17-0035008 | Vegetation | Tree - fell into line | Conductor, Overhead | Broken, wire on ground | 2017 | Tier 2 - Elevated | Distribution Circuit | 3 | 30 | 2017-03-30 | 1739105 | Sus | N | Vegetation¦Treefellintoline¦ConductorOverhead¦Brokenwireonground
17-0037401 | Vegetation | Tree - fell into line | Conductor, Overhead | Broken, wire on ground | 2017 | Tier 2 - Elevated | Distribution Circuit | 4 | 6 | 2017-04-06 | 1747854 | Sus | N | Vegetation¦Treefellintoline¦ConductorOverhead¦Brokenwireonground
17-0037651 | Vegetation | Tree - fell into line | Conductor, Overhead | Broken, wire on object | 2017 | Tier 2 - Elevated | Distribution Circuit | 4 | 7 | 2017-04-07 | 1749567 | Sus | N | Vegetation¦Treefellintoline¦ConductorOverhead¦Brokenwireonobject
17-0038401 | Equipment Failure/Involved | Overhead | Conductor, Overhead | Normal | 2017 | Tier 3 - Extreme | Distribution Circuit | 4 | 9 | 2017-04-09 | 1753262 | Sus | N | EquipmentFailureInvolved¦Overhead¦ConductorOverhead¦Normal
17-0040630 | Vegetation | Tree - fell into line | Conductor, Overhead | Broken, wire on ground | 2017 | Tier 3 - Extreme | Distribution Circuit | 4 | 16 | 2017-04-16 | 1758973 | Sus | N | Vegetation¦Treefellintoline¦ConductorOverhead¦Brokenwireonground
17-0042300 | Vegetation | Tree - fell into line | Conductor, Overhead | Broken, wire on ground | 2017 | Tier 3 - Extreme | Distribution Circuit | 4 | 24 | 2017-04-24 | 1765729 | Sus | N | Vegetation¦Treefellintoline¦ConductorOverhead¦Brokenwireonground
17-0042672 | Company Initiated | Return Circuit Normal | Conductor, Underground | Broken | 2017 | Tier 3 - Extreme | Distribution Circuit | 5 | 17 | 2017-05-17 | 1783928 | Sus | Y | CompanyInitiated¦ReturnCircuitNormal¦ConductorUnderground¦Broken
17-0045835 | Vegetation | Tree - branch fell on line | Conductor, Overhead | Normal | 2017 | Tier 2 - Elevated | Distribution Circuit | 5 | 6 | 2017-05-06 | 1776602 | Sus | Y | Vegetation¦Treebranchfellonline¦ConductorOverhead¦Normal
17-0047090 | Vegetation | Tree - fell into line | Conductor, Overhead | Broken, wire on ground | 2017 | Tier 3 - Extreme | Distribution Circuit | 5 | 11 | 2017-05-11 | 1779728 | Sus | Y | Vegetation¦Treefellintoline¦ConductorOverhead¦Brokenwireonground
17-0047787 | Equipment Failure/Involved | Overhead | Transformer | Failed/Faulted | 2017 | Tier 2 - Elevated | Transformer only | 5 | 14 | 2017-05-14 | 1781726 | Sus | Y | EquipmentFailureInvolved¦Overhead¦Transformer¦FailedFaulted
17-0054292 | Animal | Bird found | Fuse | Failed/Faulted | 2017 | Tier 2 - Elevated | Distribution Circuit | 6 | 11 | 2017-06-11 | 1801625 | Sus | Y | Animal¦Birdfound¦Fuse¦FailedFaulted
17-0056187 | Equipment Failure/Involved | Underground | Transformer (UG) | Failed/Faulted | 2017 | Tier 3 - Extreme | Distribution Circuit | 6 | 18 | 2017-06-18 | 1808072 | Sus | Y | EquipmentFailureInvolved¦Underground¦Transformer(UG)¦FailedFaulted
17-0065222 | Unknown Cause | Patrol - found nothing |  |  | 2017 | Tier 3 - Extreme | Distribution Circuit | 7 | 25 | 2017-07-25 | 1839309 | Sus | Y | UnknownCause¦Patrolfoundnothing¦¦
17-0085384 | Equipment Failure/Involved | Overhead | Conductor, Overhead | Broken, wire on ground | 2017 | Tier 3 - Extreme | Distribution Circuit | 10 | 8 | 2017-10-08 | 1894391 | Sus | Y | EquipmentFailureInvolved¦Overhead¦ConductorOverhead¦Brokenwireonground
17-0086890 | Environmental/External | Fire, Forest/Grass | Conductor, Overhead | Burned/flashed | 2017 | Tier 2 - Elevated | Distribution Circuit | 10 | 8 | 2017-10-08 | 1899633 | Sus | Y | EnvironmentalExternal¦FireForestGrass¦ConductorOverhead¦Burnedflashed
17-0087163 | Environmental/External | Fire, Forest/Grass | Transformer (UG) | Burned/flashed | 2017 | Tier 2 - Elevated | Distribution Circuit | 10 | 9 | 2017-10-09 | 1900228 | Sus | Y | EnvironmentalExternal¦FireForestGrass¦Transformer(UG)¦Burnedflashed
17-0088425 | Environmental/External | Fire, Forest/Grass | Pole-Wood | Burned/flashed | 2017 | Tier 3 - Extreme | Distribution Circuit | 10 | 8 | 2017-10-08 | 1903652 | Sus | Y | EnvironmentalExternal¦FireForestGrass¦PoleWood¦Burnedflashed
17-0088700 | Environmental/External | Fire, Forest/Grass | Pole-Wood | Burned/flashed | 2017 | Tier 3 - Extreme | Distribution Circuit | 10 | 9 | 2017-10-09 | 1904445 | Sus | Y | EnvironmentalExternal¦FireForestGrass¦PoleWood¦Burnedflashed
17-0089797 | Equipment Failure/Involved | Overhead | Pole-Wood | Broken | 2017 | Tier 3 - Extreme | Distribution Circuit | 10 | 23 | 2017-10-23 | 1908200 | Sus | Y | EquipmentFailureInvolved¦Overhead¦PoleWood¦Broken
17-0090578 | Equipment Failure/Involved | Overhead | Crossarm, Wood | Broken | 2017 | Tier 2 - Elevated | Distribution Circuit | 10 | 26 | 2017-10-26 | 1910139 | Sus | Y | EquipmentFailureInvolved¦Overhead¦CrossarmWood¦Broken
17-0091376 | Animal | Squirrel | Transformer (OH) | Normal | 2017 | Tier 2 - Elevated | Distribution Circuit | 10 | 30 | 2017-10-30 | 1912509 | Sus | Y | Animal¦Squirrel¦Transformer(OH)¦Normal
17-0092653 | Unknown Cause | Patrol - found nothing |  |  | 2017 | Tier 2 - Elevated | Distribution Circuit | 11 | 4 | 2017-11-04 | 1916058 | Sus | Y | UnknownCause¦Patrolfoundnothing¦¦
17-0095069 | Vegetation | Tree - branch fell on line | Conductor, Overhead | On Ground | 2017 | Tier 3 - Extreme | Distribution Circuit | 11 | 15 | 2017-11-15 | 1922646 | Sus | Y | Vegetation¦Treebranchfellonline¦ConductorOverhead¦OnGround
17-0098043 | Unknown Cause | Patrol - found nothing |  |  | 2017 | Tier 2 - Elevated | Distribution Circuit | 11 | 28 | 2017-11-28 | 1930725 | Sus | Y | UnknownCause¦Patrolfoundnothing¦¦
17-0100000 | Unknown Cause | Patrol - found nothing |  |  | 2017 | Tier 2 - Elevated | Distribution Circuit | 12 | 5 | 2017-12-05 | 1936339 | Sus | N | UnknownCause¦Patrolfoundnothing¦¦
17-0103608 | Equipment Failure/Involved | Overhead | Cutout, fuse holder | Failed/Faulted | 2017 | Tier 3 - Extreme | Transformer only | 12 | 29 | 2017-12-29 | 1953031 | Sus | N | EquipmentFailureInvolved¦Overhead¦Cutoutfuseholder¦FailedFaulted
18-0006877 | Environmental/External | Fire, Forest/Grass | Secondary | Together | 2018 | Tier 2 - Elevated | Distribution Circuit | 1 | 17 | 2018-01-17 | 9984 | Sus | N | EnvironmentalExternal¦FireForestGrass¦Secondary¦Together
18-0008392 | Equipment Failure/Involved | Underground | Stepdown | Failed/Faulted | 2018 | Tier 3 - Extreme | Distribution Circuit | 1 | 24 | 2018-01-24 | 12936 | Sus | N | EquipmentFailureInvolved¦Underground¦Stepdown¦FailedFaulted
18-0009483 | Unknown Cause | Patrol - found nothing |  |  | 2018 | Tier 2 - Elevated | Distribution Circuit | 1 | 27 | 2018-01-27 | 14937 | Sus | N | UnknownCause¦Patrolfoundnothing¦¦
18-0013092 | Unknown Cause | Patrol - found nothing |  |  | 2018 | Tier 2 - Elevated | Distribution Circuit | 2 | 10 | 2018-02-10 | 22372 | Sus | N | UnknownCause¦Patrolfoundnothing¦¦
18-0013229 | Unknown Cause | Patrol - found nothing |  |  | 2018 | Tier 2 - Elevated | Distribution Circuit | 2 | 11 | 2018-02-11 | 22716 | Sus | N | UnknownCause¦Patrolfoundnothing¦¦
18-0016361 | Vegetation | Tree - branch fell on line | Fuse | Failed/Faulted | 2018 | Tier 3 - Extreme | Distribution Circuit | 2 | 22 | 2018-02-22 | 29302 | Sus | N | Vegetation¦Treebranchfellonline¦Fuse¦FailedFaulted
18-0016955 | Unknown Cause | Patrol - not conducted |  |  | 2018 | Tier 3 - Extreme | Distribution Circuit | 2 | 24 | 2018-02-24 | 30837 | Sus | N | UnknownCause¦Patrolnotconducted¦¦
18-0018954 | Vegetation | Tree - fell into line | Pole-Wood | Broken, wire on ground | 2018 | Tier 2 - Elevated | Distribution Circuit | 3 | 2 | 2018-03-02 | 35908 | Sus | N | Vegetation¦Treefellintoline¦PoleWood¦Brokenwireonground
18-0019339 | Vegetation | Tree - branch fell on line | Pole-Wood | Broken, wire on ground | 2018 | Tier 2 - Elevated | Distribution Circuit | 3 | 3 | 2018-03-03 | 37116 | Sus | N | Vegetation¦Treebranchfellonline¦PoleWood¦Brokenwireonground
18-0019433 | Vegetation | Tree - fell into line | Conductor, Overhead | Broken, wire on object | 2018 | Tier 3 - Extreme | Distribution Circuit | 3 | 3 | 2018-03-03 | 37117 | Sus | N | Vegetation¦Treefellintoline¦ConductorOverhead¦Brokenwireonobject
18-0019447 | Equipment Failure/Involved | Overhead | Transformer (OH) | Failed/Faulted | 2018 | Tier 2 - Elevated | Distribution Circuit | 3 | 3 | 2018-03-03 | 37565 | Sus | N | EquipmentFailureInvolved¦Overhead¦Transformer(OH)¦FailedFaulted
18-0022148 | Vegetation | Tree - branch fell on line | Conductor, Overhead | Normal | 2018 | Tier 2 - Elevated | Distribution Circuit | 3 | 13 | 2018-03-13 | 43050 | Sus | N | Vegetation¦Treebranchfellonline¦ConductorOverhead¦Normal
18-0023769 | Equipment Failure/Involved | Overhead | Anchor or Guy | Broken | 2018 | Tier 3 - Extreme | Distribution Circuit | 3 | 17 | 2018-03-17 | 46771 | Sus | N | EquipmentFailureInvolved¦Overhead¦AnchororGuy¦Broken
18-0023892 | Equipment Failure/Involved | Overhead | Insulator | Broken | 2018 | Tier 3 - Extreme | Distribution Circuit | 3 | 18 | 2018-03-18 | 47342 | Sus | N | EquipmentFailureInvolved¦Overhead¦Insulator¦Broken
18-0024666 | Vegetation | Tree - fell into line | Conductor, Overhead | Broken, wire on ground | 2018 | Tier 3 - Extreme | Distribution Circuit | 3 | 21 | 2018-03-21 | 49086 | Sus | N | Vegetation¦Treefellintoline¦ConductorOverhead¦Brokenwireonground
18-0025410 | Unknown Cause | Patrol - found nothing |  |  | 2018 | Tier 3 - Extreme | Distribution Circuit | 3 | 22 | 2018-03-22 | 50384 | Sus | N | UnknownCause¦Patrolfoundnothing¦¦
18-0027225 | Equipment Failure/Involved | Overhead | Jumper | Burned Open | 2018 | Tier 2 - Elevated | Distribution Circuit | 3 | 28 | 2018-03-28 | 54805 | Sus | N | EquipmentFailureInvolved¦Overhead¦Jumper¦BurnedOpen
18-0029075 | Unknown Cause | Patrol - not conducted |  |  | 2018 | Tier 2 - Elevated | Distribution Circuit | 4 | 4 | 2018-04-04 | 59212 | Sus | N | UnknownCause¦Patrolnotconducted¦¦
18-0036442 | 3rd Party | Dig in, 3rd party | Service conductor | Broken | 2018 | Tier 2 - Elevated | Transformer only | 4 | 28 | 2018-04-28 | 75747 | Sus | N | 3rdParty¦Digin3rdparty¦Serviceconductor¦Broken
18-0053718 | Equipment Failure/Involved | Underground | Connector or Splice (UG) | Broken | 2018 | Tier 2 - Elevated | Distribution Circuit | 6 | 22 | 2018-06-22 | 115811 | Sus | Y | EquipmentFailureInvolved¦Underground¦ConnectororSplice(UG)¦Broken
18-0055835 | Unknown Cause | Patrol - found nothing |  |  | 2018 | Tier 2 - Elevated | Distribution Circuit | 6 | 29 | 2018-06-29 | 121440 | Sus | Y | UnknownCause¦Patrolfoundnothing¦¦
18-0070005 | Unknown Cause | Patrol - found nothing |  |  | 2018 | Tier 2 - Elevated | Distribution Circuit | 8 | 15 | 2018-08-15 | 155601 | Sus | Y | UnknownCause¦Patrolfoundnothing¦¦
18-0071426 | Animal | Squirrel | Fuse | Failed/Faulted | 2018 | Tier 3 - Extreme | Distribution Circuit | 8 | 19 | 2018-08-19 | 157976 | Sus | Y | Animal¦Squirrel¦Fuse¦FailedFaulted
18-0080708 | Unknown Cause | Patrol - found nothing |  |  | 2018 | Tier 2 - Elevated | Distribution Circuit | 9 | 18 | 2018-09-18 | 176266 | Sus | Y | UnknownCause¦Patrolfoundnothing¦¦
18-0083369 | Equipment Failure/Involved | Overhead | Pole-Wood | Broken | 2018 | Tier 2 - Elevated | Distribution Circuit | 9 | 25 | 2018-09-25 | 181152 | Sus | Y | EquipmentFailureInvolved¦Overhead¦PoleWood¦Broken
18-0084919 | Equipment Failure/Involved | Overhead | Transformer | Failed/Faulted | 2018 | Tier 2 - Elevated | Transformer only | 9 | 29 | 2018-09-29 | 184247 | Sus | Y | EquipmentFailureInvolved¦Overhead¦Transformer¦FailedFaulted
18-0085268 | Unknown Cause | Patrol - found nothing |  |  | 2018 | Tier 2 - Elevated | Distribution Circuit | 10 | 1 | 2018-10-01 | 185004 | Sus | Y | UnknownCause¦Patrolfoundnothing¦¦
18-0087201 | Vegetation | Tree - branch fell on line | Conductor, Overhead | Normal | 2018 | Tier 2 - Elevated | Distribution Circuit | 10 | 5 | 2018-10-05 | 188928 | Sus | Y | Vegetation¦Treebranchfellonline¦ConductorOverhead¦Normal
18-0088431 | Equipment Failure/Involved | Overhead | Transformer (OH) | Failed/Faulted | 2018 | Tier 2 - Elevated | Transformer only | 10 | 8 | 2018-10-08 | 191066 | Sus | Y | EquipmentFailureInvolved¦Overhead¦Transformer(OH)¦FailedFaulted
18-0090844 | Wildfire Mitigation | Public Safety Power Shut-off |  |  | 2018 | Tier 3 - Extreme | Distribution Circuit | 10 | 14 | 2018-10-14 | 196337 | Sus | Y | WildfireMitigation¦PublicSafetyPowerShutoff¦¦
18-0097653 | Wildfire Mitigation | CWSP - Vegetation Removal |  |  | 2018 | Tier 3 - Extreme | Distribution Circuit | 11 | 7 | 2018-11-07 | 210209 | Sus | Y | WildfireMitigation¦CWSPVegetationRemoval¦¦
18-0099127 | Animal | Squirrel | Cutout, fuse holder | Normal | 2018 | Tier 3 - Extreme | Distribution Circuit | 11 | 12 | 2018-11-12 | 213642 | Sus | Y | Animal¦Squirrel¦Cutoutfuseholder¦Normal
18-0099167 | Environmental/External | Fire, Forest/Grass | Pole-Wood | Burned/flashed | 2018 | Tier 2 - Elevated | Distribution Circuit | 11 | 8 | 2018-11-08 | 213859 | Sus | Y | EnvironmentalExternal¦FireForestGrass¦PoleWood¦Burnedflashed
18-0104702 | Vegetation | Tree - fell into line | Conductor, Overhead | Broken, wire on ground | 2018 | Tier 3 - Extreme | Transformer only | 11 | 29 | 2018-11-29 | 227312 | Sus | Y | Vegetation¦Treefellintoline¦ConductorOverhead¦Brokenwireonground
18-0109642 | Vegetation | Tree - fell into line | Conductor, Overhead | Broken, wire on ground | 2018 | Tier 3 - Extreme | Distribution Circuit | 12 | 17 | 2018-12-17 | 242071 | Sus | N | Vegetation¦Treefellintoline¦ConductorOverhead¦Brokenwireonground
19-0004714 | Equipment Failure/Involved | Overhead | Fuse | Failed/Faulted | 2019 | Tier 3 - Extreme | Distribution Circuit | 1 | 5 | 2019-01-05 | 253942 | Sus | N | EquipmentFailureInvolved¦Overhead¦Fuse¦FailedFaulted
19-0005363 | Equipment Failure/Involved | Overhead | Pole-Wood | Broken, wire on ground | 2019 | Tier 3 - Extreme | Distribution Circuit | 1 | 6 | 2019-01-06 | 257358 | Sus | N | EquipmentFailureInvolved¦Overhead¦PoleWood¦Brokenwireonground
19-0009344 | Equipment Failure/Involved | Overhead | Pole-Wood | Broken | 2019 | Tier 2 - Elevated | Distribution Circuit | 1 | 15 | 2019-01-15 | 266397 | Sus | N | EquipmentFailureInvolved¦Overhead¦PoleWood¦Broken
19-0009952 | Vegetation | Tree - fell into line | Conductor, Overhead | Broken, wire on ground | 2019 | Tier 2 - Elevated | Distribution Circuit | 1 | 16 | 2019-01-16 | 268396 | Sus | N | Vegetation¦Treefellintoline¦ConductorOverhead¦Brokenwireonground
19-0010835 | Equipment Failure/Involved | Overhead | Pole-Wood | Broken | 2019 | Tier 2 - Elevated | Distribution Circuit | 1 | 16 | 2019-01-16 | 273138 | Sus | N | EquipmentFailureInvolved¦Overhead¦PoleWood¦Broken
19-0010840 | Vegetation | Tree - fell into line | Conductor, Overhead | Broken, wire on object | 2019 | Tier 3 - Extreme | Distribution Circuit | 1 | 17 | 2019-01-17 | 273173 | Sus | N | Vegetation¦Treefellintoline¦ConductorOverhead¦Brokenwireonobject
19-0010874 | Vegetation | Tree - fell into line | Transformer | Broken, wire on ground | 2019 | Tier 2 - Elevated | Transformer only | 1 | 16 | 2019-01-16 | 271893 | Sus | N | Vegetation¦Treefellintoline¦Transformer¦Brokenwireonground
19-0011691 | Vegetation | Tree - branch fell on line | Conductor, Overhead | Broken, wire on ground | 2019 | Tier 2 - Elevated | Distribution Circuit | 1 | 18 | 2019-01-18 | 275473 | Sus | N | Vegetation¦Treebranchfellonline¦ConductorOverhead¦Brokenwireonground
19-0012044 | Vegetation | Tree - branch fell on line | Fuse | Normal | 2019 | Tier 3 - Extreme | Distribution Circuit | 1 | 19 | 2019-01-19 | 276460 | Sus | N | Vegetation¦Treebranchfellonline¦Fuse¦Normal
19-0016747 | Equipment Failure/Involved | Overhead | Fuse | Failed/Faulted | 2019 | Tier 2 - Elevated | Distribution Circuit | 2 | 1 | 2019-02-01 | 285606 | Sus | N | EquipmentFailureInvolved¦Overhead¦Fuse¦FailedFaulted
19-0018441 | Unknown Cause | Patrol - found nothing |  |  | 2019 | Tier 3 - Extreme | Distribution Circuit | 2 | 5 | 2019-02-05 | 292430 | Sus | N | UnknownCause¦Patrolfoundnothing¦¦
19-0019334 | Unknown Cause | Patrol - found nothing |  |  | 2019 | Tier 3 - Extreme | Distribution Circuit | 2 | 5 | 2019-02-05 | 294679 | Sus | N | UnknownCause¦Patrolfoundnothing¦¦
19-0019742 | Unknown Cause | Patrol - found nothing |  |  | 2019 | Tier 2 - Elevated | Distribution Circuit | 2 | 7 | 2019-02-07 | 295548 | Sus | N | UnknownCause¦Patrolfoundnothing¦¦
19-0020151 | Unknown Cause | Patrol - found nothing |  |  | 2019 | Tier 2 - Elevated | Distribution Circuit | 2 | 8 | 2019-02-08 | 296488 | Sus | N | UnknownCause¦Patrolfoundnothing¦¦
19-0022104 | Vegetation | Tree - branch fell on line | Conductor, Overhead | Normal | 2019 | Tier 3 - Extreme | Distribution Circuit | 2 | 13 | 2019-02-13 | 302997 | Sus | N | Vegetation¦Treebranchfellonline¦ConductorOverhead¦Normal
19-0022937 | Unknown Cause | Patrol - found nothing |  |  | 2019 | Tier 3 - Extreme | Distribution Circuit | 2 | 14 | 2019-02-14 | 306642 | Sus | N | UnknownCause¦Patrolfoundnothing¦¦
19-0023183 | Unknown Cause | Patrol - found nothing |  |  | 2019 | Tier 3 - Extreme | Distribution Circuit | 2 | 14 | 2019-02-14 | 308455 | Sus | N | UnknownCause¦Patrolfoundnothing¦¦
19-0023421 | Vegetation | Tree - fell into line | Conductor, Overhead | Broken, wire on ground | 2019 | Tier 3 - Extreme | Distribution Circuit | 2 | 14 | 2019-02-14 | 308250 | Sus | N | Vegetation¦Treefellintoline¦ConductorOverhead¦Brokenwireonground
19-0023582 | Vegetation | Tree - fell into line | Conductor, Overhead | Together | 2019 | Tier 3 - Extreme | Distribution Circuit | 2 | 14 | 2019-02-14 | 309396 | Sus | N | Vegetation¦Treefellintoline¦ConductorOverhead¦Together
19-0023776 | Vegetation | Tree - branch fell on line | Conductor, Overhead | Burned/flashed | 2019 | Tier 3 - Extreme | Distribution Circuit | 2 | 14 | 2019-02-14 | 311011 | Sus | N | Vegetation¦Treebranchfellonline¦ConductorOverhead¦Burnedflashed
19-0023947 | Vegetation | Tree - fell into line | Conductor, Overhead | Normal | 2019 | Tier 2 - Elevated | Distribution Circuit | 2 | 15 | 2019-02-15 | 311333 | Sus | N | Vegetation¦Treefellintoline¦ConductorOverhead¦Normal
19-0024653 | Vegetation | Tree - branch fell on line | Transformer | Broken | 2019 | Tier 3 - Extreme | Transformer only | 2 | 14 | 2019-02-14 | 306848 | Sus | N | Vegetation¦Treebranchfellonline¦Transformer¦Broken
19-0026583 | Unknown Cause | Patrol - found nothing |  |  | 2019 | Tier 2 - Elevated | Distribution Circuit | 2 | 20 | 2019-02-20 | 319769 | Sus | N | UnknownCause¦Patrolfoundnothing¦¦
19-0027425 | Equipment Failure/Involved | Overhead | Secondary | Broken | 2019 | Tier 2 - Elevated | Transformer only | 2 | 22 | 2019-02-22 | 321711 | Sus | N | EquipmentFailureInvolved¦Overhead¦Secondary¦Broken
19-0028472 | Unknown Cause | Patrol - found nothing |  |  | 2019 | Tier 2 - Elevated | Distribution Circuit | 2 | 26 | 2019-02-26 | 324844 | Sus | N | UnknownCause¦Patrolfoundnothing¦¦
19-0029777 | Vegetation | Other ground vegetation | Fuse | Normal | 2019 | Tier 2 - Elevated | Distribution Circuit | 3 | 1 | 2019-03-01 | 328911 | Sus | N | Vegetation¦Othergroundvegetation¦Fuse¦Normal
19-0030015 | Unknown Cause | Patrol - not conducted |  |  | 2019 | Tier 3 - Extreme | Distribution Circuit | 3 | 2 | 2019-03-02 | 329421 | Sus | N | UnknownCause¦Patrolnotconducted¦¦
19-0030804 | Unknown Cause | Patrol - not conducted |  |  | 2019 | Tier 2 - Elevated | Distribution Circuit | 3 | 5 | 2019-03-05 | 331338 | Sus | N | UnknownCause¦Patrolnotconducted¦¦
19-0031328 | Vegetation | Tree - branch fell on line | Pole-Wood | Broken, wire on ground | 2019 | Tier 3 - Extreme | Distribution Circuit | 3 | 6 | 2019-03-06 | 332834 | Sus | N | Vegetation¦Treebranchfellonline¦PoleWood¦Brokenwireonground
19-0031328 | Vegetation | Tree - branch fell on line | Pole-Wood | Broken, wire on ground | 2019 | Tier 3 - Extreme | Distribution Circuit | 3 | 6 | 2019-03-06 | 332834 | Sus | N | Vegetation¦Treebranchfellonline¦PoleWood¦Brokenwireonground
19-0033765 | Equipment Failure/Involved | Overhead | Crossarm, Wood | Broken | 2019 | Tier 3 - Extreme | Distribution Circuit | 3 | 14 | 2019-03-14 | 339205 | Sus | N | EquipmentFailureInvolved¦Overhead¦CrossarmWood¦Broken
19-0033985 | Unknown Cause | Patrol - found nothing |  |  | 2019 | Tier 2 - Elevated | Distribution Circuit | 3 | 14 | 2019-03-14 | 339645 | Sus | N | UnknownCause¦Patrolfoundnothing¦¦
19-0042259 | Animal | Squirrel | Fuse | Failed/Faulted | 2019 | Tier 2 - Elevated | Distribution Circuit | 4 | 13 | 2019-04-13 | 360385 | Sus | N | Animal¦Squirrel¦Fuse¦FailedFaulted
19-0043780 | Equipment Failure/Involved | Overhead | Transformer | Failed/Faulted | 2019 | Tier 2 - Elevated | Transformer only | 4 | 17 | 2019-04-17 | 362655 | Sus | N | EquipmentFailureInvolved¦Overhead¦Transformer¦FailedFaulted
19-0044420 | Equipment Failure/Involved | Overhead | Transformer (OH) | Broken | 2019 | Tier 2 - Elevated | Transformer only | 4 | 19 | 2019-04-19 | 363834 | Sus | N | EquipmentFailureInvolved¦Overhead¦Transformer(OH)¦Broken
19-0048508 | Animal | Other | Conductor, Overhead | Normal | 2019 | Tier 2 - Elevated | Distribution Circuit | 5 | 3 | 2019-05-03 | 373026 | Sus | Y | Animal¦Other¦ConductorOverhead¦Normal
19-0051933 | Equipment Failure/Involved | Overhead | Pole-Wood | Broken | 2019 | Tier 2 - Elevated | Distribution Circuit | 5 | 14 | 2019-05-14 | 380503 | Sus | Y | EquipmentFailureInvolved¦Overhead¦PoleWood¦Broken
19-0067454 | Equipment Failure/Involved | Overhead | Insulator | Broken | 2019 | Tier 2 - Elevated | Distribution Circuit | 6 | 13 | 2019-06-13 | 409400 | Sus | Y | EquipmentFailureInvolved¦Overhead¦Insulator¦Broken
19-0078251 | Equipment Failure/Involved | Overhead | Crossarm, Wood | Broken | 2019 | Tier 3 - Extreme | Distribution Circuit | 7 | 17 | 2019-07-17 | 455188 | Sus | Y | EquipmentFailureInvolved¦Overhead¦CrossarmWood¦Broken
19-0079442 | Equipment Failure/Involved | Overhead | Fuse | Failed/Faulted | 2019 | Tier 2 - Elevated | Transformer only | 7 | 20 | 2019-07-20 | 462520 | Sus | Y | EquipmentFailureInvolved¦Overhead¦Fuse¦FailedFaulted
19-0080970 | Animal | Squirrel | Fuse | Failed/Faulted | 2019 | Tier 2 - Elevated | Distribution Circuit | 7 | 25 | 2019-07-25 | 470852 | Sus | Y | Animal¦Squirrel¦Fuse¦FailedFaulted
19-0085931 | Animal | Other | Pole-Wood | Deteriorated | 2019 | Tier 3 - Extreme | Distribution Circuit | 8 | 8 | 2019-08-08 | 494825 | Sus | Y | Animal¦Other¦PoleWood¦Deteriorated
19-0086439 | Environmental/External | Lightning | Insulator | Burned/flashed | 2019 | Tier 2 - Elevated | Transmission line | 8 | 10 | 2019-08-10 | 498455 | Sus | Y | EnvironmentalExternal¦Lightning¦Insulator¦Burnedflashed
19-0089862 | Vegetation | Tree - branch fell on line | Fuse | Failed/Faulted | 2019 | Tier 2 - Elevated | Distribution Circuit | 8 | 20 | 2019-08-20 | 524500 | Sus | Y | Vegetation¦Treebranchfellonline¦Fuse¦FailedFaulted
19-0095375 | Equipment Failure/Involved | Overhead | Cutout, fuse holder | Broken | 2019 | Tier 3 - Extreme | Transformer only | 9 | 4 | 2019-09-04 | 553493 | Sus | Y | EquipmentFailureInvolved¦Overhead¦Cutoutfuseholder¦Broken
19-0099230 | Unknown Cause | Patrol - not conducted |  |  | 2019 | Tier 2 - Elevated | Distribution Circuit | 9 | 15 | 2019-09-15 | 583250 | Sus | Y | UnknownCause¦Patrolnotconducted¦¦
19-0113938 | Unknown Cause | Patrol - found nothing |  |  | 2019 | Tier 3 - Extreme | Distribution Circuit | 10 | 21 | 2019-10-21 | 675851 | Sus | Y | UnknownCause¦Patrolfoundnothing¦¦
19-0116722 | Wildfire Mitigation | Public Safety Power Shut-off | Conductor, Overhead | Normal | 2019 | Tier 2 - Elevated | Distribution Circuit | 10 | 26 | 2019-10-26 | 685987 | Sus | Y | WildfireMitigation¦PublicSafetyPowerShutoff¦ConductorOverhead¦Normal
19-0117534 | Wildfire Mitigation | Public Safety Power Shut-off | Conductor, Overhead | Normal | 2019 | Tier 2 - Elevated | Distribution Circuit | 10 | 26 | 2019-10-26 | 690119 | Sus | Y | WildfireMitigation¦PublicSafetyPowerShutoff¦ConductorOverhead¦Normal
19-0121122 | 3rd Party | Vehicle | Pole-Wood | Broken, wire on ground | 2019 | Tier 3 - Extreme | Distribution Circuit | 11 | 4 | 2019-11-04 | 699593 | Sus | Y | 3rdParty¦Vehicle¦PoleWood¦Brokenwireonground
19-0130298 | Unknown Cause | Patrol - found nothing |  |  | 2019 | Tier 3 - Extreme | Distribution Circuit | 11 | 27 | 2019-11-27 | 721523 | Sus | Y | UnknownCause¦Patrolfoundnothing¦¦
19-0130913 | Unknown Cause | Patrol - found nothing |  |  | 2019 | Tier 3 - Extreme | Distribution Circuit | 11 | 28 | 2019-11-28 | 722875 | Sus | Y | UnknownCause¦Patrolfoundnothing¦¦
19-0131783 | Unknown Cause | Patrol - found nothing |  |  | 2019 | Tier 3 - Extreme | Distribution Circuit | 11 | 30 | 2019-11-30 | 725221 | Sus | Y | UnknownCause¦Patrolfoundnothing¦¦
19-0131919 | Unknown Cause | Patrol - found nothing |  |  | 2019 | Tier 2 - Elevated | Distribution Circuit | 11 | 30 | 2019-11-30 | 724391 | Sus | Y | UnknownCause¦Patrolfoundnothing¦¦
19-0133160 | Vegetation | Tree - fell into line | Conductor, Overhead | Broken, wire on ground | 2019 | Tier 2 - Elevated | Distribution Circuit | 12 | 4 | 2019-12-04 | 729205 | Sus | N | Vegetation¦Treefellintoline¦ConductorOverhead¦Brokenwireonground
19-0135278 | 3rd Party | Tree - cutting, 3rd party | Transformer (OH) | Failed/Faulted | 2019 | Tier 2 - Elevated | Transformer only | 12 | 9 | 2019-12-09 | 734438 | Sus | N | 3rdParty¦Treecutting3rdparty¦Transformer(OH)¦FailedFaulted
19-0136866 | Unknown Cause | Patrol - found nothing |  |  | 2019 | Tier 2 - Elevated | Distribution Circuit | 12 | 16 | 2019-12-16 | 743859 | Sus | N | UnknownCause¦Patrolfoundnothing¦¦
19-0137568 | Vegetation | Tree - branch fell on line | Conductor, Overhead | Broken, wire on ground | 2019 | Tier 2 - Elevated | Distribution Circuit | 12 | 22 | 2019-12-22 | 748470 | Sus | N | Vegetation¦Treebranchfellonline¦ConductorOverhead¦Brokenwireonground
19-0137576 | Vegetation | Tree - branch fell on line | Conductor, Overhead | Normal | 2019 | Tier 3 - Extreme | Distribution Circuit | 12 | 22 | 2019-12-22 | 748552 | Sus | N | Vegetation¦Treebranchfellonline¦ConductorOverhead¦Normal
20-0006837 | Company Initiated | Construction Activity/equip, company | Transformer (OH) | Failed/Faulted | 2020 | Tier 3 - Extreme | Distribution Circuit | 1 | 9 | 2020-01-09 | 758015 | Sus | N | CompanyInitiated¦ConstructionActivityequipcompany¦Transformer(OH)¦FailedFaulted
20-0008534 | Animal | Other | Pole-Wood | Broken | 2020 | Tier 2 - Elevated | Distribution Circuit | 1 | 14 | 2020-01-14 | 760876 | Sus | N | Animal¦Other¦PoleWood¦Broken
20-0014916 | Animal | Bird found | Conductor, Overhead | Normal | 2020 | Tier 2 - Elevated | Distribution Circuit | 1 | 29 | 2020-01-29 | 772402 | Sus | N | Animal¦Birdfound¦ConductorOverhead¦Normal
20-0016262 | Unknown Cause | Patrol - found nothing |  |  | 2020 | Tier 2 - Elevated | Distribution Circuit | 2 | 1 | 2020-02-01 | 775187 | Sus | N | UnknownCause¦Patrolfoundnothing¦¦
20-0020777 | Unknown Cause | Patrol - found nothing |  |  | 2020 | Tier 2 - Elevated | Distribution Circuit | 2 | 11 | 2020-02-11 | 789104 | Sus | N | UnknownCause¦Patrolfoundnothing¦¦
20-0021265 | 3rd Party | Vehicle | Pole-Wood | Broken, wire on ground | 2020 | Tier 2 - Elevated | Distribution Circuit | 2 | 12 | 2020-02-12 | 789842 | Sus | N | 3rdParty¦Vehicle¦PoleWood¦Brokenwireonground
20-0023193 | Unknown Cause | Patrol - found nothing |  |  | 2020 | Tier 2 - Elevated | Distribution Circuit | 2 | 18 | 2020-02-18 | 795151 | Sus | N | UnknownCause¦Patrolfoundnothing¦¦
20-0029899 | Unknown Cause | Patrol - found nothing |  |  | 2020 | Tier 2 - Elevated | Distribution Circuit | 3 | 8 | 2020-03-08 | 838640 | Sus | N | UnknownCause¦Patrolfoundnothing¦¦
20-0032373 | Vegetation | Tree - fell into line | Pole-Wood | Broken | 2020 | Tier 3 - Extreme | Distribution Circuit | 3 | 15 | 2020-03-15 | 852525 | Sus | N | Vegetation¦Treefellintoline¦PoleWood¦Broken
20-0033411 | Unknown Cause | Patrol - found nothing |  |  | 2020 | Tier 2 - Elevated | Distribution Circuit | 3 | 16 | 2020-03-16 | 856803 | Sus | N | UnknownCause¦Patrolfoundnothing¦¦
20-0033542 | Vegetation | Tree - fell into line | Crossarm, Wood | Broken | 2020 | Tier 3 - Extreme | Distribution Circuit | 3 | 14 | 2020-03-14 | 857125 | Sus | N | Vegetation¦Treefellintoline¦CrossarmWood¦Broken
20-0033596 | Unknown Cause | Patrol - not conducted |  |  | 2020 | Tier 3 - Extreme | Distribution Circuit | 3 | 17 | 2020-03-17 | 857043 | Sus | N | UnknownCause¦Patrolnotconducted¦¦
20-0034392 | Environmental/External | Lightning | Transformer (OH) | Failed/Faulted | 2020 | Tier 2 - Elevated | Transformer only | 3 | 19 | 2020-03-19 | 859258 | Sus | N | EnvironmentalExternal¦Lightning¦Transformer(OH)¦FailedFaulted
20-0034623 | Vegetation | Tree - fell into line | Conductor, Overhead | Broken, wire on ground | 2020 | Tier 3 - Extreme | Distribution Circuit | 3 | 16 | 2020-03-16 | 854533 | Sus | N | Vegetation¦Treefellintoline¦ConductorOverhead¦Brokenwireonground
20-0034794 | Unknown Cause | Patrol - not conducted |  |  | 2020 | Tier 2 - Elevated | Distribution Circuit | 3 | 20 | 2020-03-20 | 859926 | Sus | N | UnknownCause¦Patrolnotconducted¦¦
20-0038164 | Vegetation | Tree - grew into line | Conductor, Overhead | Normal | 2020 | Tier 2 - Elevated | Distribution Circuit | 4 | 3 | 2020-04-03 | 880032 | Sus | N | Vegetation¦Treegrewintoline¦ConductorOverhead¦Normal
20-0038425 | Vegetation | Tree - fell into line | Conductor, Overhead | Broken, wire on ground | 2020 | Tier 3 - Extreme | Distribution Circuit | 4 | 4 | 2020-04-04 | 882388 | Sus | N | Vegetation¦Treefellintoline¦ConductorOverhead¦Brokenwireonground
20-0039970 | Equipment Failure/Involved | Overhead | Transformer (OH) | Leaking | 2020 | Tier 3 - Extreme | Transformer only | 4 | 9 | 2020-04-09 | 892840 | Sus | N | EquipmentFailureInvolved¦Overhead¦Transformer(OH)¦Leaking
20-0040400 | Unknown Cause | Patrol - not conducted |  |  | 2020 | Tier 3 - Extreme | Distribution Circuit | 4 | 10 | 2020-04-10 | 893426 | Sus | N | UnknownCause¦Patrolnotconducted¦¦
20-0049421 | Vegetation | Tree - fell into line | Conductor, Overhead | Broken, wire on ground | 2020 | Tier 2 - Elevated | Distribution Circuit | 5 | 12 | 2020-05-12 | 911817 | Sus | Y | Vegetation¦Treefellintoline¦ConductorOverhead¦Brokenwireonground
20-0055535 | Equipment Failure/Involved | Overhead | Conductor, Overhead | Deteriorated | 2020 | Tier 2 - Elevated | Distribution Circuit | 5 | 29 | 2020-05-29 | 925037 | Sus | Y | EquipmentFailureInvolved¦Overhead¦ConductorOverhead¦Deteriorated
20-0055691 | Equipment Failure/Involved | Overhead | Woodpin | Broken | 2020 | Tier 3 - Extreme | Distribution Circuit | 5 | 29 | 2020-05-29 | 925467 | Sus | Y | EquipmentFailureInvolved¦Overhead¦Woodpin¦Broken
20-0059039 | 3rd Party | Fire, house or bldg. | Other | Burned/flashed | 2020 | Tier 2 - Elevated | Distribution Circuit | 6 | 8 | 2020-06-08 | 934639 | Sus | Y | 3rdParty¦Firehouseorbldg¦Other¦Burnedflashed
20-0060836 | Environmental/External | Lightning | Transformer | Failed/Faulted | 2020 | Tier 2 - Elevated | Transformer only | 6 | 12 | 2020-06-12 | 938283 | Sus | Y | EnvironmentalExternal¦Lightning¦Transformer¦FailedFaulted
20-0062874 | Equipment Failure/Involved | Overhead | Transformer | Failed/Faulted | 2020 | Tier 3 - Extreme | Distribution Circuit | 6 | 18 | 2020-06-18 | 942232 | Sus | Y | EquipmentFailureInvolved¦Overhead¦Transformer¦FailedFaulted
20-0070087 | Unknown Cause | Patrol - found nothing |  |  | 2020 | Tier 2 - Elevated | Distribution Circuit | 7 | 9 | 2020-07-09 | 960724 | Sus | Y | UnknownCause¦Patrolfoundnothing¦¦
20-0072184 | Equipment Failure/Involved | Overhead | Pole-Wood | Broken, wire on object | 2020 | Tier 2 - Elevated | Distribution Circuit | 7 | 15 | 2020-07-15 | 965199 | Sus | Y | EquipmentFailureInvolved¦Overhead¦PoleWood¦Brokenwireonobject
20-0078962 | Equipment Failure/Involved | Overhead | Pole-Wood | Broken | 2020 | Tier 3 - Extreme | Distribution Circuit | 8 | 3 | 2020-08-03 | 977844 | Sus | Y | EquipmentFailureInvolved¦Overhead¦PoleWood¦Broken
20-0085553 | Vegetation | Tree - branch fell on line | Conductor, Overhead | Normal | 2020 | Tier 3 - Extreme | Distribution Circuit | 8 | 16 | 2020-08-16 | 1013403 | Sus | Y | Vegetation¦Treebranchfellonline¦ConductorOverhead¦Normal
20-0087065 | Equipment Failure/Involved | Overhead | Transformer (OH) | Failed/Faulted | 2020 | Tier 2 - Elevated | Transformer only | 8 | 17 | 2020-08-17 | 1017766 | Sus | Y | EquipmentFailureInvolved¦Overhead¦Transformer(OH)¦FailedFaulted
20-0089511 | Environmental/External | Fire, Forest/Grass | Pole-Wood | Burned/flashed | 2020 | Tier 2 - Elevated | Distribution Circuit | 8 | 24 | 2020-08-24 | 1028820 | Sus | Y | EnvironmentalExternal¦FireForestGrass¦PoleWood¦Burnedflashed
20-0090487 | Environmental/External | Fire, Forest/Grass | Conductor, Overhead | Normal | 2020 | Tier 3 - Extreme | Distribution Circuit | 8 | 19 | 2020-08-19 | 1033393 | Sus | Y | EnvironmentalExternal¦FireForestGrass¦ConductorOverhead¦Normal
20-0091901 | Environmental/External | Fire, Forest/Grass | Conductor, Overhead | Normal | 2020 | Tier 3 - Extreme | Distribution Circuit | 8 | 19 | 2020-08-19 | 1045034 | Sus | Y | EnvironmentalExternal¦FireForestGrass¦ConductorOverhead¦Normal
20-0091919 | Environmental/External | Fire, Forest/Grass | Conductor, Overhead | Normal | 2020 | Tier 3 - Extreme | Distribution Circuit | 8 | 19 | 2020-08-19 | 1045051 | Sus | Y | EnvironmentalExternal¦FireForestGrass¦ConductorOverhead¦Normal
20-0092430 | Equipment Failure/Involved | Overhead | Connector or Splice (OH) | Arcing | 2020 | Tier 2 - Elevated | Transformer only | 9 | 1 | 2020-09-01 | 1047622 | Sus | Y | EquipmentFailureInvolved¦Overhead¦ConnectororSplice(OH)¦Arcing
20-0094743 | Wildfire Mitigation | Public Safety Power Shut-off | Conductor, Overhead | Normal | 2020 | Tier 3 - Extreme | Distribution Circuit | 9 | 8 | 2020-09-08 | 1060371 | Sus | Y | WildfireMitigation¦PublicSafetyPowerShutoff¦ConductorOverhead¦Normal
20-0095010 | Environmental/External | Fire, Forest/Grass | Conductor, Overhead | Normal | 2020 | Tier 2 - Elevated | Distribution Circuit | 8 | 18 | 2020-08-18 | 1061065 | Sus | Y | EnvironmentalExternal¦FireForestGrass¦ConductorOverhead¦Normal
20-0098364 | Equipment Failure/Involved | Fire, pole | Crossarm, Wood | Burned/flashed | 2020 | Tier 2 - Elevated | Distribution Circuit | 9 | 17 | 2020-09-17 | 1076782 | Sus | Y | EquipmentFailureInvolved¦Firepole¦CrossarmWood¦Burnedflashed
20-0098387 | 3rd Party | Vandalism | Transformer (UG) | Broken | 2020 | Tier 3 - Extreme | Distribution Circuit | 9 | 17 | 2020-09-17 | 1078334 | Sus | Y | 3rdParty¦Vandalism¦Transformer(UG)¦Broken
20-0098891 | Animal | Bird found | Transformer (OH) | Burned/flashed | 2020 | Tier 3 - Extreme | Distribution Circuit | 9 | 18 | 2020-09-18 | 1079940 | Sus | Y | Animal¦Birdfound¦Transformer(OH)¦Burnedflashed
20-0100850 | Unknown Cause | Patrol - found nothing |  |  | 2020 | Tier 2 - Elevated | Distribution Circuit | 9 | 24 | 2020-09-24 | 1090769 | Sus | Y | UnknownCause¦Patrolfoundnothing¦¦
20-0102891 | Animal | Squirrel | Transformer (OH) | Normal | 2020 | Tier 3 - Extreme | Distribution Circuit | 9 | 29 | 2020-09-29 | 1097655 | Sus | Y | Animal¦Squirrel¦Transformer(OH)¦Normal
20-0102985 | Equipment Failure/Involved | Overhead | Transformer | Broken | 2020 | Tier 2 - Elevated | Transformer only | 9 | 29 | 2020-09-29 | 1098955 | Sus | Y | EquipmentFailureInvolved¦Overhead¦Transformer¦Broken
20-0104152 | 3rd Party | Vehicle | Transformer (UG) | Normal | 2020 | Tier 2 - Elevated | Distribution Circuit | 10 | 1 | 2020-10-01 | 1105768 | Sus | Y | 3rdParty¦Vehicle¦Transformer(UG)¦Normal
20-0104845 | Unknown Cause | Patrol - found nothing |  |  | 2020 | Tier 3 - Extreme | Distribution Circuit | 10 | 3 | 2020-10-03 | 1110180 | Sus | Y | UnknownCause¦Patrolfoundnothing¦¦
20-0112146 | Equipment Failure/Involved | Overhead | Transformer | Broken | 2020 | Tier 2 - Elevated | Transformer only | 10 | 23 | 2020-10-23 | 1124059 | Sus | Y | EquipmentFailureInvolved¦Overhead¦Transformer¦Broken
20-0112642 | Unknown Cause | Patrol - not conducted |  |  | 2020 | Tier 2 - Elevated | Distribution Circuit | 10 | 24 | 2020-10-24 | 1124417 | Sus | Y | UnknownCause¦Patrolnotconducted¦¦
20-0116607 | Equipment Failure/Involved | Underground | Transformer (UG) | Failed/Faulted | 2020 | Tier 3 - Extreme | Distribution Circuit | 11 | 3 | 2020-11-03 | 1135251 | Sus | Y | EquipmentFailureInvolved¦Underground¦Transformer(UG)¦FailedFaulted
20-0117261 | Equipment Failure/Involved | Overhead | Crossarm, Wood | Deteriorated | 2020 | Tier 2 - Elevated | Distribution Circuit | 11 | 5 | 2020-11-05 | 1136327 | Sus | Y | EquipmentFailureInvolved¦Overhead¦CrossarmWood¦Deteriorated
20-0120824 | Vegetation | Tree - branch fell on line | Conductor, Overhead | Normal | 2020 | Tier 3 - Extreme | Distribution Circuit | 11 | 13 | 2020-11-13 | 1143872 | Sus | Y | Vegetation¦Treebranchfellonline¦ConductorOverhead¦Normal
20-0126448 | Equipment Failure/Involved | Overhead | Transformer | Failed/Faulted | 2020 | Tier 2 - Elevated | Transformer only | 12 | 1 | 2020-12-01 | 1157263 | Sus | N | EquipmentFailureInvolved¦Overhead¦Transformer¦FailedFaulted
21-0006990 | Unknown Cause | Patrol - found nothing |  |  | 2021 | Tier 2 - Elevated | Distribution Circuit | 1 | 10 | 2021-01-10 | 1207578 | Sus | N | UnknownCause¦Patrolfoundnothing¦¦
21-0009858 | Vegetation | Tree - bark fell into line | Conductor, Overhead | Together | 2021 | Tier 3 - Extreme | Distribution Circuit | 1 | 18 | 2021-01-18 | 1212920 | Sus | N | Vegetation¦Treebarkfellintoline¦ConductorOverhead¦Together
21-0010918 | Equipment Failure/Involved | Overhead | Switch (OH) | Failed/Faulted | 2021 | Tier 3 - Extreme | Transformer only | 1 | 19 | 2021-01-19 | 1216555 | Sus | N | EquipmentFailureInvolved¦Overhead¦Switch(OH)¦FailedFaulted
21-0011088 | Vegetation | Tree - fell into line | Conductor, Overhead | Broken, wire on ground | 2021 | Tier 2 - Elevated | Distribution Circuit | 1 | 19 | 2021-01-19 | 1217443 | Sus | N | Vegetation¦Treefellintoline¦ConductorOverhead¦Brokenwireonground
21-0011892 | Unknown Cause | Patrol - found nothing |  |  | 2021 | Tier 2 - Elevated | Distribution Circuit | 1 | 21 | 2021-01-21 | 1219453 | Sus | N | UnknownCause¦Patrolfoundnothing¦¦
21-0012589 | Vegetation | Tree - fell into line | Transformer (OH) | Broken, wire on ground | 2021 | Tier 2 - Elevated | Transformer only | 1 | 19 | 2021-01-19 | 1219612 | Sus | N | Vegetation¦Treefellintoline¦Transformer(OH)¦Brokenwireonground
21-0015646 | Unknown Cause | Patrol - found nothing |  |  | 2021 | Tier 3 - Extreme | Distribution Circuit | 1 | 26 | 2021-01-26 | 1229477 | Sus | N | UnknownCause¦Patrolfoundnothing¦¦
21-0018276 | Equipment Failure/Involved | Overhead | Transformer (OH) | Failed/Faulted | 2021 | Tier 2 - Elevated | Transformer only | 1 | 29 | 2021-01-29 | 1241049 | Sus | N | EquipmentFailureInvolved¦Overhead¦Transformer(OH)¦FailedFaulted
21-0021252 | Equipment Failure/Involved | Overhead | Insulator | Broken | 2021 | Tier 2 - Elevated | Distribution Circuit | 2 | 3 | 2021-02-03 | 1246849 | Sus | N | EquipmentFailureInvolved¦Overhead¦Insulator¦Broken
21-0024694 | Equipment Failure/Involved | Overhead | Transformer (OH) | Failed/Faulted | 2021 | Tier 2 - Elevated | Transformer only | 2 | 11 | 2021-02-11 | 1253159 | Sus | N | EquipmentFailureInvolved¦Overhead¦Transformer(OH)¦FailedFaulted
21-0027929 | Equipment Failure/Involved | Overhead | Transformer (OH) | Normal | 2021 | Tier 2 - Elevated | Transformer only | 2 | 21 | 2021-02-21 | 1259089 | Sus | N | EquipmentFailureInvolved¦Overhead¦Transformer(OH)¦Normal
21-0031140 | Vegetation | Tree - fell into line | Conductor, Overhead | Normal | 2021 | Tier 3 - Extreme | Distribution Circuit | 3 | 2 | 2021-03-02 | 1265307 | Sus | N | Vegetation¦Treefellintoline¦ConductorOverhead¦Normal
21-0033057 | Equipment Failure/Involved | Overhead | Conductor, Overhead | Deteriorated | 2021 | Tier 2 - Elevated | Distribution Circuit | 3 | 6 | 2021-03-06 | 1272178 | Sus | N | EquipmentFailureInvolved¦Overhead¦ConductorOverhead¦Deteriorated
21-0037186 | Equipment Failure/Involved | Overhead | Transformer (OH) | Failed/Faulted | 2021 | Tier 2 - Elevated | Distribution Circuit | 3 | 16 | 2021-03-16 | 1284382 | Sus | N | EquipmentFailureInvolved¦Overhead¦Transformer(OH)¦FailedFaulted
21-0039167 | Vegetation | Tree - fell into line | Conductor, Overhead | Broken, wire on ground | 2021 | Tier 3 - Extreme | Distribution Circuit | 3 | 21 | 2021-03-21 | 1290869 | Sus | N | Vegetation¦Treefellintoline¦ConductorOverhead¦Brokenwireonground
21-0042219 | Equipment Failure/Involved | Overhead | Transformer (OH) | Failed/Faulted | 2021 | Tier 2 - Elevated | Transformer only | 3 | 29 | 2021-03-29 | 1302573 | Sus | N | EquipmentFailureInvolved¦Overhead¦Transformer(OH)¦FailedFaulted
21-0044909 | Equipment Failure/Involved | Overhead | Lightning Arrestor | Burned/flashed | 2021 | Tier 2 - Elevated | Transformer only | 4 | 5 | 2021-04-05 | 1307298 | Sus | N | EquipmentFailureInvolved¦Overhead¦LightningArrestor¦Burnedflashed
21-0050600 | Unknown Cause | Patrol - not conducted |  |  | 2021 | Tier 2 - Elevated | Distribution Circuit | 4 | 19 | 2021-04-19 | 1324227 | Sus | N | UnknownCause¦Patrolnotconducted¦¦
21-0060563 | Unknown Cause | Patrol - found nothing |  |  | 2021 | Tier 2 - Elevated | Distribution Circuit | 5 | 12 | 2021-05-12 | 1347286 | Sus | Y | UnknownCause¦Patrolfoundnothing¦¦
21-0063961 | Equipment Failure/Involved | Overhead | Insulator | Broken | 2021 | Tier 2 - Elevated | Distribution Circuit | 5 | 20 | 2021-05-20 | 1354639 | Sus | Y | EquipmentFailureInvolved¦Overhead¦Insulator¦Broken
21-0089389 | Equipment Failure/Involved | Overhead | Transformer | Burned Open | 2021 | Tier 2 - Elevated | Transformer only | 7 | 14 | 2021-07-14 | 1404064 | Sus | Y | EquipmentFailureInvolved¦Overhead¦Transformer¦BurnedOpen
21-0090124 | Animal | Bird found | Cutout, fuse holder | Burned/flashed | 2021 | Tier 2 - Elevated | Distribution Circuit | 7 | 15 | 2021-07-15 | 1405346 | Sus | Y | Animal¦Birdfound¦Cutoutfuseholder¦Burnedflashed
21-0101593 | Environmental/External | Fire, Forest/Grass | Pole-Wood | Burned/flashed | 2021 | Tier 2 - Elevated | Distribution Circuit | 8 | 4 | 2021-08-04 | 1436875 | Sus | Y | EnvironmentalExternal¦FireForestGrass¦PoleWood¦Burnedflashed
21-0103366 | Unknown Cause | Patrol - found nothing |  |  | 2021 | Tier 2 - Elevated | Distribution Circuit | 8 | 11 | 2021-08-11 | 1440567 | Sus | Y | UnknownCause¦Patrolfoundnothing¦¦
21-0110084 | Equipment Failure/Involved | Overhead | Pole-Wood | Deteriorated | 2021 | Tier 2 - Elevated | Distribution Circuit | 8 | 27 | 2021-08-27 | 1455481 | Sus | Y | EquipmentFailureInvolved¦Overhead¦PoleWood¦Deteriorated
21-0110547 | Equipment Failure/Involved | Overhead | Pole-Wood | Broken | 2021 | Tier 2 - Elevated | Distribution Circuit | 8 | 28 | 2021-08-28 | 1456360 | Sus | Y | EquipmentFailureInvolved¦Overhead¦PoleWood¦Broken
21-0110639 | Equipment Failure/Involved | Overhead | Transformer (OH) | Failed/Faulted | 2021 | Tier 2 - Elevated | Transformer only | 8 | 28 | 2021-08-28 | 1456944 | Sus | Y | EquipmentFailureInvolved¦Overhead¦Transformer(OH)¦FailedFaulted
21-0112318 | Animal | Squirrel | Fuse | Normal | 2021 | Tier 2 - Elevated | Distribution Circuit | 9 | 1 | 2021-09-01 | 1460166 | Sus | Y | Animal¦Squirrel¦Fuse¦Normal
21-0115009 | 3rd Party | Metallic Balloon | Fuse | Normal | 2021 | Tier 2 - Elevated | Distribution Circuit | 9 | 8 | 2021-09-08 | 1465160 | Sus | Y | 3rdParty¦MetallicBalloon¦Fuse¦Normal
21-0115781 | Vegetation | Tree - cutting, PG&E contractor | Conductor, Overhead | Normal | 2021 | Tier 2 - Elevated | Distribution Circuit | 9 | 10 | 2021-09-10 | 1467671 | Sus | Y | Vegetation¦TreecuttingPG&Econtractor¦ConductorOverhead¦Normal
21-0116174 | Unknown Cause | Patrol - found nothing |  |  | 2021 | Tier 2 - Elevated | Distribution Circuit | 9 | 10 | 2021-09-10 | 1466876 | Sus | Y | UnknownCause¦Patrolfoundnothing¦¦
21-0117508 | Equipment Failure/Involved | Underground | Conductor, Underground | Broken | 2021 | Tier 2 - Elevated | Distribution Circuit | 9 | 14 | 2021-09-14 | 1471792 | Sus | Y | EquipmentFailureInvolved¦Underground¦ConductorUnderground¦Broken
21-0117913 | 3rd Party | Vehicle | Pole-Wood | Normal | 2021 | Tier 3 - Extreme | Transformer only | 9 | 15 | 2021-09-15 | 1472453 | Sus | Y | 3rdParty¦Vehicle¦PoleWood¦Normal
21-0119392 | 3rd Party | Vehicle | Transformer (OH) | Normal | 2021 | Tier 3 - Extreme | Transformer only | 9 | 18 | 2021-09-18 | 1474731 | Sus | Y | 3rdParty¦Vehicle¦Transformer(OH)¦Normal
21-0119512 | 3rd Party | Vehicle | Pole-Wood | Broken, wire on ground | 2021 | Tier 2 - Elevated | Distribution Circuit | 9 | 19 | 2021-09-19 | 1475398 | Sus | Y | 3rdParty¦Vehicle¦PoleWood¦Brokenwireonground
21-0119919 | Vegetation | Tree - fell into line | Conductor, Overhead | Normal | 2021 | Tier 3 - Extreme | Distribution Circuit | 9 | 20 | 2021-09-20 | 1476241 | Sus | Y | Vegetation¦Treefellintoline¦ConductorOverhead¦Normal
21-0125081 | Company Initiated | Coordination failure | Recloser | Normal | 2021 | Tier 3 - Extreme | Distribution Circuit | 10 | 1 | 2021-10-01 | 1485170 | Sus | Y | CompanyInitiated¦Coordinationfailure¦Recloser¦Normal
21-0126123 | Company Initiated | Construction Activity/equip, company | Transformer | Normal | 2021 | Tier 3 - Extreme | Transformer only | 11 | 2 | 2021-11-02 | 1530779 | Sus | Y | CompanyInitiated¦ConstructionActivityequipcompany¦Transformer¦Normal
21-0128323 | Wildfire Mitigation | Public Safety Power Shut-off | Conductor, Overhead | Normal | 2021 | Tier 2 - Elevated | Distribution Circuit | 10 | 11 | 2021-10-11 | 1492121 | Sus | Y | WildfireMitigation¦PublicSafetyPowerShutoff¦ConductorOverhead¦Normal
21-0128693 | Wildfire Mitigation | Public Safety Power Shut-off | Conductor, Overhead | Normal | 2021 | Tier 3 - Extreme | Transmission line | 10 | 11 | 2021-10-11 | 1492016 | Sus | Y | WildfireMitigation¦PublicSafetyPowerShutoff¦ConductorOverhead¦Normal
21-0133313 | Equipment Failure/Involved | Overhead | Conductor, Overhead | Normal | 2021 | Tier 2 - Elevated | Distribution Circuit | 10 | 19 | 2021-10-19 | 1502279 | Sus | Y | EquipmentFailureInvolved¦Overhead¦ConductorOverhead¦Normal
21-0135704 | Unknown Cause | Patrol - not conducted |  |  | 2021 | Tier 3 - Extreme | Distribution Circuit | 10 | 24 | 2021-10-24 | 1508359 | Sus | Y | UnknownCause¦Patrolnotconducted¦¦
21-0136410 | Vegetation | Tree - branch fell on line | Conductor, Overhead | Normal | 2021 | Tier 3 - Extreme | Distribution Circuit | 10 | 24 | 2021-10-24 | 1513769 | Sus | Y | Vegetation¦Treebranchfellonline¦ConductorOverhead¦Normal
21-0145309 | Animal | Squirrel | Transformer (OH) | Normal | 2021 | Tier 3 - Extreme | Distribution Circuit | 11 | 13 | 2021-11-13 | 1543041 | Sus | Y | Animal¦Squirrel¦Transformer(OH)¦Normal
21-0148382 | Unknown Cause | Patrol - found nothing |  |  | 2021 | Tier 2 - Elevated | Distribution Circuit | 11 | 19 | 2021-11-19 | 1549676 | Sus | Y | UnknownCause¦Patrolfoundnothing¦¦
21-0155653 | Unknown Cause | Patrol - found nothing |  |  | 2021 | Tier 3 - Extreme | Distribution Circuit | 12 | 7 | 2021-12-07 | 1561192 | Sus | N | UnknownCause¦Patrolfoundnothing¦¦
21-0156388 | Equipment Failure/Involved | Overhead | Pole-Wood | Broken | 2021 | Tier 2 - Elevated | Distribution Circuit | 12 | 9 | 2021-12-09 | 1563225 | Sus | N | EquipmentFailureInvolved¦Overhead¦PoleWood¦Broken
21-0157372 | 3rd Party | Other | Pole-Wood | Broken | 2021 | Tier 3 - Extreme | Distribution Circuit | 12 | 13 | 2021-12-13 | 1567720 | Sus | N | 3rdParty¦Other¦PoleWood¦Broken
21-0158262 | Equipment Failure/Involved | Overhead | Transformer (OH) | Failed/Faulted | 2021 | Tier 3 - Extreme | Distribution Circuit | 12 | 14 | 2021-12-14 | 1571796 | Sus | N | EquipmentFailureInvolved¦Overhead¦Transformer(OH)¦FailedFaulted
21-0159962 | Vegetation | Tree - fell into line | Conductor, Overhead | Broken, wire on ground | 2021 | Tier 2 - Elevated | Distribution Circuit | 12 | 21 | 2021-12-21 | 1578518 | Sus | N | Vegetation¦Treefellintoline¦ConductorOverhead¦Brokenwireonground
21-0160006 | Unknown Cause | Patrol - found nothing |  |  | 2021 | Tier 2 - Elevated | Transformer only | 12 | 21 | 2021-12-21 | 1578816 | Sus | N | UnknownCause¦Patrolfoundnothing¦¦
21-0160214 | Equipment Failure/Involved | Electrical Overload | Transformer | Broken | 2021 | Tier 3 - Extreme | Transformer only | 12 | 23 | 2021-12-23 | 1579450 | Sus | N | EquipmentFailureInvolved¦ElectricalOverload¦Transformer¦Broken
21-0160258 | Vegetation | Tree - fell into line | Conductor, Overhead | Arcing | 2021 | Tier 3 - Extreme | Distribution Circuit | 12 | 23 | 2021-12-23 | 1579694 | Sus | N | Vegetation¦Treefellintoline¦ConductorOverhead¦Arcing
21-0160274 | Vegetation | Tree - fell into line | Crossarm, Wood | Broken | 2021 | Tier 3 - Extreme | Distribution Circuit | 12 | 23 | 2021-12-23 | 1579861 | Sus | N | Vegetation¦Treefellintoline¦CrossarmWood¦Broken
21-0160334 | Equipment Failure/Involved | Overhead | Other | Broken, wire on object | 2021 | Tier 2 - Elevated | Distribution Circuit | 12 | 23 | 2021-12-23 | 1580162 | Sus | N | EquipmentFailureInvolved¦Overhead¦Other¦Brokenwireonobject
21-0161082 | Vegetation | Tree - fell into line | Conductor, Overhead | Broken, wire on ground | 2021 | Tier 2 - Elevated | Distribution Circuit | 12 | 27 | 2021-12-27 | 1585637 | Sus | N | Vegetation¦Treefellintoline¦ConductorOverhead¦Brokenwireonground
21-0161219 | Vegetation | Tree - fell into line | Conductor, Overhead | Broken, wire on ground | 2021 | Tier 2 - Elevated | Distribution Circuit | 12 | 27 | 2021-12-27 | 1586197 | Sus | N | Vegetation¦Treefellintoline¦ConductorOverhead¦Brokenwireonground
21-0161259 | Unknown Cause | Patrol - found nothing |  |  | 2021 | Tier 3 - Extreme | Distribution Circuit | 12 | 26 | 2021-12-26 | 1582725 | Sus | N | UnknownCause¦Patrolfoundnothing¦¦
21-0161888 | Vegetation | Tree - fell into line | Conductor, Overhead | Normal | 2021 | Tier 3 - Extreme | Distribution Circuit | 12 | 27 | 2021-12-27 | 1590100 | Sus | N | Vegetation¦Treefellintoline¦ConductorOverhead¦Normal
22-0005204 | Vegetation | Tree - fell into line | Conductor, Overhead | Broken, wire on ground | 2022 | Tier 2 - Elevated | Distribution Circuit | 1 | 2 | 2022-01-02 | 1592084 | Sus | N | Vegetation¦Treefellintoline¦ConductorOverhead¦Brokenwireonground
22-0012864 | Vegetation | Tree - branch fell on line | Conductor, Overhead | Broken, wire on ground | 2022 | Tier 2 - Elevated | Distribution Circuit | 1 | 22 | 2022-01-22 | 1608463 | Sus | N | Vegetation¦Treebranchfellonline¦ConductorOverhead¦Brokenwireonground
22-0012964 | Equipment Failure/Involved | Overhead | Pole-Wood | Broken | 2022 | Tier 2 - Elevated | Transformer only | 1 | 22 | 2022-01-22 | 1608873 | Sus | N | EquipmentFailureInvolved¦Overhead¦PoleWood¦Broken
22-0013159 | Equipment Failure/Involved | Overhead | Connector or Splice (UG) | Normal | 2022 | Tier 3 - Extreme | Transformer only | 1 | 22 | 2022-01-22 | 1609540 | Sus | N | EquipmentFailureInvolved¦Overhead¦ConnectororSplice(UG)¦Normal
22-0013334 | Unknown Cause | Patrol - found nothing |  |  | 2022 | Tier 2 - Elevated | Distribution Circuit | 1 | 24 | 2022-01-24 | 1610142 | Sus | N | UnknownCause¦Patrolfoundnothing¦¦
22-0016659 | Vegetation | Tree - fell into line | Conductor, Overhead | Normal | 2022 | Tier 3 - Extreme | Distribution Circuit | 2 | 1 | 2022-02-01 | 1617574 | Sus | N | Vegetation¦Treefellintoline¦ConductorOverhead¦Normal
22-0018939 | Equipment Failure/Involved | Overhead | Conductor, Overhead | Broken, wire on ground | 2022 | Tier 3 - Extreme | Distribution Circuit | 2 | 4 | 2022-02-04 | 1621565 | Sus | N | EquipmentFailureInvolved¦Overhead¦ConductorOverhead¦Brokenwireonground
22-0019270 | 3rd Party | Customer Equipment | Other | Normal | 2022 | Tier 3 - Extreme | Distribution Circuit | 2 | 7 | 2022-02-07 | 1622689 | Sus | N | 3rdParty¦CustomerEquipment¦Other¦Normal
22-0020669 | Equipment Failure/Involved | Overhead | Transformer (OH) | Failed/Faulted | 2022 | Tier 2 - Elevated | Transformer only | 2 | 10 | 2022-02-10 | 1624544 | Sus | N | EquipmentFailureInvolved¦Overhead¦Transformer(OH)¦FailedFaulted
22-0022733 | Unknown Cause | Patrol - found nothing |  |  | 2022 | Tier 2 - Elevated | Distribution Circuit | 2 | 15 | 2022-02-15 | 1628332 | Sus | N | UnknownCause¦Patrolfoundnothing¦¦
22-0030166 | Unknown Cause | Patrol - found nothing |  |  | 2022 | Tier 2 - Elevated | Distribution Circuit | 3 | 4 | 2022-03-04 | 1642360 | Sus | N | UnknownCause¦Patrolfoundnothing¦¦
22-0038174 | Equipment Failure/Involved | Overhead | Connector or Splice (OH) | Burned Open | 2022 | Tier 2 - Elevated | Transformer only | 3 | 24 | 2022-03-24 | 1655138 | Sus | N | EquipmentFailureInvolved¦Overhead¦ConnectororSplice(OH)¦BurnedOpen
22-0038777 | Equipment Failure/Involved | Overhead | Transformer (OH) | Failed/Faulted | 2022 | Tier 2 - Elevated | Transformer only | 3 | 25 | 2022-03-25 | 1656054 | Sus | N | EquipmentFailureInvolved¦Overhead¦Transformer(OH)¦FailedFaulted
22-0054793 | Equipment Failure/Involved | Overhead | Pole-Wood | Broken | 2022 | Tier 2 - Elevated | Distribution Circuit | 4 | 26 | 2022-04-26 | 1682172 | Sus | N | EquipmentFailureInvolved¦Overhead¦PoleWood¦Broken
22-0061516 | Equipment Failure/Involved | Fire, pole | Insulator | Failed/Faulted | 2022 | Tier 2 - Elevated | Distribution Circuit | 5 | 12 | 2022-05-12 | 1694946 | Sus | Y | EquipmentFailureInvolved¦Firepole¦Insulator¦FailedFaulted
22-0066552 | Unknown Cause | Patrol - found nothing |  |  | 2022 | Tier 2 - Elevated | Transformer only | 5 | 25 | 2022-05-25 | 1710757 | Sus | Y | UnknownCause¦Patrolfoundnothing¦¦
22-0076320 | Animal | Bird found | Conductor, Overhead | Normal | 2022 | Tier 2 - Elevated | Distribution Circuit | 6 | 21 | 2022-06-21 | 1736127 | Sus | Y | Animal¦Birdfound¦ConductorOverhead¦Normal
22-0077588 | Equipment Failure/Involved | Underground | Transformer (UG) | Normal | 2022 | Tier 2 - Elevated | Distribution Circuit | 6 | 23 | 2022-06-23 | 1739750 | Sus | Y | EquipmentFailureInvolved¦Underground¦Transformer(UG)¦Normal
22-0078343 | Vegetation | Tree - fell into line | Crossarm, Wood | Broken, wire on ground | 2022 | Tier 2 - Elevated | Distribution Circuit | 6 | 24 | 2022-06-24 | 1741569 | Sus | Y | Vegetation¦Treefellintoline¦CrossarmWood¦Brokenwireonground
22-0082156 | Unknown Cause | Patrol - found nothing |  |  | 2022 | Tier 3 - Extreme | Transformer only | 7 | 5 | 2022-07-05 | 1749624 | Sus | Y | UnknownCause¦Patrolfoundnothing¦¦
22-0082513 | Equipment Failure/Involved | Overhead | Pole-Wood | Broken | 2022 | Tier 2 - Elevated | Distribution Circuit | 7 | 6 | 2022-07-06 | 1750303 | Sus | Y | EquipmentFailureInvolved¦Overhead¦PoleWood¦Broken
22-0087150 | 3rd Party | Tree - cutting, 3rd party | Conductor, Overhead | Normal | 2022 | Tier 3 - Extreme | Distribution Circuit | 7 | 19 | 2022-07-19 | 1760410 | Sus | Y | 3rdParty¦Treecutting3rdparty¦ConductorOverhead¦Normal
22-0089205 | Equipment Failure/Involved | Overhead | Transformer (OH) | Failed/Faulted | 2022 | Tier 3 - Extreme | Distribution Circuit | 7 | 24 | 2022-07-24 | 1764623 | Sus | Y | EquipmentFailureInvolved¦Overhead¦Transformer(OH)¦FailedFaulted
22-0098391 | Vegetation | Tree - branch fell on line | Conductor, Overhead | Burned/flashed | 2022 | Tier 3 - Extreme | Distribution Circuit | 8 | 16 | 2022-08-16 | 1782863 | Sus | Y | Vegetation¦Treebranchfellonline¦ConductorOverhead¦Burnedflashed
22-0102143 | Vegetation | Tree - fell into line | Conductor, Overhead | Broken, wire on ground | 2022 | Tier 3 - Extreme | Distribution Circuit | 8 | 25 | 2022-08-25 | 1791757 | Sus | Y | Vegetation¦Treefellintoline¦ConductorOverhead¦Brokenwireonground
22-0102893 | Equipment Failure/Involved | Overhead | Transformer (OH) | Failed/Faulted | 2022 | Tier 3 - Extreme | Distribution Circuit | 8 | 29 | 2022-08-29 | 1793725 | Sus | Y | EquipmentFailureInvolved¦Overhead¦Transformer(OH)¦FailedFaulted
22-0105576 | Vegetation | Tree - fell into line | Conductor, Overhead | Normal | 2022 | Tier 3 - Extreme | Distribution Circuit | 9 | 3 | 2022-09-03 | 1798558 | Sus | Y | Vegetation¦Treefellintoline¦ConductorOverhead¦Normal
22-0107489 | Equipment Failure/Involved | Overhead | Transformer (OH) | Failed/Faulted | 2022 | Tier 2 - Elevated | Transformer only | 9 | 7 | 2022-09-07 | 1804503 | Sus | Y | EquipmentFailureInvolved¦Overhead¦Transformer(OH)¦FailedFaulted
22-0111764 | Unknown Cause | Patrol - found nothing |  |  | 2022 | Tier 3 - Extreme | Distribution Circuit | 9 | 18 | 2022-09-18 | 1815304 | Sus | Y | UnknownCause¦Patrolfoundnothing¦¦
22-0111828 | Unknown Cause | Patrol - found nothing |  |  | 2022 | Tier 2 - Elevated | Distribution Circuit | 9 | 18 | 2022-09-18 | 1815561 | Sus | Y | UnknownCause¦Patrolfoundnothing¦¦
22-0113029 | 3rd Party | Vehicle | Anchor or Guy | Broken | 2022 | Tier 2 - Elevated | Distribution Circuit | 9 | 21 | 2022-09-21 | 1818218 | Sus | Y | 3rdParty¦Vehicle¦AnchororGuy¦Broken
22-0116639 | Vegetation | Tree - fell into line | Service conductor | Normal | 2022 | Tier 2 - Elevated | Transformer only | 9 | 30 | 2022-09-30 | 1824895 | Sus | Y | Vegetation¦Treefellintoline¦Serviceconductor¦Normal
22-0126211 | Equipment Failure/Involved | Underground | Secondary | Burned Open | 2022 | Tier 3 - Extreme | Transformer only | 10 | 31 | 2022-10-31 | 1849195 | Sus | Y | EquipmentFailureInvolved¦Underground¦Secondary¦BurnedOpen
22-0129384 | Equipment Failure/Involved | Overhead | Regulator | Failed/Faulted | 2022 | Tier 2 - Elevated | Distribution Circuit | 11 | 8 | 2022-11-08 | 1858477 | Sus | Y | EquipmentFailureInvolved¦Overhead¦Regulator¦FailedFaulted
22-0134032 | Animal | Bird found | Fuse | Burned Open | 2022 | Tier 2 - Elevated | Transformer only | 11 | 24 | 2022-11-24 | 1868813 | Sus | Y | Animal¦Birdfound¦Fuse¦BurnedOpen
22-0137753 | Equipment Failure/Involved | Underground | Transformer (UG) | Leaking | 2022 | Tier 2 - Elevated | Distribution Circuit | 12 | 9 | 2022-12-09 | 1879647 | Sus | N | EquipmentFailureInvolved¦Underground¦Transformer(UG)¦Leaking
22-0139086 | Environmental/External | Water | Transformer | Failed/Faulted | 2022 | Tier 2 - Elevated | Transformer only | 12 | 11 | 2022-12-11 | 1885794 | Sus | N | EnvironmentalExternal¦Water¦Transformer¦FailedFaulted
22-0139228 | Equipment Failure/Involved | Overhead | Cutout, fuse holder | Broken | 2022 | Tier 3 - Extreme | Transformer only | 12 | 12 | 2022-12-12 | 1887241 | Sus | N | EquipmentFailureInvolved¦Overhead¦Cutoutfuseholder¦Broken
22-0139578 | 3rd Party | Other | Other | Normal | 2022 | Tier 2 - Elevated | Transmission line | 12 | 13 | 2022-12-13 | 1888654 | Sus | N | 3rdParty¦Other¦Other¦Normal
22-0139974 | Animal | Squirrel | Transformer (OH) | Normal | 2022 | Tier 3 - Extreme | Distribution Circuit | 12 | 14 | 2022-12-14 | 1889461 | Sus | N | Animal¦Squirrel¦Transformer(OH)¦Normal
22-0141931 | Unknown Cause | Patrol - found nothing |  |  | 2022 | Tier 2 - Elevated | Distribution Circuit | 12 | 28 | 2022-12-28 | 1900423 | Sus | N | UnknownCause¦Patrolfoundnothing¦¦
22-0142324 | Equipment Failure/Involved | Overhead | Conductor, Overhead | Broken | 2022 | Tier 2 - Elevated | Transformer only | 12 | 30 | 2022-12-30 | 1902717 | Sus | N | EquipmentFailureInvolved¦Overhead¦ConductorOverhead¦Broken
15-0008481 | Vegetation | Tree - fell into line | Conductor, Overhead | On Ground | 2015 | Tier 2 - Elevated | Distribution Circuit | 1 | 31 | 2015-01-31 | 1170589 | Sus | N | Vegetation¦Treefellintoline¦ConductorOverhead¦OnGround
15-0014729 | Vegetation | Tree - fell into line | Conductor, Overhead | Broken, wire on ground | 2015 | Tier 3 - Extreme | Distribution Circuit | 2 | 21 | 2015-02-21 | 1193386 | Sus | N | Vegetation¦Treefellintoline¦ConductorOverhead¦Brokenwireonground
15-0029630 | Equipment Failure/Involved | Other | Insulator | Broken | 2015 | Tier 2 - Elevated | Distribution Circuit | 4 | 26 | 2015-04-26 | 1225240 | Sus | N | EquipmentFailureInvolved¦Other¦Insulator¦Broken
15-0032641 | Unknown Cause | Patrol - found nothing |  |  | 2015 | Tier 2 - Elevated | Distribution Circuit | 5 | 7 | 2015-05-07 | 1230892 | Sus | Y | UnknownCause¦Patrolfoundnothing¦¦
15-0033109 | Equipment Failure/Involved | Overhead | Fuse | Failed/Faulted | 2015 | Tier 3 - Extreme | Distribution Circuit | 5 | 9 | 2015-05-09 | 1232133 | Sus | Y | EquipmentFailureInvolved¦Overhead¦Fuse¦FailedFaulted
15-0034912 | Equipment Failure/Involved | Overhead | Crossarm, Wood | Broken | 2015 | Tier 2 - Elevated | Distribution Circuit | 5 | 18 | 2015-05-18 | 1236326 | Sus | Y | EquipmentFailureInvolved¦Overhead¦CrossarmWood¦Broken
15-0038921 | Equipment Failure/Involved | Underground | Conductor, Underground | Broken | 2015 | Tier 2 - Elevated | Distribution Circuit | 6 | 5 | 2015-06-05 | 1244434 | Sus | Y | EquipmentFailureInvolved¦Underground¦ConductorUnderground¦Broken
15-0041484 | Animal | Bird found | Fuse | Normal | 2015 | Tier 2 - Elevated | Distribution Circuit | 6 | 17 | 2015-06-17 | 1252003 | Sus | Y | Animal¦Birdfound¦Fuse¦Normal
15-0043789 | Vegetation | Tree - fell into line | Conductor, Overhead | Broken, wire on ground | 2015 | Tier 3 - Extreme | Distribution Circuit | 6 | 27 | 2015-06-27 | 1257927 | Sus | Y | Vegetation¦Treefellintoline¦ConductorOverhead¦Brokenwireonground
15-0043826 | Vegetation | Tree - branch fell on line | Conductor, Overhead | Normal | 2015 | Tier 3 - Extreme | Distribution Circuit | 6 | 28 | 2015-06-28 | 1258024 | Sus | Y | Vegetation¦Treebranchfellonline¦ConductorOverhead¦Normal
15-0045215 | Environmental/External | Lightning | Transformer (OH) | Failed/Faulted | 2015 | Tier 3 - Extreme | Transformer only | 7 | 2 | 2015-07-02 | 1262100 | Sus | Y | EnvironmentalExternal¦Lightning¦Transformer(OH)¦FailedFaulted
15-0047521 | Vegetation | Tree - fell into line | Conductor, Overhead | Broken, wire on ground | 2015 | Tier 2 - Elevated | Distribution Circuit | 7 | 15 | 2015-07-15 | 1268290 | Sus | Y | Vegetation¦Treefellintoline¦ConductorOverhead¦Brokenwireonground
15-0048879 | Environmental/External | Lightning | Transformer | Failed/Faulted | 2015 | Tier 2 - Elevated | Transformer only | 7 | 19 | 2015-07-19 | 1272895 | Sus | Y | EnvironmentalExternal¦Lightning¦Transformer¦FailedFaulted
15-0049830 | Equipment Failure/Involved | Overhead | Transformer (OH) | Deteriorated | 2015 | Tier 2 - Elevated | Transformer only | 7 | 22 | 2015-07-22 | 1275337 | Sus | Y | EquipmentFailureInvolved¦Overhead¦Transformer(OH)¦Deteriorated
15-0050513 | Vegetation | Tree - fell into line | Pole-Wood | Broken | 2015 | Tier 2 - Elevated | Distribution Circuit | 7 | 25 | 2015-07-25 | 1277348 | Sus | Y | Vegetation¦Treefellintoline¦PoleWood¦Broken
15-0050524 | Environmental/External | Fire, Forest/Grass | Pole-Wood | Burned/flashed | 2015 | Tier 2 - Elevated | Distribution Circuit | 7 | 25 | 2015-07-25 | 1277346 | Sus | Y | EnvironmentalExternal¦FireForestGrass¦PoleWood¦Burnedflashed
15-0051498 | Equipment Failure/Involved | Electrical Overload | Transformer | Failed/Faulted | 2015 | Tier 3 - Extreme | Transformer only | 7 | 30 | 2015-07-30 | 1279907 | Sus | Y | EquipmentFailureInvolved¦ElectricalOverload¦Transformer¦FailedFaulted
15-0053015 | Vegetation | Tree - branch fell on line | Conductor, Overhead | Normal | 2015 | Tier 2 - Elevated | Distribution Circuit | 8 | 5 | 2015-08-05 | 1283202 | Sus | Y | Vegetation¦Treebranchfellonline¦ConductorOverhead¦Normal
15-0053474 | Equipment Failure/Involved | Overhead | Transformer | Burned/flashed | 2015 | Tier 2 - Elevated | Transformer only | 8 | 6 | 2015-08-06 | 1284275 | Sus | Y | EquipmentFailureInvolved¦Overhead¦Transformer¦Burnedflashed
15-0053559 | Equipment Failure/Involved | Overhead | Transformer | Burned/flashed | 2015 | Tier 2 - Elevated | Transformer only | 8 | 6 | 2015-08-06 | 1284482 | Sus | Y | EquipmentFailureInvolved¦Overhead¦Transformer¦Burnedflashed
15-0061100 | Environmental/External | Fire, Forest/Grass | Pole-Wood | Burned/flashed | 2015 | Tier 3 - Extreme | Distribution Circuit | 9 | 10 | 2015-09-10 | 1305048 | Sus | Y | EnvironmentalExternal¦FireForestGrass¦PoleWood¦Burnedflashed
15-0062691 | Unknown Cause | Patrol - found nothing |  |  | 2015 | Tier 3 - Extreme | Distribution Circuit | 9 | 22 | 2015-09-22 | 1310011 | Sus | Y | UnknownCause¦Patrolfoundnothing¦¦
15-0063503 | Environmental/External | Fire, Forest/Grass | Pole-Wood | Burned/flashed | 2015 | Tier 3 - Extreme | Distribution Circuit | 9 | 24 | 2015-09-24 | 1311767 | Sus | Y | EnvironmentalExternal¦FireForestGrass¦PoleWood¦Burnedflashed
15-0063921 | Equipment Failure/Involved | Underground | Conductor, Underground | Deteriorated | 2015 | Tier 2 - Elevated | Distribution Circuit | 9 | 25 | 2015-09-25 | 1312113 | Sus | Y | EquipmentFailureInvolved¦Underground¦ConductorUnderground¦Deteriorated
15-0071600 | Equipment Failure/Involved | Overhead | Connector or Splice (OH) | Broken, wire on ground | 2015 | Tier 2 - Elevated | Distribution Circuit | 10 | 18 | 2015-10-18 | 1325661 | Sus | Y | EquipmentFailureInvolved¦Overhead¦ConnectororSplice(OH)¦Brokenwireonground
15-0072004 | Unknown Cause | Patrol - found nothing |  |  | 2015 | Tier 2 - Elevated | Distribution Circuit | 10 | 19 | 2015-10-19 | 1326442 | Sus | Y | UnknownCause¦Patrolfoundnothing¦¦
15-0082541 | Vegetation | Tree - fell into line | Secondary | Broken, wire on ground | 2015 | Tier 2 - Elevated | Distribution Circuit | 12 | 3 | 2015-12-03 | 1352858 | Sus | N | Vegetation¦Treefellintoline¦Secondary¦Brokenwireonground
15-0083415 | Equipment Failure/Involved | Overhead | Transformer | Failed/Faulted | 2015 | Tier 2 - Elevated | Transformer only | 12 | 8 | 2015-12-08 | 1355710 | Sus | N | EquipmentFailureInvolved¦Overhead¦Transformer¦FailedFaulted
15-0084562 | Vegetation | Tree - branch fell on line | Conductor, Overhead | Normal | 2015 | Tier 2 - Elevated | Distribution Circuit | 12 | 13 | 2015-12-13 | 1359942 | Sus | N | Vegetation¦Treebranchfellonline¦ConductorOverhead¦Normal
15-0087520 | Equipment Failure/Involved | Overhead | Secondary | Broken | 2015 | Tier 3 - Extreme | Transformer only | 12 | 27 | 2015-12-27 | 1372521 | Sus | N | EquipmentFailureInvolved¦Overhead¦Secondary¦Broken
15-0087752 | Unknown Cause | Patrol - found nothing |  |  | 2015 | Tier 3 - Extreme | Distribution Circuit | 12 | 28 | 2015-12-28 | 1373788 | Sus | N | UnknownCause¦Patrolfoundnothing¦¦
15-0087811 | Vegetation | Tree - fell into line | Conductor, Overhead | Normal | 2015 | Tier 2 - Elevated | Distribution Circuit | 12 | 29 | 2015-12-29 | 1374452 | Sus | N | Vegetation¦Treefellintoline¦ConductorOverhead¦Normal
15-0087961 | Equipment Failure/Involved | Electrical Overload | Transformer | Failed/Faulted | 2015 | Tier 3 - Extreme | Transformer only | 12 | 31 | 2015-12-31 | 1375466 | Sus | N | EquipmentFailureInvolved¦ElectricalOverload¦Transformer¦FailedFaulted
16-0007567 | Vegetation | Tree - fell into line | Conductor, Overhead | Broken, wire on ground | 2016 | Tier 3 - Extreme | Distribution Circuit | 1 | 22 | 2016-01-22 | 1390317 | Sus | N | Vegetation¦Treefellintoline¦ConductorOverhead¦Brokenwireonground
16-0008614 | 3rd Party | Tree - cutting, 3rd party | Fuse | Failed/Faulted | 2016 | Tier 2 - Elevated | Distribution Circuit | 1 | 27 | 2016-01-27 | 1392863 | Sus | N | 3rdParty¦Treecutting3rdparty¦Fuse¦FailedFaulted
16-0009416 | Equipment Failure/Involved | Overhead | Connector or Splice (OH) | Broken, wire on ground | 2016 | Tier 2 - Elevated | Distribution Circuit | 1 | 31 | 2016-01-31 | 1394754 | Sus | N | EquipmentFailureInvolved¦Overhead¦ConnectororSplice(OH)¦Brokenwireonground
16-0011196 | Vegetation | Tree - fell into line | Conductor, Overhead | Broken, wire on ground | 2016 | Tier 3 - Extreme | Distribution Circuit | 2 | 8 | 2016-02-08 | 1399904 | Sus | N | Vegetation¦Treefellintoline¦ConductorOverhead¦Brokenwireonground
16-0011822 | Unknown Cause | Patrol - found nothing |  |  | 2016 | Tier 3 - Extreme | Distribution Circuit | 2 | 10 | 2016-02-10 | 1401338 | Sus | N | UnknownCause¦Patrolfoundnothing¦¦
16-0011942 | 3rd Party | Vehicle | Pole-Wood | Broken, wire on ground | 2016 | Tier 3 - Extreme | Distribution Circuit | 2 | 11 | 2016-02-11 | 1401689 | Sus | N | 3rdParty¦Vehicle¦PoleWood¦Brokenwireonground
16-0013087 | Vegetation | Tree - bark fell into line | Conductor, Overhead | Normal | 2016 | Tier 3 - Extreme | Distribution Circuit | 2 | 17 | 2016-02-17 | 1404774 | Sus | N | Vegetation¦Treebarkfellintoline¦ConductorOverhead¦Normal
16-0017132 | Unknown Cause | Patrol - found nothing |  |  | 2016 | Tier 2 - Elevated | Distribution Circuit | 3 | 4 | 2016-03-04 | 1415570 | Sus | N | UnknownCause¦Patrolfoundnothing¦¦
16-0018458 | Equipment Failure/Involved | Overhead | Conductor, Overhead | Broken, wire on ground | 2016 | Tier 3 - Extreme | Distribution Circuit | 3 | 6 | 2016-03-06 | 1422200 | Sus | N | EquipmentFailureInvolved¦Overhead¦ConductorOverhead¦Brokenwireonground
16-0018673 | Equipment Failure/Involved | Overhead | Conductor, Overhead | On Ground | 2016 | Tier 2 - Elevated | Distribution Circuit | 3 | 7 | 2016-03-07 | 1423162 | Sus | N | EquipmentFailureInvolved¦Overhead¦ConductorOverhead¦OnGround
16-0021060 | Vegetation | Tree - branch fell on line | Conductor, Overhead | On Ground | 2016 | Tier 3 - Extreme | Distribution Circuit | 3 | 13 | 2016-03-13 | 1430599 | Sus | N | Vegetation¦Treebranchfellonline¦ConductorOverhead¦OnGround
16-0033067 | Equipment Failure/Involved | Overhead | Crossarm, Wood | Broken | 2016 | Tier 2 - Elevated | Distribution Circuit | 5 | 1 | 2016-05-01 | 1462809 | Sus | Y | EquipmentFailureInvolved¦Overhead¦CrossarmWood¦Broken
16-0034091 | Unknown Cause | Patrol - found nothing |  |  | 2016 | Tier 2 - Elevated | Distribution Circuit | 5 | 5 | 2016-05-05 | 1465130 | Sus | Y | UnknownCause¦Patrolfoundnothing¦¦
16-0035964 | Unknown Cause | Patrol - not conducted |  |  | 2016 | Tier 3 - Extreme | Distribution Circuit | 5 | 13 | 2016-05-13 | 1469390 | Sus | Y | UnknownCause¦Patrolnotconducted¦¦
16-0036922 | Equipment Failure/Involved | Overhead |  | Failed/Faulted | 2016 | Tier 2 - Elevated | Transformer only | 5 | 18 | 2016-05-18 | 1472387 | Sus | Y | EquipmentFailureInvolved¦Overhead¦¦FailedFaulted
16-0038576 | Environmental/External | Lightning | Transformer | Failed/Faulted | 2016 | Tier 2 - Elevated | Transformer only | 5 | 25 | 2016-05-25 | 1476741 | Sus | Y | EnvironmentalExternal¦Lightning¦Transformer¦FailedFaulted
16-0040190 | Equipment Failure/Involved | Overhead | Conductor, Overhead | Normal | 2016 | Tier 3 - Extreme | Transformer only | 6 | 1 | 2016-06-01 | 1480705 | Sus | Y | EquipmentFailureInvolved¦Overhead¦ConductorOverhead¦Normal
16-0041763 | Equipment Failure/Involved | Overhead | Lightning Arrestor | Normal | 2016 | Tier 3 - Extreme | Distribution Circuit | 6 | 7 | 2016-06-07 | 1484958 | Sus | Y | EquipmentFailureInvolved¦Overhead¦LightningArrestor¦Normal
16-0043351 | Equipment Failure/Involved | Overhead | Secondary | Broken | 2016 | Tier 2 - Elevated | Transformer only | 6 | 15 | 2016-06-15 | 1489261 | Sus | Y | EquipmentFailureInvolved¦Overhead¦Secondary¦Broken
16-0045733 | Unknown Cause | Patrol - found nothing |  |  | 2016 | Tier 3 - Extreme | Distribution Circuit | 6 | 25 | 2016-06-25 | 1495589 | Sus | Y | UnknownCause¦Patrolfoundnothing¦¦
16-0046139 | Vegetation | Tree - branch fell on line | Conductor, Overhead | Normal | 2016 | Tier 3 - Extreme | Distribution Circuit | 6 | 27 | 2016-06-27 | 1497101 | Sus | Y | Vegetation¦Treebranchfellonline¦ConductorOverhead¦Normal
16-0050189 | Animal | Squirrel | Fuse | Failed/Faulted | 2016 | Tier 3 - Extreme | Distribution Circuit | 7 | 15 | 2016-07-15 | 1510625 | Sus | Y | Animal¦Squirrel¦Fuse¦FailedFaulted
16-0052787 | Unknown Cause | Patrol - found nothing |  |  | 2016 | Tier 3 - Extreme | Distribution Circuit | 7 | 26 | 2016-07-26 | 1516736 | Sus | Y | UnknownCause¦Patrolfoundnothing¦¦
16-0060596 | 3rd Party | Vehicle | Pole-Wood | Broken, wire on ground | 2016 | Tier 2 - Elevated | Distribution Circuit | 8 | 29 | 2016-08-29 | 1533549 | Sus | Y | 3rdParty¦Vehicle¦PoleWood¦Brokenwireonground
16-0063804 | Equipment Failure/Involved | Overhead | Transformer (OH) | Arcing | 2016 | Tier 2 - Elevated | Transformer only | 9 | 11 | 2016-09-11 | 1539797 | Sus | Y | EquipmentFailureInvolved¦Overhead¦Transformer(OH)¦Arcing
16-0076489 | Equipment Failure/Involved | Overhead |  | Failed/Faulted | 2016 | Tier 2 - Elevated | Transformer only | 10 | 28 | 2016-10-28 | 1572003 | Sus | Y | EquipmentFailureInvolved¦Overhead¦¦FailedFaulted
16-0079363 | 3rd Party | Tree - cutting, 3rd party | Conductor, Overhead | Normal | 2016 | Tier 3 - Extreme | Distribution Circuit | 11 | 11 | 2016-11-11 | 1579701 | Sus | Y | 3rdParty¦Treecutting3rdparty¦ConductorOverhead¦Normal
16-0079513 | Animal | Squirrel | Fuse | Failed/Faulted | 2016 | Tier 3 - Extreme | Distribution Circuit | 11 | 13 | 2016-11-13 | 1580393 | Sus | Y | Animal¦Squirrel¦Fuse¦FailedFaulted
17-0003661 | Equipment Failure/Involved | Overhead | Crossarm, Wood | Broken, wire on ground | 2017 | Tier 2 - Elevated | Distribution Circuit | 1 | 4 | 2017-01-04 | 1618257 | Sus | N | EquipmentFailureInvolved¦Overhead¦CrossarmWood¦Brokenwireonground
17-0004700 | Vegetation | Tree - fell into line | Conductor, Overhead | Broken, wire on ground | 2017 | Tier 2 - Elevated | Distribution Circuit | 1 | 7 | 2017-01-07 | 1621550 | Sus | N | Vegetation¦Treefellintoline¦ConductorOverhead¦Brokenwireonground
17-0005779 | Unknown Cause | Patrol - found nothing |  |  | 2017 | Tier 2 - Elevated | Distribution Circuit | 1 | 8 | 2017-01-08 | 1626561 | Sus | N | UnknownCause¦Patrolfoundnothing¦¦
17-0005854 | Vegetation | Tree - fell into line | Crossarm, Wood | Broken, wire on ground | 2017 | Tier 3 - Extreme | Distribution Circuit | 1 | 8 | 2017-01-08 | 1629790 | Sus | N | Vegetation¦Treefellintoline¦CrossarmWood¦Brokenwireonground
17-0005952 | Unknown Cause | Patrol - found nothing |  |  | 2017 | Tier 3 - Extreme | Distribution Circuit | 1 | 9 | 2017-01-09 | 1630419 | Sus | N | UnknownCause¦Patrolfoundnothing¦¦
17-0007370 | Vegetation | Tree - branch fell on line | Conductor, Overhead | Broken, wire on ground | 2017 | Tier 2 - Elevated | Distribution Circuit | 1 | 11 | 2017-01-11 | 1638166 | Sus | N | Vegetation¦Treebranchfellonline¦ConductorOverhead¦Brokenwireonground
17-0008716 | Vegetation | Tree - fell into line | Conductor, Overhead | Normal | 2017 | Tier 3 - Extreme | Distribution Circuit | 1 | 13 | 2017-01-13 | 1642734 | Sus | N | Vegetation¦Treefellintoline¦ConductorOverhead¦Normal
17-0010167 | Equipment Failure/Involved | Overhead | Insulator | Broken | 2017 | Tier 2 - Elevated | Distribution Circuit | 1 | 18 | 2017-01-18 | 1646464 | Sus | N | EquipmentFailureInvolved¦Overhead¦Insulator¦Broken
17-0011929 | Vegetation | Tree - branch fell on line | Conductor, Overhead | Broken, wire on ground | 2017 | Tier 3 - Extreme | Distribution Circuit | 1 | 21 | 2017-01-21 | 1655615 | Sus | N | Vegetation¦Treebranchfellonline¦ConductorOverhead¦Brokenwireonground
17-0012854 | Unknown Cause | Patrol - not conducted |  |  | 2017 | Tier 2 - Elevated | Distribution Circuit | 1 | 22 | 2017-01-22 | 1659009 | Sus | N | UnknownCause¦Patrolnotconducted¦¦
17-0013280 | Vegetation | Tree - fell into line | Conductor, Overhead | Broken, wire on ground | 2017 | Tier 3 - Extreme | Distribution Circuit | 1 | 22 | 2017-01-22 | 1659036 | Sus | N | Vegetation¦Treefellintoline¦ConductorOverhead¦Brokenwireonground
17-0013626 | Unknown Cause | Patrol - found nothing |  |  | 2017 | Tier 2 - Elevated | Transformer only | 1 | 22 | 2017-01-22 | 1662270 | Sus | N | UnknownCause¦Patrolfoundnothing¦¦
17-0013818 | Vegetation | Tree - branch fell on line | Conductor, Overhead | Normal | 2017 | Tier 2 - Elevated | Distribution Circuit | 1 | 23 | 2017-01-23 | 1663304 | Sus | N | Vegetation¦Treebranchfellonline¦ConductorOverhead¦Normal
17-0014369 | Vegetation | Tree - grew into line | Conductor, Overhead | Normal | 2017 | Tier 3 - Extreme | Distribution Circuit | 1 | 23 | 2017-01-23 | 1663943 | Sus | N | Vegetation¦Treegrewintoline¦ConductorOverhead¦Normal
17-0017587 | Equipment Failure/Involved | Overhead | Fuse | Failed/Faulted | 2017 | Tier 2 - Elevated | Distribution Circuit | 2 | 5 | 2017-02-05 | 1675513 | Sus | N | EquipmentFailureInvolved¦Overhead¦Fuse¦FailedFaulted
17-0017671 | Vegetation | Tree - fell into line | Conductor, Overhead | Broken, wire on ground | 2017 | Tier 2 - Elevated | Distribution Circuit | 2 | 6 | 2017-02-06 | 1675801 | Sus | N | Vegetation¦Treefellintoline¦ConductorOverhead¦Brokenwireonground
17-0018190 | Vegetation | Tree - fell into line | Conductor, Overhead | Broken, wire on ground | 2017 | Tier 2 - Elevated | Distribution Circuit | 2 | 7 | 2017-02-07 | 1677190 | Sus | N | Vegetation¦Treefellintoline¦ConductorOverhead¦Brokenwireonground
17-0018747 | Equipment Failure/Involved | Overhead | Conductor, Overhead | Broken, wire on ground | 2017 | Tier 3 - Extreme | Distribution Circuit | 2 | 7 | 2017-02-07 | 1680856 | Sus | N | EquipmentFailureInvolved¦Overhead¦ConductorOverhead¦Brokenwireonground
17-0018864 | Vegetation | Tree - fell into line | Conductor, Overhead | Broken, wire on ground | 2017 | Tier 2 - Elevated | Distribution Circuit | 2 | 8 | 2017-02-08 | 1681446 | Sus | N | Vegetation¦Treefellintoline¦ConductorOverhead¦Brokenwireonground
17-0020013 | Vegetation | Tree - fell into line | Conductor, Overhead | Together | 2017 | Tier 3 - Extreme | Distribution Circuit | 2 | 10 | 2017-02-10 | 1685284 | Sus | N | Vegetation¦Treefellintoline¦ConductorOverhead¦Together
17-0020726 | Equipment Failure/Involved | Overhead | Lightning Arrestor | Failed/Faulted | 2017 | Tier 2 - Elevated | Transformer only | 2 | 13 | 2017-02-13 | 1687303 | Sus | N | EquipmentFailureInvolved¦Overhead¦LightningArrestor¦FailedFaulted
17-0021492 | Unknown Cause | Patrol - found nothing |  |  | 2017 | Tier 2 - Elevated | Distribution Circuit | 2 | 16 | 2017-02-16 | 1689825 | Sus | N | UnknownCause¦Patrolfoundnothing¦¦
17-0021713 | 3rd Party | Vehicle | Customer Equipment | Broken | 2017 | Tier 2 - Elevated | Transformer only | 2 | 16 | 2017-02-16 | 1690591 | Sus | N | 3rdParty¦Vehicle¦CustomerEquipment¦Broken
17-0021949 | Equipment Failure/Involved | Overhead | Insulator | Broken | 2017 | Tier 2 - Elevated | Distribution Circuit | 2 | 17 | 2017-02-17 | 1691650 | Sus | N | EquipmentFailureInvolved¦Overhead¦Insulator¦Broken
17-0022109 | Vegetation | Tree - fell into line | Conductor, Overhead | Broken, wire on ground | 2017 | Tier 2 - Elevated | Distribution Circuit | 2 | 17 | 2017-02-17 | 1694961 | Sus | N | Vegetation¦Treefellintoline¦ConductorOverhead¦Brokenwireonground
17-0022887 | Environmental/External | Flood/Erosion | Conductor, Overhead | Normal | 2017 | Tier 3 - Extreme | Distribution Circuit | 2 | 18 | 2017-02-18 | 1698966 | Sus | N | EnvironmentalExternal¦FloodErosion¦ConductorOverhead¦Normal
17-0025606 | Vegetation | Tree - fell into line | Transformer | Failed/Faulted | 2017 | Tier 3 - Extreme | Distribution Circuit | 2 | 22 | 2017-02-22 | 1710669 | Sus | N | Vegetation¦Treefellintoline¦Transformer¦FailedFaulted
17-0025752 | Vegetation | Tree - cutting, PG&E contractor | Service conductor | Broken | 2017 | Tier 2 - Elevated | Transformer only | 2 | 22 | 2017-02-22 | 1710883 | Sus | N | Vegetation¦TreecuttingPG&Econtractor¦Serviceconductor¦Broken
17-0032098 | Equipment Failure/Involved | Overhead | Pole-Wood | Broken | 2017 | Tier 2 - Elevated | Distribution Circuit | 3 | 20 | 2017-03-20 | 1731136 | Sus | N | EquipmentFailureInvolved¦Overhead¦PoleWood¦Broken
17-0035213 | Unknown Cause | Patrol - found nothing |  |  | 2017 | Tier 2 - Elevated | Distribution Circuit | 3 | 30 | 2017-03-30 | 1739626 | Sus | N | UnknownCause¦Patrolfoundnothing¦¦
17-0038212 | Vegetation | Tree - fell into line | Conductor, Overhead | Broken, wire on ground | 2017 | Tier 2 - Elevated | Distribution Circuit | 4 | 8 | 2017-04-08 | 1752265 | Sus | N | Vegetation¦Treefellintoline¦ConductorOverhead¦Brokenwireonground
17-0039372 | Unknown Cause | Patrol - found nothing |  |  | 2017 | Tier 2 - Elevated | Distribution Circuit | 4 | 11 | 2017-04-11 | 1755650 | Sus | N | UnknownCause¦Patrolfoundnothing¦¦
17-0042142 | Unknown Cause | Patrol - not conducted |  |  | 2017 | Tier 2 - Elevated | Distribution Circuit | 4 | 22 | 2017-04-22 | 1764965 | Sus | N | UnknownCause¦Patrolnotconducted¦¦
17-0044642 | Equipment Failure/Involved | Overhead | Jumper | Burned Open | 2017 | Tier 2 - Elevated | Distribution Circuit | 5 | 2 | 2017-05-02 | 1772424 | Sus | Y | EquipmentFailureInvolved¦Overhead¦Jumper¦BurnedOpen
17-0056150 | Equipment Failure/Involved | Electrical Overload | Transformer | Malfunctioning | 2017 | Tier 3 - Extreme | Transformer only | 6 | 18 | 2017-06-18 | 1807999 | Sus | Y | EquipmentFailureInvolved¦ElectricalOverload¦Transformer¦Malfunctioning
17-0056559 | Equipment Failure/Involved | Overhead | Woodpin | Broken | 2017 | Zone 1 - HHZ | Distribution Circuit | 6 | 19 | 2017-06-19 | 1810461 | Sus | Y | EquipmentFailureInvolved¦Overhead¦Woodpin¦Broken
17-0064585 | Vegetation | Tree - branch fell on line | Conductor, Overhead | Broken, wire on ground | 2017 | Tier 2 - Elevated | Distribution Circuit | 7 | 21 | 2017-07-21 | 1837014 | Sus | Y | Vegetation¦Treebranchfellonline¦ConductorOverhead¦Brokenwireonground
17-0066564 | Equipment Failure/Involved | Overhead | Jumper | Burned Open | 2017 | Tier 2 - Elevated | Distribution Circuit | 7 | 30 | 2017-07-30 | 1842690 | Sus | Y | EquipmentFailureInvolved¦Overhead¦Jumper¦BurnedOpen
17-0068016 | Environmental/External | Lightning | Transformer | Failed/Faulted | 2017 | Tier 3 - Extreme | Transformer only | 8 | 4 | 2017-08-04 | 1846178 | Sus | Y | EnvironmentalExternal¦Lightning¦Transformer¦FailedFaulted
17-0073873 | Equipment Failure/Involved | Overhead | Transformer | Failed/Faulted | 2017 | Tier 2 - Elevated | Transformer only | 8 | 29 | 2017-08-29 | 1862491 | Sus | Y | EquipmentFailureInvolved¦Overhead¦Transformer¦FailedFaulted
17-0074852 | Equipment Failure/Involved | Overhead | Transformer | Failed/Faulted | 2017 | Tier 2 - Elevated | Transformer only | 9 | 1 | 2017-09-01 | 1864883 | Sus | Y | EquipmentFailureInvolved¦Overhead¦Transformer¦FailedFaulted
17-0077472 | Unknown Cause | Patrol - found nothing |  |  | 2017 | Tier 2 - Elevated | Distribution Circuit | 9 | 11 | 2017-09-11 | 1874631 | Sus | Y | UnknownCause¦Patrolfoundnothing¦¦
17-0079803 | Unknown Cause | Patrol - found nothing |  |  | 2017 | Tier 2 - Elevated | Distribution Circuit | 9 | 18 | 2017-09-18 | 1881164 | Sus | Y | UnknownCause¦Patrolfoundnothing¦¦
17-0085039 | Vegetation | Tree - fell into line | Pole-Wood | Broken, wire on ground | 2017 | Tier 2 - Elevated | Distribution Circuit | 10 | 8 | 2017-10-08 | 1892952 | Sus | Y | Vegetation¦Treefellintoline¦PoleWood¦Brokenwireonground
17-0086710 | Environmental/External | Fire, Forest/Grass | Pole-Wood | Burned/flashed | 2017 | Tier 2 - Elevated | Distribution Circuit | 10 | 8 | 2017-10-08 | 1899223 | Sus | Y | EnvironmentalExternal¦FireForestGrass¦PoleWood¦Burnedflashed
17-0086819 | Environmental/External | Fire, Forest/Grass | Pole-Wood | Broken, wire on ground | 2017 | Tier 2 - Elevated | Distribution Circuit | 10 | 8 | 2017-10-08 | 1899487 | Sus | Y | EnvironmentalExternal¦FireForestGrass¦PoleWood¦Brokenwireonground
17-0091511 | Equipment Failure/Involved | Overhead | Transformer | Failed/Faulted | 2017 | Tier 2 - Elevated | Transformer only | 10 | 31 | 2017-10-31 | 1912900 | Sus | Y | EquipmentFailureInvolved¦Overhead¦Transformer¦FailedFaulted
17-0091717 | Equipment Failure/Involved | Overhead | Crossarm, Wood | Deteriorated | 2017 | Tier 3 - Extreme | Distribution Circuit | 11 | 1 | 2017-11-01 | 1913568 | Sus | Y | EquipmentFailureInvolved¦Overhead¦CrossarmWood¦Deteriorated
17-0093390 | Animal | Other | Fuse | Failed/Faulted | 2017 | Tier 2 - Elevated | Distribution Circuit | 11 | 8 | 2017-11-08 | 1917878 | Sus | Y | Animal¦Other¦Fuse¦FailedFaulted
17-0095017 | Vegetation | Tree - fell into line | Conductor, Overhead | Broken, wire on ground | 2017 | Tier 2 - Elevated | Distribution Circuit | 11 | 14 | 2017-11-14 | 1922563 | Sus | Y | Vegetation¦Treefellintoline¦ConductorOverhead¦Brokenwireonground
17-0095165 | Unknown Cause | Patrol - found nothing |  |  | 2017 | Tier 2 - Elevated | Distribution Circuit | 11 | 15 | 2017-11-15 | 1922804 | Sus | Y | UnknownCause¦Patrolfoundnothing¦¦
17-0103591 | Animal | Squirrel | Fuse | Failed/Faulted | 2017 | Tier 2 - Elevated | Distribution Circuit | 12 | 29 | 2017-12-29 | 1952989 | Sus | N | Animal¦Squirrel¦Fuse¦FailedFaulted
18-0018949 | Unknown Cause | Patrol - found nothing |  |  | 2018 | Tier 2 - Elevated | Distribution Circuit | 3 | 1 | 2018-03-01 | 35841 | Sus | N | UnknownCause¦Patrolfoundnothing¦¦
18-0023597 | Vegetation | Tree - fell into line | Pole-Wood | Broken, wire on ground | 2018 | Tier 3 - Extreme | Distribution Circuit | 3 | 16 | 2018-03-16 | 46303 | Sus | N | Vegetation¦Treefellintoline¦PoleWood¦Brokenwireonground
18-0023735 | Equipment Failure/Involved | Overhead | Conductor, Overhead | Broken, wire on ground | 2018 | Tier 3 - Extreme | Distribution Circuit | 3 | 16 | 2018-03-16 | 46634 | Sus | N | EquipmentFailureInvolved¦Overhead¦ConductorOverhead¦Brokenwireonground
18-0026092 | Environmental/External | Lightning | Transformer | Failed/Faulted | 2018 | Tier 2 - Elevated | Transformer only | 3 | 23 | 2018-03-23 | 51829 | Sus | N | EnvironmentalExternal¦Lightning¦Transformer¦FailedFaulted
18-0028996 | 3rd Party | Vehicle | Crossarm, Wood | Broken, wire on ground | 2018 | Tier 2 - Elevated | Distribution Circuit | 4 | 3 | 2018-04-03 | 59041 | Sus | N | 3rdParty¦Vehicle¦CrossarmWood¦Brokenwireonground
18-0029919 | Unknown Cause | Patrol - found nothing |  |  | 2018 | Tier 2 - Elevated | Distribution Circuit | 4 | 6 | 2018-04-06 | 60839 | Sus | N | UnknownCause¦Patrolfoundnothing¦¦
18-0030436 | Unknown Cause | Patrol - found nothing |  |  | 2018 | Tier 3 - Extreme | Distribution Circuit | 4 | 9 | 2018-04-09 | 62747 | Sus | N | UnknownCause¦Patrolfoundnothing¦¦
18-0032351 | Equipment Failure/Involved | Overhead | Pole-Wood | Broken | 2018 | Tier 2 - Elevated | Distribution Circuit | 4 | 14 | 2018-04-14 | 67048 | Sus | N | EquipmentFailureInvolved¦Overhead¦PoleWood¦Broken
18-0032631 | Unknown Cause | Patrol - not conducted |  |  | 2018 | Tier 2 - Elevated | Distribution Circuit | 4 | 16 | 2018-04-16 | 67937 | Sus | N | UnknownCause¦Patrolnotconducted¦¦
18-0034361 | Unknown Cause | Patrol - found nothing |  |  | 2018 | Tier 2 - Elevated | Distribution Circuit | 4 | 21 | 2018-04-21 | 71340 | Sus | N | UnknownCause¦Patrolfoundnothing¦¦
18-0038294 | Equipment Failure/Involved | Electrical Overload | Transformer | Failed/Faulted | 2018 | Tier 3 - Extreme | Transformer only | 5 | 4 | 2018-05-04 | 79287 | Sus | Y | EquipmentFailureInvolved¦ElectricalOverload¦Transformer¦FailedFaulted
18-0038578 | 3rd Party | Vehicle | Crossarm, Wood | Broken | 2018 | Tier 2 - Elevated | Transformer only | 5 | 5 | 2018-05-05 | 80046 | Sus | Y | 3rdParty¦Vehicle¦CrossarmWood¦Broken
18-0040165 | Vegetation | Tree - branch fell on line | Conductor, Overhead | Normal | 2018 | Tier 2 - Elevated | Distribution Circuit | 5 | 11 | 2018-05-11 | 83715 | Sus | Y | Vegetation¦Treebranchfellonline¦ConductorOverhead¦Normal
18-0041480 | Unknown Cause | Patrol - found nothing |  |  | 2018 | Tier 2 - Elevated | Distribution Circuit | 5 | 16 | 2018-05-16 | 86957 | Sus | Y | UnknownCause¦Patrolfoundnothing¦¦
18-0044885 | 3rd Party | Tree - cutting, 3rd party | Service conductor | Broken, wire on ground | 2018 | Tier 3 - Extreme | Distribution Circuit | 5 | 28 | 2018-05-28 | 95164 | Sus | Y | 3rdParty¦Treecutting3rdparty¦Serviceconductor¦Brokenwireonground
18-0047134 | Equipment Failure/Involved | Other | Metering Equipment | Malfunctioning | 2018 | Tier 3 - Extreme | Transformer only | 6 | 4 | 2018-06-04 | 100731 | Sus | Y | EquipmentFailureInvolved¦Other¦MeteringEquipment¦Malfunctioning
18-0049531 | 3rd Party | Vehicle | Anchor or Guy | Broken | 2018 | Tier 2 - Elevated | Distribution Circuit | 6 | 11 | 2018-06-11 | 106076 | Sus | Y | 3rdParty¦Vehicle¦AnchororGuy¦Broken
18-0053687 | Equipment Failure/Involved | Overhead | Insulator | Broken | 2018 | Zone 1 - HHZ | Distribution Circuit | 6 | 22 | 2018-06-22 | 115613 | Sus | Y | EquipmentFailureInvolved¦Overhead¦Insulator¦Broken
18-0057965 | Unknown Cause | Patrol - found nothing |  |  | 2018 | Tier 3 - Extreme | Distribution Circuit | 7 | 9 | 2018-07-09 | 127126 | Sus | Y | UnknownCause¦Patrolfoundnothing¦¦
18-0059722 | Vegetation | Tree - branch fell on line | Conductor, Overhead | Normal | 2018 | Tier 3 - Extreme | Distribution Circuit | 7 | 14 | 2018-07-14 | 131371 | Sus | Y | Vegetation¦Treebranchfellonline¦ConductorOverhead¦Normal
18-0059867 | Unknown Cause | Patrol - found nothing |  |  | 2018 | Tier 3 - Extreme | Distribution Circuit | 7 | 14 | 2018-07-14 | 131881 | Sus | Y | UnknownCause¦Patrolfoundnothing¦¦
18-0061757 | Equipment Failure/Involved | Overhead | Crossarm, Wood | Deteriorated | 2018 | Tier 3 - Extreme | Distribution Circuit | 7 | 20 | 2018-07-20 | 136111 | Sus | Y | EquipmentFailureInvolved¦Overhead¦CrossarmWood¦Deteriorated
18-0064483 | Equipment Failure/Involved | Overhead | Cutout, fuse holder | Broken | 2018 | Tier 2 - Elevated | Distribution Circuit | 7 | 27 | 2018-07-27 | 142008 | Sus | Y | EquipmentFailureInvolved¦Overhead¦Cutoutfuseholder¦Broken
18-0069458 | Unknown Cause | Patrol - found nothing |  |  | 2018 | Tier 2 - Elevated | Distribution Circuit | 8 | 13 | 2018-08-13 | 154717 | Sus | Y | UnknownCause¦Patrolfoundnothing¦¦
18-0076914 | Equipment Failure/Involved | Overhead | Pole-Wood | Broken | 2018 | Tier 3 - Extreme | Distribution Circuit | 9 | 5 | 2018-09-05 | 168818 | Sus | Y | EquipmentFailureInvolved¦Overhead¦PoleWood¦Broken
18-0084879 | Animal | Squirrel | Fuse | Failed/Faulted | 2018 | Tier 2 - Elevated | Distribution Circuit | 9 | 29 | 2018-09-29 | 184127 | Sus | Y | Animal¦Squirrel¦Fuse¦FailedFaulted
18-0086732 | Unknown Cause | Patrol - found nothing |  |  | 2018 | Tier 2 - Elevated | Distribution Circuit | 10 | 4 | 2018-10-04 | 188014 | Sus | Y | UnknownCause¦Patrolfoundnothing¦¦
18-0099361 | Environmental/External | Fire, Forest/Grass | Pole-Wood | Normal | 2018 | Tier 3 - Extreme | Distribution Circuit | 11 | 8 | 2018-11-08 | 214438 | Sus | Y | EnvironmentalExternal¦FireForestGrass¦PoleWood¦Normal
18-0100812 | Environmental/External | Fire, Forest/Grass | Pole-Wood | Burned/flashed | 2018 | Tier 3 - Extreme | Distribution Circuit | 11 | 8 | 2018-11-08 | 217818 | Sus | Y | EnvironmentalExternal¦FireForestGrass¦PoleWood¦Burnedflashed
18-0101151 | Environmental/External | Fire, Forest/Grass | Pole-Wood | Burned/flashed | 2018 | Tier 3 - Extreme | Distribution Circuit | 11 | 8 | 2018-11-08 | 218438 | Sus | Y | EnvironmentalExternal¦FireForestGrass¦PoleWood¦Burnedflashed
18-0101374 | Environmental/External | Fire, Forest/Grass | Pole-Wood | Burned/flashed | 2018 | Tier 3 - Extreme | Distribution Circuit | 11 | 8 | 2018-11-08 | 218900 | Sus | Y | EnvironmentalExternal¦FireForestGrass¦PoleWood¦Burnedflashed
18-0103210 | Environmental/External | Fire, Forest/Grass | Pole-Wood | Burned/flashed | 2018 | Tier 2 - Elevated | Transformer only | 11 | 8 | 2018-11-08 | 224362 | Sus | Y | EnvironmentalExternal¦FireForestGrass¦PoleWood¦Burnedflashed
18-0103371 | Environmental/External | Fire, Forest/Grass | Transformer (OH) | Burned/flashed | 2018 | Tier 3 - Extreme | Transformer only | 11 | 8 | 2018-11-08 | 224962 | Sus | Y | EnvironmentalExternal¦FireForestGrass¦Transformer(OH)¦Burnedflashed
18-0104788 | Vegetation | Tree - fell into line | Fuse | Failed/Faulted | 2018 | Tier 2 - Elevated | Distribution Circuit | 11 | 29 | 2018-11-29 | 227780 | Sus | Y | Vegetation¦Treefellintoline¦Fuse¦FailedFaulted
18-0105259 | Equipment Failure/Involved | Overhead | Conductor, Overhead | Broken | 2018 | Tier 3 - Extreme | Distribution Circuit | 11 | 29 | 2018-11-29 | 228311 | Sus | Y | EquipmentFailureInvolved¦Overhead¦ConductorOverhead¦Broken
18-0106735 | Animal | Squirrel | Conductor, Overhead | Normal | 2018 | Tier 3 - Extreme | Distribution Circuit | 12 | 4 | 2018-12-04 | 233347 | Sus | N | Animal¦Squirrel¦ConductorOverhead¦Normal
18-0107247 | Equipment Failure/Involved | Overhead | Transformer | Failed/Faulted | 2018 | Tier 2 - Elevated | Transformer only | 12 | 5 | 2018-12-05 | 234026 | Sus | N | EquipmentFailureInvolved¦Overhead¦Transformer¦FailedFaulted
18-0109484 | Vegetation | Tree - fell into line | Conductor, Overhead | Broken, wire on ground | 2018 | Tier 2 - Elevated | Distribution Circuit | 12 | 16 | 2018-12-16 | 241474 | Sus | N | Vegetation¦Treefellintoline¦ConductorOverhead¦Brokenwireonground
18-0110099 | Vegetation | Tree - branch fell on line | Transformer | Failed/Faulted | 2018 | Tier 2 - Elevated | Transformer only | 12 | 20 | 2018-12-20 | 244272 | Sus | N | Vegetation¦Treebranchfellonline¦Transformer¦FailedFaulted
18-0110674 | Unknown Cause | Patrol - found nothing |  |  | 2018 | Tier 2 - Elevated | Distribution Circuit | 12 | 25 | 2018-12-25 | 247210 | Sus | N | UnknownCause¦Patrolfoundnothing¦¦
18-0111126 | Unknown Cause | Patrol - not conducted |  |  | 2018 | Tier 2 - Elevated | Distribution Circuit | 12 | 30 | 2018-12-30 | 249780 | Sus | N | UnknownCause¦Patrolnotconducted¦¦
18-0111249 | Unknown Cause | Patrol - found nothing |  |  | 2018 | Tier 2 - Elevated | Distribution Circuit | 12 | 31 | 2018-12-31 | 250654 | Sus | N | UnknownCause¦Patrolfoundnothing¦¦
19-0004752 | Unknown Cause | Patrol - found nothing |  |  | 2019 | Tier 2 - Elevated | Distribution Circuit | 1 | 5 | 2019-01-05 | 253977 | Sus | N | UnknownCause¦Patrolfoundnothing¦¦
19-0004773 | Vegetation | Other ground vegetation | Conductor, Overhead | Normal | 2019 | Tier 3 - Extreme | Distribution Circuit | 1 | 5 | 2019-01-05 | 253733 | Sus | N | Vegetation¦Othergroundvegetation¦ConductorOverhead¦Normal
19-0010832 | Unknown Cause | Patrol - found nothing |  |  | 2019 | Tier 3 - Extreme | Distribution Circuit | 1 | 16 | 2019-01-16 | 270138 | Sus | N | UnknownCause¦Patrolfoundnothing¦¦
19-0010906 | Equipment Failure/Involved | Overhead | Conductor, Overhead | Broken, wire on ground | 2019 | Tier 3 - Extreme | Distribution Circuit | 1 | 17 | 2019-01-17 | 273624 | Sus | N | EquipmentFailureInvolved¦Overhead¦ConductorOverhead¦Brokenwireonground
19-0011011 | Vegetation | Tree - branch fell on line | Conductor, Overhead | Broken, wire on ground | 2019 | Tier 3 - Extreme | Distribution Circuit | 1 | 16 | 2019-01-16 | 273321 | Sus | N | Vegetation¦Treebranchfellonline¦ConductorOverhead¦Brokenwireonground
19-0011432 | Vegetation | Tree - fell into line | Conductor, Overhead | Broken, wire on ground | 2019 | Tier 3 - Extreme | Distribution Circuit | 1 | 17 | 2019-01-17 | 275004 | Sus | N | Vegetation¦Treefellintoline¦ConductorOverhead¦Brokenwireonground
19-0016919 | Vegetation | Tree - fell into line | Conductor, Overhead | Broken, wire on ground | 2019 | Tier 2 - Elevated | Distribution Circuit | 2 | 2 | 2019-02-02 | 286281 | Sus | N | Vegetation¦Treefellintoline¦ConductorOverhead¦Brokenwireonground
19-0017334 | Unknown Cause | Patrol - found nothing |  |  | 2019 | Tier 2 - Elevated | Distribution Circuit | 2 | 2 | 2019-02-02 | 287749 | Sus | N | UnknownCause¦Patrolfoundnothing¦¦
19-0017497 | Unknown Cause | Patrol - found nothing |  |  | 2019 | Tier 3 - Extreme | Distribution Circuit | 2 | 3 | 2019-02-03 | 288528 | Sus | N | UnknownCause¦Patrolfoundnothing¦¦
19-0018258 | Vegetation | Tree - branch fell on line | Conductor, Overhead | Normal | 2019 | Tier 3 - Extreme | Distribution Circuit | 2 | 5 | 2019-02-05 | 291303 | Sus | N | Vegetation¦Treebranchfellonline¦ConductorOverhead¦Normal
19-0019336 | Unknown Cause | Patrol - found nothing |  |  | 2019 | Tier 3 - Extreme | Distribution Circuit | 2 | 5 | 2019-02-05 | 294681 | Sus | N | UnknownCause¦Patrolfoundnothing¦¦
19-0019450 | Unknown Cause | Patrol - not conducted |  |  | 2019 | Tier 2 - Elevated | Distribution Circuit | 2 | 6 | 2019-02-06 | 294842 | Sus | N | UnknownCause¦Patrolnotconducted¦¦
19-0020499 | Equipment Failure/Involved | Overhead | Conductor, Overhead | Broken, wire on ground | 2019 | Tier 3 - Extreme | Distribution Circuit | 2 | 9 | 2019-02-09 | 297461 | Sus | N | EquipmentFailureInvolved¦Overhead¦ConductorOverhead¦Brokenwireonground
19-0020857 | Vegetation | Tree - fell into line | Conductor, Overhead | Broken, wire on ground | 2019 | Tier 2 - Elevated | Distribution Circuit | 2 | 10 | 2019-02-10 | 299421 | Sus | N | Vegetation¦Treefellintoline¦ConductorOverhead¦Brokenwireonground
19-0021167 | Unknown Cause | Patrol - found nothing |  |  | 2019 | Tier 2 - Elevated | Distribution Circuit | 2 | 10 | 2019-02-10 | 298070 | Sus | N | UnknownCause¦Patrolfoundnothing¦¦
19-0022453 | Equipment Failure/Involved | Overhead | Transformer (OH) | Failed/Faulted | 2019 | Tier 2 - Elevated | Transformer only | 2 | 13 | 2019-02-13 | 305227 | Sus | N | EquipmentFailureInvolved¦Overhead¦Transformer(OH)¦FailedFaulted
19-0023685 | Equipment Failure/Involved | Overhead | Crossarm, Wood | Broken | 2019 | Tier 2 - Elevated | Distribution Circuit | 2 | 14 | 2019-02-14 | 310846 | Sus | N | EquipmentFailureInvolved¦Overhead¦CrossarmWood¦Broken
19-0024165 | Unknown Cause | Patrol - found nothing |  |  | 2019 | Tier 2 - Elevated | Distribution Circuit | 2 | 13 | 2019-02-13 | 312515 | Sus | N | UnknownCause¦Patrolfoundnothing¦¦
19-0024520 | Vegetation | Tree - fell into line | Conductor, Overhead | Broken, wire on ground | 2019 | Tier 3 - Extreme | Distribution Circuit | 2 | 14 | 2019-02-14 | 310520 | Sus | N | Vegetation¦Treefellintoline¦ConductorOverhead¦Brokenwireonground
19-0024572 | Vegetation | Tree - fell into line | Conductor, Overhead | Together | 2019 | Tier 3 - Extreme | Distribution Circuit | 2 | 16 | 2019-02-16 | 314465 | Sus | N | Vegetation¦Treefellintoline¦ConductorOverhead¦Together
19-0024625 | Vegetation | Tree - fell into line | Conductor, Overhead | Broken, wire on ground | 2019 | Tier 2 - Elevated | Distribution Circuit | 2 | 12 | 2019-02-12 | 314634 | Sus | N | Vegetation¦Treefellintoline¦ConductorOverhead¦Brokenwireonground
19-0025018 | Vegetation | Tree - fell into line | Conductor, Overhead | Broken, wire on ground | 2019 | Tier 3 - Extreme | Distribution Circuit | 2 | 16 | 2019-02-16 | 315155 | Sus | N | Vegetation¦Treefellintoline¦ConductorOverhead¦Brokenwireonground
19-0025126 | Equipment Failure/Involved | Overhead | Transformer (OH) | Failed/Faulted | 2019 | Tier 2 - Elevated | Transformer only | 2 | 13 | 2019-02-13 | 315804 | Sus | N | EquipmentFailureInvolved¦Overhead¦Transformer(OH)¦FailedFaulted
19-0025221 | Unknown Cause | Patrol - found nothing |  |  | 2019 | Tier 2 - Elevated | Transformer only | 2 | 17 | 2019-02-17 | 315984 | Sus | N | UnknownCause¦Patrolfoundnothing¦¦
19-0025580 | Vegetation | Tree - fell into line | Conductor, Overhead | Together | 2019 | Tier 3 - Extreme | Distribution Circuit | 2 | 18 | 2019-02-18 | 317438 | Sus | N | Vegetation¦Treefellintoline¦ConductorOverhead¦Together
19-0025756 | Vegetation | Tree - fell into line | Conductor, Overhead | Normal | 2019 | Tier 3 - Extreme | Distribution Circuit | 2 | 18 | 2019-02-18 | 318166 | Sus | N | Vegetation¦Treefellintoline¦ConductorOverhead¦Normal
19-0028963 | Environmental/External | Ice or snow | Insulator | Broken | 2019 | Tier 2 - Elevated | Distribution Circuit | 2 | 27 | 2019-02-27 | 326916 | Sus | N | EnvironmentalExternal¦Iceorsnow¦Insulator¦Broken
19-0029030 | Vegetation | Tree - bark fell into line | Conductor, Overhead | Normal | 2019 | Tier 2 - Elevated | Distribution Circuit | 2 | 27 | 2019-02-27 | 326928 | Sus | N | Vegetation¦Treebarkfellintoline¦ConductorOverhead¦Normal
19-0031548 | Environmental/External | Flood/Erosion | Crossarm, Wood | Deteriorated | 2019 | Tier 2 - Elevated | Transformer only | 3 | 7 | 2019-03-07 | 333378 | Sus | N | EnvironmentalExternal¦FloodErosion¦CrossarmWood¦Deteriorated
19-0034488 | 3rd Party | Tree - cutting, 3rd party | Conductor, Overhead | Together | 2019 | Tier 3 - Extreme | Distribution Circuit | 3 | 17 | 2019-03-17 | 341414 | Sus | N | 3rdParty¦Treecutting3rdparty¦ConductorOverhead¦Together
19-0038101 | Equipment Failure/Involved | Overhead | Connector or Splice (OH) | Broken | 2019 | Tier 3 - Extreme | Distribution Circuit | 3 | 28 | 2019-03-28 | 349835 | Sus | N | EquipmentFailureInvolved¦Overhead¦ConnectororSplice(OH)¦Broken
19-0044202 | Vegetation | Tree - fell into line | Transformer | Broken, wire on ground | 2019 | Tier 2 - Elevated | Transformer only | 4 | 19 | 2019-04-19 | 363485 | Sus | N | Vegetation¦Treefellintoline¦Transformer¦Brokenwireonground
19-0045838 | Equipment Failure/Involved | Overhead | Transformer | Failed/Faulted | 2019 | Tier 3 - Extreme | Transformer only | 4 | 24 | 2019-04-24 | 367538 | Sus | N | EquipmentFailureInvolved¦Overhead¦Transformer¦FailedFaulted
19-0048061 | Unknown Cause | Patrol - found nothing |  |  | 2019 | Tier 3 - Extreme | Distribution Circuit | 5 | 1 | 2019-05-01 | 372139 | Sus | Y | UnknownCause¦Patrolfoundnothing¦¦
19-0048879 | 3rd Party | Vehicle | Pole-Wood | Broken | 2019 | Tier 2 - Elevated | Distribution Circuit | 5 | 4 | 2019-05-04 | 373728 | Sus | Y | 3rdParty¦Vehicle¦PoleWood¦Broken
19-0049606 | Company Initiated | Construction Activity/equip, company | Insulator | Burned/flashed | 2019 | Tier 2 - Elevated | Transmission line | 5 | 7 | 2019-05-07 | 375506 | Sus | Y | CompanyInitiated¦ConstructionActivityequipcompany¦Insulator¦Burnedflashed
19-0050570 | Unknown Cause | Patrol - found nothing |  |  | 2019 | Tier 2 - Elevated | Distribution Circuit | 5 | 9 | 2019-05-09 | 377223 | Sus | Y | UnknownCause¦Patrolfoundnothing¦¦
19-0061521 | Vegetation | Tree - branch fell on line | Conductor, Overhead | Normal | 2019 | Tier 3 - Extreme | Distribution Circuit | 6 | 2 | 2019-06-02 | 395809 | Sus | Y | Vegetation¦Treebranchfellonline¦ConductorOverhead¦Normal
19-0071656 | Equipment Failure/Involved | Overhead | Transformer | Failed/Faulted | 2019 | Tier 2 - Elevated | Transformer only | 6 | 24 | 2019-06-24 | 427999 | Sus | Y | EquipmentFailureInvolved¦Overhead¦Transformer¦FailedFaulted
19-0071716 | Equipment Failure/Involved | Overhead | Pole-Wood | Broken | 2019 | Tier 2 - Elevated | Distribution Circuit | 6 | 25 | 2019-06-25 | 428185 | Sus | Y | EquipmentFailureInvolved¦Overhead¦PoleWood¦Broken
19-0072916 | Equipment Failure/Involved | Overhead | Cutout, fuse holder | Failed/Faulted | 2019 | Tier 2 - Elevated | Distribution Circuit | 6 | 27 | 2019-06-27 | 432738 | Sus | Y | EquipmentFailureInvolved¦Overhead¦Cutoutfuseholder¦FailedFaulted
19-0081800 | 3rd Party | Tree - cutting, 3rd party | Conductor, Overhead | Normal | 2019 | Tier 3 - Extreme | Distribution Circuit | 7 | 27 | 2019-07-27 | 473376 | Sus | Y | 3rdParty¦Treecutting3rdparty¦ConductorOverhead¦Normal
19-0084522 | Vegetation | Tree - branch fell on line | Conductor, Overhead | Normal | 2019 | Tier 2 - Elevated | Distribution Circuit | 8 | 5 | 2019-08-05 | 484678 | Sus | Y | Vegetation¦Treebranchfellonline¦ConductorOverhead¦Normal
19-0085641 | 3rd Party | Vehicle | Crossarm, Wood | Broken | 2019 | Tier 3 - Extreme | Distribution Circuit | 8 | 8 | 2019-08-08 | 492477 | Sus | Y | 3rdParty¦Vehicle¦CrossarmWood¦Broken
19-0085958 | Unknown Cause | Patrol - found nothing |  |  | 2019 | Tier 2 - Elevated | Distribution Circuit | 8 | 8 | 2019-08-08 | 494822 | Sus | Y | UnknownCause¦Patrolfoundnothing¦¦
19-0086563 | Environmental/External | Lightning | Transformer | Failed/Faulted | 2019 | Tier 2 - Elevated | Distribution Circuit | 8 | 10 | 2019-08-10 | 500073 | Sus | Y | EnvironmentalExternal¦Lightning¦Transformer¦FailedFaulted
19-0086567 | Environmental/External | Lightning | Transformer | Failed/Faulted | 2019 | Tier 2 - Elevated | Transformer only | 8 | 10 | 2019-08-10 | 501174 | Sus | Y | EnvironmentalExternal¦Lightning¦Transformer¦FailedFaulted
19-0086668 | Environmental/External | Lightning | Transformer | Failed/Faulted | 2019 | Tier 2 - Elevated | Transformer only | 8 | 10 | 2019-08-10 | 501745 | Sus | Y | EnvironmentalExternal¦Lightning¦Transformer¦FailedFaulted
19-0088525 | Equipment Failure/Involved | Overhead | Transformer (OH) | Deteriorated | 2019 | Tier 2 - Elevated | Transformer only | 8 | 15 | 2019-08-15 | 514108 | Sus | Y | EquipmentFailureInvolved¦Overhead¦Transformer(OH)¦Deteriorated
19-0089601 | Equipment Failure/Involved | Overhead | Crossarm, Wood | Broken | 2019 | Tier 2 - Elevated | Distribution Circuit | 8 | 19 | 2019-08-19 | 523835 | Sus | Y | EquipmentFailureInvolved¦Overhead¦CrossarmWood¦Broken
19-0092530 | Equipment Failure/Involved | Overhead | Insulator | Broken | 2019 | Tier 2 - Elevated | Distribution Circuit | 8 | 27 | 2019-08-27 | 541786 | Sus | Y | EquipmentFailureInvolved¦Overhead¦Insulator¦Broken
19-0099969 | Animal | Bird found | Conductor, Overhead | Normal | 2019 | Tier 2 - Elevated | Distribution Circuit | 9 | 16 | 2019-09-16 | 585610 | Sus | Y | Animal¦Birdfound¦ConductorOverhead¦Normal
19-0102750 | Unknown Cause | Patrol - found nothing |  |  | 2019 | Zone 1 - HHZ | Distribution Circuit | 9 | 23 | 2019-09-23 | 607957 | Sus | Y | UnknownCause¦Patrolfoundnothing¦¦
19-0103087 | Unknown Cause | Patrol - found nothing |  |  | 2019 | Tier 2 - Elevated | Distribution Circuit | 9 | 24 | 2019-09-24 | 610015 | Sus | Y | UnknownCause¦Patrolfoundnothing¦¦
19-0109042 | Equipment Failure/Involved | Overhead | Crossarm, Wood | Broken | 2019 | Tier 2 - Elevated | Distribution Circuit | 10 | 8 | 2019-10-08 | 647704 | Sus | Y | EquipmentFailureInvolved¦Overhead¦CrossarmWood¦Broken
19-0118967 | Equipment Failure/Involved | Overhead | Conductor, Overhead | Together | 2019 | Tier 3 - Extreme | Distribution Circuit | 10 | 30 | 2019-10-30 | 695049 | Sus | Y | EquipmentFailureInvolved¦Overhead¦ConductorOverhead¦Together
19-0119540 | 3rd Party | Vehicle | Pole-Wood | Broken | 2019 | Tier 2 - Elevated | Distribution Circuit | 10 | 31 | 2019-10-31 | 696635 | Sus | Y | 3rdParty¦Vehicle¦PoleWood¦Broken
19-0119807 | Equipment Failure/Involved | Overhead | Regulator | Arcing | 2019 | Tier 2 - Elevated | Distribution Circuit | 11 | 1 | 2019-11-01 | 697219 | Sus | Y | EquipmentFailureInvolved¦Overhead¦Regulator¦Arcing
19-0120512 | Animal | Squirrel | Conductor, Overhead | Normal | 2019 | Tier 2 - Elevated | Distribution Circuit | 11 | 3 | 2019-11-03 | 698530 | Sus | Y | Animal¦Squirrel¦ConductorOverhead¦Normal
19-0123282 | Equipment Failure/Involved | Overhead | Transformer (OH) | Broken | 2019 | Tier 2 - Elevated | Transformer only | 11 | 9 | 2019-11-09 | 703320 | Sus | Y | EquipmentFailureInvolved¦Overhead¦Transformer(OH)¦Broken
19-0124635 | Animal | Squirrel | Fuse | Failed/Faulted | 2019 | Tier 2 - Elevated | Distribution Circuit | 11 | 14 | 2019-11-14 | 706556 | Sus | Y | Animal¦Squirrel¦Fuse¦FailedFaulted
19-0129275 | Unknown Cause | Patrol - found nothing |  |  | 2019 | Tier 2 - Elevated | Distribution Circuit | 11 | 26 | 2019-11-26 | 716440 | Sus | Y | UnknownCause¦Patrolfoundnothing¦¦
19-0129814 | Vegetation | Tree - fell into line | Conductor, Overhead | Arcing | 2019 | Tier 3 - Extreme | Transformer only | 11 | 27 | 2019-11-27 | 717175 | Sus | Y | Vegetation¦Treefellintoline¦ConductorOverhead¦Arcing
19-0130920 | Unknown Cause | Patrol - found nothing |  |  | 2019 | Tier 2 - Elevated | Distribution Circuit | 11 | 28 | 2019-11-28 | 723070 | Sus | Y | UnknownCause¦Patrolfoundnothing¦¦
19-0130923 | Unknown Cause | Patrol - not conducted |  |  | 2019 | Tier 2 - Elevated | Distribution Circuit | 11 | 27 | 2019-11-27 | 723138 | Sus | Y | UnknownCause¦Patrolnotconducted¦¦
19-0131965 | Vegetation | Tree - fell into line | Conductor, Overhead | Broken, wire on ground | 2019 | Tier 2 - Elevated | Distribution Circuit | 12 | 1 | 2019-12-01 | 726080 | Sus | N | Vegetation¦Treefellintoline¦ConductorOverhead¦Brokenwireonground
19-0132070 | Vegetation | Tree - fell into line | Conductor, Overhead | Normal | 2019 | Tier 2 - Elevated | Distribution Circuit | 12 | 1 | 2019-12-01 | 726320 | Sus | N | Vegetation¦Treefellintoline¦ConductorOverhead¦Normal
19-0132583 | Unknown Cause | Patrol - found nothing |  |  | 2019 | Tier 2 - Elevated | Distribution Circuit | 12 | 2 | 2019-12-02 | 727825 | Sus | N | UnknownCause¦Patrolfoundnothing¦¦
19-0134749 | Vegetation | Tree - branch fell on line | Conductor, Overhead | Normal | 2019 | Tier 2 - Elevated | Distribution Circuit | 12 | 7 | 2019-12-07 | 732617 | Sus | N | Vegetation¦Treebranchfellonline¦ConductorOverhead¦Normal
19-0137331 | Unknown Cause | Patrol - found nothing |  |  | 2019 | Tier 2 - Elevated | Distribution Circuit | 12 | 20 | 2019-12-20 | 747267 | Sus | N | UnknownCause¦Patrolfoundnothing¦¦
20-0012483 | Equipment Failure/Involved | Overhead | Transformer | Failed/Faulted | 2020 | Tier 3 - Extreme | Transformer only | 1 | 22 | 2020-01-22 | 768234 | Sus | N | EquipmentFailureInvolved¦Overhead¦Transformer¦FailedFaulted
20-0013638 | Unknown Cause | Patrol - found nothing |  |  | 2020 | Tier 3 - Extreme | Distribution Circuit | 1 | 25 | 2020-01-25 | 769788 | Sus | N | UnknownCause¦Patrolfoundnothing¦¦
20-0014599 | Unknown Cause | Patrol - found nothing |  |  | 2020 | Tier 2 - Elevated | Distribution Circuit | 1 | 28 | 2020-01-28 | 771896 | Sus | N | UnknownCause¦Patrolfoundnothing¦¦
20-0019015 | Vegetation | Tree - branch fell on line | Conductor, Overhead | Broken, wire on ground | 2020 | Tier 3 - Extreme | Distribution Circuit | 2 | 9 | 2020-02-09 | 781532 | Sus | N | Vegetation¦Treebranchfellonline¦ConductorOverhead¦Brokenwireonground
20-0020272 | Unknown Cause | Patrol - found nothing |  |  | 2020 | Tier 3 - Extreme | Distribution Circuit | 2 | 10 | 2020-02-10 | 787955 | Sus | N | UnknownCause¦Patrolfoundnothing¦¦
20-0029157 | Vegetation | Tree - fell into line | Conductor, Overhead | Normal | 2020 | Tier 3 - Extreme | Distribution Circuit | 3 | 5 | 2020-03-05 | 833214 | Sus | N | Vegetation¦Treefellintoline¦ConductorOverhead¦Normal
20-0032405 | Vegetation | Tree - fell into line | Conductor, Overhead | Broken, wire on ground | 2020 | Tier 2 - Elevated | Distribution Circuit | 3 | 15 | 2020-03-15 | 852654 | Sus | N | Vegetation¦Treefellintoline¦ConductorOverhead¦Brokenwireonground
20-0033628 | Vegetation | Tree - fell into line | Conductor, Overhead | Together | 2020 | Tier 3 - Extreme | Distribution Circuit | 3 | 18 | 2020-03-18 | 857432 | Sus | N | Vegetation¦Treefellintoline¦ConductorOverhead¦Together
20-0038631 | Vegetation | Tree - bark fell into line | Conductor, Overhead | Normal | 2020 | Tier 3 - Extreme | Distribution Circuit | 4 | 5 | 2020-04-05 | 883212 | Sus | N | Vegetation¦Treebarkfellintoline¦ConductorOverhead¦Normal
20-0039957 | 3rd Party | Vehicle | Pole-Wood | Broken, wire on ground | 2020 | Tier 2 - Elevated | Distribution Circuit | 4 | 9 | 2020-04-09 | 892783 | Sus | N | 3rdParty¦Vehicle¦PoleWood¦Brokenwireonground
20-0046637 | 3rd Party | Metallic Balloon | Conductor, Overhead | Normal | 2020 | Tier 2 - Elevated | Distribution Circuit | 5 | 2 | 2020-05-02 | 906023 | Sus | Y | 3rdParty¦MetallicBalloon¦ConductorOverhead¦Normal
20-0050460 | Unknown Cause | Patrol - found nothing |  |  | 2020 | Tier 3 - Extreme | Distribution Circuit | 5 | 15 | 2020-05-15 | 914035 | Sus | Y | UnknownCause¦Patrolfoundnothing¦¦
20-0057129 | Equipment Failure/Involved | Overhead | Crossarm, Wood | Broken | 2020 | Tier 2 - Elevated | Distribution Circuit | 6 | 3 | 2020-06-03 | 929701 | Sus | Y | EquipmentFailureInvolved¦Overhead¦CrossarmWood¦Broken
20-0059233 | Unknown Cause | Patrol - found nothing |  |  | 2020 | Tier 2 - Elevated | Distribution Circuit | 6 | 9 | 2020-06-09 | 935150 | Sus | Y | UnknownCause¦Patrolfoundnothing¦¦
20-0065535 | Unknown Cause | Patrol - found nothing |  |  | 2020 | Tier 2 - Elevated | Distribution Circuit | 6 | 26 | 2020-06-26 | 948188 | Sus | Y | UnknownCause¦Patrolfoundnothing¦¦
20-0066640 | Equipment Failure/Involved | Overhead | Transformer | Failed/Faulted | 2020 | Tier 2 - Elevated | Transformer only | 6 | 30 | 2020-06-30 | 954387 | Sus | Y | EquipmentFailureInvolved¦Overhead¦Transformer¦FailedFaulted
20-0071992 | Equipment Failure/Involved | Overhead | Transformer | Failed/Faulted | 2020 | Tier 2 - Elevated | Transformer only | 7 | 14 | 2020-07-14 | 964772 | Sus | Y | EquipmentFailureInvolved¦Overhead¦Transformer¦FailedFaulted
20-0073234 | Unknown Cause | Patrol - found nothing |  |  | 2020 | Tier 2 - Elevated | Distribution Circuit | 7 | 17 | 2020-07-17 | 966936 | Sus | Y | UnknownCause¦Patrolfoundnothing¦¦
20-0073490 | Unknown Cause | Patrol - found nothing |  |  | 2020 | Tier 3 - Extreme | Distribution Circuit | 7 | 20 | 2020-07-20 | 967965 | Sus | Y | UnknownCause¦Patrolfoundnothing¦¦
20-0078750 | Equipment Failure/Involved | Underground | Transformer (UG) | Leaking | 2020 | Tier 2 - Elevated | Distribution Circuit | 8 | 1 | 2020-08-01 | 976840 | Sus | Y | EquipmentFailureInvolved¦Underground¦Transformer(UG)¦Leaking
20-0081601 | 3rd Party | Other | Fuse | Normal | 2020 | Tier 3 - Extreme | Distribution Circuit | 8 | 10 | 2020-08-10 | 988502 | Sus | Y | 3rdParty¦Other¦Fuse¦Normal
20-0083981 | Equipment Failure/Involved | Overhead | Fuse | Failed/Faulted | 2020 | Tier 2 - Elevated | Transformer only | 8 | 14 | 2020-08-14 | 1003303 | Sus | Y | EquipmentFailureInvolved¦Overhead¦Fuse¦FailedFaulted
20-0084435 | Environmental/External | Lightning | Transformer | Failed/Faulted | 2020 | Tier 2 - Elevated | Transformer only | 8 | 15 | 2020-08-15 | 1005234 | Sus | Y | EnvironmentalExternal¦Lightning¦Transformer¦FailedFaulted
20-0085629 | Environmental/External | Lightning | Transformer (OH) | Burned/flashed | 2020 | Tier 2 - Elevated | Transformer only | 8 | 17 | 2020-08-17 | 1015802 | Sus | Y | EnvironmentalExternal¦Lightning¦Transformer(OH)¦Burnedflashed
20-0086323 | Equipment Failure/Involved | Overhead | Transformer | Failed/Faulted | 2020 | Tier 2 - Elevated | Transformer only | 8 | 17 | 2020-08-17 | 1017633 | Sus | Y | EquipmentFailureInvolved¦Overhead¦Transformer¦FailedFaulted
20-0090458 | Environmental/External | Fire, Forest/Grass | Pole-Wood | Burned/flashed | 2020 | Tier 3 - Extreme | Distribution Circuit | 8 | 19 | 2020-08-19 | 1033347 | Sus | Y | EnvironmentalExternal¦FireForestGrass¦PoleWood¦Burnedflashed
20-0090503 | Equipment Failure/Involved | Overhead | Jumper | Burned Open | 2020 | Tier 2 - Elevated | Distribution Circuit | 8 | 26 | 2020-08-26 | 1033409 | Sus | Y | EquipmentFailureInvolved¦Overhead¦Jumper¦BurnedOpen
20-0091904 | Environmental/External | Fire, Forest/Grass | Conductor, Overhead | Normal | 2020 | Tier 3 - Extreme | Distribution Circuit | 8 | 19 | 2020-08-19 | 1045039 | Sus | Y | EnvironmentalExternal¦FireForestGrass¦ConductorOverhead¦Normal
20-0094038 | Vegetation | Tree - fell into line | Conductor, Overhead | Normal | 2020 | Tier 2 - Elevated | Distribution Circuit | 9 | 6 | 2020-09-06 | 1057776 | Sus | Y | Vegetation¦Treefellintoline¦ConductorOverhead¦Normal
20-0096113 | Environmental/External | Fire, Forest/Grass | Pole-Wood | Burned/flashed | 2020 | Tier 3 - Extreme | Transformer only | 8 | 19 | 2020-08-19 | 1063650 | Sus | Y | EnvironmentalExternal¦FireForestGrass¦PoleWood¦Burnedflashed
20-0097046 | Vegetation | Tree - fell into line | Conductor, Overhead | Broken, wire on ground | 2020 | Tier 2 - Elevated | Distribution Circuit | 9 | 14 | 2020-09-14 | 1067546 | Sus | Y | Vegetation¦Treefellintoline¦ConductorOverhead¦Brokenwireonground
20-0099724 | Environmental/External | Fire, Forest/Grass | Conductor, Overhead | Burned/flashed | 2020 | Tier 3 - Extreme | Distribution Circuit | 9 | 7 | 2020-09-07 | 1085956 | Sus | Y | EnvironmentalExternal¦FireForestGrass¦ConductorOverhead¦Burnedflashed
20-0100818 | Animal | Squirrel | Fuse | Burned Open | 2020 | Tier 2 - Elevated | Distribution Circuit | 9 | 23 | 2020-09-23 | 1090622 | Sus | Y | Animal¦Squirrel¦Fuse¦BurnedOpen
20-0111675 | Equipment Failure/Involved | Overhead | Transformer (OH) | Failed/Faulted | 2020 | Tier 2 - Elevated | Transformer only | 10 | 22 | 2020-10-22 | 1123293 | Sus | Y | EquipmentFailureInvolved¦Overhead¦Transformer(OH)¦FailedFaulted
20-0113097 | Wildfire Mitigation | Public Safety Power Shut-off | Switch (OH) | Normal | 2020 | Tier 2 - Elevated | Distribution Circuit | 10 | 25 | 2020-10-25 | 1127413 | Sus | Y | WildfireMitigation¦PublicSafetyPowerShutoff¦Switch(OH)¦Normal
20-0113555 | Environmental/External | Fire, Forest/Grass | Insulator | Broken | 2020 | Tier 2 - Elevated | Distribution Circuit | 10 | 26 | 2020-10-26 | 1129177 | Sus | Y | EnvironmentalExternal¦FireForestGrass¦Insulator¦Broken
20-0113854 | Unknown Cause | Patrol - not conducted |  |  | 2020 | Tier 2 - Elevated | Transformer only | 10 | 26 | 2020-10-26 | 1128731 | Sus | Y | UnknownCause¦Patrolnotconducted¦¦
20-0118209 | Equipment Failure/Involved | Overhead | Transformer (OH) | Failed/Faulted | 2020 | Tier 2 - Elevated | Transformer only | 11 | 7 | 2020-11-07 | 1138281 | Sus | Y | EquipmentFailureInvolved¦Overhead¦Transformer(OH)¦FailedFaulted
20-0119499 | Equipment Failure/Involved | Overhead | Pole-Wood | Broken | 2020 | Tier 2 - Elevated | Distribution Circuit | 11 | 10 | 2020-11-10 | 1141515 | Sus | Y | EquipmentFailureInvolved¦Overhead¦PoleWood¦Broken
20-0120083 | Equipment Failure/Involved | Overhead | Insulator | Broken | 2020 | Tier 3 - Extreme | Distribution Circuit | 11 | 12 | 2020-11-12 | 1142678 | Sus | Y | EquipmentFailureInvolved¦Overhead¦Insulator¦Broken
20-0121733 | Company Initiated | Construction Activity/equip, company | Conductor, Overhead | Normal | 2020 | Tier 2 - Elevated | Distribution Circuit | 11 | 17 | 2020-11-17 | 1146969 | Sus | Y | CompanyInitiated¦ConstructionActivityequipcompany¦ConductorOverhead¦Normal
20-0123774 | Vegetation | Tree - fell into line | Conductor, Overhead | Broken, wire on ground | 2020 | Tier 2 - Elevated | Distribution Circuit | 11 | 21 | 2020-11-21 | 1151252 | Sus | Y | Vegetation¦Treefellintoline¦ConductorOverhead¦Brokenwireonground
21-0009376 | Equipment Failure/Involved | Overhead | Capacitor | Burned/flashed | 2021 | Tier 3 - Extreme | Distribution Circuit | 1 | 16 | 2021-01-16 | 1211542 | Sus | N | EquipmentFailureInvolved¦Overhead¦Capacitor¦Burnedflashed
21-0009407 | 3rd Party | Tree - cutting, 3rd party | Conductor, Overhead | On Ground | 2021 | Tier 3 - Extreme | Distribution Circuit | 1 | 16 | 2021-01-16 | 1211566 | Sus | N | 3rdParty¦Treecutting3rdparty¦ConductorOverhead¦OnGround
21-0010122 | Vegetation | Tree - branch fell on line | Conductor, Overhead | Broken, wire on ground | 2021 | Tier 2 - Elevated | Distribution Circuit | 1 | 19 | 2021-01-19 | 1214425 | Sus | N | Vegetation¦Treebranchfellonline¦ConductorOverhead¦Brokenwireonground
21-0011945 | Unknown Cause | Patrol - found nothing |  |  | 2021 | Tier 3 - Extreme | Distribution Circuit | 1 | 21 | 2021-01-21 | 1219441 | Sus | N | UnknownCause¦Patrolfoundnothing¦¦
21-0014800 | Vegetation | Tree - bark fell into line | Conductor, Overhead | Normal | 2021 | Tier 2 - Elevated | Distribution Circuit | 1 | 26 | 2021-01-26 | 1226687 | Sus | N | Vegetation¦Treebarkfellintoline¦ConductorOverhead¦Normal
21-0015070 | Vegetation | Tree - branch fell on line | Conductor, Overhead | Normal | 2021 | Tier 2 - Elevated | Distribution Circuit | 1 | 26 | 2021-01-26 | 1227883 | Sus | N | Vegetation¦Treebranchfellonline¦ConductorOverhead¦Normal
21-0015448 | Vegetation | Tree - branch fell on line | Conductor, Overhead | Normal | 2021 | Tier 2 - Elevated | Distribution Circuit | 1 | 27 | 2021-01-27 | 1231715 | Sus | N | Vegetation¦Treebranchfellonline¦ConductorOverhead¦Normal
21-0016813 | Vegetation | Tree - fell into line | Conductor, Overhead | Broken | 2021 | Tier 3 - Extreme | Distribution Circuit | 1 | 27 | 2021-01-27 | 1237216 | Sus | N | Vegetation¦Treefellintoline¦ConductorOverhead¦Broken
21-0020006 | Unknown Cause | Patrol - found nothing |  |  | 2021 | Tier 2 - Elevated | Transformer only | 1 | 31 | 2021-01-31 | 1243804 | Sus | N | UnknownCause¦Patrolfoundnothing¦¦
21-0020832 | Animal | Squirrel | Transformer | Burned Open | 2021 | Tier 2 - Elevated | Transformer only | 2 | 2 | 2021-02-02 | 1245712 | Sus | N | Animal¦Squirrel¦Transformer¦BurnedOpen
21-0021534 | Equipment Failure/Involved | Overhead | Transformer (OH) | Burned/flashed | 2021 | Tier 2 - Elevated | Transformer only | 2 | 3 | 2021-02-03 | 1247253 | Sus | N | EquipmentFailureInvolved¦Overhead¦Transformer(OH)¦Burnedflashed
21-0025590 | Unknown Cause | Patrol - found nothing |  |  | 2021 | Tier 2 - Elevated | Distribution Circuit | 2 | 15 | 2021-02-15 | 1255117 | Sus | N | UnknownCause¦Patrolfoundnothing¦¦
21-0026728 | Vegetation | Tree - branch fell on line | Conductor, Overhead | Normal | 2021 | Tier 2 - Elevated | Distribution Circuit | 2 | 17 | 2021-02-17 | 1256936 | Sus | N | Vegetation¦Treebranchfellonline¦ConductorOverhead¦Normal
21-0029744 | Equipment Failure/Involved | Overhead | Transformer (OH) | Broken | 2021 | Tier 2 - Elevated | Transformer only | 2 | 25 | 2021-02-25 | 1262488 | Sus | N | EquipmentFailureInvolved¦Overhead¦Transformer(OH)¦Broken
21-0036277 | Vegetation | Tree - branch fell on line | Conductor, Overhead | Broken, wire on ground | 2021 | Tier 2 - Elevated | Distribution Circuit | 3 | 14 | 2021-03-14 | 1282291 | Sus | N | Vegetation¦Treebranchfellonline¦ConductorOverhead¦Brokenwireonground
21-0038880 | Unknown Cause | Patrol - found nothing |  |  | 2021 | Tier 2 - Elevated | Transformer only | 3 | 19 | 2021-03-19 | 1289335 | Sus | N | UnknownCause¦Patrolfoundnothing¦¦
21-0048960 | Equipment Failure/Involved | Overhead | Transformer (OH) | Failed/Faulted | 2021 | Tier 2 - Elevated | Transformer only | 4 | 15 | 2021-04-15 | 1317993 | Sus | N | EquipmentFailureInvolved¦Overhead¦Transformer(OH)¦FailedFaulted
21-0050114 | Equipment Failure/Involved | Overhead | Transformer (OH) | Failed/Faulted | 2021 | Tier 3 - Extreme | Transformer only | 4 | 18 | 2021-04-18 | 1322362 | Sus | N | EquipmentFailureInvolved¦Overhead¦Transformer(OH)¦FailedFaulted
21-0058296 | Equipment Failure/Involved | Overhead | Crossarm, Wood | Deteriorated | 2021 | Tier 3 - Extreme | Distribution Circuit | 5 | 7 | 2021-05-07 | 1343111 | Sus | Y | EquipmentFailureInvolved¦Overhead¦CrossarmWood¦Deteriorated
21-0061723 | Equipment Failure/Involved | Overhead | Lightning Arrestor | Broken | 2021 | Tier 2 - Elevated | Distribution Circuit | 5 | 14 | 2021-05-14 | 1349592 | Sus | Y | EquipmentFailureInvolved¦Overhead¦LightningArrestor¦Broken
21-0061891 | Environmental/External | Lightning | Transformer | Failed/Faulted | 2021 | Tier 3 - Extreme | Transformer only | 5 | 15 | 2021-05-15 | 1350223 | Sus | Y | EnvironmentalExternal¦Lightning¦Transformer¦FailedFaulted
21-0064115 | Unknown Cause | Patrol - found nothing |  |  | 2021 | Tier 2 - Elevated | Distribution Circuit | 5 | 20 | 2021-05-20 | 1354941 | Sus | Y | UnknownCause¦Patrolfoundnothing¦¦
21-0069912 | Unknown Cause | Patrol - found nothing |  |  | 2021 | Tier 3 - Extreme | Distribution Circuit | 6 | 4 | 2021-06-04 | 1365331 | Sus | Y | UnknownCause¦Patrolfoundnothing¦¦
21-0069981 | Unknown Cause | Patrol - found nothing |  |  | 2021 | Tier 2 - Elevated | Distribution Circuit | 6 | 4 | 2021-06-04 | 1365495 | Sus | Y | UnknownCause¦Patrolfoundnothing¦¦
21-0075739 | Equipment Failure/Involved | Overhead | Crossarm, Wood | Broken | 2021 | Tier 3 - Extreme | Transformer only | 6 | 17 | 2021-06-17 | 1376470 | Sus | Y | EquipmentFailureInvolved¦Overhead¦CrossarmWood¦Broken
21-0084646 | Animal | Squirrel | Fuse | Burned Open | 2021 | Tier 3 - Extreme | Transformer only | 7 | 3 | 2021-07-03 | 1391103 | Sus | Y | Animal¦Squirrel¦Fuse¦BurnedOpen
21-0087412 | Unknown Cause | Patrol - found nothing |  |  | 2021 | Tier 2 - Elevated | Distribution Circuit | 7 | 10 | 2021-07-10 | 1396813 | Sus | Y | UnknownCause¦Patrolfoundnothing¦¦
21-0090886 | Equipment Failure/Involved | Overhead | Conductor, Overhead | Broken | 2021 | Tier 3 - Extreme | Distribution Circuit | 7 | 16 | 2021-07-16 | 1406188 | Sus | Y | EquipmentFailureInvolved¦Overhead¦ConductorOverhead¦Broken
21-0112108 | Equipment Failure/Involved | Overhead | Pole-Wood | Broken | 2021 | Tier 2 - Elevated | Distribution Circuit | 9 | 1 | 2021-09-01 | 1460018 | Sus | Y | EquipmentFailureInvolved¦Overhead¦PoleWood¦Broken
21-0114411 | Vegetation | Tree - branch fell on line | Conductor, Overhead | Burned/flashed | 2021 | Tier 3 - Extreme | Transformer only | 9 | 7 | 2021-09-07 | 1463902 | Sus | Y | Vegetation¦Treebranchfellonline¦ConductorOverhead¦Burnedflashed
21-0115171 | Unknown Cause | Patrol - found nothing |  |  | 2021 | Tier 2 - Elevated | Distribution Circuit | 9 | 9 | 2021-09-09 | 1465569 | Sus | Y | UnknownCause¦Patrolfoundnothing¦¦
21-0119242 | Vegetation | Tree - fell into line | Conductor, Overhead | Broken, wire on ground | 2021 | Tier 2 - Elevated | Distribution Circuit | 9 | 18 | 2021-09-18 | 1474301 | Sus | Y | Vegetation¦Treefellintoline¦ConductorOverhead¦Brokenwireonground
21-0119615 | Unknown Cause | Patrol - not conducted |  |  | 2021 | Tier 3 - Extreme | Distribution Circuit | 9 | 19 | 2021-09-19 | 1475663 | Sus | Y | UnknownCause¦Patrolnotconducted¦¦
21-0135967 | Vegetation | Tree - fell into line | Conductor, Overhead | Broken, wire on ground | 2021 | Tier 3 - Extreme | Distribution Circuit | 10 | 24 | 2021-10-24 | 1509999 | Sus | Y | Vegetation¦Treefellintoline¦ConductorOverhead¦Brokenwireonground
21-0136376 | Vegetation | Tree - fell into line | Conductor, Overhead | Broken, wire on ground | 2021 | Tier 2 - Elevated | Distribution Circuit | 10 | 24 | 2021-10-24 | 1513532 | Sus | Y | Vegetation¦Treefellintoline¦ConductorOverhead¦Brokenwireonground
21-0137112 | Unknown Cause | Patrol - found nothing |  |  | 2021 | Tier 2 - Elevated | Distribution Circuit | 10 | 24 | 2021-10-24 | 1509107 | Sus | Y | UnknownCause¦Patrolfoundnothing¦¦
21-0138517 | Equipment Failure/Involved | Overhead | Transformer | Normal | 2021 | Tier 2 - Elevated | Transformer only | 10 | 26 | 2021-10-26 | 1522429 | Sus | Y | EquipmentFailureInvolved¦Overhead¦Transformer¦Normal
21-0145505 | Unknown Cause | Patrol - found nothing |  |  | 2021 | Tier 2 - Elevated | Distribution Circuit | 11 | 14 | 2021-11-14 | 1544047 | Sus | Y | UnknownCause¦Patrolfoundnothing¦¦
21-0145904 | 3rd Party | Vehicle | Pole-Wood | Broken | 2021 | Tier 2 - Elevated | Distribution Circuit | 11 | 15 | 2021-11-15 | 1545676 | Sus | Y | 3rdParty¦Vehicle¦PoleWood¦Broken
21-0153367 | Unknown Cause | Patrol - not conducted |  |  | 2021 | Tier 2 - Elevated | Distribution Circuit | 12 | 1 | 2021-12-01 | 1556861 | Sus | N | UnknownCause¦Patrolnotconducted¦¦
21-0156895 | Unknown Cause | Patrol - found nothing |  |  | 2021 | Tier 3 - Extreme | Distribution Circuit | 12 | 12 | 2021-12-12 | 1565310 | Sus | N | UnknownCause¦Patrolfoundnothing¦¦
21-0157712 | Vegetation | Tree - fell into line | Conductor, Overhead | Broken, wire on ground | 2021 | Tier 3 - Extreme | Distribution Circuit | 12 | 14 | 2021-12-14 | 1569203 | Sus | N | Vegetation¦Treefellintoline¦ConductorOverhead¦Brokenwireonground
21-0157716 | Vegetation | Tree - fell into line | Crossarm, Wood | Broken, wire on ground | 2021 | Tier 2 - Elevated | Distribution Circuit | 12 | 14 | 2021-12-14 | 1569053 | Sus | N | Vegetation¦Treefellintoline¦CrossarmWood¦Brokenwireonground
21-0157833 | Vegetation | Tree - fell into line | Conductor, Overhead | Broken, wire on ground | 2021 | Tier 2 - Elevated | Distribution Circuit | 12 | 14 | 2021-12-14 | 1570038 | Sus | N | Vegetation¦Treefellintoline¦ConductorOverhead¦Brokenwireonground
21-0160754 | Unknown Cause | Patrol - found nothing |  |  | 2021 | Tier 2 - Elevated | Distribution Circuit | 12 | 26 | 2021-12-26 | 1582392 | Sus | N | UnknownCause¦Patrolfoundnothing¦¦
21-0160831 | Vegetation | Tree - fell into line | Conductor, Overhead | Broken, wire on ground | 2021 | Tier 2 - Elevated | Distribution Circuit | 12 | 26 | 2021-12-26 | 1582884 | Sus | N | Vegetation¦Treefellintoline¦ConductorOverhead¦Brokenwireonground
21-0160969 | Vegetation | Tree - branch fell on line | Conductor, Overhead | Normal | 2021 | Tier 3 - Extreme | Distribution Circuit | 12 | 27 | 2021-12-27 | 1584487 | Sus | N | Vegetation¦Treebranchfellonline¦ConductorOverhead¦Normal
21-0161604 | Unknown Cause | Patrol - found nothing |  |  | 2021 | Tier 3 - Extreme | Distribution Circuit | 12 | 28 | 2021-12-28 | 1586815 | Sus | N | UnknownCause¦Patrolfoundnothing¦¦
21-0161798 | Unknown Cause | Patrol - found nothing |  |  | 2021 | Tier 2 - Elevated | Distribution Circuit | 12 | 30 | 2021-12-30 | 1589682 | Sus | N | UnknownCause¦Patrolfoundnothing¦¦
21-0161819 | Vegetation | Tree - fell into line | Conductor, Overhead | Broken, wire on ground | 2021 | Tier 3 - Extreme | Distribution Circuit | 12 | 27 | 2021-12-27 | 1589861 | Sus | N | Vegetation¦Treefellintoline¦ConductorOverhead¦Brokenwireonground
21-0161895 | Vegetation | Tree - fell into line | Conductor, Overhead | Broken, wire on ground | 2021 | Tier 3 - Extreme | Distribution Circuit | 12 | 26 | 2021-12-26 | 1590117 | Sus | N | Vegetation¦Treefellintoline¦ConductorOverhead¦Brokenwireonground
21-0162005 | Vegetation | Tree - fell into line | Conductor, Overhead | Broken, wire on ground | 2021 | Tier 2 - Elevated | Distribution Circuit | 12 | 26 | 2021-12-26 | 1590810 | Sus | N | Vegetation¦Treefellintoline¦ConductorOverhead¦Brokenwireonground
22-0006171 | Vegetation | Tree - fell into line | Transformer (OH) | Broken | 2021 | Tier 2 - Elevated | Distribution Circuit | 12 | 27 | 2021-12-27 | 1595119 | Sus | N | Vegetation¦Treefellintoline¦Transformer(OH)¦Broken
22-0006263 | Vegetation | Tree - fell into line | Pole-Wood | On Ground | 2022 | Tier 2 - Elevated | Distribution Circuit | 1 | 4 | 2022-01-04 | 1595298 | Sus | N | Vegetation¦Treefellintoline¦PoleWood¦OnGround
22-0010195 | Equipment Failure/Involved | Underground | Conductor, Underground | Broken | 2022 | Tier 2 - Elevated | Distribution Circuit | 1 | 14 | 2022-01-14 | 1602372 | Sus | N | EquipmentFailureInvolved¦Underground¦ConductorUnderground¦Broken
22-0010349 | Unknown Cause | Patrol - found nothing |  |  | 2022 | Tier 2 - Elevated | Distribution Circuit | 1 | 16 | 2022-01-16 | 1603517 | Sus | N | UnknownCause¦Patrolfoundnothing¦¦
22-0016036 | Equipment Failure/Involved | Overhead | Cutout, fuse holder | Broken | 2022 | Tier 2 - Elevated | Transformer only | 1 | 29 | 2022-01-29 | 1615888 | Sus | N | EquipmentFailureInvolved¦Overhead¦Cutoutfuseholder¦Broken
22-0038953 | Unknown Cause | Patrol - found nothing |  |  | 2022 | Tier 2 - Elevated | Distribution Circuit | 3 | 26 | 2022-03-26 | 1656510 | Sus | N | UnknownCause¦Patrolfoundnothing¦¦
22-0042336 | Vegetation | Tree - branch fell on line | Secondary | Normal | 2022 | Tier 3 - Extreme | Transformer only | 4 | 4 | 2022-04-04 | 1662277 | Sus | N | Vegetation¦Treebranchfellonline¦Secondary¦Normal
22-0042932 | Equipment Failure/Involved | Overhead | Transformer (OH) | Failed/Faulted | 2022 | Tier 3 - Extreme | Transformer only | 4 | 5 | 2022-04-05 | 1663391 | Sus | N | EquipmentFailureInvolved¦Overhead¦Transformer(OH)¦FailedFaulted
22-0050558 | Unknown Cause | Patrol - not conducted |  |  | 2022 | Tier 2 - Elevated | Distribution Circuit | 4 | 16 | 2022-04-16 | 1674183 | Sus | N | UnknownCause¦Patrolnotconducted¦¦
22-0058366 | Unknown Cause | Patrol - found nothing |  |  | 2022 | Tier 3 - Extreme | Distribution Circuit | 5 | 5 | 2022-05-05 | 1688908 | Sus | Y | UnknownCause¦Patrolfoundnothing¦¦
22-0059235 | Equipment Failure/Involved | Overhead | Pole-Wood | Deteriorated | 2022 | Tier 2 - Elevated | Distribution Circuit | 5 | 7 | 2022-05-07 | 1690446 | Sus | Y | EquipmentFailureInvolved¦Overhead¦PoleWood¦Deteriorated
22-0064720 | Vegetation | Tree - branch fell on line | Conductor, Overhead | Normal | 2022 | Tier 2 - Elevated | Distribution Circuit | 5 | 20 | 2022-05-20 | 1706469 | Sus | Y | Vegetation¦Treebranchfellonline¦ConductorOverhead¦Normal
22-0068308 | Unknown Cause | Patrol - found nothing |  |  | 2022 | Tier 2 - Elevated | Distribution Circuit | 5 | 31 | 2022-05-31 | 1714581 | Sus | Y | UnknownCause¦Patrolfoundnothing¦¦
22-0070001 | Vegetation | Tree - fell into line | Conductor, Overhead | Normal | 2022 | Tier 3 - Extreme | Distribution Circuit | 6 | 3 | 2022-06-03 | 1717859 | Sus | Y | Vegetation¦Treefellintoline¦ConductorOverhead¦Normal
22-0072687 | 3rd Party | Other | Conductor, Overhead | Normal | 2022 | Tier 2 - Elevated | Distribution Circuit | 6 | 10 | 2022-06-10 | 1727184 | Sus | Y | 3rdParty¦Other¦ConductorOverhead¦Normal
22-0073100 | Vegetation | Tree - branch fell on line | Conductor, Overhead | Normal | 2022 | Tier 3 - Extreme | Distribution Circuit | 6 | 10 | 2022-06-10 | 1727769 | Sus | Y | Vegetation¦Treebranchfellonline¦ConductorOverhead¦Normal
22-0074391 | Equipment Failure/Involved | Overhead | Transformer (OH) | Failed/Faulted | 2022 | Tier 2 - Elevated | Distribution Circuit | 6 | 15 | 2022-06-15 | 1731688 | Sus | Y | EquipmentFailureInvolved¦Overhead¦Transformer(OH)¦FailedFaulted
22-0074813 | Vegetation | Tree - fell into line | Conductor, Overhead | Broken, wire on ground | 2022 | Tier 3 - Extreme | Distribution Circuit | 6 | 15 | 2022-06-15 | 1732594 | Sus | Y | Vegetation¦Treefellintoline¦ConductorOverhead¦Brokenwireonground
22-0076888 | Vegetation | Tree - fell into line | Conductor, Overhead | Normal | 2022 | Tier 2 - Elevated | Distribution Circuit | 6 | 22 | 2022-06-22 | 1737924 | Sus | Y | Vegetation¦Treefellintoline¦ConductorOverhead¦Normal
22-0080778 | 3rd Party | Fire, house or bldg. | Conductor, Overhead | Normal | 2022 | Tier 2 - Elevated | Distribution Circuit | 6 | 30 | 2022-06-30 | 1746448 | Sus | Y | 3rdParty¦Firehouseorbldg¦ConductorOverhead¦Normal
22-0081556 | 3rd Party | Vehicle | Pole-Wood | Normal | 2022 | Tier 2 - Elevated | Distribution Circuit | 7 | 3 | 2022-07-03 | 1748430 | Sus | Y | 3rdParty¦Vehicle¦PoleWood¦Normal
22-0082993 | Animal | Bird found | Conductor, Overhead | Normal | 2022 | Tier 2 - Elevated | Distribution Circuit | 7 | 8 | 2022-07-08 | 1751122 | Sus | Y | Animal¦Birdfound¦ConductorOverhead¦Normal
22-0089983 | Equipment Failure/Involved | Electrical Overload | Transformer (OH) | Failed/Faulted | 2022 | Tier 2 - Elevated | Distribution Circuit | 7 | 26 | 2022-07-26 | 1766093 | Sus | Y | EquipmentFailureInvolved¦ElectricalOverload¦Transformer(OH)¦FailedFaulted
22-0093362 | Equipment Failure/Involved | Overhead | Transformer (OH) | Failed/Faulted | 2022 | Tier 2 - Elevated | Transformer only | 8 | 3 | 2022-08-03 | 1772365 | Sus | Y | EquipmentFailureInvolved¦Overhead¦Transformer(OH)¦FailedFaulted
22-0094142 | Equipment Failure/Involved | Overhead | Crossarm, Wood | Broken | 2022 | Tier 2 - Elevated | Distribution Circuit | 8 | 5 | 2022-08-05 | 1774016 | Sus | Y | EquipmentFailureInvolved¦Overhead¦CrossarmWood¦Broken
22-0096279 | Unknown Cause | Patrol - found nothing |  |  | 2022 | Tier 3 - Extreme | Distribution Circuit | 8 | 11 | 2022-08-11 | 1778683 | Sus | Y | UnknownCause¦Patrolfoundnothing¦¦
22-0096679 | Unknown Cause | Patrol - found nothing |  |  | 2022 | Tier 2 - Elevated | Distribution Circuit | 8 | 11 | 2022-08-11 | 1779192 | Sus | Y | UnknownCause¦Patrolfoundnothing¦¦
22-0101380 | 3rd Party | Customer Equipment | Customer Equipment | Normal | 2022 | Tier 2 - Elevated | Distribution Circuit | 8 | 24 | 2022-08-24 | 1789003 | Sus | Y | 3rdParty¦CustomerEquipment¦CustomerEquipment¦Normal
22-0103416 | Equipment Failure/Involved | Overhead | Pole-Wood | Deteriorated | 2022 | Tier 2 - Elevated | Transformer only | 8 | 30 | 2022-08-30 | 1794569 | Sus | Y | EquipmentFailureInvolved¦Overhead¦PoleWood¦Deteriorated
22-0111996 | Equipment Failure/Involved | Overhead | Cutout, fuse holder | Broken | 2022 | Tier 2 - Elevated | Transformer only | 9 | 19 | 2022-09-19 | 1815870 | Sus | Y | EquipmentFailureInvolved¦Overhead¦Cutoutfuseholder¦Broken
22-0128484 | Vegetation | Tree - fell into line | Conductor, Overhead | Normal | 2022 | Tier 2 - Elevated | Distribution Circuit | 11 | 7 | 2022-11-07 | 1855616 | Sus | Y | Vegetation¦Treefellintoline¦ConductorOverhead¦Normal
22-0134270 | Animal | Squirrel | Pothead(Riser Termination) | Normal | 2022 | Tier 3 - Extreme | Distribution Circuit | 11 | 27 | 2022-11-27 | 1869674 | Sus | Y | Animal¦Squirrel¦Pothead(RiserTermination)¦Normal
22-0138157 | Unknown Cause | Patrol - found nothing |  |  | 2022 | Tier 2 - Elevated | Distribution Circuit | 12 | 10 | 2022-12-10 | 1880476 | Sus | N | UnknownCause¦Patrolfoundnothing¦¦
22-0138232 | Vegetation | Tree - fell into line | Pole-Wood | Broken, wire on ground | 2022 | Tier 3 - Extreme | Distribution Circuit | 12 | 10 | 2022-12-10 | 1881374 | Sus | N | Vegetation¦Treefellintoline¦PoleWood¦Brokenwireonground
22-0138473 | Equipment Failure/Involved | Overhead | Conductor, Overhead | Together | 2022 | Tier 2 - Elevated | Distribution Circuit | 12 | 10 | 2022-12-10 | 1882859 | Sus | N | EquipmentFailureInvolved¦Overhead¦ConductorOverhead¦Together
22-0142066 | Vegetation | Tree - fell into line | Fuse | Normal | 2022 | Tier 3 - Extreme | Distribution Circuit | 12 | 29 | 2022-12-29 | 1901369 | Sus | N | Vegetation¦Treefellintoline¦Fuse¦Normal
15-0009922 | Vegetation | Tree - fell into line | Service conductor | Normal | 2015 | Tier 2 - Elevated | Transformer only | 2 | 6 | 2015-02-06 | 1173584 | Sus | N | Vegetation¦Treefellintoline¦Serviceconductor¦Normal
15-0011173 | Equipment Failure/Involved | Other | Connector or Splice (OH) | Burned/flashed | 2015 | Tier 3 - Extreme | Distribution Circuit | 2 | 7 | 2015-02-07 | 1180907 | Sus | N | EquipmentFailureInvolved¦Other¦ConnectororSplice(OH)¦Burnedflashed
15-0012283 | Equipment Failure/Involved | Lightning | Transformer | Broken | 2015 | Tier 3 - Extreme | Transformer only | 2 | 9 | 2015-02-09 | 1186949 | Sus | N | EquipmentFailureInvolved¦Lightning¦Transformer¦Broken
15-0015097 | Vegetation | Tree - fell into line | Conductor, Overhead | Broken, wire on ground | 2015 | Tier 2 - Elevated | Distribution Circuit | 2 | 23 | 2015-02-23 | 1194415 | Sus | N | Vegetation¦Treefellintoline¦ConductorOverhead¦Brokenwireonground
15-0021079 | Unknown Cause | Patrol - found nothing |  |  | 2015 | Tier 2 - Elevated | Distribution Circuit | 3 | 20 | 2015-03-20 | 1206171 | Sus | N | UnknownCause¦Patrolfoundnothing¦¦
15-0021255 | Equipment Failure/Involved | Other | Transformer | Failed/Faulted | 2015 | Tier 2 - Elevated | Transformer only | 3 | 22 | 2015-03-22 | 1206718 | Sus | N | EquipmentFailureInvolved¦Other¦Transformer¦FailedFaulted
15-0022754 | Equipment Failure/Involved | Other | Crossarm, Wood | Broken | 2015 | Tier 2 - Elevated | Distribution Circuit | 3 | 28 | 2015-03-28 | 1209260 | Sus | N | EquipmentFailureInvolved¦Other¦CrossarmWood¦Broken
15-0028739 | Equipment Failure/Involved | Lightning | Transformer | Broken | 2015 | Tier 3 - Extreme | Transformer only | 4 | 22 | 2015-04-22 | 1223362 | Sus | N | EquipmentFailureInvolved¦Lightning¦Transformer¦Broken
15-0036126 | Equipment Failure/Involved | Overhead | Secondary | Broken, wire on ground | 2015 | Tier 2 - Elevated | Transformer only | 5 | 23 | 2015-05-23 | 1238702 | Sus | Y | EquipmentFailureInvolved¦Overhead¦Secondary¦Brokenwireonground
15-0038987 | Environmental/External | Lightning | Transformer (OH) | Failed/Faulted | 2015 | Tier 3 - Extreme | Transformer only | 6 | 5 | 2015-06-05 | 1244607 | Sus | Y | EnvironmentalExternal¦Lightning¦Transformer(OH)¦FailedFaulted
15-0040507 | Vegetation | Tree - branch fell on line | Conductor, Overhead | Broken, wire on ground | 2015 | Tier 2 - Elevated | Distribution Circuit | 6 | 11 | 2015-06-11 | 1249475 | Sus | Y | Vegetation¦Treebranchfellonline¦ConductorOverhead¦Brokenwireonground
15-0040862 | 3rd Party | Metallic Balloon | Fuse | Failed/Faulted | 2015 | Tier 2 - Elevated | Distribution Circuit | 6 | 13 | 2015-06-13 | 1250441 | Sus | Y | 3rdParty¦MetallicBalloon¦Fuse¦FailedFaulted
15-0043449 | Equipment Failure/Involved | Overhead | Insulator | Broken | 2015 | Tier 2 - Elevated | Distribution Circuit | 6 | 25 | 2015-06-25 | 1256786 | Sus | Y | EquipmentFailureInvolved¦Overhead¦Insulator¦Broken
15-0046705 | Equipment Failure/Involved | Overhead |  | Broken | 2015 | Tier 3 - Extreme | Transformer only | 7 | 9 | 2015-07-09 | 1265921 | Sus | Y | EquipmentFailureInvolved¦Overhead¦¦Broken
15-0047539 | Animal | Squirrel | Fuse | Failed/Faulted | 2015 | Tier 2 - Elevated | Transformer only | 7 | 15 | 2015-07-15 | 1268323 | Sus | Y | Animal¦Squirrel¦Fuse¦FailedFaulted
15-0048793 | Unknown Cause | Patrol - not conducted |  |  | 2015 | Tier 2 - Elevated | Distribution Circuit | 7 | 19 | 2015-07-19 | 1271845 | Sus | Y | UnknownCause¦Patrolnotconducted¦¦
15-0048845 | Environmental/External | Lightning | Fuse | Failed/Faulted | 2015 | Tier 2 - Elevated | Distribution Circuit | 7 | 19 | 2015-07-19 | 1272589 | Sus | Y | EnvironmentalExternal¦Lightning¦Fuse¦FailedFaulted
15-0049449 | Unknown Cause | Patrol - not conducted |  |  | 2015 | Tier 2 - Elevated | Transformer only | 7 | 20 | 2015-07-20 | 1273914 | Sus | Y | UnknownCause¦Patrolnotconducted¦¦
15-0053770 | Vegetation | Tree - branch fell on line | Conductor, Overhead | Normal | 2015 | Tier 3 - Extreme | Distribution Circuit | 8 | 7 | 2015-08-07 | 1285024 | Sus | Y | Vegetation¦Treebranchfellonline¦ConductorOverhead¦Normal
15-0053884 | Vegetation | Tree - fell into line | Conductor, Overhead | Broken, wire on object | 2015 | Tier 2 - Elevated | Distribution Circuit | 8 | 8 | 2015-08-08 | 1285411 | Sus | Y | Vegetation¦Treefellintoline¦ConductorOverhead¦Brokenwireonobject
15-0059453 | Vegetation | Tree - fell into line | Conductor, Overhead | Broken, wire on ground | 2015 | Tier 3 - Extreme | Distribution Circuit | 9 | 4 | 2015-09-04 | 1300348 | Sus | Y | Vegetation¦Treefellintoline¦ConductorOverhead¦Brokenwireonground
15-0061106 | Unknown Cause | Patrol - found nothing |  |  | 2015 | Tier 3 - Extreme | Distribution Circuit | 9 | 13 | 2015-09-13 | 1305044 | Sus | Y | UnknownCause¦Patrolfoundnothing¦¦
15-0070872 | Equipment Failure/Involved | Overhead | Transformer | Failed/Faulted | 2015 | Tier 3 - Extreme | Transformer only | 10 | 16 | 2015-10-16 | 1323136 | Sus | Y | EquipmentFailureInvolved¦Overhead¦Transformer¦FailedFaulted
15-0073402 | 3rd Party | Vehicle | Pole-Wood | Broken, wire on ground | 2015 | Tier 2 - Elevated | Distribution Circuit | 10 | 26 | 2015-10-26 | 1329458 | Sus | Y | 3rdParty¦Vehicle¦PoleWood¦Brokenwireonground
15-0082569 | Unknown Cause | Patrol - found nothing |  |  | 2015 | Tier 2 - Elevated | Distribution Circuit | 12 | 3 | 2015-12-03 | 1353048 | Sus | N | UnknownCause¦Patrolfoundnothing¦¦
15-0083049 | Equipment Failure/Involved | Overhead | Transformer | Failed/Faulted | 2015 | Tier 3 - Extreme | Transformer only | 12 | 6 | 2015-12-06 | 1354707 | Sus | N | EquipmentFailureInvolved¦Overhead¦Transformer¦FailedFaulted
15-0083626 | Environmental/External | Lightning | Transformer | Failed/Faulted | 2015 | Tier 2 - Elevated | Transformer only | 12 | 9 | 2015-12-09 | 1356318 | Sus | N | EnvironmentalExternal¦Lightning¦Transformer¦FailedFaulted
15-0083945 | Unknown Cause | Patrol - found nothing |  |  | 2015 | Tier 2 - Elevated | Distribution Circuit | 12 | 10 | 2015-12-10 | 1357683 | Sus | N | UnknownCause¦Patrolfoundnothing¦¦
15-0084049 | Vegetation | Tree - fell into line | Conductor, Overhead | Broken, wire on ground | 2015 | Tier 3 - Extreme | Distribution Circuit | 12 | 10 | 2015-12-10 | 1358082 | Sus | N | Vegetation¦Treefellintoline¦ConductorOverhead¦Brokenwireonground
15-0085023 | Vegetation | Tree - branch fell on line | Conductor, Overhead | Broken, wire on ground | 2015 | Tier 2 - Elevated | Distribution Circuit | 12 | 13 | 2015-12-13 | 1362836 | Sus | N | Vegetation¦Treebranchfellonline¦ConductorOverhead¦Brokenwireonground
15-0086925 | Vegetation | Tree - fell into line | Conductor, Overhead | Broken, wire on ground | 2015 | Tier 2 - Elevated | Distribution Circuit | 12 | 23 | 2015-12-23 | 1370108 | Sus | N | Vegetation¦Treefellintoline¦ConductorOverhead¦Brokenwireonground
16-0004729 | Unknown Cause | Patrol - found nothing |  |  | 2016 | Tier 3 - Extreme | Distribution Circuit | 1 | 12 | 2016-01-12 | 1382089 | Sus | N | UnknownCause¦Patrolfoundnothing¦¦
16-0005461 | Unknown Cause | Patrol - found nothing |  |  | 2016 | Tier 2 - Elevated | Distribution Circuit | 1 | 14 | 2016-01-14 | 1383896 | Sus | N | UnknownCause¦Patrolfoundnothing¦¦
16-0005807 | 3rd Party | Vehicle | Pole-Wood | Broken, wire on ground | 2016 | Tier 2 - Elevated | Transformer only | 1 | 16 | 2016-01-16 | 1385191 | Sus | N | 3rdParty¦Vehicle¦PoleWood¦Brokenwireonground
16-0006539 | Unknown Cause | Patrol - not conducted |  |  | 2016 | Tier 2 - Elevated | Distribution Circuit | 1 | 19 | 2016-01-19 | 1387509 | Sus | N | UnknownCause¦Patrolnotconducted¦¦
16-0006850 | Vegetation | Tree - fell into line | Conductor, Overhead | Broken, wire on ground | 2016 | Tier 2 - Elevated | Distribution Circuit | 1 | 20 | 2016-01-20 | 1388559 | Sus | N | Vegetation¦Treefellintoline¦ConductorOverhead¦Brokenwireonground
16-0009414 | Vegetation | Tree - fell into line | Conductor, Overhead | Broken, wire on ground | 2016 | Tier 2 - Elevated | Distribution Circuit | 1 | 31 | 2016-01-31 | 1394926 | Sus | N | Vegetation¦Treefellintoline¦ConductorOverhead¦Brokenwireonground
16-0009535 | Vegetation | Tree - branch fell on line | Conductor, Overhead | Normal | 2016 | Tier 3 - Extreme | Distribution Circuit | 1 | 31 | 2016-01-31 | 1395454 | Sus | N | Vegetation¦Treebranchfellonline¦ConductorOverhead¦Normal
16-0011153 | Unknown Cause | Patrol - found nothing |  |  | 2016 | Tier 3 - Extreme | Distribution Circuit | 2 | 7 | 2016-02-07 | 1399782 | Sus | N | UnknownCause¦Patrolfoundnothing¦¦
16-0011485 | 3rd Party | Tree - cutting, 3rd party | Conductor, Overhead | Normal | 2016 | Tier 2 - Elevated | Distribution Circuit | 2 | 9 | 2016-02-09 | 1400576 | Sus | N | 3rdParty¦Treecutting3rdparty¦ConductorOverhead¦Normal
16-0012049 | 3rd Party | Tree - cutting, 3rd party | Conductor, Overhead | Broken, wire on ground | 2016 | Tier 2 - Elevated | Distribution Circuit | 2 | 11 | 2016-02-11 | 1401901 | Sus | N | 3rdParty¦Treecutting3rdparty¦ConductorOverhead¦Brokenwireonground
16-0012668 | Unknown Cause | Patrol - found nothing |  |  | 2016 | Tier 2 - Elevated | Distribution Circuit | 2 | 15 | 2016-02-15 | 1403671 | Sus | N | UnknownCause¦Patrolfoundnothing¦¦
16-0012670 | 3rd Party | Tree - cutting, 3rd party | Conductor, Overhead | Broken, wire on ground | 2016 | Tier 2 - Elevated | Distribution Circuit | 2 | 15 | 2016-02-15 | 1403739 | Sus | N | 3rdParty¦Treecutting3rdparty¦ConductorOverhead¦Brokenwireonground
16-0014885 | Equipment Failure/Involved | Overhead | Transformer (OH) | Deteriorated | 2016 | Tier 2 - Elevated | Transformer only | 2 | 22 | 2016-02-22 | 1410640 | Sus | N | EquipmentFailureInvolved¦Overhead¦Transformer(OH)¦Deteriorated
16-0017712 | Unknown Cause | Patrol - found nothing |  |  | 2016 | Tier 3 - Extreme | Distribution Circuit | 3 | 5 | 2016-03-05 | 1418376 | Sus | N | UnknownCause¦Patrolfoundnothing¦¦
16-0023191 | Unknown Cause | Patrol - found nothing |  |  | 2016 | Tier 3 - Extreme | Distribution Circuit | 3 | 22 | 2016-03-22 | 1435899 | Sus | N | UnknownCause¦Patrolfoundnothing¦¦
16-0025498 | Animal | Bird found | Fuse | Failed/Faulted | 2016 | Tier 2 - Elevated | Distribution Circuit | 4 | 1 | 2016-04-01 | 1442648 | Sus | N | Animal¦Birdfound¦Fuse¦FailedFaulted
16-0027499 | Unknown Cause | Patrol - found nothing |  |  | 2016 | Tier 2 - Elevated | Transformer only | 4 | 9 | 2016-04-09 | 1447876 | Sus | N | UnknownCause¦Patrolfoundnothing¦¦
16-0030988 | Equipment Failure/Involved | Electrical Overload | Transformer | Failed/Faulted | 2016 | Tier 2 - Elevated | Transformer only | 4 | 23 | 2016-04-23 | 1456875 | Sus | N | EquipmentFailureInvolved¦ElectricalOverload¦Transformer¦FailedFaulted
16-0032921 | Equipment Failure/Involved | Overhead | Cutout, fuse holder | Broken | 2016 | Tier 2 - Elevated | Transformer only | 4 | 30 | 2016-04-30 | 1462414 | Sus | N | EquipmentFailureInvolved¦Overhead¦Cutoutfuseholder¦Broken
16-0033150 | Animal | Squirrel | Transformer | Failed/Faulted | 2016 | Tier 2 - Elevated | Distribution Circuit | 5 | 2 | 2016-05-02 | 1463044 | Sus | Y | Animal¦Squirrel¦Transformer¦FailedFaulted
16-0036152 | Vegetation | Tree - fell into line | Conductor, Overhead | Normal | 2016 | Tier 3 - Extreme | Distribution Circuit | 5 | 15 | 2016-05-15 | 1470065 | Sus | Y | Vegetation¦Treefellintoline¦ConductorOverhead¦Normal
16-0037815 | Unknown Cause | Patrol - found nothing |  |  | 2016 | Tier 3 - Extreme | Distribution Circuit | 5 | 23 | 2016-05-23 | 1475046 | Sus | Y | UnknownCause¦Patrolfoundnothing¦¦
16-0038571 | Unknown Cause | Patrol - not conducted |  |  | 2016 | Tier 2 - Elevated | Distribution Circuit | 5 | 25 | 2016-05-25 | 1476747 | Sus | Y | UnknownCause¦Patrolnotconducted¦¦
16-0039002 | Equipment Failure/Involved | Overhead | Transformer (OH) | Leaking | 2016 | Tier 3 - Extreme | Transformer only | 5 | 27 | 2016-05-27 | 1478134 | Sus | Y | EquipmentFailureInvolved¦Overhead¦Transformer(OH)¦Leaking
16-0039478 | Unknown Cause | Patrol - found nothing |  |  | 2016 | Tier 2 - Elevated | Distribution Circuit | 5 | 28 | 2016-05-28 | 1478353 | Sus | Y | UnknownCause¦Patrolfoundnothing¦¦
16-0042228 | Vegetation | Tree - branch fell on line | Conductor, Overhead | Normal | 2016 | Tier 2 - Elevated | Distribution Circuit | 6 | 9 | 2016-06-09 | 1486016 | Sus | Y | Vegetation¦Treebranchfellonline¦ConductorOverhead¦Normal
16-0043312 | Unknown Cause | Patrol - found nothing |  | Failed/Faulted | 2016 | Tier 2 - Elevated | Distribution Circuit | 6 | 15 | 2016-06-15 | 1489086 | Sus | Y | UnknownCause¦Patrolfoundnothing¦¦FailedFaulted
16-0052953 | Vegetation | Tree - fell into line | Conductor, Overhead | Normal | 2016 | Tier 2 - Elevated | Distribution Circuit | 7 | 27 | 2016-07-27 | 1517239 | Sus | Y | Vegetation¦Treefellintoline¦ConductorOverhead¦Normal
16-0056102 | Equipment Failure/Involved | Overhead | Jumper | Burned Open | 2016 | Tier 2 - Elevated | Distribution Circuit | 8 | 9 | 2016-08-09 | 1523958 | Sus | Y | EquipmentFailureInvolved¦Overhead¦Jumper¦BurnedOpen
16-0063691 | Animal | Bird found | Fuse | Failed/Faulted | 2016 | Tier 3 - Extreme | Distribution Circuit | 9 | 10 | 2016-09-10 | 1539231 | Sus | Y | Animal¦Birdfound¦Fuse¦FailedFaulted
16-0072623 | Vegetation | Tree - fell into line | Conductor, Overhead | Broken, wire on ground | 2016 | Tier 3 - Extreme | Distribution Circuit | 10 | 15 | 2016-10-15 | 1561625 | Sus | Y | Vegetation¦Treefellintoline¦ConductorOverhead¦Brokenwireonground
16-0075486 | Vegetation | Tree - fell into line | Lightning Arrestor | Failed/Faulted | 2016 | Tier 2 - Elevated | Distribution Circuit | 10 | 25 | 2016-10-25 | 1569837 | Sus | Y | Vegetation¦Treefellintoline¦LightningArrestor¦FailedFaulted
16-0084457 | Unknown Cause | Patrol - not conducted |  |  | 2016 | Tier 3 - Extreme | Distribution Circuit | 12 | 7 | 2016-12-07 | 1596518 | Sus | N | UnknownCause¦Patrolnotconducted¦¦
16-0086511 | Vegetation | Tree - fell into line | Conductor, Overhead | Broken, wire on ground | 2016 | Tier 3 - Extreme | Distribution Circuit | 12 | 20 | 2016-12-20 | 1607481 | Sus | N | Vegetation¦Treefellintoline¦ConductorOverhead¦Brokenwireonground
17-0002880 | Vegetation | Tree - fell into line | Conductor, Overhead | Broken, wire on ground | 2017 | Tier 3 - Extreme | Distribution Circuit | 1 | 3 | 2017-01-03 | 1615292 | Sus | N | Vegetation¦Treefellintoline¦ConductorOverhead¦Brokenwireonground
17-0003388 | Equipment Failure/Involved | Overhead | Conductor, Overhead | Broken, wire on ground | 2017 | Tier 2 - Elevated | Distribution Circuit | 1 | 3 | 2017-01-03 | 1617421 | Sus | N | EquipmentFailureInvolved¦Overhead¦ConductorOverhead¦Brokenwireonground
17-0005257 | Vegetation | Tree - fell into line | Conductor, Overhead | Broken, wire on ground | 2017 | Tier 3 - Extreme | Distribution Circuit | 1 | 8 | 2017-01-08 | 1625076 | Sus | N | Vegetation¦Treefellintoline¦ConductorOverhead¦Brokenwireonground
17-0005589 | Vegetation | Tree - fell into line | Conductor, Overhead | Broken, wire on ground | 2017 | Tier 2 - Elevated | Distribution Circuit | 1 | 8 | 2017-01-08 | 1628573 | Sus | N | Vegetation¦Treefellintoline¦ConductorOverhead¦Brokenwireonground
17-0008330 | Vegetation | Tree - branch fell on line | Conductor, Overhead | Normal | 2017 | Tier 2 - Elevated | Distribution Circuit | 1 | 10 | 2017-01-10 | 1637064 | Sus | N | Vegetation¦Treebranchfellonline¦ConductorOverhead¦Normal
17-0008537 | Vegetation | Tree - fell into line | Conductor, Overhead | Together | 2017 | Tier 3 - Extreme | Distribution Circuit | 1 | 12 | 2017-01-12 | 1641864 | Sus | N | Vegetation¦Treefellintoline¦ConductorOverhead¦Together
17-0009608 | Unknown Cause | Patrol - found nothing |  |  | 2017 | Tier 2 - Elevated | Distribution Circuit | 1 | 17 | 2017-01-17 | 1645180 | Sus | N | UnknownCause¦Patrolfoundnothing¦¦
17-0010499 | Unknown Cause | Patrol - found nothing |  |  | 2017 | Tier 3 - Extreme | Distribution Circuit | 1 | 18 | 2017-01-18 | 1648790 | Sus | N | UnknownCause¦Patrolfoundnothing¦¦
17-0010619 | Vegetation | Tree - fell into line | Conductor, Overhead | Normal | 2017 | Tier 2 - Elevated | Transmission line | 1 | 19 | 2017-01-19 | 1649778 | Sus | N | Vegetation¦Treefellintoline¦ConductorOverhead¦Normal
17-0011939 | Vegetation | Tree - palm frond fell into line | Fuse | Failed/Faulted | 2017 | Tier 3 - Extreme | Distribution Circuit | 1 | 21 | 2017-01-21 | 1655771 | Sus | N | Vegetation¦Treepalmfrondfellintoline¦Fuse¦FailedFaulted
17-0012125 | Unknown Cause | Patrol - found nothing |  |  | 2017 | Tier 2 - Elevated | Distribution Circuit | 1 | 21 | 2017-01-21 | 1657009 | Sus | N | UnknownCause¦Patrolfoundnothing¦¦
17-0012941 | Equipment Failure/Involved | Overhead | Pole-Wood | Broken | 2017 | Tier 2 - Elevated | Distribution Circuit | 1 | 22 | 2017-01-22 | 1659917 | Sus | N | EquipmentFailureInvolved¦Overhead¦PoleWood¦Broken
17-0012977 | Vegetation | Tree - fell into line | Pole-Wood | Broken, wire on ground | 2017 | Tier 2 - Elevated | Distribution Circuit | 1 | 22 | 2017-01-22 | 1659419 | Sus | N | Vegetation¦Treefellintoline¦PoleWood¦Brokenwireonground
17-0013929 | Unknown Cause | Patrol - found nothing |  |  | 2017 | Tier 2 - Elevated | Distribution Circuit | 1 | 23 | 2017-01-23 | 1663627 | Sus | N | UnknownCause¦Patrolfoundnothing¦¦
17-0017357 | Unknown Cause | Patrol - not conducted |  |  | 2017 | Tier 2 - Elevated | Distribution Circuit | 2 | 3 | 2017-02-03 | 1674311 | Sus | N | UnknownCause¦Patrolnotconducted¦¦
17-0018733 | Vegetation | Tree - branch fell on line | Fuse | Burned Open | 2017 | Tier 3 - Extreme | Distribution Circuit | 2 | 7 | 2017-02-07 | 1680885 | Sus | N | Vegetation¦Treebranchfellonline¦Fuse¦BurnedOpen
17-0018757 | Vegetation | Tree - branch fell on line | Connector or Splice (OH) | Broken | 2017 | Tier 3 - Extreme | Distribution Circuit | 2 | 7 | 2017-02-07 | 1681000 | Sus | N | Vegetation¦Treebranchfellonline¦ConnectororSplice(OH)¦Broken
17-0018854 | Equipment Failure/Involved | Overhead | Pole-Wood | Broken, wire on ground | 2017 | Tier 3 - Extreme | Distribution Circuit | 2 | 8 | 2017-02-08 | 1681340 | Sus | N | EquipmentFailureInvolved¦Overhead¦PoleWood¦Brokenwireonground
17-0019589 | Vegetation | Tree - fell into line | Conductor, Overhead | Broken, wire on ground | 2017 | Tier 2 - Elevated | Distribution Circuit | 2 | 9 | 2017-02-09 | 1683856 | Sus | N | Vegetation¦Treefellintoline¦ConductorOverhead¦Brokenwireonground
17-0023181 | Equipment Failure/Involved | Overhead | Pole-Wood | On Ground | 2017 | Tier 2 - Elevated | Distribution Circuit | 2 | 18 | 2017-02-18 | 1700449 | Sus | N | EquipmentFailureInvolved¦Overhead¦PoleWood¦OnGround
17-0023830 | Vegetation | Tree - branch fell on line | Conductor, Overhead | Together | 2017 | Tier 3 - Extreme | Distribution Circuit | 2 | 20 | 2017-02-20 | 1703056 | Sus | N | Vegetation¦Treebranchfellonline¦ConductorOverhead¦Together
17-0023838 | Equipment Failure/Involved | Overhead | Pole-Wood | Broken | 2017 | Tier 2 - Elevated | Distribution Circuit | 2 | 20 | 2017-02-20 | 1703350 | Sus | N | EquipmentFailureInvolved¦Overhead¦PoleWood¦Broken
17-0023909 | Equipment Failure/Involved | Overhead | Conductor, Overhead | Broken, wire on ground | 2017 | Tier 2 - Elevated | Distribution Circuit | 2 | 20 | 2017-02-20 | 1703819 | Sus | N | EquipmentFailureInvolved¦Overhead¦ConductorOverhead¦Brokenwireonground
17-0025035 | Vegetation | Tree - fell into line | Pole-Wood | Broken | 2017 | Tier 3 - Extreme | Distribution Circuit | 2 | 21 | 2017-02-21 | 1707498 | Sus | N | Vegetation¦Treefellintoline¦PoleWood¦Broken
17-0025098 | Vegetation | Tree - fell into line | Conductor, Overhead | Normal | 2017 | Tier 2 - Elevated | Distribution Circuit | 2 | 20 | 2017-02-20 | 1708527 | Sus | N | Vegetation¦Treefellintoline¦ConductorOverhead¦Normal
17-0025981 | Vegetation | Tree - fell into line | Conductor, Overhead | On Ground | 2017 | Tier 3 - Extreme | Distribution Circuit | 2 | 23 | 2017-02-23 | 1711750 | Sus | N | Vegetation¦Treefellintoline¦ConductorOverhead¦OnGround
17-0028122 | Unknown Cause | Patrol - found nothing |  |  | 2017 | Tier 2 - Elevated | Distribution Circuit | 3 | 3 | 2017-03-03 | 1718543 | Sus | N | UnknownCause¦Patrolfoundnothing¦¦
17-0031123 | Equipment Failure/Involved | Overhead | Transformer (OH) | Failed/Faulted | 2017 | Tier 3 - Extreme | Distribution Circuit | 3 | 16 | 2017-03-16 | 1728133 | Sus | N | EquipmentFailureInvolved¦Overhead¦Transformer(OH)¦FailedFaulted
17-0033568 | Unknown Cause | Patrol - found nothing |  |  | 2017 | Tier 3 - Extreme | Distribution Circuit | 3 | 24 | 2017-03-24 | 1734987 | Sus | N | UnknownCause¦Patrolfoundnothing¦¦
17-0034187 | Equipment Failure/Involved | Overhead | Cutout, fuse holder | Broken | 2017 | Tier 3 - Extreme | Transformer only | 3 | 27 | 2017-03-27 | 1736652 | Sus | N | EquipmentFailureInvolved¦Overhead¦Cutoutfuseholder¦Broken
17-0035314 | Equipment Failure/Involved | Overhead | Insulator | Broken | 2017 | Tier 2 - Elevated | Distribution Circuit | 3 | 30 | 2017-03-30 | 1740118 | Sus | N | EquipmentFailureInvolved¦Overhead¦Insulator¦Broken
17-0037203 | Vegetation | Tree - fell into line | Crossarm, Wood | Broken, wire on ground | 2017 | Tier 2 - Elevated | Distribution Circuit | 4 | 6 | 2017-04-06 | 1745780 | Sus | N | Vegetation¦Treefellintoline¦CrossarmWood¦Brokenwireonground
17-0040639 | Unknown Cause | Patrol - not conducted |  |  | 2017 | Tier 3 - Extreme | Distribution Circuit | 4 | 16 | 2017-04-16 | 1759021 | Sus | N | UnknownCause¦Patrolnotconducted¦¦
17-0047699 | Equipment Failure/Involved | Overhead | Cutout, fuse holder | Broken | 2017 | Tier 2 - Elevated | Distribution Circuit | 5 | 13 | 2017-05-13 | 1781250 | Sus | Y | EquipmentFailureInvolved¦Overhead¦Cutoutfuseholder¦Broken
17-0052148 | Vegetation | Tree - fell into line | Conductor, Overhead | Normal | 2017 | Tier 2 - Elevated | Distribution Circuit | 6 | 1 | 2017-06-01 | 1794786 | Sus | Y | Vegetation¦Treefellintoline¦ConductorOverhead¦Normal
17-0054313 | Unknown Cause | Patrol - found nothing |  |  | 2017 | Tier 3 - Extreme | Distribution Circuit | 6 | 11 | 2017-06-11 | 1801770 | Sus | Y | UnknownCause¦Patrolfoundnothing¦¦
17-0060987 | Equipment Failure/Involved | Overhead | Transformer | Failed/Faulted | 2017 | Tier 2 - Elevated | Transformer only | 7 | 6 | 2017-07-06 | 1824686 | Sus | Y | EquipmentFailureInvolved¦Overhead¦Transformer¦FailedFaulted
17-0063021 | Equipment Failure/Involved | Overhead | Connector or Splice (OH) | Broken, wire on ground | 2017 | Tier 3 - Extreme | Distribution Circuit | 7 | 14 | 2017-07-14 | 1831643 | Sus | Y | EquipmentFailureInvolved¦Overhead¦ConnectororSplice(OH)¦Brokenwireonground
17-0064552 | Equipment Failure/Involved | Overhead | Transformer | Failed/Faulted | 2017 | Tier 3 - Extreme | Distribution Circuit | 7 | 21 | 2017-07-21 | 1836844 | Sus | Y | EquipmentFailureInvolved¦Overhead¦Transformer¦FailedFaulted
17-0067684 | Unknown Cause | Patrol - found nothing |  |  | 2017 | Tier 2 - Elevated | Distribution Circuit | 8 | 3 | 2017-08-03 | 1845460 | Sus | Y | UnknownCause¦Patrolfoundnothing¦¦
17-0071439 | Animal | Other | Transformer (OH) | Burned/flashed | 2017 | Tier 3 - Extreme | Distribution Circuit | 8 | 19 | 2017-08-19 | 1855072 | Sus | Y | Animal¦Other¦Transformer(OH)¦Burnedflashed
17-0074196 | Vegetation | Tree - fell into line | Conductor, Overhead | Burned/flashed | 2017 | Tier 2 - Elevated | Distribution Circuit | 8 | 30 | 2017-08-30 | 1863328 | Sus | Y | Vegetation¦Treefellintoline¦ConductorOverhead¦Burnedflashed
17-0076301 | Vegetation | Tree - fell into line | Conductor, Overhead | Together | 2017 | Tier 2 - Elevated | Distribution Circuit | 9 | 6 | 2017-09-06 | 1871218 | Sus | Y | Vegetation¦Treefellintoline¦ConductorOverhead¦Together
17-0077506 | 3rd Party | Customer Equipment | Other | Normal | 2017 | Tier 3 - Extreme | Distribution Circuit | 9 | 11 | 2017-09-11 | 1874947 | Sus | Y | 3rdParty¦CustomerEquipment¦Other¦Normal
17-0078144 | Environmental/External | Lightning | Transformer | Failed/Faulted | 2017 | Tier 2 - Elevated | Transformer only | 9 | 12 | 2017-09-12 | 1876967 | Sus | Y | EnvironmentalExternal¦Lightning¦Transformer¦FailedFaulted
17-0085393 | Vegetation | Tree - fell into line | Conductor, Overhead | Broken, wire on ground | 2017 | Tier 3 - Extreme | Distribution Circuit | 10 | 9 | 2017-10-09 | 1895660 | Sus | Y | Vegetation¦Treefellintoline¦ConductorOverhead¦Brokenwireonground
17-0087423 | Environmental/External | Fire, Forest/Grass | Pole-Wood | Burned/flashed | 2017 | Tier 3 - Extreme | Distribution Circuit | 10 | 8 | 2017-10-08 | 1901031 | Sus | Y | EnvironmentalExternal¦FireForestGrass¦PoleWood¦Burnedflashed
17-0092391 | Vegetation | Tree - branch fell on line | Conductor, Overhead | Normal | 2017 | Tier 3 - Extreme | Distribution Circuit | 11 | 3 | 2017-11-03 | 1914890 | Sus | Y | Vegetation¦Treebranchfellonline¦ConductorOverhead¦Normal
17-0092599 | Animal | Squirrel | Jumper | Burned Open | 2017 | Tier 2 - Elevated | Distribution Circuit | 11 | 4 | 2017-11-04 | 1915696 | Sus | Y | Animal¦Squirrel¦Jumper¦BurnedOpen
17-0094783 | Animal | Squirrel | Jumper | Broken | 2017 | Tier 3 - Extreme | Transformer only | 11 | 13 | 2017-11-13 | 1921728 | Sus | Y | Animal¦Squirrel¦Jumper¦Broken
17-0095089 | Equipment Failure/Involved | Overhead | Transformer (OH) | Leaking | 2017 | Tier 2 - Elevated | Distribution Circuit | 11 | 15 | 2017-11-15 | 1922715 | Sus | Y | EquipmentFailureInvolved¦Overhead¦Transformer(OH)¦Leaking
17-0099550 | Vegetation | Tree - fell into line | Crossarm, Wood | Broken, wire on ground | 2017 | Tier 3 - Extreme | Transmission line | 12 | 4 | 2017-12-04 | 1934809 | Sus | N | Vegetation¦Treefellintoline¦CrossarmWood¦Brokenwireonground
17-0099725 | Vegetation | Tree - fell into line | Conductor, Overhead | Broken, wire on ground | 2017 | Tier 3 - Extreme | Distribution Circuit | 12 | 4 | 2017-12-04 | 1935616 | Sus | N | Vegetation¦Treefellintoline¦ConductorOverhead¦Brokenwireonground
17-0100375 | Equipment Failure/Involved | Electrical Overload | Conductor, Overhead | Normal | 2017 | Tier 2 - Elevated | Distribution Circuit | 12 | 6 | 2017-12-06 | 1937728 | Sus | N | EquipmentFailureInvolved¦ElectricalOverload¦ConductorOverhead¦Normal
17-0102427 | Unknown Cause | Patrol - found nothing |  |  | 2017 | Tier 3 - Extreme | Distribution Circuit | 12 | 17 | 2017-12-17 | 1946390 | Sus | N | UnknownCause¦Patrolfoundnothing¦¦
18-0004101 | Vegetation | Tree - fell into line | Service conductor | Broken, wire on ground | 2018 | Tier 3 - Extreme | Transformer only | 1 | 7 | 2018-01-07 | 3412 | Sus | N | Vegetation¦Treefellintoline¦Serviceconductor¦Brokenwireonground
18-0004107 | Vegetation | Tree - branch fell on line | Fuse | Normal | 2018 | Tier 2 - Elevated | Distribution Circuit | 1 | 7 | 2018-01-07 | 3465 | Sus | N | Vegetation¦Treebranchfellonline¦Fuse¦Normal
18-0008408 | Equipment Failure/Involved | Overhead | Pole-Wood | Broken, wire on ground | 2018 | Tier 2 - Elevated | Distribution Circuit | 1 | 24 | 2018-01-24 | 12968 | Sus | N | EquipmentFailureInvolved¦Overhead¦PoleWood¦Brokenwireonground
18-0025348 | Vegetation | Tree - fell into line | Conductor, Overhead | Broken, wire on ground | 2018 | Tier 3 - Extreme | Distribution Circuit | 3 | 22 | 2018-03-22 | 50309 | Sus | N | Vegetation¦Treefellintoline¦ConductorOverhead¦Brokenwireonground
18-0027931 | Unknown Cause | Patrol - found nothing |  |  | 2018 | Tier 2 - Elevated | Distribution Circuit | 3 | 30 | 2018-03-30 | 56343 | Sus | N | UnknownCause¦Patrolfoundnothing¦¦
18-0030174 | Vegetation | Tree - fell into line | Conductor, Overhead | Broken, wire on ground | 2018 | Tier 2 - Elevated | Distribution Circuit | 4 | 7 | 2018-04-07 | 61440 | Sus | N | Vegetation¦Treefellintoline¦ConductorOverhead¦Brokenwireonground
18-0030385 | Equipment Failure/Involved | Overhead | Transformer | Failed/Faulted | 2018 | Tier 2 - Elevated | Transformer only | 4 | 8 | 2018-04-08 | 62592 | Sus | N | EquipmentFailureInvolved¦Overhead¦Transformer¦FailedFaulted
18-0030859 | Equipment Failure/Involved | Overhead | Fuse | Broken | 2018 | Tier 2 - Elevated | Distribution Circuit | 4 | 10 | 2018-04-10 | 63658 | Sus | N | EquipmentFailureInvolved¦Overhead¦Fuse¦Broken
18-0039709 | Unknown Cause | Patrol - found nothing |  |  | 2018 | Tier 2 - Elevated | Distribution Circuit | 5 | 9 | 2018-05-09 | 82713 | Sus | Y | UnknownCause¦Patrolfoundnothing¦¦
18-0050553 | Equipment Failure/Involved | Overhead | Insulator | Broken | 2018 | Tier 2 - Elevated | Distribution Circuit | 6 | 13 | 2018-06-13 | 108354 | Sus | Y | EquipmentFailureInvolved¦Overhead¦Insulator¦Broken
18-0050735 | Equipment Failure/Involved | Overhead | Transformer | Failed/Faulted | 2018 | Tier 2 - Elevated | Distribution Circuit | 6 | 13 | 2018-06-13 | 108680 | Sus | Y | EquipmentFailureInvolved¦Overhead¦Transformer¦FailedFaulted
18-0051773 | Equipment Failure/Involved | Overhead | Transformer | Failed/Faulted | 2018 | Tier 3 - Extreme | Transformer only | 6 | 17 | 2018-06-17 | 111489 | Sus | Y | EquipmentFailureInvolved¦Overhead¦Transformer¦FailedFaulted
18-0053851 | Equipment Failure/Involved | Overhead | Crossarm, Wood | Broken | 2018 | Tier 3 - Extreme | Transformer only | 6 | 23 | 2018-06-23 | 116154 | Sus | Y | EquipmentFailureInvolved¦Overhead¦CrossarmWood¦Broken
18-0055437 | Animal | Bird found | Conductor, Overhead | Normal | 2018 | Tier 2 - Elevated | Distribution Circuit | 6 | 28 | 2018-06-28 | 120223 | Sus | Y | Animal¦Birdfound¦ConductorOverhead¦Normal
18-0055573 | Animal | Squirrel | Transformer (OH) | Normal | 2018 | Tier 3 - Extreme | Distribution Circuit | 6 | 28 | 2018-06-28 | 120546 | Sus | Y | Animal¦Squirrel¦Transformer(OH)¦Normal
18-0059543 | Unknown Cause | Patrol - found nothing |  |  | 2018 | Tier 2 - Elevated | Distribution Circuit | 7 | 13 | 2018-07-13 | 130744 | Sus | Y | UnknownCause¦Patrolfoundnothing¦¦
18-0059657 | Vegetation | Tree - branch fell on line | Pole-Wood | Broken, wire on ground | 2018 | Tier 2 - Elevated | Distribution Circuit | 7 | 13 | 2018-07-13 | 131017 | Sus | Y | Vegetation¦Treebranchfellonline¦PoleWood¦Brokenwireonground
18-0062537 | Vegetation | Tree - branch fell on line | Conductor, Overhead | Normal | 2018 | Tier 3 - Extreme | Distribution Circuit | 7 | 22 | 2018-07-22 | 137724 | Sus | Y | Vegetation¦Treebranchfellonline¦ConductorOverhead¦Normal
18-0063818 | Unknown Cause | Patrol - found nothing |  |  | 2018 | Tier 2 - Elevated | Distribution Circuit | 7 | 26 | 2018-07-26 | 140639 | Sus | Y | UnknownCause¦Patrolfoundnothing¦¦
18-0064545 | Vegetation | Tree - branch fell on line | Conductor, Overhead | Broken, wire on ground | 2018 | Tier 3 - Extreme | Distribution Circuit | 7 | 28 | 2018-07-28 | 142227 | Sus | Y | Vegetation¦Treebranchfellonline¦ConductorOverhead¦Brokenwireonground
18-0066528 | Environmental/External | Fire, Forest/Grass | Pole-Wood | Burned/flashed | 2018 | Tier 3 - Extreme | Distribution Circuit | 7 | 26 | 2018-07-26 | 148369 | Sus | Y | EnvironmentalExternal¦FireForestGrass¦PoleWood¦Burnedflashed
18-0067659 | Animal | Other | Lightning Arrestor | Failed/Faulted | 2018 | Tier 2 - Elevated | Transformer only | 8 | 7 | 2018-08-07 | 150643 | Sus | Y | Animal¦Other¦LightningArrestor¦FailedFaulted
18-0068190 | Equipment Failure/Involved | Overhead | Capacitor | Failed/Faulted | 2018 | Tier 2 - Elevated | Distribution Circuit | 8 | 9 | 2018-08-09 | 151943 | Sus | Y | EquipmentFailureInvolved¦Overhead¦Capacitor¦FailedFaulted
18-0075923 | Vegetation | Tree - fell into line | Conductor, Overhead | Broken | 2018 | Tier 2 - Elevated | Distribution Circuit | 9 | 2 | 2018-09-02 | 167290 | Sus | Y | Vegetation¦Treefellintoline¦ConductorOverhead¦Broken
18-0082722 | Wildfire Mitigation | CWSP - Vegetation Removal |  |  | 2018 | Tier 3 - Extreme | Distribution Circuit | 9 | 24 | 2018-09-24 | 180215 | Sus | Y | WildfireMitigation¦CWSPVegetationRemoval¦¦
18-0083009 | Unknown Cause | Patrol - found nothing |  |  | 2018 | Tier 2 - Elevated | Distribution Circuit | 9 | 24 | 2018-09-24 | 180659 | Sus | Y | UnknownCause¦Patrolfoundnothing¦¦
18-0084881 | Unknown Cause | Patrol - found nothing |  |  | 2018 | Tier 2 - Elevated | Distribution Circuit | 9 | 29 | 2018-09-29 | 184140 | Sus | Y | UnknownCause¦Patrolfoundnothing¦¦
18-0085850 | Vegetation | Tree - fell into line | Conductor, Overhead | Broken, wire on ground | 2018 | Tier 2 - Elevated | Distribution Circuit | 10 | 2 | 2018-10-02 | 186341 | Sus | Y | Vegetation¦Treefellintoline¦ConductorOverhead¦Brokenwireonground
18-0090166 | Unknown Cause | Patrol - found nothing |  |  | 2018 | Tier 2 - Elevated | Distribution Circuit | 10 | 13 | 2018-10-13 | 194620 | Sus | Y | UnknownCause¦Patrolfoundnothing¦¦
18-0091550 | Vegetation | Tree - fell into line | Conductor, Overhead | Broken, wire on ground | 2018 | Tier 3 - Extreme | Transformer only | 10 | 17 | 2018-10-17 | 197711 | Sus | Y | Vegetation¦Treefellintoline¦ConductorOverhead¦Brokenwireonground
18-0091942 | Equipment Failure/Involved | Overhead | Transformer | Failed/Faulted | 2018 | Tier 2 - Elevated | Transformer only | 10 | 18 | 2018-10-18 | 198199 | Sus | Y | EquipmentFailureInvolved¦Overhead¦Transformer¦FailedFaulted
18-0093713 | Unknown Cause | Patrol - found nothing |  |  | 2018 | Tier 3 - Extreme | Distribution Circuit | 10 | 24 | 2018-10-24 | 201182 | Sus | Y | UnknownCause¦Patrolfoundnothing¦¦
18-0100510 | 3rd Party | Vehicle | Conductor, Overhead | Together | 2018 | Tier 3 - Extreme | Distribution Circuit | 11 | 16 | 2018-11-16 | 217035 | Sus | Y | 3rdParty¦Vehicle¦ConductorOverhead¦Together
18-0101440 | Environmental/External | Fire, Forest/Grass | Pole-Wood | Burned/flashed | 2018 | Tier 3 - Extreme | Distribution Circuit | 11 | 8 | 2018-11-08 | 219032 | Sus | Y | EnvironmentalExternal¦FireForestGrass¦PoleWood¦Burnedflashed
18-0102779 | Vegetation | Tree - fell into line | Service conductor | Broken, wire on ground | 2018 | Tier 2 - Elevated | Transformer only | 11 | 24 | 2018-11-24 | 223592 | Sus | Y | Vegetation¦Treefellintoline¦Serviceconductor¦Brokenwireonground
18-0103757 | Environmental/External | Fire, Forest/Grass | Pole-Wood | Burned/flashed | 2018 | Tier 3 - Extreme | Distribution Circuit | 11 | 8 | 2018-11-08 | 225485 | Sus | Y | EnvironmentalExternal¦FireForestGrass¦PoleWood¦Burnedflashed
18-0105849 | Unknown Cause | Patrol - not conducted |  |  | 2018 | Tier 2 - Elevated | Distribution Circuit | 12 | 1 | 2018-12-01 | 230981 | Sus | N | UnknownCause¦Patrolnotconducted¦¦
18-0105927 | Vegetation | Tree - branch fell on line | Fuse | Failed/Faulted | 2018 | Tier 3 - Extreme | Distribution Circuit | 12 | 1 | 2018-12-01 | 231353 | Sus | N | Vegetation¦Treebranchfellonline¦Fuse¦FailedFaulted
18-0106140 | Equipment Failure/Involved | Overhead | Pole-Wood | Broken | 2018 | Tier 2 - Elevated | Distribution Circuit | 12 | 2 | 2018-12-02 | 231903 | Sus | N | EquipmentFailureInvolved¦Overhead¦PoleWood¦Broken
18-0106542 | Vegetation | Tree - grew into line | Conductor, Overhead | Bent or Twisted | 2018 | Tier 2 - Elevated | Transformer only | 12 | 3 | 2018-12-03 | 232693 | Sus | N | Vegetation¦Treegrewintoline¦ConductorOverhead¦BentorTwisted
18-0107223 | 3rd Party | Gun Shot | Conductor, Overhead | Broken, wire on ground | 2018 | Tier 3 - Extreme | Distribution Circuit | 12 | 5 | 2018-12-05 | 234121 | Sus | N | 3rdParty¦GunShot¦ConductorOverhead¦Brokenwireonground
18-0110323 | Company Initiated | Personnel, company | Other | Normal | 2018 | Tier 3 - Extreme | Distribution Circuit | 12 | 22 | 2018-12-22 | 245552 | Sus | N | CompanyInitiated¦Personnelcompany¦Other¦Normal
18-0110739 | Unknown Cause | Patrol - found nothing |  |  | 2018 | Tier 2 - Elevated | Distribution Circuit | 12 | 26 | 2018-12-26 | 247357 | Sus | N | UnknownCause¦Patrolfoundnothing¦¦
18-0111244 | Vegetation | Tree - fell into line | Secondary | Broken, wire on object | 2018 | Tier 3 - Extreme | Transformer only | 12 | 31 | 2018-12-31 | 250521 | Sus | N | Vegetation¦Treefellintoline¦Secondary¦Brokenwireonobject
19-0004717 | Vegetation | Tree - branch fell on line | Conductor, Overhead | Broken, wire on ground | 2019 | Tier 3 - Extreme | Distribution Circuit | 1 | 5 | 2019-01-05 | 253898 | Sus | N | Vegetation¦Treebranchfellonline¦ConductorOverhead¦Brokenwireonground
19-0005345 | Unknown Cause | Patrol - found nothing |  |  | 2019 | Tier 3 - Extreme | Distribution Circuit | 1 | 6 | 2019-01-06 | 256249 | Sus | N | UnknownCause¦Patrolfoundnothing¦¦
19-0006860 | Equipment Failure/Involved | Overhead | Jumper | Burned Open | 2019 | Tier 3 - Extreme | Distribution Circuit | 1 | 8 | 2019-01-08 | 261327 | Sus | N | EquipmentFailureInvolved¦Overhead¦Jumper¦BurnedOpen
19-0010368 | Vegetation | Tree - branch fell on line | Conductor, Overhead | Normal | 2019 | Tier 3 - Extreme | Distribution Circuit | 1 | 16 | 2019-01-16 | 270153 | Sus | N | Vegetation¦Treebranchfellonline¦ConductorOverhead¦Normal
19-0010662 | Vegetation | Tree - fell into line | Pole-Wood | Broken, wire on ground | 2019 | Tier 2 - Elevated | Distribution Circuit | 1 | 16 | 2019-01-16 | 272041 | Sus | N | Vegetation¦Treefellintoline¦PoleWood¦Brokenwireonground
19-0011203 | Vegetation | Tree - fell into line | Conductor, Overhead | Broken, wire on ground | 2019 | Tier 3 - Extreme | Distribution Circuit | 1 | 16 | 2019-01-16 | 268951 | Sus | N | Vegetation¦Treefellintoline¦ConductorOverhead¦Brokenwireonground
19-0011950 | Vegetation | Tree - fell into line | Conductor, Overhead | On Ground | 2019 | Tier 3 - Extreme | Distribution Circuit | 1 | 18 | 2019-01-18 | 276164 | Sus | N | Vegetation¦Treefellintoline¦ConductorOverhead¦OnGround
19-0013476 | Vegetation | Tree - branch fell on line | Conductor, Overhead | Normal | 2019 | Tier 3 - Extreme | Distribution Circuit | 1 | 23 | 2019-01-23 | 279581 | Sus | N | Vegetation¦Treebranchfellonline¦ConductorOverhead¦Normal
19-0017265 | Vegetation | Tree - fell into line | Conductor, Overhead | Broken, wire on ground | 2019 | Tier 2 - Elevated | Distribution Circuit | 2 | 2 | 2019-02-02 | 287587 | Sus | N | Vegetation¦Treefellintoline¦ConductorOverhead¦Brokenwireonground
19-0017556 | Unknown Cause | Patrol - found nothing |  |  | 2019 | Tier 3 - Extreme | Distribution Circuit | 2 | 3 | 2019-02-03 | 288895 | Sus | N | UnknownCause¦Patrolfoundnothing¦¦
19-0017630 | Equipment Failure/Involved | Overhead | Pole-Wood | Deteriorated | 2019 | Tier 3 - Extreme | Distribution Circuit | 2 | 3 | 2019-02-03 | 289182 | Sus | N | EquipmentFailureInvolved¦Overhead¦PoleWood¦Deteriorated
19-0020385 | Vegetation | Tree - fell into line | Conductor, Overhead | Broken, wire on ground | 2019 | Tier 2 - Elevated | Distribution Circuit | 2 | 9 | 2019-02-09 | 297227 | Sus | N | Vegetation¦Treefellintoline¦ConductorOverhead¦Brokenwireonground
19-0020606 | Equipment Failure/Involved | Overhead | Pole-Wood | Broken, wire on ground | 2019 | Tier 2 - Elevated | Distribution Circuit | 2 | 10 | 2019-02-10 | 298288 | Sus | N | EquipmentFailureInvolved¦Overhead¦PoleWood¦Brokenwireonground
19-0020734 | Equipment Failure/Involved | Overhead | Crossarm, Wood | Broken | 2019 | Tier 2 - Elevated | Distribution Circuit | 2 | 10 | 2019-02-10 | 299036 | Sus | N | EquipmentFailureInvolved¦Overhead¦CrossarmWood¦Broken
19-0021177 | 3rd Party | Vehicle | Pole-Wood | Broken, wire on ground | 2019 | Tier 2 - Elevated | Distribution Circuit | 2 | 11 | 2019-02-11 | 300105 | Sus | N | 3rdParty¦Vehicle¦PoleWood¦Brokenwireonground
19-0021526 | Animal | Squirrel | Secondary | Burned/flashed | 2019 | Tier 2 - Elevated | Distribution Circuit | 2 | 12 | 2019-02-12 | 300762 | Sus | N | Animal¦Squirrel¦Secondary¦Burnedflashed
19-0022451 | Unknown Cause | Patrol - found nothing |  |  | 2019 | Tier 2 - Elevated | Distribution Circuit | 2 | 13 | 2019-02-13 | 305223 | Sus | N | UnknownCause¦Patrolfoundnothing¦¦
19-0022536 | Vegetation | Tree - fell into line | Conductor, Overhead | Arcing | 2019 | Tier 2 - Elevated | Distribution Circuit | 2 | 13 | 2019-02-13 | 305758 | Sus | N | Vegetation¦Treefellintoline¦ConductorOverhead¦Arcing
19-0022877 | Equipment Failure/Involved | Overhead | Jumper | Broken | 2019 | Tier 2 - Elevated | Distribution Circuit | 2 | 14 | 2019-02-14 | 307313 | Sus | N | EquipmentFailureInvolved¦Overhead¦Jumper¦Broken
19-0023206 | Vegetation | Tree - fell into line | Conductor, Overhead | Broken, wire on ground | 2019 | Tier 2 - Elevated | Distribution Circuit | 2 | 14 | 2019-02-14 | 306509 | Sus | N | Vegetation¦Treefellintoline¦ConductorOverhead¦Brokenwireonground
19-0023605 | Equipment Failure/Involved | Overhead | Pole-Wood | Broken | 2019 | Tier 3 - Extreme | Distribution Circuit | 2 | 13 | 2019-02-13 | 310498 | Sus | N | EquipmentFailureInvolved¦Overhead¦PoleWood¦Broken
19-0024691 | Vegetation | Tree - fell into line | Conductor, Overhead | Broken, wire on ground | 2019 | Tier 2 - Elevated | Distribution Circuit | 2 | 13 | 2019-02-13 | 314849 | Sus | N | Vegetation¦Treefellintoline¦ConductorOverhead¦Brokenwireonground
19-0025144 | Equipment Failure/Involved | Overhead | Conductor, Overhead | Broken, wire on ground | 2019 | Tier 2 - Elevated | Distribution Circuit | 2 | 15 | 2019-02-15 | 315882 | Sus | N | EquipmentFailureInvolved¦Overhead¦ConductorOverhead¦Brokenwireonground
19-0026622 | Equipment Failure/Involved | Electrical Overload | Pole-Wood | Broken | 2019 | Tier 2 - Elevated | Distribution Circuit | 2 | 12 | 2019-02-12 | 320094 | Sus | N | EquipmentFailureInvolved¦ElectricalOverload¦PoleWood¦Broken
19-0028013 | Unknown Cause | Patrol - found nothing |  | Failed/Faulted | 2019 | Tier 2 - Elevated | Distribution Circuit | 2 | 25 | 2019-02-25 | 323522 | Sus | N | UnknownCause¦Patrolfoundnothing¦¦FailedFaulted
19-0028216 | Unknown Cause | Patrol - found nothing |  |  | 2019 | Tier 3 - Extreme | Distribution Circuit | 2 | 26 | 2019-02-26 | 324259 | Sus | N | UnknownCause¦Patrolfoundnothing¦¦
19-0028343 | Unknown Cause | Patrol - found nothing |  |  | 2019 | Tier 3 - Extreme | Distribution Circuit | 2 | 26 | 2019-02-26 | 324413 | Sus | N | UnknownCause¦Patrolfoundnothing¦¦
19-0028725 | Vegetation | Tree - fell into line | Conductor, Overhead | Broken, wire on ground | 2019 | Tier 2 - Elevated | Distribution Circuit | 2 | 27 | 2019-02-27 | 325954 | Sus | N | Vegetation¦Treefellintoline¦ConductorOverhead¦Brokenwireonground
19-0033613 | Vegetation | Tree - branch fell on line | Conductor, Overhead | Normal | 2019 | Tier 3 - Extreme | Distribution Circuit | 3 | 13 | 2019-03-13 | 338638 | Sus | N | Vegetation¦Treebranchfellonline¦ConductorOverhead¦Normal
19-0035259 | Vegetation | Tree - branch fell on line | Conductor, Overhead | Normal | 2019 | Tier 3 - Extreme | Distribution Circuit | 3 | 20 | 2019-03-20 | 343421 | Sus | N | Vegetation¦Treebranchfellonline¦ConductorOverhead¦Normal
19-0037681 | Unknown Cause | Patrol - not conducted |  |  | 2019 | Tier 2 - Elevated | Distribution Circuit | 3 | 27 | 2019-03-27 | 348795 | Sus | N | UnknownCause¦Patrolnotconducted¦¦
19-0040200 | Equipment Failure/Involved | Overhead | Jumper | Burned Open | 2019 | Tier 2 - Elevated | Distribution Circuit | 4 | 5 | 2019-04-05 | 354562 | Sus | N | EquipmentFailureInvolved¦Overhead¦Jumper¦BurnedOpen
19-0042338 | Vegetation | Tree - fell into line | Conductor, Overhead | Broken, wire on ground | 2019 | Tier 2 - Elevated | Distribution Circuit | 4 | 14 | 2019-04-14 | 360622 | Sus | N | Vegetation¦Treefellintoline¦ConductorOverhead¦Brokenwireonground
19-0043018 | Vegetation | Tree - fell into line | Conductor, Overhead | Normal | 2019 | Tier 3 - Extreme | Distribution Circuit | 4 | 16 | 2019-04-16 | 361976 | Sus | N | Vegetation¦Treefellintoline¦ConductorOverhead¦Normal
19-0044135 | Unknown Cause | Patrol - found nothing |  |  | 2019 | Tier 2 - Elevated | Distribution Circuit | 4 | 18 | 2019-04-18 | 363188 | Sus | N | UnknownCause¦Patrolfoundnothing¦¦
19-0051828 | Unknown Cause | Patrol - found nothing |  |  | 2019 | Tier 3 - Extreme | Distribution Circuit | 5 | 14 | 2019-05-14 | 380367 | Sus | Y | UnknownCause¦Patrolfoundnothing¦¦
19-0053915 | Vegetation | Tree - grew into line | Conductor, Overhead | Normal | 2019 | Tier 3 - Extreme | Distribution Circuit | 5 | 19 | 2019-05-19 | 384854 | Sus | Y | Vegetation¦Treegrewintoline¦ConductorOverhead¦Normal
19-0056733 | 3rd Party | Customer Equipment | Other | Broken | 2019 | Tier 2 - Elevated | Distribution Circuit | 5 | 24 | 2019-05-24 | 389192 | Sus | Y | 3rdParty¦CustomerEquipment¦Other¦Broken
19-0088058 | Equipment Failure/Involved | Underground | Transformer | Failed/Faulted | 2019 | Tier 2 - Elevated | Distribution Circuit | 8 | 14 | 2019-08-14 | 511254 | Sus | Y | EquipmentFailureInvolved¦Underground¦Transformer¦FailedFaulted
19-0094382 | Unknown Cause | Patrol - found nothing |  |  | 2019 | Tier 3 - Extreme | Distribution Circuit | 8 | 31 | 2019-08-31 | 550155 | Sus | Y | UnknownCause¦Patrolfoundnothing¦¦
19-0098047 | Vegetation | Tree - fell into line | Crossarm, Wood | Broken | 2019 | Tier 2 - Elevated | Distribution Circuit | 9 | 12 | 2019-09-12 | 572974 | Sus | Y | Vegetation¦Treefellintoline¦CrossarmWood¦Broken
19-0109386 | Wildfire Mitigation | Public Safety Power Shut-off | Conductor, Overhead | Normal | 2019 | Tier 2 - Elevated | Distribution Circuit | 10 | 9 | 2019-10-09 | 648536 | Sus | Y | WildfireMitigation¦PublicSafetyPowerShutoff¦ConductorOverhead¦Normal
19-0116026 | Animal | Squirrel | Fuse | Failed/Faulted | 2019 | Tier 3 - Extreme | Distribution Circuit | 10 | 25 | 2019-10-25 | 680285 | Sus | Y | Animal¦Squirrel¦Fuse¦FailedFaulted
19-0127590 | Company Initiated | Construction Activity/equip, company | Secondary | Normal | 2019 | Tier 3 - Extreme | Transformer only | 11 | 22 | 2019-11-22 | 712871 | Sus | Y | CompanyInitiated¦ConstructionActivityequipcompany¦Secondary¦Normal
19-0129706 | Vegetation | Tree - branch fell on line | Fuse | Failed/Faulted | 2019 | Tier 2 - Elevated | Distribution Circuit | 11 | 26 | 2019-11-26 | 718302 | Sus | Y | Vegetation¦Treebranchfellonline¦Fuse¦FailedFaulted
19-0130789 | Unknown Cause | Patrol - found nothing |  |  | 2019 | Tier 3 - Extreme | Distribution Circuit | 11 | 27 | 2019-11-27 | 721609 | Sus | Y | UnknownCause¦Patrolfoundnothing¦¦
19-0131467 | Vegetation | Tree - branch fell on line | Conductor, Overhead | Together | 2019 | Tier 2 - Elevated | Distribution Circuit | 11 | 30 | 2019-11-30 | 724553 | Sus | Y | Vegetation¦Treebranchfellonline¦ConductorOverhead¦Together
19-0131467 | Vegetation | Tree - branch fell on line | Conductor, Overhead | Together | 2019 | Tier 2 - Elevated | Distribution Circuit | 11 | 30 | 2019-11-30 | 724553 | Sus | Y | Vegetation¦Treebranchfellonline¦ConductorOverhead¦Together
19-0134734 | Unknown Cause | Patrol - found nothing |  |  | 2019 | Tier 2 - Elevated | Distribution Circuit | 12 | 7 | 2019-12-07 | 732406 | Sus | N | UnknownCause¦Patrolfoundnothing¦¦
19-0134912 | Environmental/External | Lightning | Transformer | Failed/Faulted | 2019 | Tier 3 - Extreme | Transformer only | 12 | 7 | 2019-12-07 | 733386 | Sus | N | EnvironmentalExternal¦Lightning¦Transformer¦FailedFaulted
19-0135054 | Animal | Squirrel | Conductor, Overhead | Normal | 2019 | Tier 2 - Elevated | Distribution Circuit | 12 | 8 | 2019-12-08 | 733882 | Sus | N | Animal¦Squirrel¦ConductorOverhead¦Normal
19-0135054 | Animal | Squirrel | Conductor, Overhead | Normal | 2019 | Tier 2 - Elevated | Distribution Circuit | 12 | 8 | 2019-12-08 | 733882 | Sus | N | Animal¦Squirrel¦ConductorOverhead¦Normal
19-0135921 | Animal | Other | Conductor, Overhead | Normal | 2019 | Tier 3 - Extreme | Distribution Circuit | 12 | 11 | 2019-12-11 | 736441 | Sus | N | Animal¦Other¦ConductorOverhead¦Normal
19-0136690 | Equipment Failure/Involved | Overhead | Transformer (OH) | Failed/Faulted | 2019 | Tier 2 - Elevated | Distribution Circuit | 12 | 16 | 2019-12-16 | 740468 | Sus | N | EquipmentFailureInvolved¦Overhead¦Transformer(OH)¦FailedFaulted
20-0008329 | Unknown Cause | Patrol - found nothing |  |  | 2020 | Tier 2 - Elevated | Distribution Circuit | 1 | 13 | 2020-01-13 | 760450 | Sus | N | UnknownCause¦Patrolfoundnothing¦¦
20-0009495 | Vegetation | Tree - fell into line | Conductor, Overhead | Broken, wire on ground | 2020 | Tier 2 - Elevated | Distribution Circuit | 1 | 16 | 2020-01-16 | 761956 | Sus | N | Vegetation¦Treefellintoline¦ConductorOverhead¦Brokenwireonground
20-0011617 | Vegetation | Tree - fell into line | Conductor, Overhead | Normal | 2020 | Tier 2 - Elevated | Distribution Circuit | 1 | 21 | 2020-01-21 | 767132 | Sus | N | Vegetation¦Treefellintoline¦ConductorOverhead¦Normal
20-0018513 | Unknown Cause | Patrol - not conducted |  |  | 2020 | Tier 2 - Elevated | Distribution Circuit | 2 | 7 | 2020-02-07 | 779986 | Sus | N | UnknownCause¦Patrolnotconducted¦¦
20-0019417 | Unknown Cause | Patrol - found nothing |  |  | 2020 | Tier 3 - Extreme | Distribution Circuit | 2 | 9 | 2020-02-09 | 780975 | Sus | N | UnknownCause¦Patrolfoundnothing¦¦
20-0020181 | Vegetation | Tree - branch fell on line | Conductor, Overhead | Normal | 2020 | Tier 3 - Extreme | Distribution Circuit | 2 | 9 | 2020-02-09 | 786308 | Sus | N | Vegetation¦Treebranchfellonline¦ConductorOverhead¦Normal
20-0033532 | Equipment Failure/Involved | Overhead | Pole-Wood | Broken | 2020 | Tier 3 - Extreme | Distribution Circuit | 3 | 16 | 2020-03-16 | 857091 | Sus | N | EquipmentFailureInvolved¦Overhead¦PoleWood¦Broken
20-0034271 | Equipment Failure/Involved | Overhead | Crossarm, Wood | Broken | 2020 | Tier 2 - Elevated | Distribution Circuit | 3 | 19 | 2020-03-19 | 858875 | Sus | N | EquipmentFailureInvolved¦Overhead¦CrossarmWood¦Broken
20-0034949 | Vegetation | Tree - branch fell on line | Conductor, Overhead | Normal | 2020 | Tier 2 - Elevated | Distribution Circuit | 3 | 21 | 2020-03-21 | 860318 | Sus | N | Vegetation¦Treebranchfellonline¦ConductorOverhead¦Normal
20-0035860 | 3rd Party | Thrown Object | Bushing | Normal | 2020 | Tier 2 - Elevated | Transformer only | 3 | 24 | 2020-03-24 | 863949 | Sus | N | 3rdParty¦ThrownObject¦Bushing¦Normal
20-0037420 | Equipment Failure/Involved | Overhead | Cutout, fuse holder | Broken | 2020 | Tier 2 - Elevated | Transformer only | 3 | 31 | 2020-03-31 | 872373 | Sus | N | EquipmentFailureInvolved¦Overhead¦Cutoutfuseholder¦Broken
20-0044642 | Unknown Cause | Patrol - found nothing |  |  | 2020 | Tier 2 - Elevated | Distribution Circuit | 4 | 26 | 2020-04-26 | 901663 | Sus | N | UnknownCause¦Patrolfoundnothing¦¦
20-0046687 | Vegetation | Tree - fell into line | Conductor, Overhead | Normal | 2020 | Tier 2 - Elevated | Distribution Circuit | 5 | 2 | 2020-05-02 | 906142 | Sus | Y | Vegetation¦Treefellintoline¦ConductorOverhead¦Normal
20-0051587 | 3rd Party | Vehicle | Pole-Wood | Broken | 2020 | Tier 2 - Elevated | Distribution Circuit | 5 | 18 | 2020-05-18 | 917232 | Sus | Y | 3rdParty¦Vehicle¦PoleWood¦Broken
20-0056114 | Equipment Failure/Involved | Overhead | Transformer (OH) | Broken | 2020 | Tier 3 - Extreme | Transformer only | 5 | 31 | 2020-05-31 | 926914 | Sus | Y | EquipmentFailureInvolved¦Overhead¦Transformer(OH)¦Broken
20-0057840 | Vegetation | Tree - fell into line | Conductor, Overhead | Broken, wire on ground | 2020 | Tier 3 - Extreme | Distribution Circuit | 6 | 4 | 2020-06-04 | 931088 | Sus | Y | Vegetation¦Treefellintoline¦ConductorOverhead¦Brokenwireonground
20-0062778 | Vegetation | Tree - fell into line | Conductor, Overhead | Bent or Twisted | 2020 | Tier 3 - Extreme | Transformer only | 6 | 18 | 2020-06-18 | 942086 | Sus | Y | Vegetation¦Treefellintoline¦ConductorOverhead¦BentorTwisted
20-0076241 | Animal | Squirrel | Fuse | Failed/Faulted | 2020 | Tier 2 - Elevated | Distribution Circuit | 7 | 27 | 2020-07-27 | 972477 | Sus | Y | Animal¦Squirrel¦Fuse¦FailedFaulted
20-0080594 | Equipment Failure/Involved | Overhead | Transformer (OH) | Failed/Faulted | 2020 | Tier 2 - Elevated | Transformer only | 8 | 6 | 2020-08-06 | 980855 | Sus | Y | EquipmentFailureInvolved¦Overhead¦Transformer(OH)¦FailedFaulted
20-0084606 | Vegetation | Tree - branch fell on line | Transformer (OH) | Failed/Faulted | 2020 | Tier 2 - Elevated | Distribution Circuit | 8 | 16 | 2020-08-16 | 1009668 | Sus | Y | Vegetation¦Treebranchfellonline¦Transformer(OH)¦FailedFaulted
20-0085271 | Environmental/External | Lightning | Transformer (OH) | Burned/flashed | 2020 | Tier 3 - Extreme | Distribution Circuit | 8 | 16 | 2020-08-16 | 1014095 | Sus | Y | EnvironmentalExternal¦Lightning¦Transformer(OH)¦Burnedflashed
20-0085342 | Environmental/External | Lightning | Conductor, Overhead | Broken, wire on ground | 2020 | Tier 3 - Extreme | Distribution Circuit | 8 | 16 | 2020-08-16 | 1011852 | Sus | Y | EnvironmentalExternal¦Lightning¦ConductorOverhead¦Brokenwireonground
20-0086335 | Unknown Cause | Patrol - found nothing |  |  | 2020 | Tier 2 - Elevated | Distribution Circuit | 8 | 17 | 2020-08-17 | 1016966 | Sus | Y | UnknownCause¦Patrolfoundnothing¦¦
20-0087811 | Vegetation | Tree - fell into line | Pole-Wood | Broken, wire on ground | 2020 | Tier 2 - Elevated | Distribution Circuit | 8 | 20 | 2020-08-20 | 1024052 | Sus | Y | Vegetation¦Treefellintoline¦PoleWood¦Brokenwireonground
20-0093680 | Unknown Cause | Patrol - found nothing |  |  | 2020 | Tier 2 - Elevated | Distribution Circuit | 9 | 5 | 2020-09-05 | 1055557 | Sus | Y | UnknownCause¦Patrolfoundnothing¦¦
20-0094648 | Wildfire Mitigation | Public Safety Power Shut-off | Conductor, Overhead | Normal | 2020 | Tier 2 - Elevated | Transmission line | 9 | 7 | 2020-09-07 | 1059284 | Sus | Y | WildfireMitigation¦PublicSafetyPowerShutoff¦ConductorOverhead¦Normal
20-0096963 | Environmental/External | Fire, Forest/Grass | Conductor, Overhead | Normal | 2020 | Tier 3 - Extreme | Distribution Circuit | 8 | 19 | 2020-08-19 | 1067318 | Sus | Y | EnvironmentalExternal¦FireForestGrass¦ConductorOverhead¦Normal
20-0099652 | Environmental/External | Fire, Forest/Grass | Conductor, Overhead | Burned/flashed | 2020 | Tier 3 - Extreme | Distribution Circuit | 9 | 7 | 2020-09-07 | 1085694 | Sus | Y | EnvironmentalExternal¦FireForestGrass¦ConductorOverhead¦Burnedflashed
20-0100182 | Environmental/External | Fire, Forest/Grass | Conductor, Overhead | Burned/flashed | 2020 | Tier 3 - Extreme | Distribution Circuit | 9 | 7 | 2020-09-07 | 1087796 | Sus | Y | EnvironmentalExternal¦FireForestGrass¦ConductorOverhead¦Burnedflashed
20-0100192 | Equipment Failure/Involved | Overhead | Fuse | Burned Open | 2020 | Tier 3 - Extreme | Transformer only | 9 | 22 | 2020-09-22 | 1087303 | Sus | Y | EquipmentFailureInvolved¦Overhead¦Fuse¦BurnedOpen
20-0100362 | Environmental/External | Fire, Forest/Grass | Conductor, Overhead | Burned/flashed | 2020 | Tier 2 - Elevated | Distribution Circuit | 9 | 7 | 2020-09-07 | 1088637 | Sus | Y | EnvironmentalExternal¦FireForestGrass¦ConductorOverhead¦Burnedflashed
20-0100548 | Unknown Cause | Patrol - found nothing |  |  | 2020 | Tier 2 - Elevated | Transformer only | 9 | 23 | 2020-09-23 | 1088803 | Sus | Y | UnknownCause¦Patrolfoundnothing¦¦
20-0101907 | Wildfire Mitigation | Public Safety Power Shut-off | Conductor, Overhead | Normal | 2020 | Tier 3 - Extreme | Distribution Circuit | 9 | 27 | 2020-09-27 | 1094808 | Sus | Y | WildfireMitigation¦PublicSafetyPowerShutoff¦ConductorOverhead¦Normal
20-0102128 | Environmental/External | Fire, Forest/Grass | Pole-Wood | Burned/flashed | 2020 | Tier 2 - Elevated | Transmission line | 9 | 27 | 2020-09-27 | 1095374 | Sus | Y | EnvironmentalExternal¦FireForestGrass¦PoleWood¦Burnedflashed
20-0104221 | Animal | Squirrel | Conductor, Overhead | Normal | 2020 | Tier 3 - Extreme | Distribution Circuit | 10 | 1 | 2020-10-01 | 1105904 | Sus | Y | Animal¦Squirrel¦ConductorOverhead¦Normal
20-0105556 | Equipment Failure/Involved | Overhead | Transformer | Broken | 2020 | Tier 2 - Elevated | Transformer only | 10 | 6 | 2020-10-06 | 1111853 | Sus | Y | EquipmentFailureInvolved¦Overhead¦Transformer¦Broken
20-0110073 | Unknown Cause | Patrol - found nothing |  |  | 2020 | Tier 3 - Extreme | Distribution Circuit | 10 | 18 | 2020-10-18 | 1120305 | Sus | Y | UnknownCause¦Patrolfoundnothing¦¦
20-0112134 | Wildfire Mitigation | Public Safety Power Shut-off | Conductor, Overhead | Normal | 2020 | Tier 3 - Extreme | Distribution Circuit | 10 | 25 | 2020-10-25 | 1127784 | Sus | Y | WildfireMitigation¦PublicSafetyPowerShutoff¦ConductorOverhead¦Normal
20-0116017 | Equipment Failure/Involved | Overhead | Pole-Wood | Deteriorated | 2020 | Tier 3 - Extreme | Transformer only | 11 | 2 | 2020-11-02 | 1134399 | Sus | Y | EquipmentFailureInvolved¦Overhead¦PoleWood¦Deteriorated
20-0117833 | Equipment Failure/Involved | Fire, pole | Crossarm, Wood | Burned/flashed | 2020 | Tier 2 - Elevated | Distribution Circuit | 11 | 6 | 2020-11-06 | 1137338 | Sus | Y | EquipmentFailureInvolved¦Firepole¦CrossarmWood¦Burnedflashed
20-0117844 | Equipment Failure/Involved | Fire, pole | Pole-Wood | Burned/flashed | 2020 | Tier 2 - Elevated | Distribution Circuit | 11 | 6 | 2020-11-06 | 1137584 | Sus | Y | EquipmentFailureInvolved¦Firepole¦PoleWood¦Burnedflashed
20-0121791 | Unknown Cause | Patrol - found nothing |  |  | 2020 | Tier 3 - Extreme | Transformer only | 11 | 17 | 2020-11-17 | 1146980 | Sus | Y | UnknownCause¦Patrolfoundnothing¦¦
20-0123283 | Unknown Cause | Patrol - found nothing |  |  | 2020 | Tier 3 - Extreme | Distribution Circuit | 11 | 20 | 2020-11-20 | 1150177 | Sus | Y | UnknownCause¦Patrolfoundnothing¦¦
20-0126538 | 3rd Party | Customer Equipment | Transformer (OH) | Normal | 2020 | Tier 2 - Elevated | Transformer only | 12 | 1 | 2020-12-01 | 1157474 | Sus | N | 3rdParty¦CustomerEquipment¦Transformer(OH)¦Normal
20-0128246 | Unknown Cause | Patrol - found nothing |  |  | 2020 | Tier 3 - Extreme | Distribution Circuit | 12 | 6 | 2020-12-06 | 1166282 | Sus | N | UnknownCause¦Patrolfoundnothing¦¦
21-0004697 | Unknown Cause | Patrol - found nothing |  |  | 2021 | Tier 2 - Elevated | Distribution Circuit | 1 | 4 | 2021-01-04 | 1203260 | Sus | N | UnknownCause¦Patrolfoundnothing¦¦
21-0011318 | Unknown Cause | Patrol - found nothing |  |  | 2021 | Tier 2 - Elevated | Distribution Circuit | 1 | 19 | 2021-01-19 | 1217820 | Sus | N | UnknownCause¦Patrolfoundnothing¦¦
21-0011475 | Vegetation | Tree - fell into line | Crossarm, Wood | Broken, wire on ground | 2021 | Tier 3 - Extreme | Distribution Circuit | 1 | 19 | 2021-01-19 | 1218717 | Sus | N | Vegetation¦Treefellintoline¦CrossarmWood¦Brokenwireonground
21-0011742 | Vegetation | Tree - branch fell on line | Conductor, Overhead | Broken, wire on ground | 2021 | Tier 2 - Elevated | Distribution Circuit | 1 | 19 | 2021-01-19 | 1219258 | Sus | N | Vegetation¦Treebranchfellonline¦ConductorOverhead¦Brokenwireonground
21-0011830 | Equipment Failure/Involved | Overhead | Transformer (OH) | Failed/Faulted | 2021 | Tier 3 - Extreme | Transformer only | 1 | 20 | 2021-01-20 | 1219371 | Sus | N | EquipmentFailureInvolved¦Overhead¦Transformer(OH)¦FailedFaulted
21-0011896 | Unknown Cause | Patrol - found nothing |  |  | 2021 | Tier 2 - Elevated | Distribution Circuit | 1 | 21 | 2021-01-21 | 1219447 | Sus | N | UnknownCause¦Patrolfoundnothing¦¦
21-0012113 | Equipment Failure/Involved | Overhead | Jumper | Broken | 2021 | Tier 2 - Elevated | Distribution Circuit | 1 | 21 | 2021-01-21 | 1219717 | Sus | N | EquipmentFailureInvolved¦Overhead¦Jumper¦Broken
21-0012849 | Vegetation | Tree - branch fell on line | Crossarm, Wood | Broken, wire on ground | 2021 | Tier 3 - Extreme | Distribution Circuit | 1 | 22 | 2021-01-22 | 1221367 | Sus | N | Vegetation¦Treebranchfellonline¦CrossarmWood¦Brokenwireonground
21-0013755 | Equipment Failure/Involved | Overhead | Pole-Wood | Broken | 2021 | Tier 2 - Elevated | Distribution Circuit | 1 | 25 | 2021-01-25 | 1223080 | Sus | N | EquipmentFailureInvolved¦Overhead¦PoleWood¦Broken
21-0014454 | Equipment Failure/Involved | Overhead | Transformer | Failed/Faulted | 2021 | Tier 3 - Extreme | Transformer only | 1 | 26 | 2021-01-26 | 1225581 | Sus | N | EquipmentFailureInvolved¦Overhead¦Transformer¦FailedFaulted
21-0016445 | Unknown Cause | Patrol - found nothing |  |  | 2021 | Tier 2 - Elevated | Distribution Circuit | 1 | 27 | 2021-01-27 | 1236039 | Sus | N | UnknownCause¦Patrolfoundnothing¦¦
21-0016602 | Unknown Cause | Patrol - found nothing |  |  | 2021 | Tier 3 - Extreme | Distribution Circuit | 1 | 27 | 2021-01-27 | 1236097 | Sus | N | UnknownCause¦Patrolfoundnothing¦¦
21-0017330 | Vegetation | Tree - fell into line | Conductor, Overhead | Broken, wire on ground | 2021 | Tier 3 - Extreme | Distribution Circuit | 1 | 28 | 2021-01-28 | 1238757 | Sus | N | Vegetation¦Treefellintoline¦ConductorOverhead¦Brokenwireonground
21-0018370 | Equipment Failure/Involved | Overhead | Connector or Splice (OH) | Arcing | 2021 | Tier 2 - Elevated | Transformer only | 1 | 29 | 2021-01-29 | 1241167 | Sus | N | EquipmentFailureInvolved¦Overhead¦ConnectororSplice(OH)¦Arcing
21-0027033 | 3rd Party | Vehicle | Pole-Wood | Broken, wire on ground | 2021 | Tier 2 - Elevated | Distribution Circuit | 2 | 18 | 2021-02-18 | 1257417 | Sus | N | 3rdParty¦Vehicle¦PoleWood¦Brokenwireonground
21-0034546 | Equipment Failure/Involved | Overhead |  | Broken | 2021 | Tier 2 - Elevated | Transformer only | 3 | 10 | 2021-03-10 | 1277118 | Sus | N | EquipmentFailureInvolved¦Overhead¦¦Broken
21-0040203 | Vegetation | Tree - fell into line | Crossarm, Wood | Broken | 2021 | Tier 2 - Elevated | Transformer only | 3 | 24 | 2021-03-24 | 1294902 | Sus | N | Vegetation¦Treefellintoline¦CrossarmWood¦Broken
21-0040238 | Unknown Cause | Patrol - found nothing |  |  | 2021 | Tier 2 - Elevated | Distribution Circuit | 3 | 24 | 2021-03-24 | 1294966 | Sus | N | UnknownCause¦Patrolfoundnothing¦¦
21-0041791 | Unknown Cause | Patrol - found nothing |  |  | 2021 | Tier 3 - Extreme | Distribution Circuit | 3 | 27 | 2021-03-27 | 1300821 | Sus | N | UnknownCause¦Patrolfoundnothing¦¦
21-0042587 | 3rd Party | Customer Equipment | Transformer | Broken | 2021 | Tier 2 - Elevated | Transformer only | 3 | 30 | 2021-03-30 | 1303124 | Sus | N | 3rdParty¦CustomerEquipment¦Transformer¦Broken
21-0043320 | Unknown Cause | Patrol - found nothing |  |  | 2021 | Tier 2 - Elevated | Transformer only | 3 | 31 | 2021-03-31 | 1304361 | Sus | N | UnknownCause¦Patrolfoundnothing¦¦
21-0060167 | Equipment Failure/Involved | Overhead | Transformer (OH) | Failed/Faulted | 2021 | Tier 3 - Extreme | Transformer only | 5 | 12 | 2021-05-12 | 1346541 | Sus | Y | EquipmentFailureInvolved¦Overhead¦Transformer(OH)¦FailedFaulted
21-0061539 | Unknown Cause | Patrol - found nothing |  |  | 2021 | Tier 2 - Elevated | Distribution Circuit | 5 | 14 | 2021-05-14 | 1349296 | Sus | Y | UnknownCause¦Patrolfoundnothing¦¦
21-0062582 | Vegetation | Tree - fell into line | Conductor, Overhead | Normal | 2021 | Tier 3 - Extreme | Distribution Circuit | 5 | 18 | 2021-05-18 | 1352121 | Sus | Y | Vegetation¦Treefellintoline¦ConductorOverhead¦Normal
21-0063462 | Vegetation | Tree - fell into line | Service conductor | Broken, wire on object | 2021 | Tier 3 - Extreme | Transformer only | 5 | 19 | 2021-05-19 | 1353142 | Sus | Y | Vegetation¦Treefellintoline¦Serviceconductor¦Brokenwireonobject
21-0063997 | Vegetation | Tree - fell into line | Conductor, Overhead | Broken, wire on ground | 2021 | Tier 2 - Elevated | Distribution Circuit | 5 | 20 | 2021-05-20 | 1354742 | Sus | Y | Vegetation¦Treefellintoline¦ConductorOverhead¦Brokenwireonground
21-0067021 | Equipment Failure/Involved | Overhead | Crossarm, Wood | Broken | 2021 | Tier 2 - Elevated | Distribution Circuit | 5 | 27 | 2021-05-27 | 1360192 | Sus | Y | EquipmentFailureInvolved¦Overhead¦CrossarmWood¦Broken
21-0068627 | Equipment Failure/Involved | Overhead | Transformer (OH) | Failed/Faulted | 2021 | Tier 3 - Extreme | Transformer only | 6 | 1 | 2021-06-01 | 1363390 | Sus | Y | EquipmentFailureInvolved¦Overhead¦Transformer(OH)¦FailedFaulted
21-0069637 | Unknown Cause | Patrol - found nothing |  |  | 2021 | Tier 2 - Elevated | Transformer only | 6 | 3 | 2021-06-03 | 1364881 | Sus | Y | UnknownCause¦Patrolfoundnothing¦¦
21-0072886 | Vegetation | Tree - grew into line | Conductor, Overhead | Contaminated | 2021 | Tier 2 - Elevated | Distribution Circuit | 6 | 10 | 2021-06-10 | 1370426 | Sus | Y | Vegetation¦Treegrewintoline¦ConductorOverhead¦Contaminated
21-0076709 | 3rd Party | Vehicle | Pole-Wood | Broken | 2021 | Tier 3 - Extreme | Distribution Circuit | 6 | 19 | 2021-06-19 | 1380024 | Sus | Y | 3rdParty¦Vehicle¦PoleWood¦Broken
21-0080946 | Unknown Cause | Patrol - found nothing |  |  | 2021 | Tier 2 - Elevated | Transformer only | 6 | 28 | 2021-06-28 | 1387101 | Sus | Y | UnknownCause¦Patrolfoundnothing¦¦
21-0080951 | 3rd Party | Vehicle | Pole-Wood | Broken, wire on ground | 2021 | Tier 2 - Elevated | Distribution Circuit | 6 | 28 | 2021-06-28 | 1387074 | Sus | Y | 3rdParty¦Vehicle¦PoleWood¦Brokenwireonground
21-0086703 | Equipment Failure/Involved | Overhead | Service conductor | Broken | 2021 | Tier 3 - Extreme | Transformer only | 7 | 8 | 2021-07-08 | 1394673 | Sus | Y | EquipmentFailureInvolved¦Overhead¦Serviceconductor¦Broken
21-0089775 | Equipment Failure/Involved | Overhead | Secondary | Deteriorated | 2021 | Tier 2 - Elevated | Distribution Circuit | 7 | 14 | 2021-07-14 | 1404817 | Sus | Y | EquipmentFailureInvolved¦Overhead¦Secondary¦Deteriorated
21-0090697 | Equipment Failure/Involved | Overhead | Transformer (OH) | Failed/Faulted | 2021 | Tier 2 - Elevated | Transformer only | 7 | 16 | 2021-07-16 | 1405939 | Sus | Y | EquipmentFailureInvolved¦Overhead¦Transformer(OH)¦FailedFaulted
21-0092908 | Equipment Failure/Involved | Overhead | Fuse | Failed/Faulted | 2021 | Tier 3 - Extreme | Transformer only | 7 | 21 | 2021-07-21 | 1409940 | Sus | Y | EquipmentFailureInvolved¦Overhead¦Fuse¦FailedFaulted
21-0094115 | Equipment Failure/Involved | Overhead | Crossarm, Wood | Deteriorated | 2021 | Tier 2 - Elevated | Transformer only | 7 | 23 | 2021-07-23 | 1412437 | Sus | Y | EquipmentFailureInvolved¦Overhead¦CrossarmWood¦Deteriorated
21-0098108 | Animal | Squirrel | Transformer (OH) | Normal | 2021 | Tier 2 - Elevated | Transformer only | 7 | 31 | 2021-07-31 | 1427115 | Sus | Y | Animal¦Squirrel¦Transformer(OH)¦Normal
21-0101391 | Equipment Failure/Involved | Underground | Transformer (UG) | Broken | 2021 | Tier 3 - Extreme | Distribution Circuit | 8 | 7 | 2021-08-07 | 1436227 | Sus | Y | EquipmentFailureInvolved¦Underground¦Transformer(UG)¦Broken
21-0103396 | Vegetation | Tree - branch fell on line | Conductor, Overhead | Normal | 2021 | Tier 3 - Extreme | Distribution Circuit | 8 | 12 | 2021-08-12 | 1440716 | Sus | Y | Vegetation¦Treebranchfellonline¦ConductorOverhead¦Normal
21-0128368 | Wildfire Mitigation | Public Safety Power Shut-off | Conductor, Overhead | Normal | 2021 | Tier 2 - Elevated | Distribution Circuit | 10 | 11 | 2021-10-11 | 1493200 | Sus | Y | WildfireMitigation¦PublicSafetyPowerShutoff¦ConductorOverhead¦Normal
21-0130130 | Vegetation | Tree - branch fell on line | Conductor, Overhead | Normal | 2021 | Tier 2 - Elevated | Distribution Circuit | 10 | 12 | 2021-10-12 | 1496242 | Sus | Y | Vegetation¦Treebranchfellonline¦ConductorOverhead¦Normal
21-0130971 | Unknown Cause | Patrol - found nothing |  |  | 2021 | Tier 2 - Elevated | Distribution Circuit | 10 | 14 | 2021-10-14 | 1497465 | Sus | Y | UnknownCause¦Patrolfoundnothing¦¦
21-0132481 | Equipment Failure/Involved | Overhead | Lightning Arrestor | Burned/flashed | 2021 | Tier 3 - Extreme | Distribution Circuit | 10 | 18 | 2021-10-18 | 1500564 | Sus | Y | EquipmentFailureInvolved¦Overhead¦LightningArrestor¦Burnedflashed
21-0133760 | Equipment Failure/Involved | Overhead | Conductor, Overhead | Broken, wire on ground | 2021 | Tier 3 - Extreme | Distribution Circuit | 10 | 20 | 2021-10-20 | 1503109 | Sus | Y | EquipmentFailureInvolved¦Overhead¦ConductorOverhead¦Brokenwireonground
21-0136020 | Unknown Cause | Patrol - found nothing |  |  | 2021 | Tier 3 - Extreme | Distribution Circuit | 10 | 24 | 2021-10-24 | 1508222 | Sus | Y | UnknownCause¦Patrolfoundnothing¦¦
21-0137178 | Vegetation | Tree - branch fell on line | Conductor, Overhead | Normal | 2021 | Tier 3 - Extreme | Distribution Circuit | 10 | 24 | 2021-10-24 | 1514753 | Sus | Y | Vegetation¦Treebranchfellonline¦ConductorOverhead¦Normal
21-0141561 | Equipment Failure/Involved | Overhead | Transformer (OH) | Broken | 2021 | Tier 2 - Elevated | Distribution Circuit | 11 | 3 | 2021-11-03 | 1533485 | Sus | Y | EquipmentFailureInvolved¦Overhead¦Transformer(OH)¦Broken
21-0144385 | Equipment Failure/Involved | Overhead | Transformer (OH) | Failed/Faulted | 2021 | Tier 2 - Elevated | Distribution Circuit | 11 | 10 | 2021-11-10 | 1539858 | Sus | Y | EquipmentFailureInvolved¦Overhead¦Transformer(OH)¦FailedFaulted
21-0157008 | Vegetation | Tree - fell into line | Conductor, Overhead | Normal | 2021 | Tier 3 - Extreme | Distribution Circuit | 12 | 13 | 2021-12-13 | 1565777 | Sus | N | Vegetation¦Treefellintoline¦ConductorOverhead¦Normal
21-0157144 | Equipment Failure/Involved | Overhead | Pole-Wood | Broken, wire on ground | 2021 | Tier 2 - Elevated | Distribution Circuit | 12 | 13 | 2021-12-13 | 1566809 | Sus | N | EquipmentFailureInvolved¦Overhead¦PoleWood¦Brokenwireonground
21-0158201 | Equipment Failure/Involved | Overhead | Transformer (OH) | Broken | 2021 | Tier 3 - Extreme | Transformer only | 12 | 14 | 2021-12-14 | 1570751 | Sus | N | EquipmentFailureInvolved¦Overhead¦Transformer(OH)¦Broken
21-0158661 | Vegetation | Tree - branch fell on line | Conductor, Overhead | Broken, wire on ground | 2021 | Tier 3 - Extreme | Distribution Circuit | 12 | 15 | 2021-12-15 | 1573390 | Sus | N | Vegetation¦Treebranchfellonline¦ConductorOverhead¦Brokenwireonground
21-0160296 | Vegetation | Tree - fell into line | Crossarm, Wood | Broken, wire on object | 2021 | Tier 2 - Elevated | Distribution Circuit | 12 | 23 | 2021-12-23 | 1579997 | Sus | N | Vegetation¦Treefellintoline¦CrossarmWood¦Brokenwireonobject
21-0161018 | Equipment Failure/Involved | Overhead | Conductor, Overhead | Broken, wire on ground | 2021 | Tier 3 - Extreme | Distribution Circuit | 12 | 27 | 2021-12-27 | 1585081 | Sus | N | EquipmentFailureInvolved¦Overhead¦ConductorOverhead¦Brokenwireonground
21-0161269 | Equipment Failure/Involved | Underground | Cable Termination(live front) | Broken | 2021 | Tier 2 - Elevated | Transformer only | 12 | 27 | 2021-12-27 | 1586047 | Sus | N | EquipmentFailureInvolved¦Underground¦CableTermination(livefront)¦Broken
21-0161963 | Vegetation | Tree - fell into line | Conductor, Overhead | Normal | 2021 | Tier 2 - Elevated | Distribution Circuit | 12 | 27 | 2021-12-27 | 1590556 | Sus | N | Vegetation¦Treefellintoline¦ConductorOverhead¦Normal
22-0005099 | Environmental/External | Ice or snow | Fuse | Normal | 2022 | Tier 2 - Elevated | Distribution Circuit | 1 | 1 | 2022-01-01 | 1591823 | Sus | N | EnvironmentalExternal¦Iceorsnow¦Fuse¦Normal
22-0005894 | Environmental/External | Ice or snow | Fuse | Burned Open | 2022 | Tier 2 - Elevated | Distribution Circuit | 1 | 3 | 2022-01-03 | 1594200 | Sus | N | EnvironmentalExternal¦Iceorsnow¦Fuse¦BurnedOpen
22-0016091 | Vegetation | Tree - fell into line | Conductor, Overhead | Broken, wire on ground | 2022 | Tier 3 - Extreme | Distribution Circuit | 1 | 29 | 2022-01-29 | 1616410 | Sus | N | Vegetation¦Treefellintoline¦ConductorOverhead¦Brokenwireonground
22-0017239 | Equipment Failure/Involved | Overhead | Transformer (OH) | Failed/Faulted | 2022 | Tier 2 - Elevated | Transformer only | 2 | 1 | 2022-02-01 | 1618394 | Sus | N | EquipmentFailureInvolved¦Overhead¦Transformer(OH)¦FailedFaulted
22-0022420 | Equipment Failure/Involved | Overhead | Transformer | Leaking | 2022 | Tier 3 - Extreme | Transformer only | 2 | 15 | 2022-02-15 | 1627813 | Sus | N | EquipmentFailureInvolved¦Overhead¦Transformer¦Leaking
22-0025424 | Unknown Cause | Patrol - found nothing |  |  | 2022 | Tier 2 - Elevated | Distribution Circuit | 2 | 23 | 2022-02-23 | 1634383 | Sus | N | UnknownCause¦Patrolfoundnothing¦¦
22-0027691 | 3rd Party | Tree - cutting, 3rd party | Conductor, Overhead | Normal | 2022 | Tier 2 - Elevated | Distribution Circuit | 2 | 28 | 2022-02-28 | 1639330 | Sus | N | 3rdParty¦Treecutting3rdparty¦ConductorOverhead¦Normal
22-0029957 | Vegetation | Tree - fell into line | Conductor, Overhead | Broken, wire on ground | 2022 | Tier 3 - Extreme | Distribution Circuit | 3 | 4 | 2022-03-04 | 1642229 | Sus | N | Vegetation¦Treefellintoline¦ConductorOverhead¦Brokenwireonground
22-0030975 | Vegetation | Tree - grew into line | Transformer | Broken | 2022 | Tier 2 - Elevated | Transformer only | 3 | 8 | 2022-03-08 | 1644390 | Sus | N | Vegetation¦Treegrewintoline¦Transformer¦Broken
22-0041452 | Equipment Failure/Involved | Overhead | Pole-Wood | Broken | 2022 | Tier 3 - Extreme | Distribution Circuit | 3 | 31 | 2022-03-31 | 1660737 | Sus | N | EquipmentFailureInvolved¦Overhead¦PoleWood¦Broken
22-0043518 | Equipment Failure/Involved | Overhead | Transformer (OH) | Broken | 2022 | Tier 3 - Extreme | Transformer only | 4 | 6 | 2022-04-06 | 1663921 | Sus | N | EquipmentFailureInvolved¦Overhead¦Transformer(OH)¦Broken
22-0045656 | Unknown Cause | Patrol - not conducted |  |  | 2022 | Tier 2 - Elevated | Distribution Circuit | 4 | 11 | 2022-04-11 | 1669065 | Sus | N | UnknownCause¦Patrolnotconducted¦¦
22-0049897 | Vegetation | Tree - branch fell on line | Conductor, Overhead | Normal | 2022 | Tier 2 - Elevated | Distribution Circuit | 4 | 15 | 2022-04-15 | 1673682 | Sus | N | Vegetation¦Treebranchfellonline¦ConductorOverhead¦Normal
22-0050699 | Unknown Cause | Patrol - found nothing |  |  | 2022 | Tier 2 - Elevated | Distribution Circuit | 4 | 17 | 2022-04-17 | 1675112 | Sus | N | UnknownCause¦Patrolfoundnothing¦¦
22-0062675 | Equipment Failure/Involved | Overhead | Conductor, Overhead | Together | 2022 | Tier 2 - Elevated | Distribution Circuit | 5 | 16 | 2022-05-16 | 1697812 | Sus | Y | EquipmentFailureInvolved¦Overhead¦ConductorOverhead¦Together
22-0068049 | Equipment Failure/Involved | Overhead | Transformer | Broken | 2022 | Tier 3 - Extreme | Transformer only | 5 | 30 | 2022-05-30 | 1713976 | Sus | Y | EquipmentFailureInvolved¦Overhead¦Transformer¦Broken
22-0071821 | Equipment Failure/Involved | Overhead | Transformer (OH) | Failed/Faulted | 2022 | Tier 2 - Elevated | Transformer only | 6 | 8 | 2022-06-08 | 1724155 | Sus | Y | EquipmentFailureInvolved¦Overhead¦Transformer(OH)¦FailedFaulted
22-0087915 | Unknown Cause | Patrol - found nothing |  |  | 2022 | Tier 2 - Elevated | Distribution Circuit | 7 | 20 | 2022-07-20 | 1761775 | Sus | Y | UnknownCause¦Patrolfoundnothing¦¦
22-0088423 | Unknown Cause | Patrol - found nothing |  |  | 2022 | Tier 2 - Elevated | Transformer only | 7 | 21 | 2022-07-21 | 1762593 | Sus | Y | UnknownCause¦Patrolfoundnothing¦¦
22-0101102 | Equipment Failure/Involved | Overhead | Transformer (OH) | Failed/Faulted | 2022 | Tier 2 - Elevated | Distribution Circuit | 8 | 23 | 2022-08-23 | 1788443 | Sus | Y | EquipmentFailureInvolved¦Overhead¦Transformer(OH)¦FailedFaulted
22-0105370 | Equipment Failure/Involved | Overhead | Transformer (OH) | Failed/Faulted | 2022 | Tier 2 - Elevated | Distribution Circuit | 9 | 2 | 2022-09-02 | 1797972 | Sus | Y | EquipmentFailureInvolved¦Overhead¦Transformer(OH)¦FailedFaulted
22-0105472 | Animal | Squirrel | Recloser | Failed/Faulted | 2022 | Tier 2 - Elevated | Distribution Circuit | 9 | 3 | 2022-09-03 | 1798289 | Sus | Y | Animal¦Squirrel¦Recloser¦FailedFaulted
22-0106495 | 3rd Party | Customer Equipment | Conductor, Underground | Broken | 2022 | Tier 2 - Elevated | Distribution Circuit | 9 | 6 | 2022-09-06 | 1801792 | Sus | Y | 3rdParty¦CustomerEquipment¦ConductorUnderground¦Broken
22-0111790 | Vegetation | Tree - branch fell on line | Conductor, Overhead | Normal | 2022 | Tier 3 - Extreme | Distribution Circuit | 9 | 18 | 2022-09-18 | 1815419 | Sus | Y | Vegetation¦Treebranchfellonline¦ConductorOverhead¦Normal
22-0116740 | Unknown Cause | Patrol - found nothing |  |  | 2022 | Tier 2 - Elevated | Distribution Circuit | 9 | 30 | 2022-09-30 | 1825157 | Sus | Y | UnknownCause¦Patrolfoundnothing¦¦
22-0119301 | Unknown Cause | Patrol - found nothing |  |  | 2022 | Tier 3 - Extreme | Distribution Circuit | 10 | 7 | 2022-10-07 | 1831617 | Sus | Y | UnknownCause¦Patrolfoundnothing¦¦
22-0124191 | Equipment Failure/Involved | Overhead | Pole-Wood | Deteriorated | 2022 | Tier 3 - Extreme | Distribution Circuit | 10 | 24 | 2022-10-24 | 1843930 | Sus | Y | EquipmentFailureInvolved¦Overhead¦PoleWood¦Deteriorated
22-0126354 | Unknown Cause | Patrol - not conducted |  |  | 2022 | Tier 2 - Elevated | Transmission line | 11 | 1 | 2022-11-01 | 1849802 | Sus | Y | UnknownCause¦Patrolnotconducted¦¦
22-0126813 | Environmental/External | Lightning | Transformer (OH) | Failed/Faulted | 2022 | Tier 3 - Extreme | Transformer only | 11 | 1 | 2022-11-01 | 1850949 | Sus | Y | EnvironmentalExternal¦Lightning¦Transformer(OH)¦FailedFaulted
22-0127390 | Equipment Failure/Involved | Underground | Transformer (UG) | Leaking | 2022 | Tier 3 - Extreme | Distribution Circuit | 11 | 3 | 2022-11-03 | 1852613 | Sus | Y | EquipmentFailureInvolved¦Underground¦Transformer(UG)¦Leaking
22-0130254 | Equipment Failure/Involved | Overhead | Transformer (OH) | Failed/Faulted | 2022 | Tier 3 - Extreme | Transformer only | 11 | 10 | 2022-11-10 | 1860345 | Sus | Y | EquipmentFailureInvolved¦Overhead¦Transformer(OH)¦FailedFaulted
22-0135915 | Animal | Squirrel | Conductor, Overhead | Normal | 2022 | Tier 3 - Extreme | Distribution Circuit | 12 | 2 | 2022-12-02 | 1873950 | Sus | N | Animal¦Squirrel¦ConductorOverhead¦Normal
22-0136219 | Equipment Failure/Involved | Overhead | Fuse | Broken | 2022 | Tier 3 - Extreme | Distribution Circuit | 12 | 2 | 2022-12-02 | 1874770 | Sus | N | EquipmentFailureInvolved¦Overhead¦Fuse¦Broken
22-0138755 | Equipment Failure/Involved | Underground | Transformer | Broken | 2022 | Tier 2 - Elevated | Transformer only | 12 | 10 | 2022-12-10 | 1884178 | Sus | N | EquipmentFailureInvolved¦Underground¦Transformer¦Broken
22-0138865 | Unknown Cause | Patrol - found nothing |  |  | 2022 | Tier 2 - Elevated | Distribution Circuit | 12 | 10 | 2022-12-10 | 1884282 | Sus | N | UnknownCause¦Patrolfoundnothing¦¦
22-0139178 | Unknown Cause | Patrol - not conducted |  |  | 2022 | Tier 3 - Extreme | Distribution Circuit | 12 | 12 | 2022-12-12 | 1886728 | Sus | N | UnknownCause¦Patrolnotconducted¦¦
22-0140749 | Equipment Failure/Involved | Overhead | Lightning Arrestor | Failed/Faulted | 2022 | Tier 2 - Elevated | Distribution Circuit | 12 | 20 | 2022-12-20 | 1894156 | Sus | N | EquipmentFailureInvolved¦Overhead¦LightningArrestor¦FailedFaulted
22-0141884 | Vegetation | Tree - branch fell on line | Conductor, Overhead | Broken, wire on ground | 2022 | Tier 2 - Elevated | Distribution Circuit | 12 | 28 | 2022-12-28 | 1900042 | Sus | N | Vegetation¦Treebranchfellonline¦ConductorOverhead¦Brokenwireonground
22-0142449 | Vegetation | Tree - fell into line | Conductor, Overhead | Broken, wire on ground | 2022 | Tier 2 - Elevated | Distribution Circuit | 12 | 31 | 2022-12-31 | 1902974 | Sus | N | Vegetation¦Treefellintoline¦ConductorOverhead¦Brokenwireonground
22-0142581 | Equipment Failure/Involved | Overhead | Conductor, Overhead | Broken, wire on ground | 2022 | Tier 3 - Extreme | Distribution Circuit | 12 | 31 | 2022-12-31 | 1903738 | Sus | N | EquipmentFailureInvolved¦Overhead¦ConductorOverhead¦Brokenwireonground
23-0004355 | Vegetation | Tree - fell into line | Crossarm, Wood | Broken | 2022 | Tier 2 - Elevated | Distribution Circuit | 12 | 31 | 2022-12-31 | 1907877 | Sus | N | Vegetation¦Treefellintoline¦CrossarmWood¦Broken
15-0002702 | Equipment Failure/Involved | Other | Insulator | Broken | 2015 | Tier 2 - Elevated | Distribution Circuit | 1 | 6 | 2015-01-06 | 1160000 | Sus | N | EquipmentFailureInvolved¦Other¦Insulator¦Broken
15-0003688 | Animal | Other | Pole-Wood | Deteriorated | 2015 | Tier 2 - Elevated | Distribution Circuit | 1 | 9 | 2015-01-09 | 1161711 | Sus | N | Animal¦Other¦PoleWood¦Deteriorated
15-0010380 | Vegetation | Tree - fell into line | Conductor, Overhead | Broken, wire on ground | 2015 | Tier 2 - Elevated | Distribution Circuit | 2 | 6 | 2015-02-06 | 1174550 | Sus | N | Vegetation¦Treefellintoline¦ConductorOverhead¦Brokenwireonground
15-0010414 | Vegetation | Tree - branch fell on line | Conductor, Overhead | Broken, wire on ground | 2015 | Tier 2 - Elevated | Distribution Circuit | 2 | 6 | 2015-02-06 | 1175033 | Sus | N | Vegetation¦Treebranchfellonline¦ConductorOverhead¦Brokenwireonground
15-0010477 | Equipment Failure/Involved | Other | Connector or Splice (OH) | Arcing | 2015 | Tier 2 - Elevated | Distribution Circuit | 2 | 6 | 2015-02-06 | 1176645 | Sus | N | EquipmentFailureInvolved¦Other¦ConnectororSplice(OH)¦Arcing
15-0012598 | Vegetation | Tree - branch fell on line | Conductor, Overhead | Broken, wire on ground | 2015 | Tier 2 - Elevated | Distribution Circuit | 2 | 10 | 2015-02-10 | 1187700 | Sus | N | Vegetation¦Treebranchfellonline¦ConductorOverhead¦Brokenwireonground
15-0014901 | Equipment Failure/Involved | Other | Pole-Wood | Broken | 2015 | Tier 2 - Elevated | Distribution Circuit | 2 | 22 | 2015-02-22 | 1194223 | Sus | N | EquipmentFailureInvolved¦Other¦PoleWood¦Broken
15-0034197 | Vegetation | Tree - grew into line | Conductor, Overhead | Normal | 2015 | Tier 3 - Extreme | Transformer only | 5 | 15 | 2015-05-15 | 1235222 | Sus | Y | Vegetation¦Treegrewintoline¦ConductorOverhead¦Normal
15-0034757 | Environmental/External | Lightning | Transformer (OH) | Failed/Faulted | 2015 | Tier 2 - Elevated | Transformer only | 5 | 17 | 2015-05-17 | 1235970 | Sus | Y | EnvironmentalExternal¦Lightning¦Transformer(OH)¦FailedFaulted
15-0039714 | Unknown Cause | Patrol - found nothing |  |  | 2015 | Tier 3 - Extreme | Distribution Circuit | 6 | 9 | 2015-06-09 | 1247379 | Sus | Y | UnknownCause¦Patrolfoundnothing¦¦
15-0043408 | Company Initiated | Construction Activity/equip, company | Transformer (UG) | Broken | 2015 | Tier 2 - Elevated | Distribution Circuit | 6 | 25 | 2015-06-25 | 1256599 | Sus | Y | CompanyInitiated¦ConstructionActivityequipcompany¦Transformer(UG)¦Broken
15-0048794 | Unknown Cause | Patrol - found nothing |  |  | 2015 | Tier 2 - Elevated | Distribution Circuit | 7 | 19 | 2015-07-19 | 1271799 | Sus | Y | UnknownCause¦Patrolfoundnothing¦¦
15-0051833 | Environmental/External | Lightning | Transformer | Failed/Faulted | 2015 | Tier 2 - Elevated | Transformer only | 7 | 31 | 2015-07-31 | 1280600 | Sus | Y | EnvironmentalExternal¦Lightning¦Transformer¦FailedFaulted
15-0051854 | Environmental/External | Lightning |  | Failed/Faulted | 2015 | Tier 2 - Elevated | Transformer only | 7 | 31 | 2015-07-31 | 1280637 | Sus | Y | EnvironmentalExternal¦Lightning¦¦FailedFaulted
15-0052104 | Unknown Cause | Patrol - found nothing |  |  | 2015 | Tier 3 - Extreme | Distribution Circuit | 8 | 1 | 2015-08-01 | 1281236 | Sus | Y | UnknownCause¦Patrolfoundnothing¦¦
15-0061368 | Vegetation | Tree - fell into line | Conductor, Overhead | Normal | 2015 | Tier 3 - Extreme | Distribution Circuit | 9 | 15 | 2015-09-15 | 1305886 | Sus | Y | Vegetation¦Treefellintoline¦ConductorOverhead¦Normal
15-0062214 | Environmental/External | Fire, Forest/Grass | Pole-Wood | Burned/flashed | 2015 | Tier 2 - Elevated | Distribution Circuit | 9 | 10 | 2015-09-10 | 1308366 | Sus | Y | EnvironmentalExternal¦FireForestGrass¦PoleWood¦Burnedflashed
15-0062702 | Environmental/External | Fire, Forest/Grass | Pole-Wood | Burned/flashed | 2015 | Tier 3 - Extreme | Distribution Circuit | 9 | 13 | 2015-09-13 | 1310138 | Sus | Y | EnvironmentalExternal¦FireForestGrass¦PoleWood¦Burnedflashed
15-0066696 | Animal | Squirrel | Transformer | Failed/Faulted | 2015 | Tier 2 - Elevated | Transformer only | 9 | 30 | 2015-09-30 | 1314160 | Sus | Y | Animal¦Squirrel¦Transformer¦FailedFaulted
15-0067091 | Equipment Failure/Involved | Overhead | Crossarm, Wood | Broken | 2015 | Tier 2 - Elevated | Distribution Circuit | 10 | 1 | 2015-10-01 | 1314816 | Sus | Y | EquipmentFailureInvolved¦Overhead¦CrossarmWood¦Broken
15-0067565 | Animal | Bird found | Fuse | Failed/Faulted | 2015 | Tier 2 - Elevated | Distribution Circuit | 10 | 3 | 2015-10-03 | 1315722 | Sus | Y | Animal¦Birdfound¦Fuse¦FailedFaulted
15-0073785 | Vegetation | Tree - branch fell on line | Conductor, Overhead | Broken, wire on ground | 2015 | Tier 2 - Elevated | Distribution Circuit | 10 | 28 | 2015-10-28 | 1330285 | Sus | Y | Vegetation¦Treebranchfellonline¦ConductorOverhead¦Brokenwireonground
15-0075562 | Environmental/External | Lightning | Transformer | Failed/Faulted | 2015 | Tier 3 - Extreme | Transformer only | 11 | 4 | 2015-11-04 | 1335256 | Sus | Y | EnvironmentalExternal¦Lightning¦Transformer¦FailedFaulted
15-0076850 | Equipment Failure/Involved | Overhead | Pole-Wood | Burned/flashed | 2015 | Tier 3 - Extreme | Distribution Circuit | 11 | 9 | 2015-11-09 | 1338412 | Sus | Y | EquipmentFailureInvolved¦Overhead¦PoleWood¦Burnedflashed
15-0078746 | Unknown Cause | Patrol - found nothing |  |  | 2015 | Tier 3 - Extreme | Distribution Circuit | 11 | 17 | 2015-11-17 | 1344330 | Sus | Y | UnknownCause¦Patrolfoundnothing¦¦
15-0080160 | 3rd Party | Tree - cutting, 3rd party | Conductor, Overhead | Broken, wire on ground | 2015 | Tier 2 - Elevated | Distribution Circuit | 11 | 23 | 2015-11-23 | 1347454 | Sus | Y | 3rdParty¦Treecutting3rdparty¦ConductorOverhead¦Brokenwireonground
15-0082419 | Unknown Cause | Patrol - found nothing |  |  | 2015 | Tier 2 - Elevated | Distribution Circuit | 12 | 3 | 2015-12-03 | 1352586 | Sus | N | UnknownCause¦Patrolfoundnothing¦¦
15-0087978 | Equipment Failure/Involved | Overhead | Transformer (OH) | Failed/Faulted | 2015 | Tier 3 - Extreme | Transformer only | 12 | 31 | 2015-12-31 | 1375486 | Sus | N | EquipmentFailureInvolved¦Overhead¦Transformer(OH)¦FailedFaulted
16-0005810 | Vegetation | Tree - fell into line | Conductor, Overhead | Broken, wire on ground | 2016 | Tier 2 - Elevated | Distribution Circuit | 1 | 16 | 2016-01-16 | 1385237 | Sus | N | Vegetation¦Treefellintoline¦ConductorOverhead¦Brokenwireonground
16-0006065 | Unknown Cause | Patrol - found nothing |  |  | 2016 | Tier 2 - Elevated | Distribution Circuit | 1 | 18 | 2016-01-18 | 1386176 | Sus | N | UnknownCause¦Patrolfoundnothing¦¦
16-0007360 | Equipment Failure/Involved | Overhead | Metering Equipment | Malfunctioning | 2016 | Tier 2 - Elevated | Distribution Circuit | 1 | 22 | 2016-01-22 | 1389751 | Sus | N | EquipmentFailureInvolved¦Overhead¦MeteringEquipment¦Malfunctioning
16-0009779 | Equipment Failure/Involved | Overhead | Conductor, Overhead | Together | 2016 | Tier 2 - Elevated | Distribution Circuit | 2 | 1 | 2016-02-01 | 1396408 | Sus | N | EquipmentFailureInvolved¦Overhead¦ConductorOverhead¦Together
16-0010306 | Equipment Failure/Involved | Overhead | Fuse | Broken | 2016 | Tier 3 - Extreme | Distribution Circuit | 2 | 3 | 2016-02-03 | 1397652 | Sus | N | EquipmentFailureInvolved¦Overhead¦Fuse¦Broken
16-0011435 | Vegetation | Tree - branch fell on line | Conductor, Overhead | Arcing | 2016 | Tier 3 - Extreme | Transformer only | 2 | 8 | 2016-02-08 | 1400270 | Sus | N | Vegetation¦Treebranchfellonline¦ConductorOverhead¦Arcing
16-0013742 | Environmental/External | Lightning | Conductor, Overhead | Normal | 2016 | Tier 2 - Elevated | Distribution Circuit | 2 | 18 | 2016-02-18 | 1408212 | Sus | N | EnvironmentalExternal¦Lightning¦ConductorOverhead¦Normal
16-0016255 | Unknown Cause | Patrol - found nothing |  |  | 2016 | Tier 2 - Elevated | Distribution Circuit | 2 | 29 | 2016-02-29 | 1413679 | Sus | N | UnknownCause¦Patrolfoundnothing¦¦
16-0018136 | Vegetation | Tree - fell into line | Conductor, Overhead | Broken, wire on ground | 2016 | Tier 3 - Extreme | Distribution Circuit | 3 | 5 | 2016-03-05 | 1420902 | Sus | N | Vegetation¦Treefellintoline¦ConductorOverhead¦Brokenwireonground
16-0019120 | Unknown Cause | Patrol - found nothing |  |  | 2016 | Tier 2 - Elevated | Distribution Circuit | 3 | 7 | 2016-03-07 | 1424689 | Sus | N | UnknownCause¦Patrolfoundnothing¦¦
16-0022658 | Vegetation | Tree - fell into line | Conductor, Overhead | Broken, wire on ground | 2016 | Tier 2 - Elevated | Distribution Circuit | 3 | 19 | 2016-03-19 | 1434217 | Sus | N | Vegetation¦Treefellintoline¦ConductorOverhead¦Brokenwireonground
16-0030921 | Equipment Failure/Involved | Electrical Overload |  | Failed/Faulted | 2016 | Tier 2 - Elevated | Transformer only | 4 | 23 | 2016-04-23 | 1456636 | Sus | N | EquipmentFailureInvolved¦ElectricalOverload¦¦FailedFaulted
16-0032047 | Environmental/External | Lightning | Transformer | Failed/Faulted | 2016 | Tier 2 - Elevated | Distribution Circuit | 4 | 27 | 2016-04-27 | 1460312 | Sus | N | EnvironmentalExternal¦Lightning¦Transformer¦FailedFaulted
16-0032918 | Vegetation | Tree - fell into line | Conductor, Overhead | Together | 2016 | Tier 3 - Extreme | Distribution Circuit | 4 | 30 | 2016-04-30 | 1462419 | Sus | N | Vegetation¦Treefellintoline¦ConductorOverhead¦Together
16-0035397 | Vegetation | Tree - fell into line | Crossarm, Wood | Broken | 2016 | Tier 3 - Extreme | Distribution Circuit | 5 | 11 | 2016-05-11 | 1468160 | Sus | Y | Vegetation¦Treefellintoline¦CrossarmWood¦Broken
16-0037247 | Vegetation | Tree - branch fell on line | Conductor, Overhead | Broken, wire on ground | 2016 | Tier 2 - Elevated | Distribution Circuit | 5 | 19 | 2016-05-19 | 1473077 | Sus | Y | Vegetation¦Treebranchfellonline¦ConductorOverhead¦Brokenwireonground
16-0045028 | Animal | Squirrel | Fuse | Failed/Faulted | 2016 | Tier 2 - Elevated | Distribution Circuit | 6 | 22 | 2016-06-22 | 1493922 | Sus | Y | Animal¦Squirrel¦Fuse¦FailedFaulted
16-0045930 | Animal | Squirrel | Bushing | Normal | 2016 | Tier 3 - Extreme | Distribution Circuit | 6 | 27 | 2016-06-27 | 1496412 | Sus | Y | Animal¦Squirrel¦Bushing¦Normal
16-0048879 | 3rd Party | Vehicle | Pole-Wood | Broken | 2016 | Tier 2 - Elevated | Distribution Circuit | 7 | 10 | 2016-07-10 | 1507775 | Sus | Y | 3rdParty¦Vehicle¦PoleWood¦Broken
16-0053838 | Vegetation | Tree - fell into line | Pole-Wood | Broken | 2016 | Tier 2 - Elevated | Distribution Circuit | 7 | 30 | 2016-07-30 | 1518974 | Sus | Y | Vegetation¦Treefellintoline¦PoleWood¦Broken
16-0061510 | Vegetation | Tree - fell into line | Secondary | Normal | 2016 | Tier 3 - Extreme | Distribution Circuit | 9 | 1 | 2016-09-01 | 1535184 | Sus | Y | Vegetation¦Treefellintoline¦Secondary¦Normal
16-0070559 | Equipment Failure/Involved | Overhead | Regulator | Failed/Faulted | 2016 | Tier 2 - Elevated | Distribution Circuit | 10 | 8 | 2016-10-08 | 1555009 | Sus | Y | EquipmentFailureInvolved¦Overhead¦Regulator¦FailedFaulted
16-0081038 | Equipment Failure/Involved | Substation | Relay | Malfunctioning | 2016 | Tier 2 - Elevated | Substation - Distribution | 11 | 19 | 2016-11-19 | 1584613 | Sus | Y | EquipmentFailureInvolved¦Substation¦Relay¦Malfunctioning
16-0083693 | Equipment Failure/Involved | Overhead | Other | Malfunctioning | 2016 | Tier 3 - Extreme | Distribution Circuit | 12 | 2 | 2016-12-02 | 1593716 | Sus | N | EquipmentFailureInvolved¦Overhead¦Other¦Malfunctioning
16-0084970 | Unknown Cause | Patrol - not conducted |  |  | 2016 | Tier 2 - Elevated | Distribution Circuit | 12 | 10 | 2016-12-10 | 1598331 | Sus | N | UnknownCause¦Patrolnotconducted¦¦
16-0087487 | 3rd Party | Vehicle | Pole-Wood | Broken | 2016 | Tier 2 - Elevated | Distribution Circuit | 12 | 31 | 2016-12-31 | 1613910 | Sus | N | 3rdParty¦Vehicle¦PoleWood¦Broken
17-0005059 | Vegetation | Tree - branch fell on line | Conductor, Overhead | On Ground | 2017 | Tier 2 - Elevated | Distribution Circuit | 1 | 8 | 2017-01-08 | 1623734 | Sus | N | Vegetation¦Treebranchfellonline¦ConductorOverhead¦OnGround
17-0005103 | Vegetation | Tree - branch fell on line | Conductor, Overhead | Normal | 2017 | Tier 3 - Extreme | Distribution Circuit | 1 | 8 | 2017-01-08 | 1624750 | Sus | N | Vegetation¦Treebranchfellonline¦ConductorOverhead¦Normal
17-0005349 | Unknown Cause | Patrol - found nothing |  |  | 2017 | Tier 2 - Elevated | Distribution Circuit | 1 | 8 | 2017-01-08 | 1624903 | Sus | N | UnknownCause¦Patrolfoundnothing¦¦
17-0005974 | Vegetation | Tree - fell into line | Conductor, Overhead | Broken, wire on ground | 2017 | Tier 2 - Elevated | Distribution Circuit | 1 | 9 | 2017-01-09 | 1630647 | Sus | N | Vegetation¦Treefellintoline¦ConductorOverhead¦Brokenwireonground
17-0006232 | Equipment Failure/Involved | Overhead | Transformer | Failed/Faulted | 2017 | Tier 2 - Elevated | Transformer only | 1 | 9 | 2017-01-09 | 1631707 | Sus | N | EquipmentFailureInvolved¦Overhead¦Transformer¦FailedFaulted
17-0006661 | Vegetation | Tree - fell into line | Conductor, Overhead | Broken, wire on ground | 2017 | Tier 3 - Extreme | Distribution Circuit | 1 | 10 | 2017-01-10 | 1633371 | Sus | N | Vegetation¦Treefellintoline¦ConductorOverhead¦Brokenwireonground
17-0006971 | Unknown Cause | Patrol - found nothing |  |  | 2017 | Tier 2 - Elevated | Distribution Circuit | 1 | 10 | 2017-01-10 | 1635502 | Sus | N | UnknownCause¦Patrolfoundnothing¦¦
17-0007009 | Vegetation | Tree - fell into line | Conductor, Overhead | Bent or Twisted | 2017 | Tier 2 - Elevated | Distribution Circuit | 1 | 10 | 2017-01-10 | 1636539 | Sus | N | Vegetation¦Treefellintoline¦ConductorOverhead¦BentorTwisted
17-0007637 | Vegetation | Tree - fell into line | Pole-Wood | Broken | 2017 | Tier 2 - Elevated | Distribution Circuit | 1 | 11 | 2017-01-11 | 1639673 | Sus | N | Vegetation¦Treefellintoline¦PoleWood¦Broken
17-0008444 | Equipment Failure/Involved | Overhead | Transformer | Burned/flashed | 2017 | Tier 3 - Extreme | Transformer only | 1 | 12 | 2017-01-12 | 1641073 | Sus | N | EquipmentFailureInvolved¦Overhead¦Transformer¦Burnedflashed
17-0011534 | Unknown Cause | Patrol - found nothing |  |  | 2017 | Tier 2 - Elevated | Distribution Circuit | 1 | 20 | 2017-01-20 | 1654029 | Sus | N | UnknownCause¦Patrolfoundnothing¦¦
17-0012029 | Vegetation | Tree - fell into line | Conductor, Overhead | Broken, wire on ground | 2017 | Tier 3 - Extreme | Distribution Circuit | 1 | 21 | 2017-01-21 | 1655642 | Sus | N | Vegetation¦Treefellintoline¦ConductorOverhead¦Brokenwireonground
17-0013298 | Unknown Cause | Patrol - found nothing |  |  | 2017 | Tier 3 - Extreme | Distribution Circuit | 1 | 22 | 2017-01-22 | 1661204 | Sus | N | UnknownCause¦Patrolfoundnothing¦¦
17-0017552 | Vegetation | Tree - branch fell on line | Conductor, Overhead | Normal | 2017 | Tier 2 - Elevated | Distribution Circuit | 2 | 5 | 2017-02-05 | 1675314 | Sus | N | Vegetation¦Treebranchfellonline¦ConductorOverhead¦Normal
17-0019155 | Vegetation | Tree - branch fell on line | Conductor, Overhead | Contaminated | 2017 | Tier 3 - Extreme | Distribution Circuit | 2 | 8 | 2017-02-08 | 1682453 | Sus | N | Vegetation¦Treebranchfellonline¦ConductorOverhead¦Contaminated
17-0019609 | Environmental/External | Lightning | Transformer | Failed/Faulted | 2017 | Tier 2 - Elevated | Transformer only | 2 | 9 | 2017-02-09 | 1683808 | Sus | N | EnvironmentalExternal¦Lightning¦Transformer¦FailedFaulted
17-0021385 | Unknown Cause | Patrol - found nothing |  |  | 2017 | Tier 2 - Elevated | Distribution Circuit | 2 | 15 | 2017-02-15 | 1689512 | Sus | N | UnknownCause¦Patrolfoundnothing¦¦
17-0021508 | Vegetation | Tree - fell into line | Conductor, Overhead | Broken, wire on ground | 2017 | Tier 2 - Elevated | Distribution Circuit | 2 | 16 | 2017-02-16 | 1690009 | Sus | N | Vegetation¦Treefellintoline¦ConductorOverhead¦Brokenwireonground
17-0022646 | Equipment Failure/Involved | Overhead | Conductor, Overhead | Broken | 2017 | Tier 2 - Elevated | Distribution Circuit | 2 | 17 | 2017-02-17 | 1698391 | Sus | N | EquipmentFailureInvolved¦Overhead¦ConductorOverhead¦Broken
17-0024281 | Unknown Cause | Patrol - not conducted |  |  | 2017 | Tier 3 - Extreme | Distribution Circuit | 2 | 20 | 2017-02-20 | 1705855 | Sus | N | UnknownCause¦Patrolnotconducted¦¦
17-0025248 | Vegetation | Tree - branch fell on line | Conductor, Overhead | Broken, wire on ground | 2017 | Tier 2 - Elevated | Distribution Circuit | 2 | 21 | 2017-02-21 | 1709110 | Sus | N | Vegetation¦Treebranchfellonline¦ConductorOverhead¦Brokenwireonground
17-0025532 | Unknown Cause | Patrol - found nothing |  |  | 2017 | Tier 2 - Elevated | Distribution Circuit | 2 | 22 | 2017-02-22 | 1710481 | Sus | N | UnknownCause¦Patrolfoundnothing¦¦
17-0026671 | Unknown Cause | Patrol - found nothing |  |  | 2017 | Tier 2 - Elevated | Distribution Circuit | 2 | 24 | 2017-02-24 | 1713549 | Sus | N | UnknownCause¦Patrolfoundnothing¦¦
17-0032329 | Animal | Bird found | Recloser | Normal | 2017 | Tier 3 - Extreme | Distribution Circuit | 3 | 21 | 2017-03-21 | 1731646 | Sus | N | Animal¦Birdfound¦Recloser¦Normal
17-0036230 | Equipment Failure/Involved | Underground | Transformer | Failed/Faulted | 2017 | Tier 2 - Elevated | Distribution Circuit | 4 | 3 | 2017-04-03 | 1743213 | Sus | N | EquipmentFailureInvolved¦Underground¦Transformer¦FailedFaulted
17-0036820 | Vegetation | Tree - fell into line | Conductor, Overhead | Normal | 2017 | Tier 2 - Elevated | Distribution Circuit | 4 | 5 | 2017-04-05 | 1744807 | Sus | N | Vegetation¦Treefellintoline¦ConductorOverhead¦Normal
17-0038090 | Unknown Cause | Patrol - found nothing |  |  | 2017 | Tier 3 - Extreme | Distribution Circuit | 4 | 6 | 2017-04-06 | 1746516 | Sus | N | UnknownCause¦Patrolfoundnothing¦¦
17-0038364 | Environmental/External | Lightning | Transformer (OH) | Failed/Faulted | 2017 | Tier 2 - Elevated | Transformer only | 4 | 8 | 2017-04-08 | 1752331 | Sus | N | EnvironmentalExternal¦Lightning¦Transformer(OH)¦FailedFaulted
17-0038882 | Equipment Failure/Involved | Overhead | Jumper | Burned Open | 2017 | Tier 2 - Elevated | Distribution Circuit | 4 | 10 | 2017-04-10 | 1754241 | Sus | N | EquipmentFailureInvolved¦Overhead¦Jumper¦BurnedOpen
17-0040410 | Equipment Failure/Involved | Overhead | Transformer (OH) | Broken | 2017 | Tier 2 - Elevated | Distribution Circuit | 4 | 14 | 2017-04-14 | 1758168 | Sus | N | EquipmentFailureInvolved¦Overhead¦Transformer(OH)¦Broken
17-0040591 | Unknown Cause | Patrol - not conducted |  |  | 2017 | Tier 2 - Elevated | Distribution Circuit | 4 | 16 | 2017-04-16 | 1758844 | Sus | N | UnknownCause¦Patrolnotconducted¦¦
17-0040591 | Unknown Cause | Patrol - not conducted |  |  | 2017 | Tier 2 - Elevated | Distribution Circuit | 4 | 16 | 2017-04-16 | 1758844 | Sus | N | UnknownCause¦Patrolnotconducted¦¦
17-0042082 | Unknown Cause | Patrol - found nothing |  |  | 2017 | Tier 2 - Elevated | Distribution Circuit | 4 | 22 | 2017-04-22 | 1764587 | Sus | N | UnknownCause¦Patrolfoundnothing¦¦
17-0045129 | Unknown Cause | Patrol - found nothing |  |  | 2017 | Tier 3 - Extreme | Distribution Circuit | 5 | 4 | 2017-05-04 | 1774268 | Sus | Y | UnknownCause¦Patrolfoundnothing¦¦
17-0047395 | 3rd Party | Gun Shot | Conductor, Overhead | Broken, wire on ground | 2017 | Tier 2 - Elevated | Transmission line | 5 | 11 | 2017-05-11 | 1780356 | Sus | Y | 3rdParty¦GunShot¦ConductorOverhead¦Brokenwireonground
17-0048278 | Vegetation | Tree - fell into line | Conductor, Overhead | Normal | 2017 | Tier 2 - Elevated | Distribution Circuit | 5 | 16 | 2017-05-16 | 1782993 | Sus | Y | Vegetation¦Treefellintoline¦ConductorOverhead¦Normal
17-0049496 | Equipment Failure/Involved | Overhead | Jumper | Burned Open | 2017 | Tier 2 - Elevated | Distribution Circuit | 5 | 21 | 2017-05-21 | 1787084 | Sus | Y | EquipmentFailureInvolved¦Overhead¦Jumper¦BurnedOpen
17-0050527 | Equipment Failure/Involved | Overhead | Jumper | Burned Open | 2017 | Tier 2 - Elevated | Distribution Circuit | 5 | 25 | 2017-05-25 | 1790068 | Sus | Y | EquipmentFailureInvolved¦Overhead¦Jumper¦BurnedOpen
17-0053761 | Unknown Cause | Patrol - found nothing |  |  | 2017 | Tier 3 - Extreme | Distribution Circuit | 6 | 8 | 2017-06-08 | 1799720 | Sus | Y | UnknownCause¦Patrolfoundnothing¦¦
17-0058615 | Equipment Failure/Involved | Overhead | Bushing | Broken | 2017 | Tier 2 - Elevated | Transformer only | 6 | 26 | 2017-06-26 | 1818299 | Sus | Y | EquipmentFailureInvolved¦Overhead¦Bushing¦Broken
17-0059020 | Vegetation | Tree - fell into line | Conductor, Overhead | Normal | 2017 | Tier 2 - Elevated | Transformer only | 6 | 27 | 2017-06-27 | 1819353 | Sus | Y | Vegetation¦Treefellintoline¦ConductorOverhead¦Normal
17-0059339 | Vegetation | Tree - fell into line | Conductor, Overhead | Broken, wire on ground | 2017 | Tier 2 - Elevated | Transformer only | 6 | 28 | 2017-06-28 | 1820238 | Sus | Y | Vegetation¦Treefellintoline¦ConductorOverhead¦Brokenwireonground
17-0062291 | Unknown Cause | Patrol - found nothing |  |  | 2017 | Tier 2 - Elevated | Distribution Circuit | 7 | 12 | 2017-07-12 | 1829766 | Sus | Y | UnknownCause¦Patrolfoundnothing¦¦
17-0064062 | Equipment Failure/Involved | Overhead | Transformer | Failed/Faulted | 2017 | Tier 2 - Elevated | Distribution Circuit | 7 | 19 | 2017-07-19 | 1835908 | Sus | Y | EquipmentFailureInvolved¦Overhead¦Transformer¦FailedFaulted
17-0078917 | Unknown Cause | Patrol - found nothing |  |  | 2017 | Tier 3 - Extreme | Distribution Circuit | 9 | 14 | 2017-09-14 | 1878822 | Sus | Y | UnknownCause¦Patrolfoundnothing¦¦
17-0085276 | Vegetation | Tree - fell into line | Conductor, Overhead | Broken, wire on ground | 2017 | Tier 2 - Elevated | Distribution Circuit | 10 | 8 | 2017-10-08 | 1894161 | Sus | Y | Vegetation¦Treefellintoline¦ConductorOverhead¦Brokenwireonground
17-0087067 | Equipment Failure/Involved | Overhead | Transformer | Failed/Faulted | 2017 | Tier 3 - Extreme | Transformer only | 10 | 13 | 2017-10-13 | 1899793 | Sus | Y | EquipmentFailureInvolved¦Overhead¦Transformer¦FailedFaulted
17-0087197 | Environmental/External | Fire, Forest/Grass | Conductor, Overhead | Broken, wire on ground | 2017 | Tier 3 - Extreme | Distribution Circuit | 10 | 11 | 2017-10-11 | 1900289 | Sus | Y | EnvironmentalExternal¦FireForestGrass¦ConductorOverhead¦Brokenwireonground
17-0093913 | Vegetation | Tree - fell into line | Conductor, Overhead | Normal | 2017 | Tier 3 - Extreme | Distribution Circuit | 11 | 9 | 2017-11-09 | 1919154 | Sus | Y | Vegetation¦Treefellintoline¦ConductorOverhead¦Normal
17-0099706 | Vegetation | Tree - fell into line | Conductor, Overhead | Broken, wire on ground | 2017 | Tier 3 - Extreme | Distribution Circuit | 12 | 4 | 2017-12-04 | 1935513 | Sus | N | Vegetation¦Treefellintoline¦ConductorOverhead¦Brokenwireonground
18-0004296 | Equipment Failure/Involved | Overhead | Jumper | Bent or Twisted | 2018 | Tier 3 - Extreme | Distribution Circuit | 1 | 8 | 2018-01-08 | 3726 | Sus | N | EquipmentFailureInvolved¦Overhead¦Jumper¦BentorTwisted
18-0005983 | Unknown Cause | Patrol - found nothing |  |  | 2018 | Tier 3 - Extreme | Distribution Circuit | 1 | 13 | 2018-01-13 | 7841 | Sus | N | UnknownCause¦Patrolfoundnothing¦¦
18-0006198 | Animal | Squirrel | Cutout, fuse holder | Normal | 2018 | Tier 3 - Extreme | Distribution Circuit | 1 | 15 | 2018-01-15 | 8448 | Sus | N | Animal¦Squirrel¦Cutoutfuseholder¦Normal
18-0007043 | Equipment Failure/Involved | Overhead | Pole-Wood | Burned/flashed | 2018 | Tier 2 - Elevated | Distribution Circuit | 1 | 18 | 2018-01-18 | 10293 | Sus | N | EquipmentFailureInvolved¦Overhead¦PoleWood¦Burnedflashed
18-0012116 | 3rd Party | Dig in, 3rd party | Conductor, Overhead | Burned/flashed | 2018 | Tier 2 - Elevated | Distribution Circuit | 2 | 7 | 2018-02-07 | 20702 | Sus | N | 3rdParty¦Digin3rdparty¦ConductorOverhead¦Burnedflashed
18-0013616 | Equipment Failure/Involved | Overhead | Transformer (OH) | Failed/Faulted | 2018 | Tier 3 - Extreme | Transformer only | 2 | 12 | 2018-02-12 | 23600 | Sus | N | EquipmentFailureInvolved¦Overhead¦Transformer(OH)¦FailedFaulted
18-0015477 | Unknown Cause | Patrol - found nothing |  |  | 2018 | Tier 2 - Elevated | Distribution Circuit | 2 | 19 | 2018-02-19 | 27456 | Sus | N | UnknownCause¦Patrolfoundnothing¦¦
18-0021438 | Unknown Cause | Patrol - found nothing |  |  | 2018 | Tier 3 - Extreme | Distribution Circuit | 3 | 9 | 2018-03-09 | 41031 | Sus | N | UnknownCause¦Patrolfoundnothing¦¦
18-0026370 | Vegetation | Tree - fell into line | Conductor, Overhead | Arcing | 2018 | Tier 2 - Elevated | Distribution Circuit | 3 | 24 | 2018-03-24 | 52862 | Sus | N | Vegetation¦Treefellintoline¦ConductorOverhead¦Arcing
18-0031466 | Vegetation | Tree - fell into line | Conductor, Overhead | Together | 2018 | Tier 3 - Extreme | Distribution Circuit | 4 | 11 | 2018-04-11 | 64957 | Sus | N | Vegetation¦Treefellintoline¦ConductorOverhead¦Together
18-0036113 | Unknown Cause | Patrol - found nothing |  |  | 2018 | Tier 2 - Elevated | Distribution Circuit | 4 | 27 | 2018-04-27 | 74783 | Sus | N | UnknownCause¦Patrolfoundnothing¦¦
18-0038613 | Equipment Failure/Involved | Overhead | Transformer | Failed/Faulted | 2018 | Tier 2 - Elevated | Transformer only | 5 | 6 | 2018-05-06 | 80180 | Sus | Y | EquipmentFailureInvolved¦Overhead¦Transformer¦FailedFaulted
18-0042539 | Vegetation | Tree - fell into line | Crossarm, Wood | Broken | 2018 | Tier 2 - Elevated | Distribution Circuit | 5 | 19 | 2018-05-19 | 89781 | Sus | Y | Vegetation¦Treefellintoline¦CrossarmWood¦Broken
18-0047266 | Vegetation | Tree - fell into line | Conductor, Overhead | Normal | 2018 | Tier 2 - Elevated | Distribution Circuit | 6 | 4 | 2018-06-04 | 101113 | Sus | Y | Vegetation¦Treefellintoline¦ConductorOverhead¦Normal
18-0050637 | Equipment Failure/Involved | Overhead |  | Failed/Faulted | 2018 | Tier 2 - Elevated | Transformer only | 6 | 13 | 2018-06-13 | 108257 | Sus | Y | EquipmentFailureInvolved¦Overhead¦¦FailedFaulted
18-0053056 | 3rd Party | Metallic Balloon | Conductor, Overhead | Normal | 2018 | Tier 2 - Elevated | Distribution Circuit | 6 | 21 | 2018-06-21 | 114209 | Sus | Y | 3rdParty¦MetallicBalloon¦ConductorOverhead¦Normal
18-0054037 | Vegetation | Tree - branch fell on line | Conductor, Overhead | Normal | 2018 | Tier 3 - Extreme | Distribution Circuit | 6 | 24 | 2018-06-24 | 117005 | Sus | Y | Vegetation¦Treebranchfellonline¦ConductorOverhead¦Normal
18-0054561 | Unknown Cause | Patrol - found nothing |  |  | 2018 | Tier 2 - Elevated | Distribution Circuit | 6 | 26 | 2018-06-26 | 118278 | Sus | Y | UnknownCause¦Patrolfoundnothing¦¦
18-0060592 | Vegetation | Tree - fell into line | Conductor, Overhead | On Ground | 2018 | Tier 3 - Extreme | Distribution Circuit | 7 | 17 | 2018-07-17 | 133661 | Sus | Y | Vegetation¦Treefellintoline¦ConductorOverhead¦OnGround
18-0070406 | Equipment Failure/Involved | Overhead | Crossarm, Wood | Broken | 2018 | Tier 2 - Elevated | Distribution Circuit | 8 | 15 | 2018-08-15 | 156092 | Sus | Y | EquipmentFailureInvolved¦Overhead¦CrossarmWood¦Broken
18-0076005 | Unknown Cause | Patrol - found nothing |  |  | 2018 | Tier 3 - Extreme | Distribution Circuit | 9 | 3 | 2018-09-03 | 167506 | Sus | Y | UnknownCause¦Patrolfoundnothing¦¦
18-0077055 | Unknown Cause | Patrol - found nothing |  |  | 2018 | Tier 3 - Extreme | Distribution Circuit | 9 | 6 | 2018-09-06 | 169037 | Sus | Y | UnknownCause¦Patrolfoundnothing¦¦
18-0098590 | Equipment Failure/Involved | Overhead | Other | Deteriorated | 2018 | Tier 3 - Extreme | Distribution Circuit | 11 | 9 | 2018-11-09 | 212353 | Sus | Y | EquipmentFailureInvolved¦Overhead¦Other¦Deteriorated
18-0099233 | Equipment Failure/Involved | Overhead | Transformer (OH) | Failed/Faulted | 2018 | Tier 2 - Elevated | Transformer only | 11 | 12 | 2018-11-12 | 214054 | Sus | Y | EquipmentFailureInvolved¦Overhead¦Transformer(OH)¦FailedFaulted
18-0100004 | Equipment Failure/Involved | Overhead | Connector or Splice (OH) | Deteriorated | 2018 | Tier 2 - Elevated | Transformer only | 11 | 15 | 2018-11-15 | 215824 | Sus | Y | EquipmentFailureInvolved¦Overhead¦ConnectororSplice(OH)¦Deteriorated
18-0102318 | Environmental/External | Lightning | Transformer | Failed/Faulted | 2018 | Tier 2 - Elevated | Transformer only | 11 | 22 | 2018-11-22 | 221919 | Sus | Y | EnvironmentalExternal¦Lightning¦Transformer¦FailedFaulted
18-0104981 | Vegetation | Tree - branch fell on line | Conductor, Overhead | Broken, wire on ground | 2018 | Tier 3 - Extreme | Distribution Circuit | 11 | 29 | 2018-11-29 | 228279 | Sus | Y | Vegetation¦Treebranchfellonline¦ConductorOverhead¦Brokenwireonground
18-0105170 | Vegetation | Tree - branch fell on line | Conductor, Overhead | Arcing | 2018 | Tier 2 - Elevated | Distribution Circuit | 11 | 29 | 2018-11-29 | 229161 | Sus | Y | Vegetation¦Treebranchfellonline¦ConductorOverhead¦Arcing
18-0108880 | Unknown Cause | Patrol - found nothing |  |  | 2018 | Tier 2 - Elevated | Distribution Circuit | 12 | 12 | 2018-12-12 | 238811 | Sus | N | UnknownCause¦Patrolfoundnothing¦¦
18-0109273 | Vegetation | Tree - fell into line | Conductor, Overhead | Broken, wire on ground | 2018 | Tier 2 - Elevated | Distribution Circuit | 12 | 14 | 2018-12-14 | 240540 | Sus | N | Vegetation¦Treefellintoline¦ConductorOverhead¦Brokenwireonground
18-0110787 | Vegetation | Tree - branch fell on line | Conductor, Overhead | Normal | 2018 | Tier 2 - Elevated | Distribution Circuit | 12 | 26 | 2018-12-26 | 247784 | Sus | N | Vegetation¦Treebranchfellonline¦ConductorOverhead¦Normal
19-0005460 | Equipment Failure/Involved | Overhead | Transformer (OH) | Burned/flashed | 2019 | Tier 2 - Elevated | Transformer only | 1 | 6 | 2019-01-06 | 257220 | Sus | N | EquipmentFailureInvolved¦Overhead¦Transformer(OH)¦Burnedflashed
19-0006607 | Vegetation | Tree - branch fell on line | Conductor, Overhead | On Ground | 2019 | Tier 2 - Elevated | Distribution Circuit | 1 | 8 | 2019-01-08 | 260970 | Sus | N | Vegetation¦Treebranchfellonline¦ConductorOverhead¦OnGround
19-0010410 | Vegetation | Tree - fell into line | Pole-Wood | Broken, wire on object | 2019 | Tier 3 - Extreme | Distribution Circuit | 1 | 16 | 2019-01-16 | 271839 | Sus | N | Vegetation¦Treefellintoline¦PoleWood¦Brokenwireonobject
19-0011147 | Vegetation | Tree - branch fell on line | Conductor, Overhead | Normal | 2019 | Tier 2 - Elevated | Distribution Circuit | 1 | 17 | 2019-01-17 | 273347 | Sus | N | Vegetation¦Treebranchfellonline¦ConductorOverhead¦Normal
19-0011667 | Vegetation | Tree - fell into line | Conductor, Overhead | Broken, wire on ground | 2019 | Tier 3 - Extreme | Distribution Circuit | 1 | 17 | 2019-01-17 | 274567 | Sus | N | Vegetation¦Treefellintoline¦ConductorOverhead¦Brokenwireonground
19-0012042 | Vegetation | Tree - fell into line | Conductor, Overhead | Together | 2019 | Tier 2 - Elevated | Distribution Circuit | 1 | 18 | 2019-01-18 | 276424 | Sus | N | Vegetation¦Treefellintoline¦ConductorOverhead¦Together
19-0015659 | Equipment Failure/Involved | Overhead | Insulator | Broken | 2019 | Tier 2 - Elevated | Distribution Circuit | 1 | 29 | 2019-01-29 | 283485 | Sus | N | EquipmentFailureInvolved¦Overhead¦Insulator¦Broken
19-0015698 | Equipment Failure/Involved | Overhead | Transformer (OH) | Arcing | 2019 | Tier 2 - Elevated | Transformer only | 1 | 29 | 2019-01-29 | 283600 | Sus | N | EquipmentFailureInvolved¦Overhead¦Transformer(OH)¦Arcing
19-0017750 | Vegetation | Tree - fell into line | Conductor, Overhead | Broken | 2019 | Tier 3 - Extreme | Distribution Circuit | 2 | 4 | 2019-02-04 | 289649 | Sus | N | Vegetation¦Treefellintoline¦ConductorOverhead¦Broken
19-0017942 | Vegetation | Tree - fell into line | Conductor, Overhead | Broken, wire on ground | 2019 | Tier 2 - Elevated | Distribution Circuit | 2 | 4 | 2019-02-04 | 289947 | Sus | N | Vegetation¦Treefellintoline¦ConductorOverhead¦Brokenwireonground
19-0018193 | Unknown Cause | Patrol - found nothing |  |  | 2019 | Tier 3 - Extreme | Distribution Circuit | 2 | 4 | 2019-02-04 | 291154 | Sus | N | UnknownCause¦Patrolfoundnothing¦¦
19-0018773 | Vegetation | Tree - fell into line | Crossarm, Wood | Broken, wire on ground | 2019 | Tier 2 - Elevated | Distribution Circuit | 2 | 5 | 2019-02-05 | 293676 | Sus | N | Vegetation¦Treefellintoline¦CrossarmWood¦Brokenwireonground
19-0020327 | Unknown Cause | Patrol - not conducted |  |  | 2019 | Tier 2 - Elevated | Distribution Circuit | 2 | 9 | 2019-02-09 | 296937 | Sus | N | UnknownCause¦Patrolnotconducted¦¦
19-0020532 | Vegetation | Tree - fell into line | Conductor, Overhead | Normal | 2019 | Tier 2 - Elevated | Distribution Circuit | 2 | 10 | 2019-02-10 | 297867 | Sus | N | Vegetation¦Treefellintoline¦ConductorOverhead¦Normal
19-0020599 | Unknown Cause | Patrol - found nothing |  |  | 2019 | Tier 2 - Elevated | Transformer only | 2 | 10 | 2019-02-10 | 298341 | Sus | N | UnknownCause¦Patrolfoundnothing¦¦
19-0021183 | Vegetation | Tree - branch fell on line | Conductor, Overhead | Normal | 2019 | Tier 2 - Elevated | Distribution Circuit | 2 | 10 | 2019-02-10 | 298361 | Sus | N | Vegetation¦Treebranchfellonline¦ConductorOverhead¦Normal
19-0021217 | Unknown Cause | Patrol - found nothing |  |  | 2019 | Tier 3 - Extreme | Distribution Circuit | 2 | 11 | 2019-02-11 | 300257 | Sus | N | UnknownCause¦Patrolfoundnothing¦¦
19-0021252 | Unknown Cause | Patrol - found nothing |  |  | 2019 | Tier 2 - Elevated | Distribution Circuit | 2 | 9 | 2019-02-09 | 300346 | Sus | N | UnknownCause¦Patrolfoundnothing¦¦
19-0023086 | Vegetation | Tree - fell into line | Conductor, Overhead | Broken, wire on ground | 2019 | Tier 2 - Elevated | Distribution Circuit | 2 | 10 | 2019-02-10 | 308264 | Sus | N | Vegetation¦Treefellintoline¦ConductorOverhead¦Brokenwireonground
19-0023239 | Unknown Cause | Patrol - found nothing |  |  | 2019 | Tier 2 - Elevated | Distribution Circuit | 2 | 14 | 2019-02-14 | 309130 | Sus | N | UnknownCause¦Patrolfoundnothing¦¦
19-0023251 | Vegetation | Tree - fell into line | Pole-Wood | Broken, wire on ground | 2019 | Tier 2 - Elevated | Distribution Circuit | 2 | 14 | 2019-02-14 | 308494 | Sus | N | Vegetation¦Treefellintoline¦PoleWood¦Brokenwireonground
19-0023464 | Vegetation | Tree - branch fell on line | Conductor, Overhead | Normal | 2019 | Tier 2 - Elevated | Distribution Circuit | 2 | 14 | 2019-02-14 | 306564 | Sus | N | Vegetation¦Treebranchfellonline¦ConductorOverhead¦Normal
19-0023742 | Unknown Cause | Patrol - found nothing |  |  | 2019 | Tier 3 - Extreme | Distribution Circuit | 2 | 14 | 2019-02-14 | 306794 | Sus | N | UnknownCause¦Patrolfoundnothing¦¦
19-0023994 | Vegetation | Tree - fell into line | Pole-Wood | Broken | 2019 | Tier 2 - Elevated | Distribution Circuit | 2 | 12 | 2019-02-12 | 311992 | Sus | N | Vegetation¦Treefellintoline¦PoleWood¦Broken
19-0024347 | Unknown Cause | Patrol - found nothing |  |  | 2019 | Tier 3 - Extreme | Distribution Circuit | 2 | 15 | 2019-02-15 | 312927 | Sus | N | UnknownCause¦Patrolfoundnothing¦¦
19-0024594 | Vegetation | Tree - fell into line | Conductor, Overhead | Together | 2019 | Tier 3 - Extreme | Distribution Circuit | 2 | 16 | 2019-02-16 | 313866 | Sus | N | Vegetation¦Treefellintoline¦ConductorOverhead¦Together
19-0025316 | Vegetation | Tree - bark fell into line | Fuse | Failed/Faulted | 2019 | Tier 2 - Elevated | Distribution Circuit | 2 | 12 | 2019-02-12 | 316782 | Sus | N | Vegetation¦Treebarkfellintoline¦Fuse¦FailedFaulted
19-0025727 | Unknown Cause | Patrol - found nothing |  |  | 2019 | Tier 3 - Extreme | Distribution Circuit | 2 | 16 | 2019-02-16 | 318117 | Sus | N | UnknownCause¦Patrolfoundnothing¦¦
19-0026104 | Equipment Failure/Involved | Overhead | Conductor, Overhead | Normal | 2019 | Tier 2 - Elevated | Distribution Circuit | 2 | 19 | 2019-02-19 | 318905 | Sus | N | EquipmentFailureInvolved¦Overhead¦ConductorOverhead¦Normal
19-0028584 | Vegetation | Tree - fell into line | Pole-Wood | Broken, wire on ground | 2019 | Tier 2 - Elevated | Distribution Circuit | 2 | 26 | 2019-02-26 | 325274 | Sus | N | Vegetation¦Treefellintoline¦PoleWood¦Brokenwireonground
19-0030931 | Vegetation | Tree - fell into line | Conductor, Overhead | Together | 2019 | Tier 3 - Extreme | Distribution Circuit | 3 | 5 | 2019-03-05 | 331393 | Sus | N | Vegetation¦Treefellintoline¦ConductorOverhead¦Together
19-0031003 | Equipment Failure/Involved | Overhead | Jumper | Bent or Twisted | 2019 | Tier 3 - Extreme | Distribution Circuit | 3 | 5 | 2019-03-05 | 331898 | Sus | N | EquipmentFailureInvolved¦Overhead¦Jumper¦BentorTwisted
19-0031981 | Equipment Failure/Involved | Overhead | Pole-Wood | Broken | 2019 | Tier 2 - Elevated | Distribution Circuit | 3 | 8 | 2019-03-08 | 334252 | Sus | N | EquipmentFailureInvolved¦Overhead¦PoleWood¦Broken
19-0033065 | Vegetation | Tree - fell into line | Conductor, Overhead | Broken, wire on ground | 2019 | Tier 2 - Elevated | Distribution Circuit | 3 | 12 | 2019-03-12 | 337298 | Sus | N | Vegetation¦Treefellintoline¦ConductorOverhead¦Brokenwireonground
19-0034496 | Vegetation | Tree - fell into line | Conductor, Overhead | Normal | 2019 | Tier 3 - Extreme | Distribution Circuit | 3 | 17 | 2019-03-17 | 341528 | Sus | N | Vegetation¦Treefellintoline¦ConductorOverhead¦Normal
19-0036878 | Vegetation | Tree - fell into line | Conductor, Overhead | Broken, wire on ground | 2019 | Tier 2 - Elevated | Distribution Circuit | 3 | 26 | 2019-03-26 | 347339 | Sus | N | Vegetation¦Treefellintoline¦ConductorOverhead¦Brokenwireonground
19-0038542 | Unknown Cause | Patrol - found nothing |  |  | 2019 | Tier 2 - Elevated | Distribution Circuit | 3 | 31 | 2019-03-31 | 351047 | Sus | N | UnknownCause¦Patrolfoundnothing¦¦
19-0040831 | Unknown Cause | Patrol - not conducted |  |  | 2019 | Tier 2 - Elevated | Distribution Circuit | 4 | 9 | 2019-04-09 | 356463 | Sus | N | UnknownCause¦Patrolnotconducted¦¦
19-0048978 | Unknown Cause | Patrol - found nothing |  |  | 2019 | Tier 2 - Elevated | Distribution Circuit | 5 | 5 | 2019-05-05 | 373989 | Sus | Y | UnknownCause¦Patrolfoundnothing¦¦
19-0053598 | Equipment Failure/Involved | Overhead | Transformer | Failed/Faulted | 2019 | Tier 2 - Elevated | Distribution Circuit | 5 | 18 | 2019-05-18 | 384010 | Sus | Y | EquipmentFailureInvolved¦Overhead¦Transformer¦FailedFaulted
19-0058672 | Vegetation | Tree - fell into line | Conductor, Overhead | Broken | 2019 | Tier 3 - Extreme | Distribution Circuit | 5 | 28 | 2019-05-28 | 392135 | Sus | Y | Vegetation¦Treefellintoline¦ConductorOverhead¦Broken
19-0058685 | Company Initiated | Return Circuit Normal | Conductor, Overhead | Normal | 2019 | Tier 3 - Extreme | Distribution Circuit | 6 | 10 | 2019-06-10 | 404865 | Sus | Y | CompanyInitiated¦ReturnCircuitNormal¦ConductorOverhead¦Normal
19-0060941 | Equipment Failure/Involved | Overhead | Cutout, fuse holder | Failed/Faulted | 2019 | Tier 2 - Elevated | Distribution Circuit | 5 | 31 | 2019-05-31 | 394551 | Sus | Y | EquipmentFailureInvolved¦Overhead¦Cutoutfuseholder¦FailedFaulted
19-0062319 | Equipment Failure/Involved | Overhead | Transformer | Broken | 2019 | Tier 2 - Elevated | Transformer only | 6 | 3 | 2019-06-03 | 396983 | Sus | Y | EquipmentFailureInvolved¦Overhead¦Transformer¦Broken
19-0070116 | Equipment Failure/Involved | Overhead | Pole-Wood | Broken | 2019 | Tier 3 - Extreme | Distribution Circuit | 6 | 20 | 2019-06-20 | 422573 | Sus | Y | EquipmentFailureInvolved¦Overhead¦PoleWood¦Broken
19-0073246 | Unknown Cause | Patrol - found nothing |  |  | 2019 | Tier 3 - Extreme | Distribution Circuit | 6 | 28 | 2019-06-28 | 434977 | Sus | Y | UnknownCause¦Patrolfoundnothing¦¦
19-0074467 | Unknown Cause | Patrol - found nothing |  |  | 2019 | Tier 2 - Elevated | Distribution Circuit | 7 | 3 | 2019-07-03 | 440434 | Sus | Y | UnknownCause¦Patrolfoundnothing¦¦
19-0076157 | Unknown Cause | Patrol - found nothing |  |  | 2019 | Tier 2 - Elevated | Distribution Circuit | 7 | 10 | 2019-07-10 | 444659 | Sus | Y | UnknownCause¦Patrolfoundnothing¦¦
19-0078110 | Unknown Cause | Patrol - found nothing |  |  | 2019 | Tier 2 - Elevated | Distribution Circuit | 7 | 16 | 2019-07-16 | 454911 | Sus | Y | UnknownCause¦Patrolfoundnothing¦¦
19-0087863 | Equipment Failure/Involved | Overhead | Transformer | Broken | 2019 | Tier 3 - Extreme | Transformer only | 8 | 14 | 2019-08-14 | 507968 | Sus | Y | EquipmentFailureInvolved¦Overhead¦Transformer¦Broken
19-0088612 | Company Initiated | Operating error |  |  | 2019 | Tier 2 - Elevated | Substation - Transmission | 8 | 15 | 2019-08-15 | 514872 | Sus | Y | CompanyInitiated¦Operatingerror¦¦
19-0091914 | Unknown Cause | Patrol - found nothing |  |  | 2019 | Tier 2 - Elevated | Distribution Circuit | 8 | 25 | 2019-08-25 | 538139 | Sus | Y | UnknownCause¦Patrolfoundnothing¦¦
19-0096494 | Vegetation | Tree - fell into line | Conductor, Overhead | Broken, wire on ground | 2019 | Tier 3 - Extreme | Distribution Circuit | 9 | 7 | 2019-09-07 | 562195 | Sus | Y | Vegetation¦Treefellintoline¦ConductorOverhead¦Brokenwireonground
19-0100905 | Animal | Bird found | Transformer (OH) | Normal | 2019 | Tier 2 - Elevated | Distribution Circuit | 9 | 18 | 2019-09-18 | 592262 | Sus | Y | Animal¦Birdfound¦Transformer(OH)¦Normal
19-0102239 | Animal | Bird found | Conductor, Overhead | Normal | 2019 | Tier 2 - Elevated | Distribution Circuit | 9 | 22 | 2019-09-22 | 603674 | Sus | Y | Animal¦Birdfound¦ConductorOverhead¦Normal
19-0109911 | Equipment Failure/Involved | Overhead | Conductor, Overhead | Normal | 2019 | Tier 2 - Elevated | Distribution Circuit | 10 | 10 | 2019-10-10 | 652544 | Sus | Y | EquipmentFailureInvolved¦Overhead¦ConductorOverhead¦Normal
19-0110856 | Equipment Failure/Involved | Overhead | Pole-Wood | Deteriorated | 2019 | Tier 3 - Extreme | Distribution Circuit | 10 | 12 | 2019-10-12 | 655340 | Sus | Y | EquipmentFailureInvolved¦Overhead¦PoleWood¦Deteriorated
19-0124480 | Vegetation | Tree - branch fell on line | Jumper | Normal | 2019 | Tier 3 - Extreme | Distribution Circuit | 11 | 13 | 2019-11-13 | 706391 | Sus | Y | Vegetation¦Treebranchfellonline¦Jumper¦Normal
19-0129893 | Vegetation | Tree - branch fell on line | Conductor, Overhead | Broken, wire on ground | 2019 | Tier 3 - Extreme | Distribution Circuit | 11 | 26 | 2019-11-26 | 719898 | Sus | Y | Vegetation¦Treebranchfellonline¦ConductorOverhead¦Brokenwireonground
19-0130697 | Vegetation | Tree - fell into line | Conductor, Overhead | Normal | 2019 | Tier 2 - Elevated | Distribution Circuit | 11 | 27 | 2019-11-27 | 721749 | Sus | Y | Vegetation¦Treefellintoline¦ConductorOverhead¦Normal
19-0131838 | Vegetation | Tree - fell into line | Conductor, Overhead | Normal | 2019 | Tier 2 - Elevated | Distribution Circuit | 12 | 1 | 2019-12-01 | 725647 | Sus | N | Vegetation¦Treefellintoline¦ConductorOverhead¦Normal
19-0134695 | Unknown Cause | Patrol - found nothing |  |  | 2019 | Tier 2 - Elevated | Distribution Circuit | 12 | 7 | 2019-12-07 | 732269 | Sus | N | UnknownCause¦Patrolfoundnothing¦¦
19-0135664 | Unknown Cause | Patrol - not conducted |  |  | 2019 | Tier 2 - Elevated | Distribution Circuit | 12 | 10 | 2019-12-10 | 735724 | Sus | N | UnknownCause¦Patrolnotconducted¦¦
19-0137868 | Vegetation | Tree - fell into line | Conductor, Overhead | Broken, wire on ground | 2019 | Tier 2 - Elevated | Distribution Circuit | 12 | 25 | 2019-12-25 | 750119 | Sus | N | Vegetation¦Treefellintoline¦ConductorOverhead¦Brokenwireonground
20-0005246 | Equipment Failure/Involved | Overhead | Crossarm, Wood | Deteriorated | 2020 | Tier 3 - Extreme | Distribution Circuit | 1 | 5 | 2020-01-05 | 755005 | Sus | N | EquipmentFailureInvolved¦Overhead¦CrossarmWood¦Deteriorated
20-0005254 | Unknown Cause | Patrol - found nothing |  |  | 2020 | Tier 3 - Extreme | Distribution Circuit | 1 | 5 | 2020-01-05 | 755012 | Sus | N | UnknownCause¦Patrolfoundnothing¦¦
20-0009757 | Vegetation | Tree - branch fell on line | Conductor, Overhead | Normal | 2020 | Tier 2 - Elevated | Distribution Circuit | 1 | 16 | 2020-01-16 | 762237 | Sus | N | Vegetation¦Treebranchfellonline¦ConductorOverhead¦Normal
20-0011985 | Vegetation | Tree - branch fell on line | Conductor, Overhead | Normal | 2020 | Tier 3 - Extreme | Distribution Circuit | 1 | 21 | 2020-01-21 | 767453 | Sus | N | Vegetation¦Treebranchfellonline¦ConductorOverhead¦Normal
20-0027171 | 3rd Party | Vehicle | Pole-Wood | Broken | 2020 | Tier 2 - Elevated | Distribution Circuit | 2 | 28 | 2020-02-28 | 819793 | Sus | N | 3rdParty¦Vehicle¦PoleWood¦Broken
20-0027609 | Vegetation | Tree - fell into line | Crossarm, Wood | Broken, wire on ground | 2020 | Tier 3 - Extreme | Distribution Circuit | 3 | 2 | 2020-03-02 | 821111 | Sus | N | Vegetation¦Treefellintoline¦CrossarmWood¦Brokenwireonground
20-0029869 | Unknown Cause | Patrol - found nothing |  |  | 2020 | Tier 2 - Elevated | Distribution Circuit | 3 | 8 | 2020-03-08 | 838530 | Sus | N | UnknownCause¦Patrolfoundnothing¦¦
20-0033074 | Vegetation | Tree - fell into line | Conductor, Overhead | Broken, wire on ground | 2020 | Tier 2 - Elevated | Distribution Circuit | 3 | 16 | 2020-03-16 | 855193 | Sus | N | Vegetation¦Treefellintoline¦ConductorOverhead¦Brokenwireonground
20-0033689 | Vegetation | Tree - branch fell on line | Conductor, Overhead | Broken, wire on ground | 2020 | Tier 2 - Elevated | Distribution Circuit | 3 | 15 | 2020-03-15 | 853246 | Sus | N | Vegetation¦Treebranchfellonline¦ConductorOverhead¦Brokenwireonground
20-0033747 | Vegetation | Tree - fell into line | Conductor, Overhead | Normal | 2020 | Tier 3 - Extreme | Distribution Circuit | 3 | 17 | 2020-03-17 | 856970 | Sus | N | Vegetation¦Treefellintoline¦ConductorOverhead¦Normal
20-0044475 | Vegetation | Tree - branch fell on line | Conductor, Overhead | Normal | 2020 | Tier 2 - Elevated | Distribution Circuit | 4 | 24 | 2020-04-24 | 901047 | Sus | N | Vegetation¦Treebranchfellonline¦ConductorOverhead¦Normal
20-0053691 | Unknown Cause | Patrol - found nothing |  |  | 2020 | Tier 2 - Elevated | Distribution Circuit | 5 | 24 | 2020-05-24 | 920499 | Sus | Y | UnknownCause¦Patrolfoundnothing¦¦
20-0055828 | Unknown Cause | Patrol - found nothing |  |  | 2020 | Tier 2 - Elevated | Distribution Circuit | 5 | 29 | 2020-05-29 | 925922 | Sus | Y | UnknownCause¦Patrolfoundnothing¦¦
20-0056745 | Equipment Failure/Involved | Overhead | Transformer | Leaking | 2020 | Tier 2 - Elevated | Transformer only | 6 | 2 | 2020-06-02 | 928707 | Sus | Y | EquipmentFailureInvolved¦Overhead¦Transformer¦Leaking
20-0057926 | Vegetation | Tree - fell into line | Pole-Wood | Broken, wire on ground | 2020 | Tier 3 - Extreme | Distribution Circuit | 6 | 4 | 2020-06-04 | 931260 | Sus | Y | Vegetation¦Treefellintoline¦PoleWood¦Brokenwireonground
20-0060197 | Unknown Cause | Patrol - found nothing |  |  | 2020 | Tier 3 - Extreme | Distribution Circuit | 6 | 11 | 2020-06-11 | 936742 | Sus | Y | UnknownCause¦Patrolfoundnothing¦¦
20-0060935 | Unknown Cause | Patrol - found nothing |  |  | 2020 | Tier 2 - Elevated | Distribution Circuit | 6 | 13 | 2020-06-13 | 938574 | Sus | Y | UnknownCause¦Patrolfoundnothing¦¦
20-0062334 | Vegetation | Tree - branch fell on line | Conductor, Overhead | Deteriorated | 2020 | Tier 3 - Extreme | Distribution Circuit | 6 | 17 | 2020-06-17 | 941256 | Sus | Y | Vegetation¦Treebranchfellonline¦ConductorOverhead¦Deteriorated
20-0069539 | Vegetation | Tree - cutting, PG&E contractor | Conductor, Overhead | Broken, wire on ground | 2020 | Tier 2 - Elevated | Distribution Circuit | 7 | 8 | 2020-07-08 | 960063 | Sus | Y | Vegetation¦TreecuttingPG&Econtractor¦ConductorOverhead¦Brokenwireonground
20-0085049 | Vegetation | Tree - fell into line | Conductor, Overhead | Together | 2020 | Tier 2 - Elevated | Distribution Circuit | 8 | 16 | 2020-08-16 | 1011023 | Sus | Y | Vegetation¦Treefellintoline¦ConductorOverhead¦Together
20-0090466 | Environmental/External | Fire, Forest/Grass | Cutout, fuse holder | Normal | 2020 | Tier 3 - Extreme | Distribution Circuit | 8 | 19 | 2020-08-19 | 1033357 | Sus | Y | EnvironmentalExternal¦FireForestGrass¦Cutoutfuseholder¦Normal
20-0091453 | Environmental/External | Fire, Forest/Grass | Conductor, Overhead | Normal | 2020 | Tier 3 - Extreme | Distribution Circuit | 8 | 19 | 2020-08-19 | 1041129 | Sus | Y | EnvironmentalExternal¦FireForestGrass¦ConductorOverhead¦Normal
20-0091905 | Environmental/External | Fire, Forest/Grass | Conductor, Overhead | Normal | 2020 | Tier 3 - Extreme | Distribution Circuit | 8 | 19 | 2020-08-19 | 1045040 | Sus | Y | EnvironmentalExternal¦FireForestGrass¦ConductorOverhead¦Normal
20-0100446 | Unknown Cause | Patrol - found nothing |  |  | 2020 | Tier 2 - Elevated | Distribution Circuit | 9 | 23 | 2020-09-23 | 1088734 | Sus | Y | UnknownCause¦Patrolfoundnothing¦¦
20-0107183 | Equipment Failure/Involved | Overhead | Transformer (OH) | Deteriorated | 2020 | Tier 2 - Elevated | Transformer only | 10 | 9 | 2020-10-09 | 1114683 | Sus | Y | EquipmentFailureInvolved¦Overhead¦Transformer(OH)¦Deteriorated
20-0108434 | Wildfire Mitigation | Public Safety Power Shut-off |  |  | 2020 | Tier 3 - Extreme | Distribution Circuit | 10 | 15 | 2020-10-15 | 1118851 | Sus | Y | WildfireMitigation¦PublicSafetyPowerShutoff¦¦
20-0112328 | Animal | Squirrel | Fuse | Broken | 2020 | Tier 2 - Elevated | Transformer only | 10 | 23 | 2020-10-23 | 1124174 | Sus | Y | Animal¦Squirrel¦Fuse¦Broken
20-0121109 | Unknown Cause | Patrol - found nothing |  |  | 2020 | Tier 2 - Elevated | Distribution Circuit | 11 | 15 | 2020-11-15 | 1145745 | Sus | Y | UnknownCause¦Patrolfoundnothing¦¦
20-0122849 | Vegetation | Tree - branch fell on line | Conductor, Overhead | Normal | 2020 | Tier 3 - Extreme | Distribution Circuit | 11 | 19 | 2020-11-19 | 1149259 | Sus | Y | Vegetation¦Treebranchfellonline¦ConductorOverhead¦Normal
20-0128900 | Vegetation | Tree - fell into line | Transformer | Failed/Faulted | 2020 | Tier 3 - Extreme | Transformer only | 12 | 8 | 2020-12-08 | 1171549 | Sus | N | Vegetation¦Treefellintoline¦Transformer¦FailedFaulted
20-0129480 | Unknown Cause | Patrol - found nothing |  |  | 2020 | Tier 2 - Elevated | Distribution Circuit | 12 | 10 | 2020-12-10 | 1175023 | Sus | N | UnknownCause¦Patrolfoundnothing¦¦
20-0130993 | Equipment Failure/Involved | Overhead | Cutout, fuse holder | Broken | 2020 | Tier 2 - Elevated | Transformer only | 12 | 17 | 2020-12-17 | 1193079 | Sus | N | EquipmentFailureInvolved¦Overhead¦Cutoutfuseholder¦Broken
20-0131220 | Unknown Cause | Patrol - not conducted |  |  | 2020 | Tier 3 - Extreme | Distribution Circuit | 12 | 19 | 2020-12-19 | 1195754 | Sus | N | UnknownCause¦Patrolnotconducted¦¦
21-0006443 | Equipment Failure/Involved | Overhead | Transformer (OH) | Leaking | 2021 | Tier 2 - Elevated | Transformer only | 1 | 8 | 2021-01-08 | 1206636 | Sus | N | EquipmentFailureInvolved¦Overhead¦Transformer(OH)¦Leaking
21-0011146 | Equipment Failure/Involved | Overhead | Crossarm, Wood | Broken, wire on ground | 2021 | Tier 3 - Extreme | Distribution Circuit | 1 | 19 | 2021-01-19 | 1218018 | Sus | N | EquipmentFailureInvolved¦Overhead¦CrossarmWood¦Brokenwireonground
21-0011221 | Vegetation | Tree - fell into line | Conductor, Overhead | Broken, wire on ground | 2021 | Tier 3 - Extreme | Distribution Circuit | 1 | 19 | 2021-01-19 | 1218141 | Sus | N | Vegetation¦Treefellintoline¦ConductorOverhead¦Brokenwireonground
21-0012302 | Equipment Failure/Involved | Overhead | Transformer (OH) | Failed/Faulted | 2021 | Tier 3 - Extreme | Transformer only | 1 | 21 | 2021-01-21 | 1220305 | Sus | N | EquipmentFailureInvolved¦Overhead¦Transformer(OH)¦FailedFaulted
21-0012305 | Vegetation | Tree - branch fell on line | Pole-Wood | Broken, wire on ground | 2021 | Tier 2 - Elevated | Distribution Circuit | 1 | 19 | 2021-01-19 | 1220316 | Sus | N | Vegetation¦Treebranchfellonline¦PoleWood¦Brokenwireonground
21-0012774 | Unknown Cause | Patrol - found nothing |  |  | 2021 | Tier 3 - Extreme | Transformer only | 1 | 22 | 2021-01-22 | 1221117 | Sus | N | UnknownCause¦Patrolfoundnothing¦¦
21-0013359 | Equipment Failure/Involved | Overhead | Transformer (OH) | Broken | 2021 | Tier 2 - Elevated | Transformer only | 1 | 23 | 2021-01-23 | 1222062 | Sus | N | EquipmentFailureInvolved¦Overhead¦Transformer(OH)¦Broken
21-0013842 | Vegetation | Tree - fell into line | Conductor, Overhead | Normal | 2021 | Tier 2 - Elevated | Distribution Circuit | 1 | 25 | 2021-01-25 | 1223701 | Sus | N | Vegetation¦Treefellintoline¦ConductorOverhead¦Normal
21-0013871 | Vegetation | Tree - fell into line | Conductor, Overhead | Broken, wire on ground | 2021 | Tier 2 - Elevated | Distribution Circuit | 1 | 25 | 2021-01-25 | 1223453 | Sus | N | Vegetation¦Treefellintoline¦ConductorOverhead¦Brokenwireonground
21-0015674 | Vegetation | Tree - branch fell on line | Conductor, Overhead | Normal | 2021 | Tier 2 - Elevated | Distribution Circuit | 1 | 27 | 2021-01-27 | 1232926 | Sus | N | Vegetation¦Treebranchfellonline¦ConductorOverhead¦Normal
21-0016269 | Unknown Cause | Patrol - not conducted |  |  | 2021 | Tier 3 - Extreme | Transmission line | 1 | 27 | 2021-01-27 | 1234742 | Sus | N | UnknownCause¦Patrolnotconducted¦¦
21-0019927 | Animal | Bird found | Conductor, Overhead | Normal | 2021 | Tier 2 - Elevated | Distribution Circuit | 1 | 31 | 2021-01-31 | 1243663 | Sus | N | Animal¦Birdfound¦ConductorOverhead¦Normal
21-0020676 | Vegetation | Tree - fell into line | Conductor, Overhead | Normal | 2021 | Tier 2 - Elevated | Distribution Circuit | 2 | 1 | 2021-02-01 | 1245608 | Sus | N | Vegetation¦Treefellintoline¦ConductorOverhead¦Normal
21-0024214 | Equipment Failure/Involved | Overhead | Conductor, Overhead | Normal | 2021 | Tier 3 - Extreme | Distribution Circuit | 2 | 10 | 2021-02-10 | 1252520 | Sus | N | EquipmentFailureInvolved¦Overhead¦ConductorOverhead¦Normal
21-0025659 | Equipment Failure/Involved | Overhead | Pole-Wood | Broken | 2021 | Tier 2 - Elevated | Transformer only | 2 | 15 | 2021-02-15 | 1255320 | Sus | N | EquipmentFailureInvolved¦Overhead¦PoleWood¦Broken
21-0027356 | Vegetation | Tree - fell into line | Conductor, Overhead | Normal | 2021 | Tier 2 - Elevated | Distribution Circuit | 2 | 19 | 2021-02-19 | 1257877 | Sus | N | Vegetation¦Treefellintoline¦ConductorOverhead¦Normal
21-0047228 | Equipment Failure/Involved | Overhead | Fuse | Broken | 2021 | Tier 2 - Elevated | Transformer only | 4 | 11 | 2021-04-11 | 1312901 | Sus | N | EquipmentFailureInvolved¦Overhead¦Fuse¦Broken
21-0048912 | Unknown Cause | Patrol - found nothing |  |  | 2021 | Tier 2 - Elevated | Distribution Circuit | 4 | 15 | 2021-04-15 | 1317286 | Sus | N | UnknownCause¦Patrolfoundnothing¦¦
21-0055884 | 3rd Party | Metallic Balloon | Conductor, Overhead | Normal | 2021 | Tier 2 - Elevated | Distribution Circuit | 5 | 2 | 2021-05-02 | 1339201 | Sus | Y | 3rdParty¦MetallicBalloon¦ConductorOverhead¦Normal
21-0066473 | 3rd Party | Customer Equipment | Transformer (OH) | Normal | 2021 | Tier 2 - Elevated | Transformer only | 5 | 26 | 2021-05-26 | 1359232 | Sus | Y | 3rdParty¦CustomerEquipment¦Transformer(OH)¦Normal
21-0067652 | Unknown Cause | Patrol - found nothing |  |  | 2021 | Tier 3 - Extreme | Transformer only | 5 | 28 | 2021-05-28 | 1361025 | Sus | Y | UnknownCause¦Patrolfoundnothing¦¦
21-0068091 | Unknown Cause | Patrol - found nothing |  |  | 2021 | Tier 2 - Elevated | Distribution Circuit | 6 | 1 | 2021-06-01 | 1362662 | Sus | Y | UnknownCause¦Patrolfoundnothing¦¦
21-0068091 | Unknown Cause | Patrol - found nothing |  |  | 2021 | Tier 2 - Elevated | Distribution Circuit | 6 | 1 | 2021-06-01 | 1362662 | Sus | Y | UnknownCause¦Patrolfoundnothing¦¦
21-0069057 | Equipment Failure/Involved | Overhead | Crossarm, Wood | Broken | 2021 | Tier 2 - Elevated | Distribution Circuit | 6 | 2 | 2021-06-02 | 1364105 | Sus | Y | EquipmentFailureInvolved¦Overhead¦CrossarmWood¦Broken
21-0071162 | Unknown Cause | Patrol - not conducted |  |  | 2021 | Tier 2 - Elevated | Distribution Circuit | 6 | 7 | 2021-06-07 | 1367888 | Sus | Y | UnknownCause¦Patrolnotconducted¦¦
21-0078624 | Equipment Failure/Involved | Substation | Circuit Breaker | Malfunctioning | 2021 | Tier 2 - Elevated | Substation - Transmission | 6 | 24 | 2021-06-24 | 1383559 | Sus | Y | EquipmentFailureInvolved¦Substation¦CircuitBreaker¦Malfunctioning
21-0088390 | 3rd Party | Vehicle | Conductor, Overhead | Broken, wire on ground | 2021 | Tier 3 - Extreme | Distribution Circuit | 7 | 12 | 2021-07-12 | 1402206 | Sus | Y | 3rdParty¦Vehicle¦ConductorOverhead¦Brokenwireonground
21-0092076 | Equipment Failure/Involved | Overhead | Transformer (OH) | Failed/Faulted | 2021 | Tier 3 - Extreme | Transformer only | 7 | 19 | 2021-07-19 | 1408103 | Sus | Y | EquipmentFailureInvolved¦Overhead¦Transformer(OH)¦FailedFaulted
21-0096777 | Equipment Failure/Involved | Electrical Overload | Transformer (OH) | Burned/flashed | 2021 | Tier 2 - Elevated | Transformer only | 7 | 29 | 2021-07-29 | 1418920 | Sus | Y | EquipmentFailureInvolved¦ElectricalOverload¦Transformer(OH)¦Burnedflashed
21-0099843 | Unknown Cause | Patrol - found nothing |  |  | 2021 | Tier 3 - Extreme | Distribution Circuit | 8 | 4 | 2021-08-04 | 1433835 | Sus | Y | UnknownCause¦Patrolfoundnothing¦¦
21-0103488 | Vegetation | Tree - branch fell on line | Service conductor | Broken, wire on ground | 2021 | Tier 2 - Elevated | Transformer only | 8 | 12 | 2021-08-12 | 1440718 | Sus | Y | Vegetation¦Treebranchfellonline¦Serviceconductor¦Brokenwireonground
21-0106269 | Animal | Bird found | Transformer (OH) | Normal | 2021 | Tier 2 - Elevated | Distribution Circuit | 8 | 18 | 2021-08-18 | 1446471 | Sus | Y | Animal¦Birdfound¦Transformer(OH)¦Normal
21-0109740 | Equipment Failure/Involved | Overhead | Crossarm, Wood | Broken | 2021 | Tier 3 - Extreme | Transformer only | 8 | 26 | 2021-08-26 | 1454053 | Sus | Y | EquipmentFailureInvolved¦Overhead¦CrossarmWood¦Broken
21-0120332 | Unknown Cause | Patrol - found nothing |  |  | 2021 | Tier 3 - Extreme | Distribution Circuit | 9 | 21 | 2021-09-21 | 1477021 | Sus | Y | UnknownCause¦Patrolfoundnothing¦¦
21-0134083 | Vegetation | Tree - branch fell on line | Conductor, Overhead | Normal | 2021 | Tier 2 - Elevated | Distribution Circuit | 10 | 20 | 2021-10-20 | 1503676 | Sus | Y | Vegetation¦Treebranchfellonline¦ConductorOverhead¦Normal
21-0135648 | Equipment Failure/Involved | Overhead | Insulator | Broken | 2021 | Tier 2 - Elevated | Transmission line | 10 | 24 | 2021-10-24 | 1507942 | Sus | Y | EquipmentFailureInvolved¦Overhead¦Insulator¦Broken
21-0135980 | Unknown Cause | Patrol - found nothing |  |  | 2021 | Tier 2 - Elevated | Distribution Circuit | 10 | 24 | 2021-10-24 | 1508707 | Sus | Y | UnknownCause¦Patrolfoundnothing¦¦
21-0136056 | Vegetation | Tree - fell into line | Conductor, Overhead | Broken, wire on ground | 2021 | Tier 2 - Elevated | Distribution Circuit | 10 | 24 | 2021-10-24 | 1509854 | Sus | Y | Vegetation¦Treefellintoline¦ConductorOverhead¦Brokenwireonground
21-0137100 | Unknown Cause | Patrol - found nothing |  |  | 2021 | Tier 3 - Extreme | Distribution Circuit | 10 | 25 | 2021-10-25 | 1516214 | Sus | Y | UnknownCause¦Patrolfoundnothing¦¦
21-0137191 | Vegetation | Tree - branch fell on line | Conductor, Overhead | Normal | 2021 | Tier 3 - Extreme | Distribution Circuit | 10 | 25 | 2021-10-25 | 1518338 | Sus | Y | Vegetation¦Treebranchfellonline¦ConductorOverhead¦Normal
21-0137499 | Equipment Failure/Involved | Overhead | Transformer (OH) | Failed/Faulted | 2021 | Tier 3 - Extreme | Transformer only | 10 | 25 | 2021-10-25 | 1519321 | Sus | Y | EquipmentFailureInvolved¦Overhead¦Transformer(OH)¦FailedFaulted
21-0137609 | Unknown Cause | Patrol - found nothing |  |  | 2021 | Tier 2 - Elevated | Distribution Circuit | 10 | 24 | 2021-10-24 | 1515180 | Sus | Y | UnknownCause¦Patrolfoundnothing¦¦
21-0144879 | 3rd Party | Other | Generator | Normal | 2021 | Tier 3 - Extreme | Distribution Circuit | 11 | 12 | 2021-11-12 | 1540819 | Sus | Y | 3rdParty¦Other¦Generator¦Normal
21-0149288 | Equipment Failure/Involved | Overhead | Connector or Splice (OH) | Arcing | 2021 | Tier 3 - Extreme | Distribution Circuit | 11 | 21 | 2021-11-21 | 1552679 | Sus | Y | EquipmentFailureInvolved¦Overhead¦ConnectororSplice(OH)¦Arcing
21-0156931 | Unknown Cause | Patrol - found nothing |  |  | 2021 | Tier 2 - Elevated | Distribution Circuit | 12 | 13 | 2021-12-13 | 1565752 | Sus | N | UnknownCause¦Patrolfoundnothing¦¦
21-0157022 | Unknown Cause | Patrol - found nothing |  |  | 2021 | Tier 3 - Extreme | Distribution Circuit | 12 | 13 | 2021-12-13 | 1565721 | Sus | N | UnknownCause¦Patrolfoundnothing¦¦
21-0158239 | Unknown Cause | Patrol - found nothing |  |  | 2021 | Tier 3 - Extreme | Distribution Circuit | 12 | 14 | 2021-12-14 | 1571920 | Sus | N | UnknownCause¦Patrolfoundnothing¦¦
21-0158545 | Vegetation | Tree - fell into line | Pole-Wood | Broken, wire on ground | 2021 | Tier 2 - Elevated | Distribution Circuit | 12 | 15 | 2021-12-15 | 1573112 | Sus | N | Vegetation¦Treefellintoline¦PoleWood¦Brokenwireonground
21-0159738 | Vegetation | Tree - branch fell on line | Conductor, Overhead | Normal | 2021 | Tier 3 - Extreme | Distribution Circuit | 12 | 18 | 2021-12-18 | 1577112 | Sus | N | Vegetation¦Treebranchfellonline¦ConductorOverhead¦Normal
21-0161150 | Unknown Cause | Patrol - found nothing |  |  | 2021 | Tier 3 - Extreme | Distribution Circuit | 12 | 27 | 2021-12-27 | 1585278 | Sus | N | UnknownCause¦Patrolfoundnothing¦¦
21-0161229 | Vegetation | Tree - fell into line | Service conductor | Broken | 2021 | Tier 2 - Elevated | Distribution Circuit | 12 | 27 | 2021-12-27 | 1585239 | Sus | N | Vegetation¦Treefellintoline¦Serviceconductor¦Broken
21-0161233 | Vegetation | Tree - fell into line | Pole-Wood | Broken, wire on ground | 2021 | Tier 3 - Extreme | Distribution Circuit | 12 | 27 | 2021-12-27 | 1586250 | Sus | N | Vegetation¦Treefellintoline¦PoleWood¦Brokenwireonground
21-0161385 | Unknown Cause | Patrol - found nothing |  |  | 2021 | Tier 2 - Elevated | Distribution Circuit | 12 | 28 | 2021-12-28 | 1587257 | Sus | N | UnknownCause¦Patrolfoundnothing¦¦
21-0161482 | Vegetation | Tree - fell into line | Conductor, Overhead | Together | 2021 | Tier 2 - Elevated | Distribution Circuit | 12 | 29 | 2021-12-29 | 1587839 | Sus | N | Vegetation¦Treefellintoline¦ConductorOverhead¦Together
21-0161836 | Vegetation | Tree - fell into line | Pole-Wood | Broken, wire on ground | 2021 | Tier 3 - Extreme | Distribution Circuit | 12 | 27 | 2021-12-27 | 1589914 | Sus | N | Vegetation¦Treefellintoline¦PoleWood¦Brokenwireonground
21-0161966 | Vegetation | Tree - branch fell on line | Conductor, Overhead | Normal | 2021 | Tier 3 - Extreme | Distribution Circuit | 12 | 31 | 2021-12-31 | 1590525 | Sus | N | Vegetation¦Treebranchfellonline¦ConductorOverhead¦Normal
22-0007657 | Unknown Cause | Patrol - found nothing |  |  | 2022 | Tier 3 - Extreme | Transformer only | 1 | 8 | 2022-01-08 | 1598198 | Sus | N | UnknownCause¦Patrolfoundnothing¦¦
22-0007875 | Vegetation | Tree - fell into line | Conductor, Overhead | Normal | 2022 | Tier 3 - Extreme | Distribution Circuit | 1 | 9 | 2022-01-09 | 1599102 | Sus | N | Vegetation¦Treefellintoline¦ConductorOverhead¦Normal
22-0013215 | Equipment Failure/Involved | Overhead | Pole-Wood | Broken | 2022 | Tier 3 - Extreme | Transformer only | 1 | 22 | 2022-01-22 | 1609674 | Sus | N | EquipmentFailureInvolved¦Overhead¦PoleWood¦Broken
22-0013543 | Company Initiated | Insulator washing | Bus | Contaminated | 2022 | Tier 3 - Extreme | Distribution Circuit | 1 | 25 | 2022-01-25 | 1611752 | Sus | N | CompanyInitiated¦Insulatorwashing¦Bus¦Contaminated
22-0016905 | Vegetation | Tree - branch fell on line | Conductor, Overhead | Normal | 2022 | Tier 2 - Elevated | Distribution Circuit | 2 | 1 | 2022-02-01 | 1617891 | Sus | N | Vegetation¦Treebranchfellonline¦ConductorOverhead¦Normal
22-0019201 | Animal | Squirrel | Fuse | Burned Open | 2022 | Tier 2 - Elevated | Distribution Circuit | 2 | 7 | 2022-02-07 | 1622485 | Sus | N | Animal¦Squirrel¦Fuse¦BurnedOpen
22-0020273 | 3rd Party | Vehicle | Pole-Wood | Broken, wire on ground | 2022 | Tier 2 - Elevated | Distribution Circuit | 2 | 9 | 2022-02-09 | 1624019 | Sus | N | 3rdParty¦Vehicle¦PoleWood¦Brokenwireonground
22-0024074 | Animal | Bird found | Conductor, Overhead | Together | 2022 | Tier 2 - Elevated | Distribution Circuit | 2 | 18 | 2022-02-18 | 1631737 | Sus | N | Animal¦Birdfound¦ConductorOverhead¦Together
22-0024337 | Vegetation | Tree - branch fell on line | Transformer (OH) | Failed/Faulted | 2022 | Tier 2 - Elevated | Transformer only | 2 | 18 | 2022-02-18 | 1632070 | Sus | N | Vegetation¦Treebranchfellonline¦Transformer(OH)¦FailedFaulted
22-0027231 | Equipment Failure/Involved | Overhead | Lightning Arrestor | Failed/Faulted | 2022 | Tier 3 - Extreme | Distribution Circuit | 2 | 27 | 2022-02-27 | 1638636 | Sus | N | EquipmentFailureInvolved¦Overhead¦LightningArrestor¦FailedFaulted
22-0029160 | 3rd Party | Vehicle | Pole-Wood | Broken | 2022 | Tier 2 - Elevated | Distribution Circuit | 3 | 3 | 2022-03-03 | 1641268 | Sus | N | 3rdParty¦Vehicle¦PoleWood¦Broken
22-0038428 | Equipment Failure/Involved | Overhead | Cutout, fuse holder | Broken | 2022 | Tier 2 - Elevated | Transformer only | 3 | 25 | 2022-03-25 | 1655752 | Sus | N | EquipmentFailureInvolved¦Overhead¦Cutoutfuseholder¦Broken
22-0040343 | Equipment Failure/Involved | Underground | Conductor, Underground | Burned/flashed | 2022 | Tier 2 - Elevated | Distribution Circuit | 3 | 29 | 2022-03-29 | 1659232 | Sus | N | EquipmentFailureInvolved¦Underground¦ConductorUnderground¦Burnedflashed
22-0040873 | Equipment Failure/Involved | Overhead | Conductor, Overhead | Deteriorated | 2022 | Tier 2 - Elevated | Transformer only | 3 | 30 | 2022-03-30 | 1659919 | Sus | N | EquipmentFailureInvolved¦Overhead¦ConductorOverhead¦Deteriorated
22-0043244 | Equipment Failure/Involved | Overhead | Transformer (OH) | Broken | 2022 | Tier 2 - Elevated | Transformer only | 4 | 6 | 2022-04-06 | 1663885 | Sus | N | EquipmentFailureInvolved¦Overhead¦Transformer(OH)¦Broken
22-0044859 | Unknown Cause | Patrol - found nothing |  |  | 2022 | Tier 3 - Extreme | Distribution Circuit | 4 | 9 | 2022-04-09 | 1666718 | Sus | N | UnknownCause¦Patrolfoundnothing¦¦
22-0045110 | Vegetation | Tree - branch fell on line | Conductor, Overhead | Normal | 2022 | Tier 2 - Elevated | Distribution Circuit | 4 | 10 | 2022-04-10 | 1667372 | Sus | N | Vegetation¦Treebranchfellonline¦ConductorOverhead¦Normal
22-0052425 | Vegetation | Tree - fell into line | Conductor, Overhead | Broken, wire on ground | 2022 | Tier 3 - Extreme | Distribution Circuit | 4 | 21 | 2022-04-21 | 1678073 | Sus | N | Vegetation¦Treefellintoline¦ConductorOverhead¦Brokenwireonground
22-0052509 | Environmental/External | Ice or snow | Conductor, Overhead | Broken, wire on ground | 2022 | Zone 1 - HHZ | Distribution Circuit | 4 | 21 | 2022-04-21 | 1678275 | Sus | N | EnvironmentalExternal¦Iceorsnow¦ConductorOverhead¦Brokenwireonground
22-0053657 | Animal | Bird found | Insulator | Burned/flashed | 2022 | Tier 2 - Elevated | Distribution Circuit | 4 | 23 | 2022-04-23 | 1679969 | Sus | N | Animal¦Birdfound¦Insulator¦Burnedflashed
22-0053735 | Equipment Failure/Involved | Overhead | Pole-Wood | Broken | 2022 | Tier 3 - Extreme | Distribution Circuit | 4 | 23 | 2022-04-23 | 1680140 | Sus | N | EquipmentFailureInvolved¦Overhead¦PoleWood¦Broken
22-0055336 | Unknown Cause | Patrol - found nothing |  |  | 2022 | Tier 2 - Elevated | Transformer only | 4 | 27 | 2022-04-27 | 1683389 | Sus | N | UnknownCause¦Patrolfoundnothing¦¦
22-0059955 | Equipment Failure/Involved | Underground | Transformer (UG) | Broken | 2022 | Tier 3 - Extreme | Distribution Circuit | 5 | 9 | 2022-05-09 | 1692424 | Sus | Y | EquipmentFailureInvolved¦Underground¦Transformer(UG)¦Broken
22-0060536 | Equipment Failure/Involved | Overhead | Crossarm, Wood | Broken | 2022 | Tier 2 - Elevated | Distribution Circuit | 5 | 11 | 2022-05-11 | 1693603 | Sus | Y | EquipmentFailureInvolved¦Overhead¦CrossarmWood¦Broken
22-0073081 | Environmental/External | Fire, Forest/Grass | Conductor, Overhead | Normal | 2022 | Tier 3 - Extreme | Transformer only | 6 | 10 | 2022-06-10 | 1727624 | Sus | Y | EnvironmentalExternal¦FireForestGrass¦ConductorOverhead¦Normal
22-0077739 | Unknown Cause | Patrol - not conducted |  |  | 2022 | Tier 2 - Elevated | Transformer only | 6 | 23 | 2022-06-23 | 1739908 | Sus | Y | UnknownCause¦Patrolnotconducted¦¦
22-0083650 | Unknown Cause | Patrol - found nothing |  |  | 2022 | Tier 3 - Extreme | Distribution Circuit | 7 | 10 | 2022-07-10 | 1752567 | Sus | Y | UnknownCause¦Patrolfoundnothing¦¦
22-0085927 | Vegetation | Tree - fell into line | Conductor, Overhead | Broken | 2022 | Tier 2 - Elevated | Distribution Circuit | 7 | 15 | 2022-07-15 | 1757186 | Sus | Y | Vegetation¦Treefellintoline¦ConductorOverhead¦Broken
22-0097126 | Equipment Failure/Involved | Underground | Conductor, Underground | Broken | 2022 | Tier 2 - Elevated | Distribution Circuit | 8 | 13 | 2022-08-13 | 1779902 | Sus | Y | EquipmentFailureInvolved¦Underground¦ConductorUnderground¦Broken
22-0097767 | Unknown Cause | Patrol - found nothing |  |  | 2022 | Tier 2 - Elevated | Distribution Circuit | 8 | 15 | 2022-08-15 | 1781628 | Sus | Y | UnknownCause¦Patrolfoundnothing¦¦
22-0098403 | Equipment Failure/Involved | Overhead | Transformer (OH) | Failed/Faulted | 2022 | Tier 2 - Elevated | Transformer only | 8 | 16 | 2022-08-16 | 1782864 | Sus | Y | EquipmentFailureInvolved¦Overhead¦Transformer(OH)¦FailedFaulted
22-0099202 | Equipment Failure/Involved | Overhead | Pole-Wood | Deteriorated | 2022 | Tier 2 - Elevated | Distribution Circuit | 8 | 18 | 2022-08-18 | 1784425 | Sus | Y | EquipmentFailureInvolved¦Overhead¦PoleWood¦Deteriorated
22-0104040 | Animal | Squirrel | Transformer | Burned Open | 2022 | Tier 3 - Extreme | Transformer only | 8 | 31 | 2022-08-31 | 1795669 | Sus | Y | Animal¦Squirrel¦Transformer¦BurnedOpen
22-0108876 | Unknown Cause | Patrol - found nothing |  |  | 2022 | Tier 3 - Extreme | Transmission line | 9 | 10 | 2022-09-10 | 1808066 | Sus | Y | UnknownCause¦Patrolfoundnothing¦¦
22-0111632 | Unknown Cause | Patrol - found nothing |  |  | 2022 | Tier 2 - Elevated | Distribution Circuit | 9 | 18 | 2022-09-18 | 1814385 | Sus | Y | UnknownCause¦Patrolfoundnothing¦¦
22-0112781 | Equipment Failure/Involved | Overhead | Conductor, Overhead | Annealed | 2022 | Tier 3 - Extreme | Distribution Circuit | 9 | 20 | 2022-09-20 | 1817713 | Sus | Y | EquipmentFailureInvolved¦Overhead¦ConductorOverhead¦Annealed
22-0119438 | Equipment Failure/Involved | Overhead | Conductor, Overhead | Broken | 2022 | Tier 3 - Extreme | Distribution Circuit | 10 | 8 | 2022-10-08 | 1832058 | Sus | Y | EquipmentFailureInvolved¦Overhead¦ConductorOverhead¦Broken
22-0122647 | Equipment Failure/Involved | Overhead | Transformer (OH) | Failed/Faulted | 2022 | Tier 2 - Elevated | Transformer only | 10 | 18 | 2022-10-18 | 1840020 | Sus | Y | EquipmentFailureInvolved¦Overhead¦Transformer(OH)¦FailedFaulted
22-0122698 | Unknown Cause | Patrol - found nothing |  |  | 2022 | Tier 2 - Elevated | Distribution Circuit | 10 | 19 | 2022-10-19 | 1840218 | Sus | Y | UnknownCause¦Patrolfoundnothing¦¦
22-0126444 | Equipment Failure/Involved | Overhead | Transformer (OH) | Failed/Faulted | 2022 | Tier 2 - Elevated | Distribution Circuit | 11 | 1 | 2022-11-01 | 1849985 | Sus | Y | EquipmentFailureInvolved¦Overhead¦Transformer(OH)¦FailedFaulted
22-0129023 | Equipment Failure/Involved | Overhead | Pole-Wood | Broken | 2022 | Tier 2 - Elevated | Transformer only | 11 | 8 | 2022-11-08 | 1857263 | Sus | Y | EquipmentFailureInvolved¦Overhead¦PoleWood¦Broken
22-0131416 | Unknown Cause | Patrol - found nothing |  |  | 2022 | Tier 2 - Elevated | Transmission line | 11 | 15 | 2022-11-15 | 1863546 | Sus | Y | UnknownCause¦Patrolfoundnothing¦¦
22-0131416 | Unknown Cause | Patrol - found nothing |  |  | 2022 | Tier 2 - Elevated | Transmission line | 11 | 15 | 2022-11-15 | 1863546 | Sus | Y | UnknownCause¦Patrolfoundnothing¦¦
22-0132908 | Animal | Squirrel | Fuse | Normal | 2022 | Tier 2 - Elevated | Distribution Circuit | 11 | 20 | 2022-11-20 | 1866359 | Sus | Y | Animal¦Squirrel¦Fuse¦Normal
22-0136991 | Animal | Squirrel | Conductor, Overhead | Normal | 2022 | Tier 2 - Elevated | Distribution Circuit | 12 | 6 | 2022-12-06 | 1877119 | Sus | N | Animal¦Squirrel¦ConductorOverhead¦Normal
22-0137651 | Unknown Cause | Patrol - found nothing |  |  | 2022 | Tier 2 - Elevated | Distribution Circuit | 12 | 8 | 2022-12-08 | 1878890 | Sus | N | UnknownCause¦Patrolfoundnothing¦¦
22-0138869 | Animal | Squirrel | Pothead(Riser Termination) | Normal | 2022 | Tier 2 - Elevated | Distribution Circuit | 12 | 11 | 2022-12-11 | 1885315 | Sus | N | Animal¦Squirrel¦Pothead(RiserTermination)¦Normal
22-0139312 | Equipment Failure/Involved | Underground | Conductor, Underground | Broken | 2022 | Tier 2 - Elevated | Distribution Circuit | 12 | 12 | 2022-12-12 | 1886893 | Sus | N | EquipmentFailureInvolved¦Underground¦ConductorUnderground¦Broken
22-0140873 | Unknown Cause | Patrol - found nothing |  |  | 2022 | Tier 2 - Elevated | Distribution Circuit | 12 | 21 | 2022-12-21 | 1894934 | Sus | N | UnknownCause¦Patrolfoundnothing¦¦
15-0010730 | Vegetation | Tree - fell into line | Transformer | Broken | 2015 | Tier 3 - Extreme | Transformer only | 2 | 6 | 2015-02-06 | 1178346 | Sus | N | Vegetation¦Treefellintoline¦Transformer¦Broken
15-0011020 | Equipment Failure/Involved | Other | Pole-Wood | Broken, wire on ground | 2015 | Tier 2 - Elevated | Distribution Circuit | 2 | 7 | 2015-02-07 | 1179627 | Sus | N | EquipmentFailureInvolved¦Other¦PoleWood¦Brokenwireonground
15-0012129 | Equipment Failure/Involved | Other | Pole-Wood | Broken | 2015 | Tier 3 - Extreme | Distribution Circuit | 2 | 9 | 2015-02-09 | 1185767 | Sus | N | EquipmentFailureInvolved¦Other¦PoleWood¦Broken
15-0012361 | Vegetation | Tree - branch fell on line | Conductor, Overhead | Broken, wire on ground | 2015 | Tier 2 - Elevated | Distribution Circuit | 2 | 10 | 2015-02-10 | 1187337 | Sus | N | Vegetation¦Treebranchfellonline¦ConductorOverhead¦Brokenwireonground
15-0012650 | 3rd Party | Vehicle | Fuse | Failed/Faulted | 2015 | Tier 2 - Elevated | Distribution Circuit | 2 | 11 | 2015-02-11 | 1188338 | Sus | N | 3rdParty¦Vehicle¦Fuse¦FailedFaulted
15-0013764 | Vegetation | Tree - fell into line | Conductor, Overhead | Broken, wire on ground | 2015 | Tier 3 - Extreme | Distribution Circuit | 2 | 17 | 2015-02-17 | 1191680 | Sus | N | Vegetation¦Treefellintoline¦ConductorOverhead¦Brokenwireonground
15-0016509 | Equipment Failure/Involved | Lightning | Transformer | Burned/flashed | 2015 | Tier 3 - Extreme | Transformer only | 3 | 1 | 2015-03-01 | 1197811 | Sus | N | EquipmentFailureInvolved¦Lightning¦Transformer¦Burnedflashed
15-0022706 | Unknown Cause | Patrol - found nothing |  |  | 2015 | Tier 3 - Extreme | Distribution Circuit | 3 | 28 | 2015-03-28 | 1209107 | Sus | N | UnknownCause¦Patrolfoundnothing¦¦
15-0023848 | Animal | Bird found | Conductor, Overhead | Broken, wire on ground | 2015 | Tier 2 - Elevated | Distribution Circuit | 4 | 2 | 2015-04-02 | 1211607 | Sus | N | Animal¦Birdfound¦ConductorOverhead¦Brokenwireonground
15-0025196 | Equipment Failure/Involved | Lightning | Transformer | Malfunctioning | 2015 | Tier 2 - Elevated | Transformer only | 4 | 7 | 2015-04-07 | 1215633 | Sus | N | EquipmentFailureInvolved¦Lightning¦Transformer¦Malfunctioning
15-0030172 | Vegetation | Tree - branch fell on line | Conductor, Overhead | Normal | 2015 | Tier 3 - Extreme | Distribution Circuit | 4 | 28 | 2015-04-28 | 1226383 | Sus | N | Vegetation¦Treebranchfellonline¦ConductorOverhead¦Normal
15-0032494 | Environmental/External | Lightning | Transformer | Broken | 2015 | Tier 3 - Extreme | Transformer only | 5 | 7 | 2015-05-07 | 1230555 | Sus | Y | EnvironmentalExternal¦Lightning¦Transformer¦Broken
15-0035861 | 3rd Party | Vehicle | Pole-Wood | Broken | 2015 | Tier 2 - Elevated | Distribution Circuit | 5 | 22 | 2015-05-22 | 1238249 | Sus | Y | 3rdParty¦Vehicle¦PoleWood¦Broken
15-0036100 | Unknown Cause | Patrol - found nothing |  |  | 2015 | Tier 2 - Elevated | Distribution Circuit | 5 | 22 | 2015-05-22 | 1238620 | Sus | Y | UnknownCause¦Patrolfoundnothing¦¦
15-0040239 | Unknown Cause | Patrol - not conducted |  |  | 2015 | Tier 2 - Elevated | Distribution Circuit | 6 | 10 | 2015-06-10 | 1248813 | Sus | Y | UnknownCause¦Patrolnotconducted¦¦
15-0042448 | Equipment Failure/Involved | Overhead | Connector or Splice (OH) | Deteriorated | 2015 | Tier 3 - Extreme | Transformer only | 6 | 22 | 2015-06-22 | 1254367 | Sus | Y | EquipmentFailureInvolved¦Overhead¦ConnectororSplice(OH)¦Deteriorated
15-0051066 | Unknown Cause | Patrol - found nothing | Transformer | Failed/Faulted | 2015 | Tier 2 - Elevated | Distribution Circuit | 7 | 28 | 2015-07-28 | 1278843 | Sus | Y | UnknownCause¦Patrolfoundnothing¦Transformer¦FailedFaulted
15-0051446 | Environmental/External | Fire, Forest/Grass | Fuse | Normal | 2015 | Tier 2 - Elevated | Distribution Circuit | 7 | 29 | 2015-07-29 | 1279735 | Sus | Y | EnvironmentalExternal¦FireForestGrass¦Fuse¦Normal
15-0055309 | 3rd Party | Vehicle | Conductor, Overhead | Broken, wire on ground | 2015 | Tier 2 - Elevated | Distribution Circuit | 8 | 16 | 2015-08-16 | 1289149 | Sus | Y | 3rdParty¦Vehicle¦ConductorOverhead¦Brokenwireonground
15-0058169 | Vegetation | Tree - fell into line | Conductor, Overhead | Broken, wire on ground | 2015 | Tier 3 - Extreme | Distribution Circuit | 8 | 29 | 2015-08-29 | 1296714 | Sus | Y | Vegetation¦Treefellintoline¦ConductorOverhead¦Brokenwireonground
15-0060959 | 3rd Party | Vehicle | Pole-Wood | Broken | 2015 | Tier 2 - Elevated | Distribution Circuit | 9 | 12 | 2015-09-12 | 1304331 | Sus | Y | 3rdParty¦Vehicle¦PoleWood¦Broken
15-0062357 | Environmental/External | Fire, Forest/Grass | Pole-Wood | Burned/flashed | 2015 | Tier 2 - Elevated | Distribution Circuit | 9 | 12 | 2015-09-12 | 1308854 | Sus | Y | EnvironmentalExternal¦FireForestGrass¦PoleWood¦Burnedflashed
15-0062432 | Environmental/External | Fire, Forest/Grass | Pole-Wood | Burned/flashed | 2015 | Tier 2 - Elevated | Distribution Circuit | 9 | 10 | 2015-09-10 | 1309148 | Sus | Y | EnvironmentalExternal¦FireForestGrass¦PoleWood¦Burnedflashed
15-0066317 | Equipment Failure/Involved | Overhead | Connector or Splice (OH) | Broken, wire on ground | 2015 | Tier 2 - Elevated | Distribution Circuit | 9 | 29 | 2015-09-29 | 1313655 | Sus | Y | EquipmentFailureInvolved¦Overhead¦ConnectororSplice(OH)¦Brokenwireonground
15-0072730 | Unknown Cause | Patrol - not conducted |  |  | 2015 | Tier 2 - Elevated | Distribution Circuit | 10 | 22 | 2015-10-22 | 1327765 | Sus | Y | UnknownCause¦Patrolnotconducted¦¦
15-0074638 | Unknown Cause | Patrol - not conducted |  |  | 2015 | Tier 3 - Extreme | Distribution Circuit | 11 | 2 | 2015-11-02 | 1332709 | Sus | Y | UnknownCause¦Patrolnotconducted¦¦
15-0078084 | Unknown Cause | Patrol - found nothing |  |  | 2015 | Tier 2 - Elevated | Distribution Circuit | 11 | 16 | 2015-11-16 | 1342757 | Sus | Y | UnknownCause¦Patrolfoundnothing¦¦
15-0078454 | Vegetation | Tree - fell into line | Conductor, Overhead | Broken, wire on ground | 2015 | Tier 3 - Extreme | Distribution Circuit | 11 | 16 | 2015-11-16 | 1343504 | Sus | Y | Vegetation¦Treefellintoline¦ConductorOverhead¦Brokenwireonground
15-0083996 | Equipment Failure/Involved | Overhead | Crossarm, Wood | Broken | 2015 | Tier 2 - Elevated | Distribution Circuit | 12 | 10 | 2015-12-10 | 1357794 | Sus | N | EquipmentFailureInvolved¦Overhead¦CrossarmWood¦Broken
15-0085654 | Equipment Failure/Involved | Electrical Overload | Transformer | Failed/Faulted | 2015 | Tier 2 - Elevated | Transformer only | 12 | 16 | 2015-12-16 | 1365013 | Sus | N | EquipmentFailureInvolved¦ElectricalOverload¦Transformer¦FailedFaulted
16-0005366 | Equipment Failure/Involved | Overhead | Recloser | Malfunctioning | 2016 | Tier 3 - Extreme | Distribution Circuit | 1 | 14 | 2016-01-14 | 1383735 | Sus | N | EquipmentFailureInvolved¦Overhead¦Recloser¦Malfunctioning
16-0007485 | Vegetation | Tree - fell into line | Conductor, Overhead | Broken, wire on ground | 2016 | Tier 3 - Extreme | Distribution Circuit | 1 | 22 | 2016-01-22 | 1390111 | Sus | N | Vegetation¦Treefellintoline¦ConductorOverhead¦Brokenwireonground
16-0008552 | 3rd Party | Vehicle | Pole-Wood | Broken | 2016 | Tier 2 - Elevated | Distribution Circuit | 1 | 27 | 2016-01-27 | 1392756 | Sus | N | 3rdParty¦Vehicle¦PoleWood¦Broken
16-0009487 | Vegetation | Tree - fell into line | Conductor, Overhead | Together | 2016 | Tier 2 - Elevated | Distribution Circuit | 1 | 31 | 2016-01-31 | 1395127 | Sus | N | Vegetation¦Treefellintoline¦ConductorOverhead¦Together
16-0014035 | Equipment Failure/Involved | Overhead | Pole-Wood | Broken | 2016 | Tier 3 - Extreme | Distribution Circuit | 2 | 19 | 2016-02-19 | 1409018 | Sus | N | EquipmentFailureInvolved¦Overhead¦PoleWood¦Broken
16-0015015 | Equipment Failure/Involved | Overhead | Conductor, Overhead | Deteriorated | 2016 | Tier 2 - Elevated | Distribution Circuit | 2 | 23 | 2016-02-23 | 1411003 | Sus | N | EquipmentFailureInvolved¦Overhead¦ConductorOverhead¦Deteriorated
16-0017420 | Vegetation | Tree - branch fell on line | Conductor, Overhead | Normal | 2016 | Tier 3 - Extreme | Distribution Circuit | 3 | 5 | 2016-03-05 | 1416400 | Sus | N | Vegetation¦Treebranchfellonline¦ConductorOverhead¦Normal
16-0017530 | Vegetation | Tree - fell into line | Pole-Wood | Broken, wire on ground | 2016 | Tier 3 - Extreme | Distribution Circuit | 3 | 5 | 2016-03-05 | 1416818 | Sus | N | Vegetation¦Treefellintoline¦PoleWood¦Brokenwireonground
16-0018023 | Equipment Failure/Involved | Overhead | Conductor, Overhead | Broken | 2016 | Tier 2 - Elevated | Transformer only | 3 | 5 | 2016-03-05 | 1418286 | Sus | N | EquipmentFailureInvolved¦Overhead¦ConductorOverhead¦Broken
16-0019308 | Equipment Failure/Involved | Fire, pole | Crossarm, Wood | Burned/flashed | 2016 | Tier 2 - Elevated | Distribution Circuit | 3 | 8 | 2016-03-08 | 1425460 | Sus | N | EquipmentFailureInvolved¦Firepole¦CrossarmWood¦Burnedflashed
16-0021299 | Vegetation | Tree - fell into line | Conductor, Overhead | Normal | 2016 | Tier 3 - Extreme | Distribution Circuit | 3 | 14 | 2016-03-14 | 1431360 | Sus | N | Vegetation¦Treefellintoline¦ConductorOverhead¦Normal
16-0021528 | Company Initiated | Operating error | Other | Normal | 2016 | Tier 2 - Elevated | Distribution Circuit | 3 | 16 | 2016-03-16 | 1432330 | Sus | N | CompanyInitiated¦Operatingerror¦Other¦Normal
16-0021714 | Equipment Failure/Involved | Underground | Secondary | Burned Open | 2016 | Tier 3 - Extreme | Transformer only | 3 | 15 | 2016-03-15 | 1431659 | Sus | N | EquipmentFailureInvolved¦Underground¦Secondary¦BurnedOpen
16-0022167 | Unknown Cause | Patrol - found nothing |  |  | 2016 | Tier 3 - Extreme | Distribution Circuit | 3 | 17 | 2016-03-17 | 1433048 | Sus | N | UnknownCause¦Patrolfoundnothing¦¦
16-0022622 | 3rd Party | Vehicle | Pole-Wood | Broken | 2016 | Tier 2 - Elevated | Distribution Circuit | 3 | 19 | 2016-03-19 | 1434097 | Sus | N | 3rdParty¦Vehicle¦PoleWood¦Broken
16-0031679 | Equipment Failure/Involved | Overhead | Cutout, fuse holder | Broken | 2016 | Tier 2 - Elevated | Transformer only | 4 | 26 | 2016-04-26 | 1459296 | Sus | N | EquipmentFailureInvolved¦Overhead¦Cutoutfuseholder¦Broken
16-0038867 | Animal | Bird found | Fuse | Failed/Faulted | 2016 | Tier 2 - Elevated | Distribution Circuit | 5 | 26 | 2016-05-26 | 1477848 | Sus | Y | Animal¦Birdfound¦Fuse¦FailedFaulted
16-0039511 | Equipment Failure/Involved | Overhead | Transformer | Burned/flashed | 2016 | Tier 2 - Elevated | Transformer only | 5 | 28 | 2016-05-28 | 1478396 | Sus | Y | EquipmentFailureInvolved¦Overhead¦Transformer¦Burnedflashed
16-0042751 | Equipment Failure/Involved | Overhead | Cutout, fuse holder | Burned/flashed | 2016 | Tier 2 - Elevated | Distribution Circuit | 6 | 12 | 2016-06-12 | 1487750 | Sus | Y | EquipmentFailureInvolved¦Overhead¦Cutoutfuseholder¦Burnedflashed
16-0043115 | Company Initiated | Construction Activity/equip, company | Transformer | Deteriorated | 2016 | Tier 2 - Elevated | Transformer only | 6 | 14 | 2016-06-14 | 1488648 | Sus | Y | CompanyInitiated¦ConstructionActivityequipcompany¦Transformer¦Deteriorated
16-0047466 | Unknown Cause | Patrol - found nothing |  |  | 2016 | Tier 2 - Elevated | Distribution Circuit | 7 | 1 | 2016-07-01 | 1499687 | Sus | Y | UnknownCause¦Patrolfoundnothing¦¦
16-0047754 | Environmental/External | Fire, Forest/Grass | Conductor, Overhead | Normal | 2016 | Tier 2 - Elevated | Distribution Circuit | 7 | 4 | 2016-07-04 | 1500842 | Sus | Y | EnvironmentalExternal¦FireForestGrass¦ConductorOverhead¦Normal
16-0049039 | Equipment Failure/Involved | Overhead |  | Failed/Faulted | 2016 | Tier 3 - Extreme | Transformer only | 7 | 11 | 2016-07-11 | 1507955 | Sus | Y | EquipmentFailureInvolved¦Overhead¦¦FailedFaulted
16-0053048 | Equipment Failure/Involved | Overhead | Transformer | Broken, wire on ground | 2016 | Tier 2 - Elevated | Transformer only | 7 | 27 | 2016-07-27 | 1517313 | Sus | Y | EquipmentFailureInvolved¦Overhead¦Transformer¦Brokenwireonground
16-0056049 | Vegetation | Tree - fell into line | Conductor, Overhead | Normal | 2016 | Tier 2 - Elevated | Distribution Circuit | 8 | 9 | 2016-08-09 | 1523795 | Sus | Y | Vegetation¦Treefellintoline¦ConductorOverhead¦Normal
16-0057726 | Equipment Failure/Involved | Electrical Overload | Transformer | Failed/Faulted | 2016 | Tier 2 - Elevated | Transformer only | 8 | 16 | 2016-08-16 | 1527383 | Sus | Y | EquipmentFailureInvolved¦ElectricalOverload¦Transformer¦FailedFaulted
16-0061162 | 3rd Party | Fire, house or bldg. | Conductor, Overhead | Normal | 2016 | Tier 2 - Elevated | Distribution Circuit | 8 | 30 | 2016-08-30 | 1534580 | Sus | Y | 3rdParty¦Firehouseorbldg¦ConductorOverhead¦Normal
16-0070393 | Equipment Failure/Involved | Underground | Connector or Splice (UG) | Failed/Faulted | 2016 | Tier 3 - Extreme | Distribution Circuit | 10 | 7 | 2016-10-07 | 1554636 | Sus | Y | EquipmentFailureInvolved¦Underground¦ConnectororSplice(UG)¦FailedFaulted
16-0072089 | Vegetation | Tree - fell into line | Conductor, Overhead | Broken, wire on ground | 2016 | Tier 2 - Elevated | Distribution Circuit | 10 | 14 | 2016-10-14 | 1558710 | Sus | Y | Vegetation¦Treefellintoline¦ConductorOverhead¦Brokenwireonground
16-0073245 | Unknown Cause | Patrol - found nothing |  |  | 2016 | Tier 3 - Extreme | Distribution Circuit | 10 | 17 | 2016-10-17 | 1564141 | Sus | Y | UnknownCause¦Patrolfoundnothing¦¦
16-0076100 | Equipment Failure/Involved | Overhead | Conductor, Overhead | Broken | 2016 | Tier 3 - Extreme | Distribution Circuit | 10 | 27 | 2016-10-27 | 1571142 | Sus | Y | EquipmentFailureInvolved¦Overhead¦ConductorOverhead¦Broken
16-0076830 | Unknown Cause | Patrol - not conducted |  |  | 2016 | Tier 3 - Extreme | Distribution Circuit | 10 | 30 | 2016-10-30 | 1573180 | Sus | Y | UnknownCause¦Patrolnotconducted¦¦
16-0084506 | Equipment Failure/Involved | Overhead | Conductor, Overhead | Together | 2016 | Tier 3 - Extreme | Distribution Circuit | 12 | 8 | 2016-12-08 | 1596792 | Sus | N | EquipmentFailureInvolved¦Overhead¦ConductorOverhead¦Together
16-0086428 | Unknown Cause | Patrol - found nothing |  |  | 2016 | Tier 2 - Elevated | Distribution Circuit | 12 | 19 | 2016-12-19 | 1607171 | Sus | N | UnknownCause¦Patrolfoundnothing¦¦
16-0086516 | 3rd Party | Tree - cutting, 3rd party | Secondary | Broken | 2016 | Tier 3 - Extreme | Distribution Circuit | 12 | 20 | 2016-12-20 | 1607590 | Sus | N | 3rdParty¦Treecutting3rdparty¦Secondary¦Broken
16-0086774 | Unknown Cause | Patrol - found nothing |  |  | 2016 | Tier 2 - Elevated | Distribution Circuit | 12 | 23 | 2016-12-23 | 1609391 | Sus | N | UnknownCause¦Patrolfoundnothing¦¦
16-0086819 | Vegetation | Tree - fell into line | Conductor, Overhead | Broken, wire on ground | 2016 | Tier 2 - Elevated | Distribution Circuit | 12 | 23 | 2016-12-23 | 1609833 | Sus | N | Vegetation¦Treefellintoline¦ConductorOverhead¦Brokenwireonground
16-0087201 | Equipment Failure/Involved | Overhead | Transformer (OH) | Failed/Faulted | 2016 | Tier 2 - Elevated | Transformer only | 12 | 27 | 2016-12-27 | 1611890 | Sus | N | EquipmentFailureInvolved¦Overhead¦Transformer(OH)¦FailedFaulted
17-0002938 | Vegetation | Tree - fell into line | Fuse | Failed/Faulted | 2017 | Tier 3 - Extreme | Distribution Circuit | 1 | 3 | 2017-01-03 | 1615273 | Sus | N | Vegetation¦Treefellintoline¦Fuse¦FailedFaulted
17-0002951 | Vegetation | Tree - fell into line | Conductor, Overhead | Normal | 2017 | Tier 3 - Extreme | Distribution Circuit | 1 | 3 | 2017-01-03 | 1615416 | Sus | N | Vegetation¦Treefellintoline¦ConductorOverhead¦Normal
17-0005047 | Equipment Failure/Involved | Overhead | Conductor, Overhead | Broken, wire on ground | 2017 | Tier 2 - Elevated | Transmission line | 1 | 8 | 2017-01-08 | 1623304 | Sus | N | EquipmentFailureInvolved¦Overhead¦ConductorOverhead¦Brokenwireonground
17-0005935 | Vegetation | Tree - branch fell on line | Conductor, Overhead | Together | 2017 | Tier 2 - Elevated | Distribution Circuit | 1 | 8 | 2017-01-08 | 1629399 | Sus | N | Vegetation¦Treebranchfellonline¦ConductorOverhead¦Together
17-0006022 | Vegetation | Tree - fell into line | Pole-Wood | Normal | 2017 | Tier 3 - Extreme | Distribution Circuit | 1 | 9 | 2017-01-09 | 1630128 | Sus | N | Vegetation¦Treefellintoline¦PoleWood¦Normal
17-0007473 | Vegetation | Tree - fell into line | Conductor, Overhead | Broken, wire on ground | 2017 | Tier 2 - Elevated | Distribution Circuit | 1 | 11 | 2017-01-11 | 1638656 | Sus | N | Vegetation¦Treefellintoline¦ConductorOverhead¦Brokenwireonground
17-0007653 | Vegetation | Tree - fell into line | Transformer (OH) | On Ground | 2017 | Tier 3 - Extreme | Distribution Circuit | 1 | 10 | 2017-01-10 | 1635954 | Sus | N | Vegetation¦Treefellintoline¦Transformer(OH)¦OnGround
17-0007669 | Vegetation | Tree - fell into line | Conductor, Overhead | Broken, wire on object | 2017 | Tier 2 - Elevated | Transformer only | 1 | 10 | 2017-01-10 | 1639841 | Sus | N | Vegetation¦Treefellintoline¦ConductorOverhead¦Brokenwireonobject
17-0013678 | Vegetation | Tree - fell into line | Conductor, Overhead | Broken, wire on ground | 2017 | Tier 3 - Extreme | Distribution Circuit | 1 | 23 | 2017-01-23 | 1663209 | Sus | N | Vegetation¦Treefellintoline¦ConductorOverhead¦Brokenwireonground
17-0014330 | Vegetation | Tree - branch fell on line | Conductor, Overhead | Broken, wire on ground | 2017 | Tier 3 - Extreme | Distribution Circuit | 1 | 22 | 2017-01-22 | 1658134 | Sus | N | Vegetation¦Treebranchfellonline¦ConductorOverhead¦Brokenwireonground
17-0018325 | Vegetation | Tree - fell into line | Conductor, Overhead | Broken, wire on ground | 2017 | Tier 3 - Extreme | Distribution Circuit | 2 | 7 | 2017-02-07 | 1677332 | Sus | N | Vegetation¦Treefellintoline¦ConductorOverhead¦Brokenwireonground
17-0019903 | Vegetation | Tree - fell into line | Conductor, Overhead | Broken, wire on ground | 2017 | Tier 2 - Elevated | Distribution Circuit | 2 | 10 | 2017-02-10 | 1684791 | Sus | N | Vegetation¦Treefellintoline¦ConductorOverhead¦Brokenwireonground
17-0020473 | 3rd Party | Tree - cutting, 3rd party | Conductor, Overhead | Broken, wire on ground | 2017 | Tier 2 - Elevated | Distribution Circuit | 2 | 12 | 2017-02-12 | 1686809 | Sus | N | 3rdParty¦Treecutting3rdparty¦ConductorOverhead¦Brokenwireonground
17-0020473 | 3rd Party | Tree - cutting, 3rd party | Conductor, Overhead | Broken, wire on ground | 2017 | Tier 2 - Elevated | Distribution Circuit | 2 | 12 | 2017-02-12 | 1686809 | Sus | N | 3rdParty¦Treecutting3rdparty¦ConductorOverhead¦Brokenwireonground
17-0024730 | Vegetation | Tree - fell into line | Conductor, Overhead | Broken, wire on ground | 2017 | Tier 3 - Extreme | Distribution Circuit | 2 | 20 | 2017-02-20 | 1704184 | Sus | N | Vegetation¦Treefellintoline¦ConductorOverhead¦Brokenwireonground
17-0025122 | Unknown Cause | Patrol - found nothing |  |  | 2017 | Tier 3 - Extreme | Distribution Circuit | 2 | 21 | 2017-02-21 | 1706917 | Sus | N | UnknownCause¦Patrolfoundnothing¦¦
17-0026349 | Vegetation | Tree - branch fell on line | Conductor, Overhead | Normal | 2017 | Tier 3 - Extreme | Distribution Circuit | 2 | 23 | 2017-02-23 | 1712510 | Sus | N | Vegetation¦Treebranchfellonline¦ConductorOverhead¦Normal
17-0026713 | Unknown Cause | Patrol - not conducted |  |  | 2017 | Tier 2 - Elevated | Distribution Circuit | 2 | 25 | 2017-02-25 | 1713691 | Sus | N | UnknownCause¦Patrolnotconducted¦¦
17-0028153 | Vegetation | Tree - branch fell on line | Conductor, Overhead | Normal | 2017 | Tier 3 - Extreme | Distribution Circuit | 3 | 3 | 2017-03-03 | 1718672 | Sus | N | Vegetation¦Treebranchfellonline¦ConductorOverhead¦Normal
17-0035488 | 3rd Party | Vehicle | Pole-Wood | Broken | 2017 | Tier 3 - Extreme | Distribution Circuit | 3 | 31 | 2017-03-31 | 1741006 | Sus | N | 3rdParty¦Vehicle¦PoleWood¦Broken
17-0035689 | Vegetation | Tree - fell into line | Conductor, Overhead | Normal | 2017 | Tier 3 - Extreme | Distribution Circuit | 3 | 31 | 2017-03-31 | 1741713 | Sus | N | Vegetation¦Treefellintoline¦ConductorOverhead¦Normal
17-0036410 | Animal | Other | Conductor, Overhead | Normal | 2017 | Tier 2 - Elevated | Distribution Circuit | 4 | 4 | 2017-04-04 | 1743668 | Sus | N | Animal¦Other¦ConductorOverhead¦Normal
17-0036751 | Equipment Failure/Involved | Overhead | Transformer (OH) | Broken | 2017 | Tier 3 - Extreme | Transformer only | 4 | 5 | 2017-04-05 | 1744608 | Sus | N | EquipmentFailureInvolved¦Overhead¦Transformer(OH)¦Broken
17-0037273 | Vegetation | Tree - fell into line | Pole-Wood | Broken, wire on ground | 2017 | Tier 2 - Elevated | Distribution Circuit | 4 | 6 | 2017-04-06 | 1746631 | Sus | N | Vegetation¦Treefellintoline¦PoleWood¦Brokenwireonground
17-0038476 | Animal | Squirrel | Transformer (OH) | Normal | 2017 | Tier 3 - Extreme | Distribution Circuit | 4 | 9 | 2017-04-09 | 1753644 | Sus | N | Animal¦Squirrel¦Transformer(OH)¦Normal
17-0038847 | Equipment Failure/Involved | Underground | Conductor, Underground | Burned/flashed | 2017 | Tier 2 - Elevated | Distribution Circuit | 4 | 10 | 2017-04-10 | 1754131 | Sus | N | EquipmentFailureInvolved¦Underground¦ConductorUnderground¦Burnedflashed
17-0039260 | Vegetation | Other ground vegetation | Conductor, Overhead | Normal | 2017 | Tier 3 - Extreme | Distribution Circuit | 4 | 11 | 2017-04-11 | 1755415 | Sus | N | Vegetation¦Othergroundvegetation¦ConductorOverhead¦Normal
17-0047520 | Equipment Failure/Involved | Overhead | Cutout, fuse holder | Burned/flashed | 2017 | Tier 3 - Extreme | Distribution Circuit | 5 | 12 | 2017-05-12 | 1780539 | Sus | Y | EquipmentFailureInvolved¦Overhead¦Cutoutfuseholder¦Burnedflashed
17-0052546 | Equipment Failure/Involved | Overhead | Transformer (OH) | Failed/Faulted | 2017 | Tier 3 - Extreme | Transformer only | 6 | 3 | 2017-06-03 | 1796303 | Sus | Y | EquipmentFailureInvolved¦Overhead¦Transformer(OH)¦FailedFaulted
17-0054100 | Vegetation | Tree - branch fell on line | Conductor, Overhead | Broken, wire on ground | 2017 | Tier 2 - Elevated | Distribution Circuit | 6 | 9 | 2017-06-09 | 1800647 | Sus | Y | Vegetation¦Treebranchfellonline¦ConductorOverhead¦Brokenwireonground
17-0061428 | Environmental/External | Fire, Forest/Grass | Crossarm, Wood | Burned/flashed | 2017 | Tier 2 - Elevated | Distribution Circuit | 7 | 8 | 2017-07-08 | 1826398 | Sus | Y | EnvironmentalExternal¦FireForestGrass¦CrossarmWood¦Burnedflashed
17-0070972 | Equipment Failure/Involved | Overhead | Crossarm, Wood | Broken | 2017 | Tier 2 - Elevated | Distribution Circuit | 8 | 17 | 2017-08-17 | 1854041 | Sus | Y | EquipmentFailureInvolved¦Overhead¦CrossarmWood¦Broken
17-0079031 | Environmental/External | Lightning | Transformer | Failed/Faulted | 2017 | Tier 2 - Elevated | Transformer only | 9 | 14 | 2017-09-14 | 1878973 | Sus | Y | EnvironmentalExternal¦Lightning¦Transformer¦FailedFaulted
17-0081633 | 3rd Party | Vehicle | Pole-Wood | Broken, wire on object | 2017 | Tier 2 - Elevated | Distribution Circuit | 9 | 25 | 2017-09-25 | 1885798 | Sus | Y | 3rdParty¦Vehicle¦PoleWood¦Brokenwireonobject
17-0084121 | Equipment Failure/Involved | Electrical Overload | Fuse | Failed/Faulted | 2017 | Tier 2 - Elevated | Distribution Circuit | 10 | 4 | 2017-10-04 | 1890668 | Sus | Y | EquipmentFailureInvolved¦ElectricalOverload¦Fuse¦FailedFaulted
17-0085031 | Equipment Failure/Involved | Overhead | Connector or Splice (OH) | Broken | 2017 | Tier 2 - Elevated | Distribution Circuit | 10 | 8 | 2017-10-08 | 1893021 | Sus | Y | EquipmentFailureInvolved¦Overhead¦ConnectororSplice(OH)¦Broken
17-0086311 | Equipment Failure/Involved | Overhead | Fuse | Failed/Faulted | 2017 | Tier 3 - Extreme | Distribution Circuit | 10 | 11 | 2017-10-11 | 1898287 | Sus | Y | EquipmentFailureInvolved¦Overhead¦Fuse¦FailedFaulted
17-0086893 | Equipment Failure/Involved | Overhead | Conductor, Overhead | Broken, wire on ground | 2017 | Tier 2 - Elevated | Distribution Circuit | 10 | 8 | 2017-10-08 | 1899635 | Sus | Y | EquipmentFailureInvolved¦Overhead¦ConductorOverhead¦Brokenwireonground
17-0087322 | Animal | Squirrel | Fuse | Failed/Faulted | 2017 | Tier 2 - Elevated | Distribution Circuit | 10 | 14 | 2017-10-14 | 1900588 | Sus | Y | Animal¦Squirrel¦Fuse¦FailedFaulted
17-0089166 | Equipment Failure/Involved | Overhead | Transformer (OH) | Failed/Faulted | 2017 | Tier 2 - Elevated | Distribution Circuit | 10 | 20 | 2017-10-20 | 1906163 | Sus | Y | EquipmentFailureInvolved¦Overhead¦Transformer(OH)¦FailedFaulted
17-0089495 | Equipment Failure/Involved | Fire, pole | Pole-Wood | Broken | 2017 | Tier 3 - Extreme | Distribution Circuit | 10 | 8 | 2017-10-08 | 1907252 | Sus | Y | EquipmentFailureInvolved¦Firepole¦PoleWood¦Broken
17-0091132 | Unknown Cause | Patrol - found nothing |  |  | 2017 | Tier 2 - Elevated | Distribution Circuit | 10 | 29 | 2017-10-29 | 1911868 | Sus | Y | UnknownCause¦Patrolfoundnothing¦¦
17-0092459 | Animal | Bird found | Conductor, Overhead | Normal | 2017 | Tier 2 - Elevated | Distribution Circuit | 11 | 3 | 2017-11-03 | 1915217 | Sus | Y | Animal¦Birdfound¦ConductorOverhead¦Normal
17-0094664 | Vegetation | Tree - branch fell on line | Conductor, Overhead | Normal | 2017 | Tier 2 - Elevated | Distribution Circuit | 11 | 13 | 2017-11-13 | 1921320 | Sus | Y | Vegetation¦Treebranchfellonline¦ConductorOverhead¦Normal
17-0096771 | Equipment Failure/Involved | Underground | Transformer (UG) | Failed/Faulted | 2017 | Tier 2 - Elevated | Distribution Circuit | 11 | 21 | 2017-11-21 | 1927088 | Sus | Y | EquipmentFailureInvolved¦Underground¦Transformer(UG)¦FailedFaulted
17-0099813 | Unknown Cause | Patrol - found nothing |  |  | 2017 | Tier 2 - Elevated | Distribution Circuit | 12 | 4 | 2017-12-04 | 1935932 | Sus | N | UnknownCause¦Patrolfoundnothing¦¦
17-0100233 | Equipment Failure/Involved | Overhead | Transformer (OH) | Broken | 2017 | Tier 2 - Elevated | Transformer only | 12 | 6 | 2017-12-06 | 1937275 | Sus | N | EquipmentFailureInvolved¦Overhead¦Transformer(OH)¦Broken
18-0005818 | Vegetation | Tree - branch fell on line | Secondary | Bent or Twisted | 2018 | Tier 2 - Elevated | Transformer only | 1 | 12 | 2018-01-12 | 7580 | Sus | N | Vegetation¦Treebranchfellonline¦Secondary¦BentorTwisted
18-0018798 | Vegetation | Tree - fell into line | Service conductor | Broken, wire on ground | 2018 | Tier 2 - Elevated | Transformer only | 3 | 1 | 2018-03-01 | 35360 | Sus | N | Vegetation¦Treefellintoline¦Serviceconductor¦Brokenwireonground
18-0018956 | Equipment Failure/Involved | Overhead | Transformer (OH) | Failed/Faulted | 2018 | Tier 2 - Elevated | Distribution Circuit | 3 | 2 | 2018-03-02 | 35904 | Sus | N | EquipmentFailureInvolved¦Overhead¦Transformer(OH)¦FailedFaulted
18-0021232 | Equipment Failure/Involved | Overhead | Footings, Tower or Pole | Broken | 2018 | Tier 2 - Elevated | Transformer only | 3 | 8 | 2018-03-08 | 40749 | Sus | N | EquipmentFailureInvolved¦Overhead¦FootingsTowerorPole¦Broken
18-0023538 | Vegetation | Tree - fell into line | Crossarm, Wood | Broken, wire on ground | 2018 | Tier 3 - Extreme | Distribution Circuit | 3 | 16 | 2018-03-16 | 46111 | Sus | N | Vegetation¦Treefellintoline¦CrossarmWood¦Brokenwireonground
18-0030252 | Vegetation | Tree - fell into line | Conductor, Overhead | Normal | 2018 | Tier 3 - Extreme | Distribution Circuit | 4 | 7 | 2018-04-07 | 61952 | Sus | N | Vegetation¦Treefellintoline¦ConductorOverhead¦Normal
18-0030576 | 3rd Party | Metallic Balloon | Conductor, Overhead | Normal | 2018 | Tier 2 - Elevated | Distribution Circuit | 4 | 9 | 2018-04-09 | 63125 | Sus | N | 3rdParty¦MetallicBalloon¦ConductorOverhead¦Normal
18-0033462 | 3rd Party | Tree - cutting, 3rd party | Conductor, Overhead | Broken, wire on ground | 2018 | Tier 3 - Extreme | Distribution Circuit | 4 | 18 | 2018-04-18 | 69572 | Sus | N | 3rdParty¦Treecutting3rdparty¦ConductorOverhead¦Brokenwireonground
18-0042086 | Equipment Failure/Involved | Overhead | Crossarm, Wood | Broken | 2018 | Tier 2 - Elevated | Distribution Circuit | 5 | 17 | 2018-05-17 | 88688 | Sus | Y | EquipmentFailureInvolved¦Overhead¦CrossarmWood¦Broken
18-0044653 | Unknown Cause | Patrol - found nothing |  |  | 2018 | Tier 3 - Extreme | Distribution Circuit | 5 | 26 | 2018-05-26 | 94551 | Sus | Y | UnknownCause¦Patrolfoundnothing¦¦
18-0049616 | Animal | Squirrel | Transformer | Failed/Faulted | 2018 | Tier 3 - Extreme | Distribution Circuit | 6 | 11 | 2018-06-11 | 106276 | Sus | Y | Animal¦Squirrel¦Transformer¦FailedFaulted
18-0050877 | Animal | Bird found | Fuse | Failed/Faulted | 2018 | Tier 2 - Elevated | Distribution Circuit | 6 | 14 | 2018-06-14 | 108865 | Sus | Y | Animal¦Birdfound¦Fuse¦FailedFaulted
18-0056738 | Vegetation | Tree - fell into line | Conductor, Overhead | Broken, wire on ground | 2018 | Tier 2 - Elevated | Distribution Circuit | 7 | 3 | 2018-07-03 | 123821 | Sus | Y | Vegetation¦Treefellintoline¦ConductorOverhead¦Brokenwireonground
18-0058785 | Vegetation | Tree - fell into line | Conductor, Overhead | Broken, wire on ground | 2018 | Tier 2 - Elevated | Distribution Circuit | 7 | 11 | 2018-07-11 | 128749 | Sus | Y | Vegetation¦Treefellintoline¦ConductorOverhead¦Brokenwireonground
18-0066043 | Unknown Cause | Patrol - found nothing |  |  | 2018 | Tier 2 - Elevated | Distribution Circuit | 8 | 2 | 2018-08-02 | 147118 | Sus | Y | UnknownCause¦Patrolfoundnothing¦¦
18-0066746 | Environmental/External | Fire, Forest/Grass | Pole-Wood | Burned/flashed | 2018 | Tier 3 - Extreme | Distribution Circuit | 7 | 26 | 2018-07-26 | 148917 | Sus | Y | EnvironmentalExternal¦FireForestGrass¦PoleWood¦Burnedflashed
18-0078354 | Vegetation | Other ground vegetation | Conductor, Overhead | Normal | 2018 | Tier 3 - Extreme | Distribution Circuit | 9 | 10 | 2018-09-10 | 171913 | Sus | Y | Vegetation¦Othergroundvegetation¦ConductorOverhead¦Normal
18-0087043 | Wildfire Mitigation | CWSP - Vegetation Removal |  |  | 2018 | Tier 3 - Extreme | Distribution Circuit | 10 | 4 | 2018-10-04 | 188623 | Sus | Y | WildfireMitigation¦CWSPVegetationRemoval¦¦
18-0087907 | Unknown Cause | Patrol - found nothing |  |  | 2018 | Tier 2 - Elevated | Distribution Circuit | 10 | 7 | 2018-10-07 | 190046 | Sus | Y | UnknownCause¦Patrolfoundnothing¦¦
18-0090296 | Wildfire Mitigation | Public Safety Power Shut-off |  |  | 2018 | Tier 3 - Extreme | Distribution Circuit | 10 | 14 | 2018-10-14 | 194994 | Sus | Y | WildfireMitigation¦PublicSafetyPowerShutoff¦¦
18-0092296 | Equipment Failure/Involved | Overhead | Transformer (OH) | Broken | 2018 | Tier 2 - Elevated | Transformer only | 10 | 19 | 2018-10-19 | 198851 | Sus | Y | EquipmentFailureInvolved¦Overhead¦Transformer(OH)¦Broken
18-0099567 | Unknown Cause | Patrol - found nothing |  |  | 2018 | Tier 2 - Elevated | Distribution Circuit | 11 | 14 | 2018-11-14 | 214876 | Sus | Y | UnknownCause¦Patrolfoundnothing¦¦
18-0101430 | Environmental/External | Fire, Forest/Grass | Pole-Wood | Burned/flashed | 2018 | Tier 3 - Extreme | Distribution Circuit | 11 | 8 | 2018-11-08 | 219015 | Sus | Y | EnvironmentalExternal¦FireForestGrass¦PoleWood¦Burnedflashed
18-0103358 | Environmental/External | Fire, Forest/Grass | Pole-Wood | Burned/flashed | 2018 | Tier 3 - Extreme | Distribution Circuit | 11 | 8 | 2018-11-08 | 224937 | Sus | Y | EnvironmentalExternal¦FireForestGrass¦PoleWood¦Burnedflashed
18-0108007 | Animal | Other | Transformer Power | Normal | 2018 | Tier 3 - Extreme | Generation | 12 | 7 | 2018-12-07 | 236047 | Sus | N | Animal¦Other¦TransformerPower¦Normal
19-0004459 | Unknown Cause | Patrol - found nothing |  |  | 2019 | Tier 2 - Elevated | Distribution Circuit | 1 | 4 | 2019-01-04 | 252996 | Sus | N | UnknownCause¦Patrolfoundnothing¦¦
19-0005105 | Unknown Cause | Patrol - found nothing |  |  | 2019 | Tier 2 - Elevated | Distribution Circuit | 1 | 6 | 2019-01-06 | 255362 | Sus | N | UnknownCause¦Patrolfoundnothing¦¦
19-0009801 | Unknown Cause | Patrol - not conducted |  |  | 2019 | Tier 2 - Elevated | Transmission line | 1 | 16 | 2019-01-16 | 267456 | Sus | N | UnknownCause¦Patrolnotconducted¦¦
19-0010828 | Unknown Cause | Patrol - found nothing |  |  | 2019 | Tier 3 - Extreme | Distribution Circuit | 1 | 17 | 2019-01-17 | 272609 | Sus | N | UnknownCause¦Patrolfoundnothing¦¦
19-0012138 | Vegetation | Tree - fell into line | Conductor, Overhead | Broken, wire on ground | 2019 | Tier 2 - Elevated | Distribution Circuit | 1 | 19 | 2019-01-19 | 276663 | Sus | N | Vegetation¦Treefellintoline¦ConductorOverhead¦Brokenwireonground
19-0013675 | Equipment Failure/Involved | Overhead | Cutout, fuse holder | Broken | 2019 | Tier 2 - Elevated | Distribution Circuit | 1 | 23 | 2019-01-23 | 279727 | Sus | N | EquipmentFailureInvolved¦Overhead¦Cutoutfuseholder¦Broken
19-0016816 | Vegetation | Tree - fell into line | Conductor, Overhead | Together | 2019 | Tier 3 - Extreme | Distribution Circuit | 2 | 1 | 2019-02-01 | 285842 | Sus | N | Vegetation¦Treefellintoline¦ConductorOverhead¦Together
19-0017701 | Vegetation | Tree - fell into line | Conductor, Overhead | Broken, wire on ground | 2019 | Tier 2 - Elevated | Distribution Circuit | 2 | 4 | 2019-02-04 | 289483 | Sus | N | Vegetation¦Treefellintoline¦ConductorOverhead¦Brokenwireonground
19-0017752 | Unknown Cause | Patrol - found nothing |  |  | 2019 | Tier 2 - Elevated | Distribution Circuit | 2 | 4 | 2019-02-04 | 289495 | Sus | N | UnknownCause¦Patrolfoundnothing¦¦
19-0019551 | Vegetation | Tree - fell into line | Conductor, Overhead | Broken, wire on ground | 2019 | Tier 3 - Extreme | Distribution Circuit | 2 | 7 | 2019-02-07 | 295217 | Sus | N | Vegetation¦Treefellintoline¦ConductorOverhead¦Brokenwireonground
19-0020382 | Vegetation | Tree - fell into line | Crossarm, Wood | Broken, wire on ground | 2019 | Tier 2 - Elevated | Distribution Circuit | 2 | 9 | 2019-02-09 | 296844 | Sus | N | Vegetation¦Treefellintoline¦CrossarmWood¦Brokenwireonground
19-0020832 | Unknown Cause | Patrol - found nothing |  |  | 2019 | Tier 2 - Elevated | Distribution Circuit | 2 | 10 | 2019-02-10 | 299285 | Sus | N | UnknownCause¦Patrolfoundnothing¦¦
19-0020924 | Vegetation | Tree - fell into line | Pole-Wood | Broken, wire on ground | 2019 | Tier 2 - Elevated | Distribution Circuit | 2 | 10 | 2019-02-10 | 299601 | Sus | N | Vegetation¦Treefellintoline¦PoleWood¦Brokenwireonground
19-0021018 | Vegetation | Tree - fell into line | Conductor, Overhead | Normal | 2019 | Tier 2 - Elevated | Distribution Circuit | 2 | 10 | 2019-02-10 | 299831 | Sus | N | Vegetation¦Treefellintoline¦ConductorOverhead¦Normal
19-0021774 | Equipment Failure/Involved | Overhead | Pole-Wood | Broken | 2019 | Tier 3 - Extreme | Distribution Circuit | 2 | 13 | 2019-02-13 | 301741 | Sus | N | EquipmentFailureInvolved¦Overhead¦PoleWood¦Broken
19-0022075 | Vegetation | Tree - fell into line | Conductor, Overhead | Normal | 2019 | Tier 2 - Elevated | Distribution Circuit | 2 | 13 | 2019-02-13 | 303785 | Sus | N | Vegetation¦Treefellintoline¦ConductorOverhead¦Normal
19-0022237 | Vegetation | Tree - fell into line | Crossarm, Wood | Broken, wire on ground | 2019 | Tier 3 - Extreme | Distribution Circuit | 2 | 12 | 2019-02-12 | 304538 | Sus | N | Vegetation¦Treefellintoline¦CrossarmWood¦Brokenwireonground
19-0022341 | Equipment Failure/Involved | Overhead | Jumper | Broken | 2019 | Tier 3 - Extreme | Distribution Circuit | 2 | 13 | 2019-02-13 | 304794 | Sus | N | EquipmentFailureInvolved¦Overhead¦Jumper¦Broken
19-0023017 | Vegetation | Tree - branch fell on line | Conductor, Overhead | Broken, wire on ground | 2019 | Tier 3 - Extreme | Distribution Circuit | 2 | 14 | 2019-02-14 | 308087 | Sus | N | Vegetation¦Treebranchfellonline¦ConductorOverhead¦Brokenwireonground
19-0023237 | Unknown Cause | Patrol - found nothing |  |  | 2019 | Tier 2 - Elevated | Distribution Circuit | 2 | 14 | 2019-02-14 | 307382 | Sus | N | UnknownCause¦Patrolfoundnothing¦¦
19-0023967 | Vegetation | Tree - fell into line | Conductor, Overhead | Together | 2019 | Tier 3 - Extreme | Distribution Circuit | 2 | 15 | 2019-02-15 | 311370 | Sus | N | Vegetation¦Treefellintoline¦ConductorOverhead¦Together
19-0024523 | Vegetation | Tree - fell into line | Conductor, Overhead | Broken, wire on ground | 2019 | Tier 3 - Extreme | Distribution Circuit | 2 | 14 | 2019-02-14 | 306959 | Sus | N | Vegetation¦Treefellintoline¦ConductorOverhead¦Brokenwireonground
19-0025041 | Vegetation | Tree - fell into line | Pole-Wood | Broken, wire on ground | 2019 | Tier 2 - Elevated | Distribution Circuit | 2 | 13 | 2019-02-13 | 315391 | Sus | N | Vegetation¦Treefellintoline¦PoleWood¦Brokenwireonground
19-0025100 | Vegetation | Tree - branch fell on line | Conductor, Overhead | Normal | 2019 | Tier 2 - Elevated | Distribution Circuit | 2 | 17 | 2019-02-17 | 315441 | Sus | N | Vegetation¦Treebranchfellonline¦ConductorOverhead¦Normal
19-0025173 | Unknown Cause | Patrol - found nothing |  |  | 2019 | Tier 3 - Extreme | Distribution Circuit | 2 | 17 | 2019-02-17 | 315996 | Sus | N | UnknownCause¦Patrolfoundnothing¦¦
19-0025747 | Unknown Cause | Patrol - not conducted |  |  | 2019 | Tier 2 - Elevated | Distribution Circuit | 2 | 18 | 2019-02-18 | 318148 | Sus | N | UnknownCause¦Patrolnotconducted¦¦
19-0025754 | Unknown Cause | Patrol - found nothing |  |  | 2019 | Tier 2 - Elevated | Distribution Circuit | 2 | 13 | 2019-02-13 | 318216 | Sus | N | UnknownCause¦Patrolfoundnothing¦¦
19-0027148 | Vegetation | Tree - fell into line | Conductor, Overhead | Broken, wire on ground | 2019 | Tier 3 - Extreme | Distribution Circuit | 2 | 22 | 2019-02-22 | 321050 | Sus | N | Vegetation¦Treefellintoline¦ConductorOverhead¦Brokenwireonground
19-0034343 | Unknown Cause | Patrol - found nothing |  |  | 2019 | Tier 2 - Elevated | Distribution Circuit | 3 | 16 | 2019-03-16 | 340624 | Sus | N | UnknownCause¦Patrolfoundnothing¦¦
19-0038268 | Vegetation | Tree - fell into line | Crossarm, Wood | Broken | 2019 | Tier 2 - Elevated | Transformer only | 3 | 29 | 2019-03-29 | 350061 | Sus | N | Vegetation¦Treefellintoline¦CrossarmWood¦Broken
19-0039019 | Equipment Failure/Involved | Overhead | Transformer |  | 2019 | Tier 2 - Elevated | Transformer only | 4 | 2 | 2019-04-02 | 352106 | Sus | N | EquipmentFailureInvolved¦Overhead¦Transformer¦
19-0043184 | Unknown Cause | Patrol - found nothing |  |  | 2019 | Tier 3 - Extreme | Distribution Circuit | 4 | 17 | 2019-04-17 | 362217 | Sus | N | UnknownCause¦Patrolfoundnothing¦¦
19-0045277 | Equipment Failure/Involved | Overhead | Other | Normal | 2019 | Tier 3 - Extreme | Distribution Circuit | 4 | 23 | 2019-04-23 | 366383 | Sus | N | EquipmentFailureInvolved¦Overhead¦Other¦Normal
19-0049063 | Equipment Failure/Involved | Overhead | Pole-Wood | Broken | 2019 | Tier 2 - Elevated | Distribution Circuit | 5 | 5 | 2019-05-05 | 374281 | Sus | Y | EquipmentFailureInvolved¦Overhead¦PoleWood¦Broken
19-0050474 | Equipment Failure/Involved | Overhead | Secondary | Broken | 2019 | Tier 2 - Elevated | Transformer only | 5 | 9 | 2019-05-09 | 377086 | Sus | Y | EquipmentFailureInvolved¦Overhead¦Secondary¦Broken
19-0052111 | Unknown Cause | Patrol - found nothing |  |  | 2019 | Tier 3 - Extreme | Distribution Circuit | 5 | 15 | 2019-05-15 | 380790 | Sus | Y | UnknownCause¦Patrolfoundnothing¦¦
19-0055351 | Equipment Failure/Involved | Overhead | Conductor, Overhead | Broken | 2019 | Tier 3 - Extreme | Distribution Circuit | 5 | 22 | 2019-05-22 | 387944 | Sus | Y | EquipmentFailureInvolved¦Overhead¦ConductorOverhead¦Broken
19-0055608 | Animal | Bird found | Conductor, Overhead | Normal | 2019 | Tier 2 - Elevated | Distribution Circuit | 5 | 22 | 2019-05-22 | 388342 | Sus | Y | Animal¦Birdfound¦ConductorOverhead¦Normal
19-0062423 | Company Initiated | Construction Activity/equip, company | Crossarm, Wood | Broken | 2019 | Tier 2 - Elevated | Transformer only | 6 | 4 | 2019-06-04 | 397159 | Sus | Y | CompanyInitiated¦ConstructionActivityequipcompany¦CrossarmWood¦Broken
19-0063095 | Equipment Failure/Involved | Overhead | Cutout, fuse holder | Broken | 2019 | Tier 2 - Elevated | Transformer only | 6 | 5 | 2019-06-05 | 398330 | Sus | Y | EquipmentFailureInvolved¦Overhead¦Cutoutfuseholder¦Broken
19-0063215 | Equipment Failure/Involved | Overhead | Regulator | Malfunctioning | 2019 | Tier 2 - Elevated | Distribution Circuit | 6 | 5 | 2019-06-05 | 398571 | Sus | Y | EquipmentFailureInvolved¦Overhead¦Regulator¦Malfunctioning
19-0063375 | Vegetation | Tree - fell into line | Conductor, Overhead | Normal | 2019 | Tier 3 - Extreme | Distribution Circuit | 6 | 5 | 2019-06-05 | 399121 | Sus | Y | Vegetation¦Treefellintoline¦ConductorOverhead¦Normal
19-0066186 | Equipment Failure/Involved | Overhead | Transformer | Failed/Faulted | 2019 | Tier 3 - Extreme | Distribution Circuit | 6 | 11 | 2019-06-11 | 406190 | Sus | Y | EquipmentFailureInvolved¦Overhead¦Transformer¦FailedFaulted
19-0069071 | Vegetation | Tree - grew into line | Conductor, Overhead | Arcing | 2019 | Tier 2 - Elevated | Distribution Circuit | 6 | 18 | 2019-06-18 | 418447 | Sus | Y | Vegetation¦Treegrewintoline¦ConductorOverhead¦Arcing
19-0084558 | Equipment Failure/Involved | Overhead | Transformer (OH) | Deteriorated | 2019 | Tier 2 - Elevated | Distribution Circuit | 8 | 5 | 2019-08-05 | 485138 | Sus | Y | EquipmentFailureInvolved¦Overhead¦Transformer(OH)¦Deteriorated
19-0087740 | Unknown Cause | Patrol - found nothing |  |  | 2019 | Tier 2 - Elevated | Distribution Circuit | 8 | 14 | 2019-08-14 | 508891 | Sus | Y | UnknownCause¦Patrolfoundnothing¦¦
19-0099124 | Animal | Squirrel | Transformer (OH) | Broken | 2019 | Tier 2 - Elevated | Distribution Circuit | 9 | 14 | 2019-09-14 | 580313 | Sus | Y | Animal¦Squirrel¦Transformer(OH)¦Broken
19-0099201 | Vegetation | Tree - fell into line | Conductor, Overhead | Broken, wire on ground | 2019 | Tier 3 - Extreme | Distribution Circuit | 9 | 15 | 2019-09-15 | 583133 | Sus | Y | Vegetation¦Treefellintoline¦ConductorOverhead¦Brokenwireonground
19-0115349 | Equipment Failure/Involved | Overhead | Transformer | Failed/Faulted | 2019 | Tier 3 - Extreme | Transformer only | 10 | 23 | 2019-10-23 | 679022 | Sus | Y | EquipmentFailureInvolved¦Overhead¦Transformer¦FailedFaulted
19-0117326 | Equipment Failure/Involved | Overhead | Conductor, Overhead | Deteriorated | 2019 | Tier 3 - Extreme | Distribution Circuit | 10 | 26 | 2019-10-26 | 687852 | Sus | Y | EquipmentFailureInvolved¦Overhead¦ConductorOverhead¦Deteriorated
19-0128734 | Unknown Cause | Patrol - found nothing |  |  | 2019 | Tier 2 - Elevated | Distribution Circuit | 11 | 26 | 2019-11-26 | 715034 | Sus | Y | UnknownCause¦Patrolfoundnothing¦¦
19-0129576 | Vegetation | Tree - branch fell on line | Conductor, Overhead | Normal | 2019 | Tier 3 - Extreme | Distribution Circuit | 11 | 26 | 2019-11-26 | 717597 | Sus | Y | Vegetation¦Treebranchfellonline¦ConductorOverhead¦Normal
19-0130643 | Equipment Failure/Involved | Overhead | Crossarm, Wood | Broken | 2019 | Tier 3 - Extreme | Distribution Circuit | 11 | 27 | 2019-11-27 | 720472 | Sus | Y | EquipmentFailureInvolved¦Overhead¦CrossarmWood¦Broken
19-0130650 | Unknown Cause | Patrol - not conducted |  |  | 2019 | Tier 2 - Elevated | Distribution Circuit | 11 | 27 | 2019-11-27 | 722183 | Sus | Y | UnknownCause¦Patrolnotconducted¦¦
19-0130892 | Vegetation | Tree - fell into line | Conductor, Overhead | Broken, wire on ground | 2019 | Tier 3 - Extreme | Distribution Circuit | 11 | 28 | 2019-11-28 | 722991 | Sus | Y | Vegetation¦Treefellintoline¦ConductorOverhead¦Brokenwireonground
19-0131123 | Unknown Cause | Patrol - found nothing |  |  | 2019 | Tier 2 - Elevated | Distribution Circuit | 11 | 29 | 2019-11-29 | 723891 | Sus | Y | UnknownCause¦Patrolfoundnothing¦¦
19-0131506 | Vegetation | Tree - fell into line | Conductor, Overhead | Broken, wire on ground | 2019 | Tier 2 - Elevated | Distribution Circuit | 11 | 30 | 2019-11-30 | 724551 | Sus | Y | Vegetation¦Treefellintoline¦ConductorOverhead¦Brokenwireonground
19-0131863 | Animal | Bird found | Fuse | Normal | 2019 | Tier 2 - Elevated | Distribution Circuit | 12 | 1 | 2019-12-01 | 725722 | Sus | N | Animal¦Birdfound¦Fuse¦Normal
19-0133022 | Equipment Failure/Involved | Substation | Conductor, Underground | Broken | 2019 | Tier 2 - Elevated | Distribution Circuit | 12 | 3 | 2019-12-03 | 729149 | Sus | N | EquipmentFailureInvolved¦Substation¦ConductorUnderground¦Broken
19-0134904 | Unknown Cause | Patrol - not conducted |  |  | 2019 | Tier 2 - Elevated | Transmission line | 12 | 7 | 2019-12-07 | 733351 | Sus | N | UnknownCause¦Patrolnotconducted¦¦
19-0136380 | Unknown Cause | Patrol - found nothing |  |  | 2019 | Tier 2 - Elevated | Distribution Circuit | 12 | 13 | 2019-12-13 | 738350 | Sus | N | UnknownCause¦Patrolfoundnothing¦¦
19-0137505 | Vegetation | Tree - fell into line | Conductor, Overhead | Normal | 2019 | Tier 2 - Elevated | Distribution Circuit | 12 | 22 | 2019-12-22 | 748066 | Sus | N | Vegetation¦Treefellintoline¦ConductorOverhead¦Normal
19-0138263 | Vegetation | Tree - cutting, PG&E contractor | Conductor, Overhead | Normal | 2019 | Tier 3 - Extreme | Distribution Circuit | 12 | 31 | 2019-12-31 | 752847 | Sus | N | Vegetation¦TreecuttingPG&Econtractor¦ConductorOverhead¦Normal
20-0007073 | Unknown Cause | Patrol - found nothing |  |  | 2020 | Tier 2 - Elevated | Distribution Circuit | 1 | 9 | 2020-01-09 | 758254 | Sus | N | UnknownCause¦Patrolfoundnothing¦¦
20-0011583 | Vegetation | Tree - branch fell on line | Conductor, Overhead | Normal | 2020 | Tier 2 - Elevated | Distribution Circuit | 1 | 21 | 2020-01-21 | 767038 | Sus | N | Vegetation¦Treebranchfellonline¦ConductorOverhead¦Normal
20-0016236 | Animal | Bird found | Conductor, Overhead | Normal | 2020 | Tier 2 - Elevated | Distribution Circuit | 2 | 1 | 2020-02-01 | 775192 | Sus | N | Animal¦Birdfound¦ConductorOverhead¦Normal
20-0019050 | Vegetation | Tree - fell into line | Crossarm, Wood | Broken, wire on ground | 2020 | Tier 3 - Extreme | Distribution Circuit | 2 | 9 | 2020-02-09 | 781715 | Sus | N | Vegetation¦Treefellintoline¦CrossarmWood¦Brokenwireonground
20-0019716 | 3rd Party | Customer Equipment | Customer Equipment | Malfunctioning | 2020 | Tier 2 - Elevated | Distribution Circuit | 2 | 10 | 2020-02-10 | 786875 | Sus | N | 3rdParty¦CustomerEquipment¦CustomerEquipment¦Malfunctioning
20-0029915 | Unknown Cause | Patrol - found nothing |  |  | 2020 | Tier 2 - Elevated | Distribution Circuit | 3 | 8 | 2020-03-08 | 838739 | Sus | N | UnknownCause¦Patrolfoundnothing¦¦
20-0032515 | Vegetation | Tree - fell into line | Pole-Wood | Broken | 2020 | Tier 2 - Elevated | Distribution Circuit | 3 | 16 | 2020-03-16 | 853442 | Sus | N | Vegetation¦Treefellintoline¦PoleWood¦Broken
20-0033556 | Equipment Failure/Involved | Overhead | Pole-Wood | Broken | 2020 | Tier 3 - Extreme | Distribution Circuit | 3 | 17 | 2020-03-17 | 856402 | Sus | N | EquipmentFailureInvolved¦Overhead¦PoleWood¦Broken
20-0034176 | Vegetation | Tree - fell into line | Conductor, Overhead | Broken, wire on ground | 2020 | Tier 3 - Extreme | Distribution Circuit | 3 | 19 | 2020-03-19 | 858799 | Sus | N | Vegetation¦Treefellintoline¦ConductorOverhead¦Brokenwireonground
20-0034652 | Unknown Cause | Patrol - found nothing |  |  | 2020 | Tier 2 - Elevated | Distribution Circuit | 3 | 20 | 2020-03-20 | 859554 | Sus | N | UnknownCause¦Patrolfoundnothing¦¦
20-0034763 | Vegetation | Tree - fell into line | Crossarm, Wood | Broken, wire on ground | 2020 | Tier 3 - Extreme | Distribution Circuit | 3 | 16 | 2020-03-16 | 856516 | Sus | N | Vegetation¦Treefellintoline¦CrossarmWood¦Brokenwireonground
20-0037003 | Equipment Failure/Involved | Overhead | Connector or Splice (OH) | Broken | 2020 | Tier 2 - Elevated | Distribution Circuit | 3 | 29 | 2020-03-29 | 869307 | Sus | N | EquipmentFailureInvolved¦Overhead¦ConnectororSplice(OH)¦Broken
20-0042574 | Equipment Failure/Involved | Overhead | Conductor, Overhead | Together | 2020 | Tier 3 - Extreme | Distribution Circuit | 4 | 18 | 2020-04-18 | 897558 | Sus | N | EquipmentFailureInvolved¦Overhead¦ConductorOverhead¦Together
20-0049133 | Equipment Failure/Involved | Electrical Overload | Transformer | Failed/Faulted | 2020 | Tier 2 - Elevated | Transformer only | 5 | 11 | 2020-05-11 | 911119 | Sus | Y | EquipmentFailureInvolved¦ElectricalOverload¦Transformer¦FailedFaulted
20-0055841 | Unknown Cause | Patrol - not conducted |  |  | 2020 | Tier 3 - Extreme | Distribution Circuit | 5 | 30 | 2020-05-30 | 925961 | Sus | Y | UnknownCause¦Patrolnotconducted¦¦
20-0056070 | Vegetation | Tree - branch fell on line | Conductor, Overhead | Normal | 2020 | Tier 2 - Elevated | Distribution Circuit | 5 | 31 | 2020-05-31 | 926830 | Sus | Y | Vegetation¦Treebranchfellonline¦ConductorOverhead¦Normal
20-0065776 | Vegetation | Tree - fell into line | Conductor, Overhead | Broken, wire on ground | 2020 | Tier 2 - Elevated | Distribution Circuit | 6 | 28 | 2020-06-28 | 949171 | Sus | Y | Vegetation¦Treefellintoline¦ConductorOverhead¦Brokenwireonground
20-0068680 | Unknown Cause | Patrol - found nothing |  |  | 2020 | Tier 2 - Elevated | Distribution Circuit | 7 | 6 | 2020-07-06 | 958671 | Sus | Y | UnknownCause¦Patrolfoundnothing¦¦
20-0073940 | Unknown Cause | Patrol - found nothing |  |  | 2020 | Tier 2 - Elevated | Distribution Circuit | 7 | 21 | 2020-07-21 | 968885 | Sus | Y | UnknownCause¦Patrolfoundnothing¦¦
20-0080183 | 3rd Party | Vandalism | Switch (OH) | Normal | 2020 | Tier 2 - Elevated | Distribution Circuit | 8 | 5 | 2020-08-05 | 979733 | Sus | Y | 3rdParty¦Vandalism¦Switch(OH)¦Normal
20-0085942 | Unknown Cause | Patrol - found nothing |  |  | 2020 | Tier 2 - Elevated | Distribution Circuit | 8 | 16 | 2020-08-16 | 1013901 | Sus | Y | UnknownCause¦Patrolfoundnothing¦¦
20-0094979 | Environmental/External | Fire, Forest/Grass | Conductor, Overhead | Normal | 2020 | Tier 2 - Elevated | Distribution Circuit | 8 | 18 | 2020-08-18 | 1061041 | Sus | Y | EnvironmentalExternal¦FireForestGrass¦ConductorOverhead¦Normal
20-0100325 | Environmental/External | Fire, Forest/Grass | Conductor, Overhead | Burned/flashed | 2020 | Tier 3 - Extreme | Distribution Circuit | 9 | 7 | 2020-09-07 | 1088560 | Sus | Y | EnvironmentalExternal¦FireForestGrass¦ConductorOverhead¦Burnedflashed
20-0111583 | Equipment Failure/Involved | Overhead | Conductor, Overhead | Burned/flashed | 2020 | Tier 2 - Elevated | Distribution Circuit | 10 | 22 | 2020-10-22 | 1123401 | Sus | Y | EquipmentFailureInvolved¦Overhead¦ConductorOverhead¦Burnedflashed
20-0112323 | Unknown Cause | Patrol - not conducted |  |  | 2020 | Tier 3 - Extreme | Transformer only | 10 | 23 | 2020-10-23 | 1123940 | Sus | Y | UnknownCause¦Patrolnotconducted¦¦
20-0116631 | Animal | Squirrel | Conductor, Overhead | Normal | 2020 | Tier 3 - Extreme | Distribution Circuit | 11 | 3 | 2020-11-03 | 1135188 | Sus | Y | Animal¦Squirrel¦ConductorOverhead¦Normal
20-0117805 | Unknown Cause | Patrol - found nothing |  |  | 2020 | Tier 2 - Elevated | Distribution Circuit | 11 | 6 | 2020-11-06 | 1137366 | Sus | Y | UnknownCause¦Patrolfoundnothing¦¦
20-0122818 | Unknown Cause | Patrol - found nothing |  |  | 2020 | Tier 2 - Elevated | Distribution Circuit | 11 | 19 | 2020-11-19 | 1149140 | Sus | Y | UnknownCause¦Patrolfoundnothing¦¦
20-0125870 | Equipment Failure/Involved | Overhead | Secondary | Broken, wire on ground | 2020 | Tier 2 - Elevated | Distribution Circuit | 11 | 30 | 2020-11-30 | 1156275 | Sus | Y | EquipmentFailureInvolved¦Overhead¦Secondary¦Brokenwireonground
20-0128127 | Animal | Squirrel | Fuse | Burned Open | 2020 | Tier 3 - Extreme | Distribution Circuit | 12 | 5 | 2020-12-05 | 1164527 | Sus | N | Animal¦Squirrel¦Fuse¦BurnedOpen
20-0130809 | Animal | Bird found | Fuse | Burned Open | 2020 | Tier 2 - Elevated | Transformer only | 12 | 16 | 2020-12-16 | 1191550 | Sus | N | Animal¦Birdfound¦Fuse¦BurnedOpen
20-0131486 | Vegetation | Tree - fell into line | Conductor, Overhead | Normal | 2020 | Tier 2 - Elevated | Distribution Circuit | 12 | 22 | 2020-12-22 | 1197225 | Sus | N | Vegetation¦Treefellintoline¦ConductorOverhead¦Normal
21-0006912 | Equipment Failure/Involved | Overhead | Conductor, Overhead | Broken | 2021 | Tier 2 - Elevated | Transformer only | 1 | 9 | 2021-01-09 | 1207396 | Sus | N | EquipmentFailureInvolved¦Overhead¦ConductorOverhead¦Broken
21-0009796 | Unknown Cause | Patrol - found nothing |  |  | 2021 | Tier 2 - Elevated | Distribution Circuit | 1 | 18 | 2021-01-18 | 1212794 | Sus | N | UnknownCause¦Patrolfoundnothing¦¦
21-0011785 | Equipment Failure/Involved | Overhead | Crossarm, Wood | Broken | 2021 | Tier 3 - Extreme | Distribution Circuit | 1 | 18 | 2021-01-18 | 1219343 | Sus | N | EquipmentFailureInvolved¦Overhead¦CrossarmWood¦Broken
21-0016904 | Vegetation | Tree - fell into line | Conductor, Overhead | Normal | 2021 | Tier 3 - Extreme | Distribution Circuit | 1 | 27 | 2021-01-27 | 1237253 | Sus | N | Vegetation¦Treefellintoline¦ConductorOverhead¦Normal
21-0018397 | Unknown Cause | Patrol - not conducted |  |  | 2021 | Tier 2 - Elevated | Distribution Circuit | 1 | 29 | 2021-01-29 | 1241841 | Sus | N | UnknownCause¦Patrolnotconducted¦¦
21-0018567 | Vegetation | Tree - fell into line | Conductor, Overhead | Broken, wire on ground | 2021 | Tier 2 - Elevated | Distribution Circuit | 1 | 26 | 2021-01-26 | 1242203 | Sus | N | Vegetation¦Treefellintoline¦ConductorOverhead¦Brokenwireonground
21-0020749 | Unknown Cause | Patrol - not conducted |  |  | 2021 | Tier 2 - Elevated | Distribution Circuit | 2 | 2 | 2021-02-02 | 1245690 | Sus | N | UnknownCause¦Patrolnotconducted¦¦
21-0022801 | Vegetation | Tree - branch fell on line | Conductor, Overhead | Normal | 2021 | Tier 3 - Extreme | Distribution Circuit | 2 | 7 | 2021-02-07 | 1250067 | Sus | N | Vegetation¦Treebranchfellonline¦ConductorOverhead¦Normal
21-0032087 | Unknown Cause | Patrol - not conducted |  |  | 2021 | Tier 3 - Extreme | Distribution Circuit | 3 | 4 | 2021-03-04 | 1267269 | Sus | N | UnknownCause¦Patrolnotconducted¦¦
21-0036189 | 3rd Party | Vehicle | Pole-Wood | Broken | 2021 | Tier 2 - Elevated | Distribution Circuit | 3 | 14 | 2021-03-14 | 1281749 | Sus | N | 3rdParty¦Vehicle¦PoleWood¦Broken
21-0041945 | Unknown Cause | Patrol - found nothing |  |  | 2021 | Tier 2 - Elevated | Distribution Circuit | 3 | 28 | 2021-03-28 | 1302058 | Sus | N | UnknownCause¦Patrolfoundnothing¦¦
21-0043243 | Unknown Cause | Patrol - found nothing |  |  | 2021 | Tier 2 - Elevated | Distribution Circuit | 3 | 31 | 2021-03-31 | 1304119 | Sus | N | UnknownCause¦Patrolfoundnothing¦¦
21-0046063 | Animal | Bird found | Conductor, Overhead | Normal | 2021 | Tier 2 - Elevated | Distribution Circuit | 4 | 7 | 2021-04-07 | 1310135 | Sus | N | Animal¦Birdfound¦ConductorOverhead¦Normal
21-0048695 | Equipment Failure/Involved | Overhead | Connector or Splice (OH) | Arcing | 2021 | Tier 2 - Elevated | Transformer only | 4 | 14 | 2021-04-14 | 1316515 | Sus | N | EquipmentFailureInvolved¦Overhead¦ConnectororSplice(OH)¦Arcing
21-0049276 | Unknown Cause | Patrol - found nothing |  |  | 2021 | Tier 2 - Elevated | Transformer only | 4 | 15 | 2021-04-15 | 1318527 | Sus | N | UnknownCause¦Patrolfoundnothing¦¦
21-0051166 | Unknown Cause | Patrol - found nothing |  |  | 2021 | Tier 2 - Elevated | Distribution Circuit | 4 | 21 | 2021-04-21 | 1326141 | Sus | N | UnknownCause¦Patrolfoundnothing¦¦
21-0052284 | Equipment Failure/Involved | Overhead | Transformer (OH) | Leaking | 2021 | Tier 2 - Elevated | Distribution Circuit | 5 | 6 | 2021-05-06 | 1342352 | Sus | Y | EquipmentFailureInvolved¦Overhead¦Transformer(OH)¦Leaking
21-0059145 | Equipment Failure/Involved | Overhead | Cutout, fuse holder | Failed/Faulted | 2021 | Tier 2 - Elevated | Distribution Circuit | 5 | 10 | 2021-05-10 | 1344749 | Sus | Y | EquipmentFailureInvolved¦Overhead¦Cutoutfuseholder¦FailedFaulted
21-0061770 | Environmental/External | Lightning | Transformer (OH) | Failed/Faulted | 2021 | Tier 3 - Extreme | Distribution Circuit | 5 | 15 | 2021-05-15 | 1349840 | Sus | Y | EnvironmentalExternal¦Lightning¦Transformer(OH)¦FailedFaulted
21-0073967 | Equipment Failure/Involved | Overhead | Pole-Wood | On Ground | 2021 | Tier 2 - Elevated | Distribution Circuit | 6 | 14 | 2021-06-14 | 1372898 | Sus | Y | EquipmentFailureInvolved¦Overhead¦PoleWood¦OnGround
21-0074050 | Vegetation | Tree - fell into line | Conductor, Overhead | Together | 2021 | Tier 3 - Extreme | Distribution Circuit | 6 | 14 | 2021-06-14 | 1372962 | Sus | Y | Vegetation¦Treefellintoline¦ConductorOverhead¦Together
21-0080497 | Equipment Failure/Involved | Underground | Conductor, Underground | Broken | 2021 | Tier 2 - Elevated | Distribution Circuit | 6 | 27 | 2021-06-27 | 1386147 | Sus | Y | EquipmentFailureInvolved¦Underground¦ConductorUnderground¦Broken
21-0086622 | Unknown Cause | Patrol - found nothing |  |  | 2021 | Tier 2 - Elevated | Transformer only | 7 | 8 | 2021-07-08 | 1394667 | Sus | Y | UnknownCause¦Patrolfoundnothing¦¦
21-0094611 | Unknown Cause | Patrol - not conducted |  |  | 2021 | Tier 2 - Elevated | Distribution Circuit | 7 | 25 | 2021-07-25 | 1413940 | Sus | Y | UnknownCause¦Patrolnotconducted¦¦
21-0100028 | Environmental/External | Fire, Forest/Grass | Conductor, Overhead | Normal | 2021 | Tier 2 - Elevated | Transmission line | 8 | 4 | 2021-08-04 | 1434179 | Sus | Y | EnvironmentalExternal¦FireForestGrass¦ConductorOverhead¦Normal
21-0101777 | Unknown Cause | Patrol - found nothing |  |  | 2021 | Tier 2 - Elevated | Distribution Circuit | 8 | 9 | 2021-08-09 | 1437609 | Sus | Y | UnknownCause¦Patrolfoundnothing¦¦
21-0104504 | Equipment Failure/Involved | Overhead | Conductor, Overhead | Deteriorated | 2021 | Tier 3 - Extreme | Distribution Circuit | 8 | 14 | 2021-08-14 | 1442446 | Sus | Y | EquipmentFailureInvolved¦Overhead¦ConductorOverhead¦Deteriorated
21-0105629 | Unknown Cause | Patrol - found nothing |  |  | 2021 | Tier 3 - Extreme | Distribution Circuit | 8 | 17 | 2021-08-17 | 1444950 | Sus | Y | UnknownCause¦Patrolfoundnothing¦¦
21-0107692 | Equipment Failure/Involved | Overhead | Pole-Wood | Deteriorated | 2021 | Tier 2 - Elevated | Distribution Circuit | 8 | 21 | 2021-08-21 | 1449458 | Sus | Y | EquipmentFailureInvolved¦Overhead¦PoleWood¦Deteriorated
21-0113833 | Equipment Failure/Involved | Overhead | Transformer (OH) | Failed/Faulted | 2021 | Tier 2 - Elevated | Distribution Circuit | 9 | 6 | 2021-09-06 | 1462934 | Sus | Y | EquipmentFailureInvolved¦Overhead¦Transformer(OH)¦FailedFaulted
21-0121654 | Equipment Failure/Involved | Overhead | Recloser | Normal | 2021 | Tier 2 - Elevated | Distribution Circuit | 9 | 23 | 2021-09-23 | 1478948 | Sus | Y | EquipmentFailureInvolved¦Overhead¦Recloser¦Normal
21-0127511 | Wildfire Mitigation | Public Safety Power Shut-off | Conductor, Overhead | Normal | 2021 | Tier 3 - Extreme | Distribution Circuit | 10 | 11 | 2021-10-11 | 1492114 | Sus | Y | WildfireMitigation¦PublicSafetyPowerShutoff¦ConductorOverhead¦Normal
21-0128131 | Wildfire Mitigation | Public Safety Power Shut-off | Conductor, Overhead | Normal | 2021 | Tier 3 - Extreme | Distribution Circuit | 10 | 11 | 2021-10-11 | 1493144 | Sus | Y | WildfireMitigation¦PublicSafetyPowerShutoff¦ConductorOverhead¦Normal
21-0131860 | Animal | Other | Conductor, Overhead | Normal | 2021 | Tier 2 - Elevated | Distribution Circuit | 10 | 16 | 2021-10-16 | 1498707 | Sus | Y | Animal¦Other¦ConductorOverhead¦Normal
21-0135386 | Unknown Cause | Patrol - found nothing |  |  | 2021 | Tier 3 - Extreme | Distribution Circuit | 10 | 23 | 2021-10-23 | 1506705 | Sus | Y | UnknownCause¦Patrolfoundnothing¦¦
21-0143800 | Vegetation | Tree - fell into line | Pole-Wood | Broken, wire on ground | 2021 | Tier 2 - Elevated | Distribution Circuit | 11 | 9 | 2021-11-09 | 1538536 | Sus | Y | Vegetation¦Treefellintoline¦PoleWood¦Brokenwireonground
21-0145177 | Equipment Failure/Involved | Overhead | Insulator | Failed/Faulted | 2021 | Tier 2 - Elevated | Transmission line | 11 | 14 | 2021-11-14 | 1543634 | Sus | Y | EquipmentFailureInvolved¦Overhead¦Insulator¦FailedFaulted
21-0151953 | Unknown Cause | Patrol - found nothing |  |  | 2021 | Tier 3 - Extreme | Distribution Circuit | 11 | 26 | 2021-11-26 | 1554928 | Sus | Y | UnknownCause¦Patrolfoundnothing¦¦
21-0158369 | Equipment Failure/Involved | Overhead | Transformer (OH) | Failed/Faulted | 2021 | Tier 3 - Extreme | Distribution Circuit | 12 | 15 | 2021-12-15 | 1572332 | Sus | N | EquipmentFailureInvolved¦Overhead¦Transformer(OH)¦FailedFaulted
21-0158432 | Vegetation | Tree - fell into line | Conductor, Overhead | Broken, wire on ground | 2021 | Tier 3 - Extreme | Distribution Circuit | 12 | 15 | 2021-12-15 | 1572419 | Sus | N | Vegetation¦Treefellintoline¦ConductorOverhead¦Brokenwireonground
21-0160154 | Equipment Failure/Involved | Overhead | Transformer | Broken | 2021 | Tier 3 - Extreme | Transformer only | 12 | 22 | 2021-12-22 | 1579378 | Sus | N | EquipmentFailureInvolved¦Overhead¦Transformer¦Broken
21-0160300 | Vegetation | Tree - branch fell on line | Conductor, Overhead | Normal | 2021 | Tier 2 - Elevated | Distribution Circuit | 12 | 23 | 2021-12-23 | 1580038 | Sus | N | Vegetation¦Treebranchfellonline¦ConductorOverhead¦Normal
21-0160433 | Vegetation | Tree - fell into line | Conductor, Overhead | Normal | 2021 | Tier 2 - Elevated | Distribution Circuit | 12 | 23 | 2021-12-23 | 1580349 | Sus | N | Vegetation¦Treefellintoline¦ConductorOverhead¦Normal
21-0161408 | Environmental/External | Ice or snow | Pole-Wood | Broken, wire on ground | 2021 | Tier 3 - Extreme | Distribution Circuit | 12 | 27 | 2021-12-27 | 1587331 | Sus | N | EnvironmentalExternal¦Iceorsnow¦PoleWood¦Brokenwireonground
21-0161483 | Vegetation | Tree - fell into line | Conductor, Overhead | Broken, wire on ground | 2021 | Tier 2 - Elevated | Distribution Circuit | 12 | 26 | 2021-12-26 | 1587856 | Sus | N | Vegetation¦Treefellintoline¦ConductorOverhead¦Brokenwireonground
21-0161983 | Vegetation | Tree - fell into line | Conductor, Overhead | Broken, wire on ground | 2021 | Tier 2 - Elevated | Distribution Circuit | 12 | 27 | 2021-12-27 | 1590674 | Sus | N | Vegetation¦Treefellintoline¦ConductorOverhead¦Brokenwireonground
22-0005296 | Vegetation | Tree - fell into line | Pole-Wood | Broken | 2021 | Tier 3 - Extreme | Distribution Circuit | 12 | 27 | 2021-12-27 | 1593127 | Sus | N | Vegetation¦Treefellintoline¦PoleWood¦Broken
22-0005689 | Vegetation | Tree - fell into line | Transformer | Broken, wire on ground | 2022 | Tier 2 - Elevated | Transformer only | 1 | 3 | 2022-01-03 | 1593920 | Sus | N | Vegetation¦Treefellintoline¦Transformer¦Brokenwireonground
22-0008462 | Unknown Cause | Patrol - found nothing |  |  | 2022 | Tier 2 - Elevated | Transformer only | 1 | 11 | 2022-01-11 | 1600039 | Sus | N | UnknownCause¦Patrolfoundnothing¦¦
22-0019591 | 3rd Party | Vehicle | Pole-Wood | Broken | 2022 | Tier 3 - Extreme | Distribution Circuit | 2 | 7 | 2022-02-07 | 1622990 | Sus | N | 3rdParty¦Vehicle¦PoleWood¦Broken
22-0020832 | Unknown Cause | Patrol - not conducted |  |  | 2022 | Tier 3 - Extreme | Transformer only | 2 | 10 | 2022-02-10 | 1624878 | Sus | N | UnknownCause¦Patrolnotconducted¦¦
22-0021867 | Unknown Cause | Patrol - found nothing |  |  | 2022 | Tier 2 - Elevated | Transformer only | 2 | 13 | 2022-02-13 | 1626536 | Sus | N | UnknownCause¦Patrolfoundnothing¦¦
22-0024459 | Animal | Bird found | Conductor, Overhead | Normal | 2022 | Tier 2 - Elevated | Distribution Circuit | 2 | 19 | 2022-02-19 | 1632272 | Sus | N | Animal¦Birdfound¦ConductorOverhead¦Normal
22-0042105 | Unknown Cause | Patrol - found nothing |  |  | 2022 | Tier 3 - Extreme | Distribution Circuit | 4 | 2 | 2022-04-02 | 1661863 | Sus | N | UnknownCause¦Patrolfoundnothing¦¦
22-0043217 | Animal | Squirrel | Conductor, Overhead | Normal | 2022 | Tier 2 - Elevated | Distribution Circuit | 4 | 6 | 2022-04-06 | 1663826 | Sus | N | Animal¦Squirrel¦ConductorOverhead¦Normal
22-0045184 | Unknown Cause | Patrol - found nothing |  |  | 2022 | Tier 2 - Elevated | Distribution Circuit | 4 | 10 | 2022-04-10 | 1667600 | Sus | N | UnknownCause¦Patrolfoundnothing¦¦
22-0047732 | Equipment Failure/Involved | Overhead | Conductor, Overhead | Broken | 2022 | Tier 2 - Elevated | Distribution Circuit | 4 | 13 | 2022-04-13 | 1672014 | Sus | N | EquipmentFailureInvolved¦Overhead¦ConductorOverhead¦Broken
22-0051023 | Unknown Cause | Patrol - not conducted |  |  | 2022 | Tier 2 - Elevated | Distribution Circuit | 4 | 18 | 2022-04-18 | 1675775 | Sus | N | UnknownCause¦Patrolnotconducted¦¦
22-0053792 | Equipment Failure/Involved | Overhead | Bushing | Broken | 2022 | Tier 3 - Extreme | Transformer only | 4 | 24 | 2022-04-24 | 1680464 | Sus | N | EquipmentFailureInvolved¦Overhead¦Bushing¦Broken
22-0056586 | Animal | Squirrel | Conductor, Overhead | Normal | 2022 | Tier 2 - Elevated | Distribution Circuit | 5 | 1 | 2022-05-01 | 1685764 | Sus | Y | Animal¦Squirrel¦ConductorOverhead¦Normal
22-0066276 | Wildfire Mitigation | CWSP - Vegetation Removal | Conductor, Overhead | Normal | 2022 | Tier 2 - Elevated | Distribution Circuit | 5 | 25 | 2022-05-25 | 1710147 | Sus | Y | WildfireMitigation¦CWSPVegetationRemoval¦ConductorOverhead¦Normal
22-0068038 | Equipment Failure/Involved | Overhead | Connector or Splice (OH) | Deteriorated | 2022 | Tier 2 - Elevated | Distribution Circuit | 5 | 30 | 2022-05-30 | 1713981 | Sus | Y | EquipmentFailureInvolved¦Overhead¦ConnectororSplice(OH)¦Deteriorated
22-0068701 | Animal | Squirrel | Conductor, Overhead | Normal | 2022 | Tier 3 - Extreme | Distribution Circuit | 6 | 1 | 2022-06-01 | 1715433 | Sus | Y | Animal¦Squirrel¦ConductorOverhead¦Normal
22-0070607 | Vegetation | Tree - fell into line | Pole-Wood | Broken, wire on ground | 2022 | Tier 2 - Elevated | Distribution Circuit | 6 | 6 | 2022-06-06 | 1720395 | Sus | Y | Vegetation¦Treefellintoline¦PoleWood¦Brokenwireonground
22-0074808 | 3rd Party | Vehicle | Pole-Wood | Broken | 2022 | Tier 2 - Elevated | Distribution Circuit | 6 | 15 | 2022-06-15 | 1732600 | Sus | Y | 3rdParty¦Vehicle¦PoleWood¦Broken
22-0086308 | Equipment Failure/Involved | Electrical Overload | Recloser | Normal | 2022 | Tier 2 - Elevated | Distribution Circuit | 7 | 17 | 2022-07-17 | 1758682 | Sus | Y | EquipmentFailureInvolved¦ElectricalOverload¦Recloser¦Normal
22-0088347 | Equipment Failure/Involved | Overhead | Conductor, Overhead | Deteriorated | 2022 | Tier 3 - Extreme | Distribution Circuit | 7 | 21 | 2022-07-21 | 1762602 | Sus | Y | EquipmentFailureInvolved¦Overhead¦ConductorOverhead¦Deteriorated
22-0090185 | 3rd Party | Tree - cutting, 3rd party | Conductor, Overhead | Normal | 2022 | Tier 2 - Elevated | Distribution Circuit | 7 | 27 | 2022-07-27 | 1766429 | Sus | Y | 3rdParty¦Treecutting3rdparty¦ConductorOverhead¦Normal
22-0092835 | Vegetation | Tree - fell into line | Secondary | Broken, wire on ground | 2022 | Tier 2 - Elevated | Transformer only | 8 | 2 | 2022-08-02 | 1771328 | Sus | Y | Vegetation¦Treefellintoline¦Secondary¦Brokenwireonground
22-0107496 | Unknown Cause | Patrol - found nothing |  |  | 2022 | Tier 2 - Elevated | Distribution Circuit | 9 | 7 | 2022-09-07 | 1804602 | Sus | Y | UnknownCause¦Patrolfoundnothing¦¦
22-0107553 | Unknown Cause | Patrol - found nothing |  |  | 2022 | Tier 2 - Elevated | Distribution Circuit | 9 | 7 | 2022-09-07 | 1804623 | Sus | Y | UnknownCause¦Patrolfoundnothing¦¦
22-0108767 | Vegetation | Tree - grew into line | Conductor, Overhead | Normal | 2022 | Tier 2 - Elevated | Distribution Circuit | 9 | 10 | 2022-09-10 | 1807676 | Sus | Y | Vegetation¦Treegrewintoline¦ConductorOverhead¦Normal
22-0108790 | Animal | Squirrel | Fuse | Burned Open | 2022 | Tier 2 - Elevated | Distribution Circuit | 9 | 10 | 2022-09-10 | 1807773 | Sus | Y | Animal¦Squirrel¦Fuse¦BurnedOpen
22-0111856 | 3rd Party | Metallic Balloon | Conductor, Overhead | Normal | 2022 | Tier 2 - Elevated | Distribution Circuit | 9 | 18 | 2022-09-18 | 1814629 | Sus | Y | 3rdParty¦MetallicBalloon¦ConductorOverhead¦Normal
22-0124020 | Unknown Cause | Patrol - not conducted |  |  | 2022 | Tier 2 - Elevated | Transformer only | 10 | 23 | 2022-10-23 | 1843345 | Sus | Y | UnknownCause¦Patrolnotconducted¦¦
22-0124294 | Unknown Cause | Patrol - found nothing |  |  | 2022 | Tier 3 - Extreme | Distribution Circuit | 10 | 24 | 2022-10-24 | 1844281 | Sus | Y | UnknownCause¦Patrolfoundnothing¦¦
22-0129087 | Equipment Failure/Involved | Overhead | Crossarm, Wood | Broken | 2022 | Tier 3 - Extreme | Distribution Circuit | 11 | 8 | 2022-11-08 | 1857300 | Sus | Y | EquipmentFailureInvolved¦Overhead¦CrossarmWood¦Broken
22-0134035 | 3rd Party | Vehicle | Pole-Wood | Broken | 2022 | Tier 2 - Elevated | Distribution Circuit | 11 | 24 | 2022-11-24 | 1868806 | Sus | Y | 3rdParty¦Vehicle¦PoleWood¦Broken
22-0135325 | Company Initiated | Return Circuit Normal | Transformer | Broken | 2022 | Tier 3 - Extreme | Transformer only | 11 | 30 | 2022-11-30 | 1872351 | Sus | Y | CompanyInitiated¦ReturnCircuitNormal¦Transformer¦Broken
22-0135610 | Vegetation | Tree - fell into line | Conductor, Overhead | Normal | 2022 | Tier 2 - Elevated | Distribution Circuit | 12 | 1 | 2022-12-01 | 1873221 | Sus | N | Vegetation¦Treefellintoline¦ConductorOverhead¦Normal
22-0140895 | Equipment Failure/Involved | Overhead | Transformer | Normal | 2022 | Tier 2 - Elevated | Transformer only | 12 | 21 | 2022-12-21 | 1894956 | Sus | N | EquipmentFailureInvolved¦Overhead¦Transformer¦Normal
22-0141499 | Vegetation | Tree - fell into line | Conductor, Overhead | On Ground | 2022 | Tier 3 - Extreme | Distribution Circuit | 12 | 27 | 2022-12-27 | 1898073 | Sus | N | Vegetation¦Treefellintoline¦ConductorOverhead¦OnGround
22-0141581 | Vegetation | Tree - fell into line | Conductor, Overhead | Broken, wire on ground | 2022 | Tier 2 - Elevated | Distribution Circuit | 12 | 27 | 2022-12-27 | 1898589 | Sus | N | Vegetation¦Treefellintoline¦ConductorOverhead¦Brokenwireonground
22-0142313 | Vegetation | Tree - fell into line | Conductor, Overhead | Normal | 2022 | Tier 2 - Elevated | Distribution Circuit | 12 | 30 | 2022-12-30 | 1902609 | Sus | N | Vegetation¦Treefellintoline¦ConductorOverhead¦Normal
22-0142901 | Unknown Cause | Patrol - found nothing |  |  | 2022 | Tier 3 - Extreme | Distribution Circuit | 12 | 31 | 2022-12-31 | 1906533 | Sus | N | UnknownCause¦Patrolfoundnothing¦¦
23-0004346 | Vegetation | Tree - fell into line | Conductor, Overhead | Broken, wire on ground | 2022 | Tier 3 - Extreme | Distribution Circuit | 12 | 31 | 2022-12-31 | 1905114 | Sus | N | Vegetation¦Treefellintoline¦ConductorOverhead¦Brokenwireonground
15-0010464 | Vegetation | Tree - fell into line | Conductor, Overhead | Broken, wire on ground | 2015 | Tier 2 - Elevated | Distribution Circuit | 2 | 6 | 2015-02-06 | 1176277 | Sus | N | Vegetation¦Treefellintoline¦ConductorOverhead¦Brokenwireonground
15-0010605 | Vegetation | Tree - fell into line | Conductor, Overhead | Broken, wire on ground | 2015 | Tier 2 - Elevated | Distribution Circuit | 2 | 6 | 2015-02-06 | 1177568 | Sus | N | Vegetation¦Treefellintoline¦ConductorOverhead¦Brokenwireonground
15-0011512 | Vegetation | Tree - branch fell on line | Conductor, Overhead | Broken, wire on ground | 2015 | Tier 2 - Elevated | Distribution Circuit | 2 | 7 | 2015-02-07 | 1181031 | Sus | N | Vegetation¦Treebranchfellonline¦ConductorOverhead¦Brokenwireonground
15-0011957 | Vegetation | Tree - fell into line | Conductor, Overhead | Broken, wire on ground | 2015 | Tier 2 - Elevated | Distribution Circuit | 2 | 8 | 2015-02-08 | 1184681 | Sus | N | Vegetation¦Treefellintoline¦ConductorOverhead¦Brokenwireonground
15-0013573 | Equipment Failure/Involved | Other | Transformer | Failed/Faulted | 2015 | Tier 3 - Extreme | Transformer only | 2 | 16 | 2015-02-16 | 1191200 | Sus | N | EquipmentFailureInvolved¦Other¦Transformer¦FailedFaulted
15-0037727 | Environmental/External | Lightning | Transformer (OH) | Failed/Faulted | 2015 | Tier 2 - Elevated | Transformer only | 6 | 1 | 2015-06-01 | 1241949 | Sus | Y | EnvironmentalExternal¦Lightning¦Transformer(OH)¦FailedFaulted
15-0043506 | Equipment Failure/Involved | Overhead | Transformer | Failed/Faulted | 2015 | Tier 2 - Elevated | Transformer only | 6 | 26 | 2015-06-26 | 1256868 | Sus | Y | EquipmentFailureInvolved¦Overhead¦Transformer¦FailedFaulted
15-0045576 | Vegetation | Tree - fell into line | Conductor, Overhead | Together | 2015 | Tier 3 - Extreme | Distribution Circuit | 7 | 5 | 2015-07-05 | 1263230 | Sus | Y | Vegetation¦Treefellintoline¦ConductorOverhead¦Together
15-0050896 | Vegetation | Tree - branch fell on line | Fuse | Failed/Faulted | 2015 | Tier 3 - Extreme | Distribution Circuit | 7 | 28 | 2015-07-28 | 1278442 | Sus | Y | Vegetation¦Treebranchfellonline¦Fuse¦FailedFaulted
15-0058070 | Equipment Failure/Involved | Overhead | Jumper | Broken | 2015 | Tier 2 - Elevated | Transformer only | 8 | 28 | 2015-08-28 | 1296238 | Sus | Y | EquipmentFailureInvolved¦Overhead¦Jumper¦Broken
15-0059607 | Unknown Cause | Patrol - found nothing |  |  | 2015 | Tier 3 - Extreme | Distribution Circuit | 9 | 6 | 2015-09-06 | 1301008 | Sus | Y | UnknownCause¦Patrolfoundnothing¦¦
15-0060607 | Environmental/External | Fire, Forest/Grass | Pole-Wood | Burned/flashed | 2015 | Tier 2 - Elevated | Distribution Circuit | 9 | 10 | 2015-09-10 | 1303610 | Sus | Y | EnvironmentalExternal¦FireForestGrass¦PoleWood¦Burnedflashed
15-0060775 | Environmental/External | Fire, Forest/Grass | Recloser | Normal | 2015 | Tier 2 - Elevated | Distribution Circuit | 9 | 11 | 2015-09-11 | 1304111 | Sus | Y | EnvironmentalExternal¦FireForestGrass¦Recloser¦Normal
15-0062204 | Environmental/External | Fire, Forest/Grass | Pole-Wood | Burned/flashed | 2015 | Tier 3 - Extreme | Distribution Circuit | 9 | 9 | 2015-09-09 | 1308336 | Sus | Y | EnvironmentalExternal¦FireForestGrass¦PoleWood¦Burnedflashed
15-0072309 | Unknown Cause | Patrol - found nothing |  |  | 2015 | Tier 3 - Extreme | Distribution Circuit | 10 | 20 | 2015-10-20 | 1326843 | Sus | Y | UnknownCause¦Patrolfoundnothing¦¦
15-0078840 | Unknown Cause | Patrol - found nothing |  |  | 2015 | Tier 2 - Elevated | Transformer only | 11 | 18 | 2015-11-18 |  | Sus | Y | UnknownCause¦Patrolfoundnothing¦¦
15-0079412 | Vegetation | Tree - bark fell into line | Connector or Splice (OH) | Normal | 2015 | Tier 2 - Elevated | Distribution Circuit | 11 | 20 | 2015-11-20 | 1345686 | Sus | Y | Vegetation¦Treebarkfellintoline¦ConnectororSplice(OH)¦Normal
15-0080669 | Vegetation | Tree - fell into line | Conductor, Overhead | Broken, wire on ground | 2015 | Tier 3 - Extreme | Distribution Circuit | 11 | 24 | 2015-11-24 | 1348092 | Sus | Y | Vegetation¦Treefellintoline¦ConductorOverhead¦Brokenwireonground
15-0085064 | Unknown Cause | Patrol - not conducted |  |  | 2015 | Tier 2 - Elevated | Distribution Circuit | 12 | 13 | 2015-12-13 | 1362911 | Sus | N | UnknownCause¦Patrolnotconducted¦¦
15-0086848 | Equipment Failure/Involved | Overhead | Transformer (OH) | Failed/Faulted | 2015 | Tier 2 - Elevated | Transformer only | 12 | 22 | 2015-12-22 | 1369535 | Sus | N | EquipmentFailureInvolved¦Overhead¦Transformer(OH)¦FailedFaulted
15-0087304 | Unknown Cause | Patrol - found nothing |  |  | 2015 | Tier 3 - Extreme | Distribution Circuit | 12 | 25 | 2015-12-25 | 1371808 | Sus | N | UnknownCause¦Patrolfoundnothing¦¦
16-0002414 | Equipment Failure/Involved | Overhead | Pole-Wood | Broken, wire on ground | 2016 | Tier 2 - Elevated | Distribution Circuit | 1 | 1 | 2016-01-01 | 1375550 | Sus | N | EquipmentFailureInvolved¦Overhead¦PoleWood¦Brokenwireonground
16-0004346 | Equipment Failure/Involved | Electrical Overload | Transformer (OH) | Failed/Faulted | 2016 | Tier 2 - Elevated | Transformer only | 1 | 10 | 2016-01-10 | 1381113 | Sus | N | EquipmentFailureInvolved¦ElectricalOverload¦Transformer(OH)¦FailedFaulted
16-0005978 | Unknown Cause | Patrol - not conducted |  |  | 2016 | Tier 3 - Extreme | Distribution Circuit | 1 | 17 | 2016-01-17 | 1385755 | Sus | N | UnknownCause¦Patrolnotconducted¦¦
16-0007917 | Vegetation | Tree - fell into line | Conductor, Overhead | Broken, wire on ground | 2016 | Tier 3 - Extreme | Distribution Circuit | 1 | 25 | 2016-01-25 | 1391435 | Sus | N | Vegetation¦Treefellintoline¦ConductorOverhead¦Brokenwireonground
16-0009347 | Vegetation | Tree - fell into line | Conductor, Overhead | Normal | 2016 | Tier 3 - Extreme | Distribution Circuit | 1 | 31 | 2016-01-31 | 1394671 | Sus | N | Vegetation¦Treefellintoline¦ConductorOverhead¦Normal
16-0012634 | Company Initiated | Other Circuits | Lightning Arrestor | Failed/Faulted | 2016 | Tier 3 - Extreme | Distribution Circuit | 2 | 15 | 2016-02-15 | 1403590 | Sus | N | CompanyInitiated¦OtherCircuits¦LightningArrestor¦FailedFaulted
16-0013100 | Vegetation | Tree - branch fell on line | Conductor, Overhead | Normal | 2016 | Tier 3 - Extreme | Distribution Circuit | 2 | 17 | 2016-02-17 | 1404954 | Sus | N | Vegetation¦Treebranchfellonline¦ConductorOverhead¦Normal
16-0013277 | Vegetation | Tree - fell into line | Conductor, Overhead | Broken, wire on ground | 2016 | Tier 3 - Extreme | Distribution Circuit | 2 | 17 | 2016-02-17 | 1405976 | Sus | N | Vegetation¦Treefellintoline¦ConductorOverhead¦Brokenwireonground
16-0013786 | Equipment Failure/Involved | Overhead | Crossarm, Wood | Broken, wire on ground | 2016 | Tier 2 - Elevated | Distribution Circuit | 2 | 17 | 2016-02-17 | 1407581 | Sus | N | EquipmentFailureInvolved¦Overhead¦CrossarmWood¦Brokenwireonground
16-0018169 | Vegetation | Tree - branch fell on line | Conductor, Overhead | Broken, wire on ground | 2016 | Tier 3 - Extreme | Distribution Circuit | 3 | 5 | 2016-03-05 | 1419848 | Sus | N | Vegetation¦Treebranchfellonline¦ConductorOverhead¦Brokenwireonground
16-0018222 | Vegetation | Tree - branch fell on line | Fuse | Failed/Faulted | 2016 | Tier 2 - Elevated | Distribution Circuit | 3 | 6 | 2016-03-06 | 1420975 | Sus | N | Vegetation¦Treebranchfellonline¦Fuse¦FailedFaulted
16-0018255 | Vegetation | Tree - fell into line | Conductor, Overhead | Broken | 2016 | Tier 3 - Extreme | Distribution Circuit | 3 | 6 | 2016-03-06 | 1420854 | Sus | N | Vegetation¦Treefellintoline¦ConductorOverhead¦Broken
16-0019026 | Equipment Failure/Involved | Overhead | Insulator | Broken | 2016 | Tier 3 - Extreme | Distribution Circuit | 3 | 7 | 2016-03-07 | 1424264 | Sus | N | EquipmentFailureInvolved¦Overhead¦Insulator¦Broken
16-0024216 | Vegetation | Tree - fell into line | Conductor, Overhead | Broken, wire on ground | 2016 | Tier 2 - Elevated | Distribution Circuit | 3 | 26 | 2016-03-26 | 1439250 | Sus | N | Vegetation¦Treefellintoline¦ConductorOverhead¦Brokenwireonground
16-0029086 | Vegetation | Tree - fell into line | Conductor, Overhead | Bent or Twisted | 2016 | Tier 3 - Extreme | Distribution Circuit | 4 | 15 | 2016-04-15 | 1451767 | Sus | N | Vegetation¦Treefellintoline¦ConductorOverhead¦BentorTwisted
16-0030781 | Equipment Failure/Involved | Overhead | Lightning Arrestor | Failed/Faulted | 2016 | Tier 2 - Elevated | Distribution Circuit | 4 | 22 | 2016-04-22 | 1456055 | Sus | N | EquipmentFailureInvolved¦Overhead¦LightningArrestor¦FailedFaulted
16-0032231 | Equipment Failure/Involved | Underground | Conductor, Underground | Broken | 2016 | Tier 2 - Elevated | Distribution Circuit | 4 | 28 | 2016-04-28 | 1460660 | Sus | N | EquipmentFailureInvolved¦Underground¦ConductorUnderground¦Broken
16-0032498 | Animal | Bird found | Fuse | Failed/Faulted | 2016 | Tier 2 - Elevated | Distribution Circuit | 4 | 28 | 2016-04-28 | 1461179 | Sus | N | Animal¦Birdfound¦Fuse¦FailedFaulted
16-0032782 | Vegetation | Tree - branch fell on line | Secondary | On Ground | 2016 | Tier 3 - Extreme | Transformer only | 4 | 29 | 2016-04-29 | 1461818 | Sus | N | Vegetation¦Treebranchfellonline¦Secondary¦OnGround
16-0033644 | Equipment Failure/Involved | Underground | Conductor, Underground | Broken | 2016 | Tier 3 - Extreme | Distribution Circuit | 5 | 3 | 2016-05-03 | 1464258 | Sus | Y | EquipmentFailureInvolved¦Underground¦ConductorUnderground¦Broken
16-0033813 | Vegetation | Tree - branch fell on line | Transformer (OH) | Broken | 2016 | Tier 2 - Elevated | Transformer only | 5 | 4 | 2016-05-04 | 1464526 | Sus | Y | Vegetation¦Treebranchfellonline¦Transformer(OH)¦Broken
16-0037547 | 3rd Party | Vehicle | Pole-Wood | Broken | 2016 | Tier 2 - Elevated | Distribution Circuit | 5 | 21 | 2016-05-21 | 1474087 | Sus | Y | 3rdParty¦Vehicle¦PoleWood¦Broken
16-0041450 | Vegetation | Tree - branch fell on line | Conductor, Overhead | Broken, wire on ground | 2016 | Tier 2 - Elevated | Distribution Circuit | 6 | 6 | 2016-06-06 | 1484059 | Sus | Y | Vegetation¦Treebranchfellonline¦ConductorOverhead¦Brokenwireonground
16-0044142 | Unknown Cause | Patrol - found nothing |  |  | 2016 | Tier 2 - Elevated | Distribution Circuit | 6 | 17 | 2016-06-17 | 1491487 | Sus | Y | UnknownCause¦Patrolfoundnothing¦¦
16-0049146 | Environmental/External | Fire, Forest/Grass | Fuse | Failed/Faulted | 2016 | Tier 2 - Elevated | Distribution Circuit | 7 | 11 | 2016-07-11 | 1508396 | Sus | Y | EnvironmentalExternal¦FireForestGrass¦Fuse¦FailedFaulted
16-0049262 | Unknown Cause | Patrol - found nothing |  |  | 2016 | Tier 3 - Extreme | Distribution Circuit | 7 | 12 | 2016-07-12 | 1508664 | Sus | Y | UnknownCause¦Patrolfoundnothing¦¦
16-0065001 | Vegetation | Tree - branch fell on line | Conductor, Overhead | Broken, wire on ground | 2016 | Tier 3 - Extreme | Distribution Circuit | 9 | 15 | 2016-09-15 | 1542485 | Sus | Y | Vegetation¦Treebranchfellonline¦ConductorOverhead¦Brokenwireonground
16-0069805 | Equipment Failure/Involved | Underground | Transformer (UG) | Leaking | 2016 | Tier 3 - Extreme | Distribution Circuit | 10 | 5 | 2016-10-05 | 1553366 | Sus | Y | EquipmentFailureInvolved¦Underground¦Transformer(UG)¦Leaking
16-0070090 | 3rd Party | Vehicle | Pole-Wood | Broken | 2016 | Tier 3 - Extreme | Distribution Circuit | 10 | 6 | 2016-10-06 | 1553880 | Sus | Y | 3rdParty¦Vehicle¦PoleWood¦Broken
16-0072069 | Equipment Failure/Involved | Overhead | Transformer (OH) | Failed/Faulted | 2016 | Tier 2 - Elevated | Distribution Circuit | 10 | 14 | 2016-10-14 | 1559035 | Sus | Y | EquipmentFailureInvolved¦Overhead¦Transformer(OH)¦FailedFaulted
16-0072307 | Vegetation | Tree - fell into line | Conductor, Overhead | Broken, wire on ground | 2016 | Tier 3 - Extreme | Distribution Circuit | 10 | 14 | 2016-10-14 | 1560193 | Sus | Y | Vegetation¦Treefellintoline¦ConductorOverhead¦Brokenwireonground
16-0072539 | Vegetation | Tree - branch fell on line | Conductor, Overhead | Normal | 2016 | Tier 2 - Elevated | Distribution Circuit | 10 | 15 | 2016-10-15 | 1561162 | Sus | Y | Vegetation¦Treebranchfellonline¦ConductorOverhead¦Normal
16-0072881 | Vegetation | Tree - fell into line | Conductor, Overhead | Normal | 2016 | Tier 3 - Extreme | Distribution Circuit | 10 | 16 | 2016-10-16 | 1562527 | Sus | Y | Vegetation¦Treefellintoline¦ConductorOverhead¦Normal
16-0072963 | Vegetation | Tree - branch fell on line | Conductor, Overhead | Normal | 2016 | Tier 3 - Extreme | Distribution Circuit | 10 | 16 | 2016-10-16 | 1563272 | Sus | Y | Vegetation¦Treebranchfellonline¦ConductorOverhead¦Normal
16-0073405 | Equipment Failure/Involved | Overhead | Transformer | Failed/Faulted | 2016 | Tier 2 - Elevated | Transformer only | 10 | 17 | 2016-10-17 | 1564858 | Sus | Y | EquipmentFailureInvolved¦Overhead¦Transformer¦FailedFaulted
16-0074847 | Vegetation | Tree - branch fell on line | Conductor, Overhead | Normal | 2016 | Tier 3 - Extreme | Distribution Circuit | 10 | 23 | 2016-10-23 | 1568059 | Sus | Y | Vegetation¦Treebranchfellonline¦ConductorOverhead¦Normal
16-0076871 | Unknown Cause | Patrol - found nothing |  |  | 2016 | Tier 3 - Extreme | Distribution Circuit | 10 | 30 | 2016-10-30 | 1573494 | Sus | Y | UnknownCause¦Patrolfoundnothing¦¦
16-0080122 | Vegetation | Tree - fell into line | Conductor, Overhead | Broken, wire on ground | 2016 | Tier 2 - Elevated | Distribution Circuit | 11 | 16 | 2016-11-16 | 1581920 | Sus | Y | Vegetation¦Treefellintoline¦ConductorOverhead¦Brokenwireonground
16-0080372 | Equipment Failure/Involved | Overhead | Connector or Splice (OH) | Broken, wire on ground | 2016 | Tier 2 - Elevated | Distribution Circuit | 11 | 16 | 2016-11-16 | 1582514 | Sus | Y | EquipmentFailureInvolved¦Overhead¦ConnectororSplice(OH)¦Brokenwireonground
16-0083286 | Equipment Failure/Involved | Overhead | Transformer (OH) | Failed/Faulted | 2016 | Tier 2 - Elevated | Transformer only | 11 | 30 | 2016-11-30 | 1592362 | Sus | Y | EquipmentFailureInvolved¦Overhead¦Transformer(OH)¦FailedFaulted
16-0085955 | Vegetation | Tree - branch fell on line | Conductor, Overhead | Broken, wire on ground | 2016 | Tier 3 - Extreme | Distribution Circuit | 12 | 16 | 2016-12-16 | 1604071 | Sus | N | Vegetation¦Treebranchfellonline¦ConductorOverhead¦Brokenwireonground
16-0086075 | Vegetation | Tree - branch fell on line | Conductor, Overhead | Normal | 2016 | Tier 3 - Extreme | Distribution Circuit | 12 | 16 | 2016-12-16 | 1604907 | Sus | N | Vegetation¦Treebranchfellonline¦ConductorOverhead¦Normal
17-0003756 | Vegetation | Tree - fell into line | Pole-Wood | Broken | 2017 | Tier 2 - Elevated | Distribution Circuit | 1 | 4 | 2017-01-04 | 1618582 | Sus | N | Vegetation¦Treefellintoline¦PoleWood¦Broken
17-0004674 | Vegetation | Tree - branch fell on line | Conductor, Overhead | Normal | 2017 | Tier 2 - Elevated | Distribution Circuit | 1 | 7 | 2017-01-07 | 1621564 | Sus | N | Vegetation¦Treebranchfellonline¦ConductorOverhead¦Normal
17-0004983 | Vegetation | Tree - fell into line | Conductor, Overhead | Broken, wire on ground | 2017 | Tier 3 - Extreme | Distribution Circuit | 1 | 8 | 2017-01-08 | 1622748 | Sus | N | Vegetation¦Treefellintoline¦ConductorOverhead¦Brokenwireonground
17-0004985 | Vegetation | Tree - fell into line | Conductor, Overhead | Broken, wire on ground | 2017 | Tier 3 - Extreme | Distribution Circuit | 1 | 8 | 2017-01-08 | 1623118 | Sus | N | Vegetation¦Treefellintoline¦ConductorOverhead¦Brokenwireonground
17-0007179 | Unknown Cause | Patrol - not conducted |  |  | 2017 | Tier 3 - Extreme | Distribution Circuit | 1 | 10 | 2017-01-10 | 1636691 | Sus | N | UnknownCause¦Patrolnotconducted¦¦
17-0007212 | Equipment Failure/Involved | Underground | Elbow | Failed/Faulted | 2017 | Tier 2 - Elevated | Distribution Circuit | 1 | 10 | 2017-01-10 | 1633198 | Sus | N | EquipmentFailureInvolved¦Underground¦Elbow¦FailedFaulted
17-0007908 | Vegetation | Tree - fell into line | Fuse | Failed/Faulted | 2017 | Tier 2 - Elevated | Distribution Circuit | 1 | 11 | 2017-01-11 | 1640300 | Sus | N | Vegetation¦Treefellintoline¦Fuse¦FailedFaulted
17-0008773 | Environmental/External | Water | Pole-Wood | Normal | 2017 | Tier 3 - Extreme | Distribution Circuit | 1 | 13 | 2017-01-13 | 1642567 | Sus | N | EnvironmentalExternal¦Water¦PoleWood¦Normal
17-0009707 | Equipment Failure/Involved | Overhead | Crossarm, Wood | Broken | 2017 | Tier 3 - Extreme | Distribution Circuit | 1 | 17 | 2017-01-17 | 1645633 | Sus | N | EquipmentFailureInvolved¦Overhead¦CrossarmWood¦Broken
17-0010408 | Unknown Cause | Patrol - found nothing |  |  | 2017 | Tier 2 - Elevated | Distribution Circuit | 1 | 18 | 2017-01-18 | 1646893 | Sus | N | UnknownCause¦Patrolfoundnothing¦¦
17-0012834 | Vegetation | Tree - fell into line | Pole-Wood | Broken, wire on ground | 2017 | Tier 3 - Extreme | Distribution Circuit | 1 | 22 | 2017-01-22 | 1658356 | Sus | N | Vegetation¦Treefellintoline¦PoleWood¦Brokenwireonground
17-0017563 | Vegetation | Tree - branch fell on line | Transformer (OH) | Failed/Faulted | 2017 | Tier 3 - Extreme | Distribution Circuit | 2 | 5 | 2017-02-05 | 1675441 | Sus | N | Vegetation¦Treebranchfellonline¦Transformer(OH)¦FailedFaulted
17-0018442 | Equipment Failure/Involved | Overhead | Pole-Wood | Broken | 2017 | Tier 3 - Extreme | Transformer only | 2 | 7 | 2017-02-07 | 1679525 | Sus | N | EquipmentFailureInvolved¦Overhead¦PoleWood¦Broken
17-0021743 | Vegetation | Tree - fell into line | Conductor, Overhead | Broken, wire on ground | 2017 | Tier 3 - Extreme | Distribution Circuit | 2 | 16 | 2017-02-16 | 1690608 | Sus | N | Vegetation¦Treefellintoline¦ConductorOverhead¦Brokenwireonground
17-0023082 | Vegetation | Tree - fell into line | Conductor, Overhead | Broken, wire on ground | 2017 | Tier 2 - Elevated | Distribution Circuit | 2 | 18 | 2017-02-18 | 1698824 | Sus | N | Vegetation¦Treefellintoline¦ConductorOverhead¦Brokenwireonground
17-0023846 | Vegetation | Tree - fell into line | Fuse | Failed/Faulted | 2017 | Tier 2 - Elevated | Distribution Circuit | 2 | 20 | 2017-02-20 | 1703470 | Sus | N | Vegetation¦Treefellintoline¦Fuse¦FailedFaulted
17-0024083 | Equipment Failure/Involved | Overhead | Jumper | Burned Open | 2017 | Tier 2 - Elevated | Distribution Circuit | 2 | 20 | 2017-02-20 | 1704524 | Sus | N | EquipmentFailureInvolved¦Overhead¦Jumper¦BurnedOpen
17-0024862 | Unknown Cause | Patrol - found nothing |  |  | 2017 | Tier 3 - Extreme | Distribution Circuit | 2 | 20 | 2017-02-20 | 1705693 | Sus | N | UnknownCause¦Patrolfoundnothing¦¦
17-0025223 | Vegetation | Tree - branch fell on line | Conductor, Overhead | Normal | 2017 | Tier 2 - Elevated | Distribution Circuit | 2 | 21 | 2017-02-21 | 1709007 | Sus | N | Vegetation¦Treebranchfellonline¦ConductorOverhead¦Normal
17-0025282 | Vegetation | Tree - fell into line | Conductor, Overhead | Broken, wire on ground | 2017 | Tier 3 - Extreme | Distribution Circuit | 2 | 20 | 2017-02-20 | 1707804 | Sus | N | Vegetation¦Treefellintoline¦ConductorOverhead¦Brokenwireonground
17-0029374 | Vegetation | Tree - fell into line | Conductor, Overhead | On Ground | 2017 | Tier 2 - Elevated | Distribution Circuit | 3 | 8 | 2017-03-08 | 1722440 | Sus | N | Vegetation¦Treefellintoline¦ConductorOverhead¦OnGround
17-0032291 | Unknown Cause | Patrol - found nothing |  |  | 2017 | Tier 2 - Elevated | Distribution Circuit | 3 | 21 | 2017-03-21 | 1731781 | Sus | N | UnknownCause¦Patrolfoundnothing¦¦
17-0033370 | Unknown Cause | Patrol - not conducted |  |  | 2017 | Tier 2 - Elevated | Distribution Circuit | 3 | 24 | 2017-03-24 | 1734401 | Sus | N | UnknownCause¦Patrolnotconducted¦¦
17-0036412 | Equipment Failure/Involved | Overhead | Transformer (OH) | Broken | 2017 | Tier 3 - Extreme | Distribution Circuit | 4 | 4 | 2017-04-04 | 1743792 | Sus | N | EquipmentFailureInvolved¦Overhead¦Transformer(OH)¦Broken
17-0037430 | Vegetation | Tree - branch fell on line | Conductor, Overhead | Broken, wire on ground | 2017 | Tier 2 - Elevated | Distribution Circuit | 4 | 6 | 2017-04-06 | 1748246 | Sus | N | Vegetation¦Treebranchfellonline¦ConductorOverhead¦Brokenwireonground
17-0040465 | Unknown Cause | Patrol - not conducted |  |  | 2017 | Tier 2 - Elevated | Distribution Circuit | 4 | 15 | 2017-04-15 | 1758322 | Sus | N | UnknownCause¦Patrolnotconducted¦¦
17-0043570 | Unknown Cause | Patrol - found nothing |  |  | 2017 | Tier 2 - Elevated | Distribution Circuit | 4 | 28 | 2017-04-28 | 1769111 | Sus | N | UnknownCause¦Patrolfoundnothing¦¦
17-0063210 | Unknown Cause | Patrol - found nothing |  |  | 2017 | Tier 2 - Elevated | Distribution Circuit | 7 | 16 | 2017-07-16 | 1832653 | Sus | Y | UnknownCause¦Patrolfoundnothing¦¦
17-0069418 | Animal | Bird found | Transformer (OH) | Normal | 2017 | Tier 2 - Elevated | Distribution Circuit | 8 | 10 | 2017-08-10 | 1850006 | Sus | Y | Animal¦Birdfound¦Transformer(OH)¦Normal
17-0069829 | Equipment Failure/Involved | Overhead | Conductor, Overhead | Broken, wire on ground | 2017 | Tier 3 - Extreme | Distribution Circuit | 8 | 12 | 2017-08-12 | 1851049 | Sus | Y | EquipmentFailureInvolved¦Overhead¦ConductorOverhead¦Brokenwireonground
17-0074910 | Equipment Failure/Involved | Overhead | Transformer | Failed/Faulted | 2017 | Tier 2 - Elevated | Transformer only | 9 | 1 | 2017-09-01 | 1865088 | Sus | Y | EquipmentFailureInvolved¦Overhead¦Transformer¦FailedFaulted
17-0075634 | Equipment Failure/Involved | Underground | Transformer (UG) | Normal | 2017 | Tier 2 - Elevated | Transformer only | 9 | 3 | 2017-09-03 | 1869077 | Sus | Y | EquipmentFailureInvolved¦Underground¦Transformer(UG)¦Normal
17-0079605 | Unknown Cause | Patrol - not conducted |  |  | 2017 | Tier 2 - Elevated | Distribution Circuit | 9 | 17 | 2017-09-17 | 1880651 | Sus | Y | UnknownCause¦Patrolnotconducted¦¦
17-0086414 | Environmental/External | Fire, Forest/Grass | Pole-Wood | Broken, wire on object | 2017 | Tier 3 - Extreme | Distribution Circuit | 10 | 9 | 2017-10-09 | 1898660 | Sus | Y | EnvironmentalExternal¦FireForestGrass¦PoleWood¦Brokenwireonobject
17-0087522 | Environmental/External | Fire, Forest/Grass | Pole-Wood | Broken, wire on ground | 2017 | Tier 3 - Extreme | Distribution Circuit | 10 | 8 | 2017-10-08 | 1901328 | Sus | Y | EnvironmentalExternal¦FireForestGrass¦PoleWood¦Brokenwireonground
17-0088428 | Environmental/External | Fire, Forest/Grass | Pole-Wood | Burned/flashed | 2017 | Tier 3 - Extreme | Distribution Circuit | 10 | 9 | 2017-10-09 | 1903655 | Sus | Y | EnvironmentalExternal¦FireForestGrass¦PoleWood¦Burnedflashed
17-0088434 | Environmental/External | Fire, Forest/Grass | Transformer (OH) | Burned/flashed | 2017 | Tier 3 - Extreme | Transformer only | 10 | 9 | 2017-10-09 | 1903675 | Sus | Y | EnvironmentalExternal¦FireForestGrass¦Transformer(OH)¦Burnedflashed
17-0089377 | Equipment Failure/Involved | Overhead | Pole-Wood | Broken | 2017 | Tier 3 - Extreme | Distribution Circuit | 10 | 8 | 2017-10-08 | 1906844 | Sus | Y | EquipmentFailureInvolved¦Overhead¦PoleWood¦Broken
17-0089423 | Animal | Other | Fuse | Failed/Faulted | 2017 | Tier 2 - Elevated | Distribution Circuit | 10 | 21 | 2017-10-21 | 1907036 | Sus | Y | Animal¦Other¦Fuse¦FailedFaulted
17-0089528 | Unknown Cause | Patrol - found nothing |  |  | 2017 | Tier 3 - Extreme | Distribution Circuit | 10 | 22 | 2017-10-22 | 1907370 | Sus | Y | UnknownCause¦Patrolfoundnothing¦¦
17-0093794 | Equipment Failure/Involved | Overhead | Crossarm, Wood | Broken | 2017 | Tier 3 - Extreme | Distribution Circuit | 11 | 9 | 2017-11-09 | 1919096 | Sus | Y | EquipmentFailureInvolved¦Overhead¦CrossarmWood¦Broken
17-0095406 | Unknown Cause | Patrol - found nothing |  |  | 2017 | Tier 2 - Elevated | Distribution Circuit | 11 | 16 | 2017-11-16 | 1923433 | Sus | Y | UnknownCause¦Patrolfoundnothing¦¦
17-0097312 | Unknown Cause | Patrol - found nothing |  |  | 2017 | Tier 2 - Elevated | Distribution Circuit | 11 | 23 | 2017-11-23 | 1928451 | Sus | Y | UnknownCause¦Patrolfoundnothing¦¦
17-0102015 | Unknown Cause | Patrol - found nothing |  |  | 2017 | Tier 3 - Extreme | Distribution Circuit | 12 | 16 | 2017-12-16 | 1944549 | Sus | N | UnknownCause¦Patrolfoundnothing¦¦
18-0008026 | Equipment Failure/Involved | Underground | Switch (UG) | Failed/Faulted | 2018 | Tier 2 - Elevated | Distribution Circuit | 1 | 23 | 2018-01-23 | 12279 | Sus | N | EquipmentFailureInvolved¦Underground¦Switch(UG)¦FailedFaulted
18-0008026 | Equipment Failure/Involved | Underground | Switch (UG) | Failed/Faulted | 2018 | Tier 2 - Elevated | Distribution Circuit | 1 | 23 | 2018-01-23 | 12279 | Sus | N | EquipmentFailureInvolved¦Underground¦Switch(UG)¦FailedFaulted
18-0008383 | Vegetation | Tree - fell into line | Conductor, Overhead | Normal | 2018 | Tier 3 - Extreme | Distribution Circuit | 1 | 24 | 2018-01-24 | 13098 | Sus | N | Vegetation¦Treefellintoline¦ConductorOverhead¦Normal
18-0009153 | Equipment Failure/Involved | Overhead | Cutout, fuse holder | Broken | 2018 | Tier 3 - Extreme | Transformer only | 1 | 26 | 2018-01-26 | 14210 | Sus | N | EquipmentFailureInvolved¦Overhead¦Cutoutfuseholder¦Broken
18-0011063 | Equipment Failure/Involved | Overhead | Transformer (OH) | Leaking | 2018 | Tier 2 - Elevated | Transformer only | 2 | 2 | 2018-02-02 | 18206 | Sus | N | EquipmentFailureInvolved¦Overhead¦Transformer(OH)¦Leaking
18-0016912 | Unknown Cause | Patrol - found nothing |  |  | 2018 | Tier 2 - Elevated | Distribution Circuit | 2 | 24 | 2018-02-24 | 30611 | Sus | N | UnknownCause¦Patrolfoundnothing¦¦
18-0017303 | Vegetation | Tree - fell into line | Fuse | Failed/Faulted | 2018 | Tier 3 - Extreme | Distribution Circuit | 2 | 26 | 2018-02-26 | 31582 | Sus | N | Vegetation¦Treefellintoline¦Fuse¦FailedFaulted
18-0017415 | Equipment Failure/Involved | Overhead | Transformer | Failed/Faulted | 2018 | Tier 2 - Elevated | Transformer only | 2 | 26 | 2018-02-26 | 31915 | Sus | N | EquipmentFailureInvolved¦Overhead¦Transformer¦FailedFaulted
18-0017827 | Vegetation | Tree - fell into line | Connector or Splice (OH) | Normal | 2018 | Tier 2 - Elevated | Distribution Circuit | 2 | 27 | 2018-02-27 | 32974 | Sus | N | Vegetation¦Treefellintoline¦ConnectororSplice(OH)¦Normal
18-0018824 | Unknown Cause | Patrol - not conducted |  |  | 2018 | Tier 3 - Extreme | Distribution Circuit | 3 | 1 | 2018-03-01 | 35451 | Sus | N | UnknownCause¦Patrolnotconducted¦¦
18-0019314 | Vegetation | Tree - fell into line | Conductor, Overhead | Broken, wire on ground | 2018 | Tier 3 - Extreme | Distribution Circuit | 3 | 3 | 2018-03-03 | 37088 | Sus | N | Vegetation¦Treefellintoline¦ConductorOverhead¦Brokenwireonground
18-0019357 | Vegetation | Tree - branch fell on line | Conductor, Overhead | Normal | 2018 | Tier 3 - Extreme | Distribution Circuit | 3 | 2 | 2018-03-02 | 36858 | Sus | N | Vegetation¦Treebranchfellonline¦ConductorOverhead¦Normal
18-0023572 | Vegetation | Tree - branch fell on line | Conductor, Overhead | Normal | 2018 | Tier 3 - Extreme | Distribution Circuit | 3 | 16 | 2018-03-16 | 45733 | Sus | N | Vegetation¦Treebranchfellonline¦ConductorOverhead¦Normal
18-0025280 | Vegetation | Tree - fell into line | Pole-Wood | Broken, wire on ground | 2018 | Tier 3 - Extreme | Distribution Circuit | 3 | 22 | 2018-03-22 | 50184 | Sus | N | Vegetation¦Treefellintoline¦PoleWood¦Brokenwireonground
18-0026785 | Equipment Failure/Involved | Overhead | Crossarm, Wood | Broken, wire on ground | 2018 | Tier 3 - Extreme | Distribution Circuit | 3 | 26 | 2018-03-26 | 53825 | Sus | N | EquipmentFailureInvolved¦Overhead¦CrossarmWood¦Brokenwireonground
18-0030943 | Equipment Failure/Involved | Overhead | Cutout, fuse holder | Broken | 2018 | Tier 2 - Elevated | Transformer only | 4 | 10 | 2018-04-10 | 63995 | Sus | N | EquipmentFailureInvolved¦Overhead¦Cutoutfuseholder¦Broken
18-0033105 | Vegetation | Tree - branch fell on line | Fuse | Failed/Faulted | 2018 | Tier 3 - Extreme | Distribution Circuit | 4 | 17 | 2018-04-17 | 68871 | Sus | N | Vegetation¦Treebranchfellonline¦Fuse¦FailedFaulted
18-0035481 | Vegetation | Tree - grew into line | Conductor, Overhead | Normal | 2018 | Tier 2 - Elevated | Distribution Circuit | 4 | 25 | 2018-04-25 | 73807 | Sus | N | Vegetation¦Treegrewintoline¦ConductorOverhead¦Normal
18-0036809 | Animal | Squirrel | Conductor, Overhead | Normal | 2018 | Tier 2 - Elevated | Distribution Circuit | 4 | 30 | 2018-04-30 | 76608 | Sus | N | Animal¦Squirrel¦ConductorOverhead¦Normal
18-0037634 | Environmental/External | Lightning | Transformer (OH) | Burned/flashed | 2018 | Tier 2 - Elevated | Transformer only | 5 | 2 | 2018-05-02 | 77902 | Sus | Y | EnvironmentalExternal¦Lightning¦Transformer(OH)¦Burnedflashed
18-0039794 | Equipment Failure/Involved | Overhead | Transformer (OH) | Failed/Faulted | 2018 | Tier 2 - Elevated | Distribution Circuit | 5 | 10 | 2018-05-10 | 82909 | Sus | Y | EquipmentFailureInvolved¦Overhead¦Transformer(OH)¦FailedFaulted
18-0042912 | Unknown Cause | Patrol - found nothing |  |  | 2018 | Tier 2 - Elevated | Distribution Circuit | 5 | 21 | 2018-05-21 | 90841 | Sus | Y | UnknownCause¦Patrolfoundnothing¦¦
18-0044623 | Unknown Cause | Patrol - found nothing |  |  | 2018 | Tier 3 - Extreme | Transformer only | 5 | 26 | 2018-05-26 | 94379 | Sus | Y | UnknownCause¦Patrolfoundnothing¦¦
18-0044906 | Equipment Failure/Involved | Underground | Transformer | Broken | 2018 | Tier 2 - Elevated | Distribution Circuit | 5 | 28 | 2018-05-28 | 95264 | Sus | Y | EquipmentFailureInvolved¦Underground¦Transformer¦Broken
18-0046632 | Unknown Cause | Patrol - found nothing |  |  | 2018 | Tier 2 - Elevated | Distribution Circuit | 6 | 2 | 2018-06-02 | 99412 | Sus | Y | UnknownCause¦Patrolfoundnothing¦¦
18-0054134 | Unknown Cause | Patrol - found nothing |  |  | 2018 | Tier 3 - Extreme | Distribution Circuit | 6 | 25 | 2018-06-25 | 117319 | Sus | Y | UnknownCause¦Patrolfoundnothing¦¦
18-0054305 | Equipment Failure/Involved | Overhead | Conductor, Overhead | Broken | 2018 | Tier 2 - Elevated | Distribution Circuit | 6 | 25 | 2018-06-25 | 117835 | Sus | Y | EquipmentFailureInvolved¦Overhead¦ConductorOverhead¦Broken
18-0056178 | Vegetation | Tree - fell into line | Fuse | Arcing | 2018 | Tier 3 - Extreme | Distribution Circuit | 7 | 2 | 2018-07-02 | 122721 | Sus | Y | Vegetation¦Treefellintoline¦Fuse¦Arcing
18-0059648 | Equipment Failure/Involved | Overhead | Transformer (OH) | Leaking | 2018 | Tier 2 - Elevated | Transformer only | 7 | 13 | 2018-07-13 | 131048 | Sus | Y | EquipmentFailureInvolved¦Overhead¦Transformer(OH)¦Leaking
18-0065477 | Equipment Failure/Involved | Overhead | Transformer (OH) | Leaking | 2018 | Tier 3 - Extreme | Transformer only | 7 | 31 | 2018-07-31 | 146166 | Sus | Y | EquipmentFailureInvolved¦Overhead¦Transformer(OH)¦Leaking
18-0066181 | Environmental/External | Fire, Forest/Grass | Pole-Wood | Burned/flashed | 2018 | Tier 3 - Extreme | Distribution Circuit | 7 | 26 | 2018-07-26 | 147623 | Sus | Y | EnvironmentalExternal¦FireForestGrass¦PoleWood¦Burnedflashed
18-0073021 | Equipment Failure/Involved | Overhead | Booster | Failed/Faulted | 2018 | Tier 2 - Elevated | Distribution Circuit | 8 | 24 | 2018-08-24 | 161276 | Sus | Y | EquipmentFailureInvolved¦Overhead¦Booster¦FailedFaulted
18-0073147 | Unknown Cause | Patrol - found nothing |  |  | 2018 | Tier 2 - Elevated | Distribution Circuit | 8 | 24 | 2018-08-24 | 161375 | Sus | Y | UnknownCause¦Patrolfoundnothing¦¦
18-0087072 | Unknown Cause | Patrol - found nothing |  |  | 2018 | Tier 2 - Elevated | Distribution Circuit | 10 | 4 | 2018-10-04 | 188501 | Sus | Y | UnknownCause¦Patrolfoundnothing¦¦
18-0090395 | Unknown Cause | Patrol - found nothing |  |  | 2018 | Tier 2 - Elevated | Distribution Circuit | 10 | 15 | 2018-10-15 | 195315 | Sus | Y | UnknownCause¦Patrolfoundnothing¦¦
18-0094715 | Unknown Cause | Patrol - found nothing |  |  | 2018 | Tier 2 - Elevated | Distribution Circuit | 10 | 27 | 2018-10-27 | 203222 | Sus | Y | UnknownCause¦Patrolfoundnothing¦¦
18-0096265 | Animal | Squirrel | Fuse | Failed/Faulted | 2018 | Tier 2 - Elevated | Distribution Circuit | 11 | 1 | 2018-11-01 | 206881 | Sus | Y | Animal¦Squirrel¦Fuse¦FailedFaulted
18-0096765 | 3rd Party | Vehicle | Pole-Wood | Broken | 2018 | Tier 2 - Elevated | Distribution Circuit | 11 | 3 | 2018-11-03 | 207935 | Sus | Y | 3rdParty¦Vehicle¦PoleWood¦Broken
18-0099134 | Animal | Squirrel | Conductor, Overhead | Normal | 2018 | Tier 2 - Elevated | Distribution Circuit | 11 | 12 | 2018-11-12 | 213681 | Sus | Y | Animal¦Squirrel¦ConductorOverhead¦Normal
18-0101102 | Environmental/External | Fire, Forest/Grass | Pole-Wood | Burned/flashed | 2018 | Tier 3 - Extreme | Distribution Circuit | 11 | 8 | 2018-11-08 | 218363 | Sus | Y | EnvironmentalExternal¦FireForestGrass¦PoleWood¦Burnedflashed
18-0101289 | Environmental/External | Fire, Forest/Grass | Pole-Wood | Burned/flashed | 2018 | Tier 3 - Extreme | Distribution Circuit | 11 | 8 | 2018-11-08 | 218654 | Sus | Y | EnvironmentalExternal¦FireForestGrass¦PoleWood¦Burnedflashed
18-0102645 | Unknown Cause | Patrol - found nothing |  |  | 2018 | Tier 3 - Extreme | Distribution Circuit | 11 | 23 | 2018-11-23 | 223011 | Sus | Y | UnknownCause¦Patrolfoundnothing¦¦
18-0109450 | Company Initiated | Improper Construction | Crossarm, Wood | Normal | 2018 | Tier 2 - Elevated | Distribution Circuit | 12 | 16 | 2018-12-16 | 241343 | Sus | N | CompanyInitiated¦ImproperConstruction¦CrossarmWood¦Normal
18-0110127 | Unknown Cause | Patrol - found nothing |  |  | 2018 | Tier 2 - Elevated | Distribution Circuit | 12 | 20 | 2018-12-20 | 244444 | Sus | N | UnknownCause¦Patrolfoundnothing¦¦
19-0004096 | Equipment Failure/Involved | Overhead | Crossarm, Wood | Broken | 2019 | Tier 2 - Elevated | Distribution Circuit | 1 | 3 | 2019-01-03 | 252446 | Sus | N | EquipmentFailureInvolved¦Overhead¦CrossarmWood¦Broken
19-0004768 | Unknown Cause | Patrol - found nothing |  |  | 2019 | Tier 3 - Extreme | Distribution Circuit | 1 | 5 | 2019-01-05 | 253908 | Sus | N | UnknownCause¦Patrolfoundnothing¦¦
19-0004953 | Vegetation | Tree - branch fell on line | Fuse | Failed/Faulted | 2019 | Tier 3 - Extreme | Distribution Circuit | 1 | 5 | 2019-01-05 | 254869 | Sus | N | Vegetation¦Treebranchfellonline¦Fuse¦FailedFaulted
19-0005476 | Vegetation | Tree - fell into line | Conductor, Overhead | Broken, wire on ground | 2019 | Tier 2 - Elevated | Distribution Circuit | 1 | 6 | 2019-01-06 | 257577 | Sus | N | Vegetation¦Treefellintoline¦ConductorOverhead¦Brokenwireonground
19-0009276 | Equipment Failure/Involved | Overhead | Conductor, Overhead | Broken, wire on ground | 2019 | Tier 3 - Extreme | Distribution Circuit | 1 | 15 | 2019-01-15 | 266196 | Sus | N | EquipmentFailureInvolved¦Overhead¦ConductorOverhead¦Brokenwireonground
19-0009889 | Vegetation | Tree - branch fell on line | Conductor, Overhead | Normal | 2019 | Tier 3 - Extreme | Distribution Circuit | 1 | 16 | 2019-01-16 | 267705 | Sus | N | Vegetation¦Treebranchfellonline¦ConductorOverhead¦Normal
19-0010030 | Equipment Failure/Involved | Overhead | Pole-Wood | Broken | 2019 | Tier 2 - Elevated | Distribution Circuit | 1 | 16 | 2019-01-16 | 268803 | Sus | N | EquipmentFailureInvolved¦Overhead¦PoleWood¦Broken
19-0010988 | Vegetation | Tree - bark fell into line | Fuse | Failed/Faulted | 2019 | Tier 2 - Elevated | Distribution Circuit | 1 | 17 | 2019-01-17 | 272745 | Sus | N | Vegetation¦Treebarkfellintoline¦Fuse¦FailedFaulted
19-0017365 | Equipment Failure/Involved | Overhead | Crossarm, Wood | Broken | 2019 | Tier 2 - Elevated | Distribution Circuit | 2 | 2 | 2019-02-02 | 288070 | Sus | N | EquipmentFailureInvolved¦Overhead¦CrossarmWood¦Broken
19-0018051 | Vegetation | Tree - fell into line | Pole-Wood | Broken | 2019 | Tier 2 - Elevated | Distribution Circuit | 2 | 4 | 2019-02-04 | 290399 | Sus | N | Vegetation¦Treefellintoline¦PoleWood¦Broken
19-0018583 | Environmental/External | Ice or snow | Conductor, Overhead | Normal | 2019 | Tier 3 - Extreme | Distribution Circuit | 2 | 5 | 2019-02-05 | 292421 | Sus | N | EnvironmentalExternal¦Iceorsnow¦ConductorOverhead¦Normal
19-0019106 | Vegetation | Tree - fell into line | Pole-Wood | Broken | 2019 | Tier 2 - Elevated | Distribution Circuit | 2 | 4 | 2019-02-04 | 294190 | Sus | N | Vegetation¦Treefellintoline¦PoleWood¦Broken
19-0019144 | Vegetation | Tree - fell into line | Conductor, Overhead | Normal | 2019 | Tier 2 - Elevated | Distribution Circuit | 2 | 5 | 2019-02-05 | 291690 | Sus | N | Vegetation¦Treefellintoline¦ConductorOverhead¦Normal
19-0019209 | Vegetation | Tree - fell into line | Crossarm, Wood | Broken, wire on object | 2019 | Tier 2 - Elevated | Distribution Circuit | 2 | 5 | 2019-02-05 | 292795 | Sus | N | Vegetation¦Treefellintoline¦CrossarmWood¦Brokenwireonobject
19-0020412 | Environmental/External | Lightning | Transformer |  | 2019 | Tier 2 - Elevated | Transformer only | 2 | 9 | 2019-02-09 | 297253 | Sus | N | EnvironmentalExternal¦Lightning¦Transformer¦
19-0020664 | Equipment Failure/Involved | Overhead | Conductor, Overhead | Together | 2019 | Tier 2 - Elevated | Distribution Circuit | 2 | 10 | 2019-02-10 | 298774 | Sus | N | EquipmentFailureInvolved¦Overhead¦ConductorOverhead¦Together
19-0020725 | Unknown Cause | Patrol - found nothing |  |  | 2019 | Tier 2 - Elevated | Distribution Circuit | 2 | 10 | 2019-02-10 | 298179 | Sus | N | UnknownCause¦Patrolfoundnothing¦¦
19-0020983 | Unknown Cause | Patrol - found nothing |  |  | 2019 | Tier 2 - Elevated | Distribution Circuit | 2 | 11 | 2019-02-11 | 299552 | Sus | N | UnknownCause¦Patrolfoundnothing¦¦
19-0021112 | Vegetation | Tree - fell into line | Conductor, Overhead | Broken, wire on ground | 2019 | Tier 2 - Elevated | Distribution Circuit | 2 | 10 | 2019-02-10 | 299983 | Sus | N | Vegetation¦Treefellintoline¦ConductorOverhead¦Brokenwireonground
19-0021961 | Vegetation | Tree - fell into line | Conductor, Overhead | Broken, wire on ground | 2019 | Tier 2 - Elevated | Distribution Circuit | 2 | 13 | 2019-02-13 | 303116 | Sus | N | Vegetation¦Treefellintoline¦ConductorOverhead¦Brokenwireonground
19-0023080 | Vegetation | Tree - fell into line | Conductor, Overhead | Broken, wire on ground | 2019 | Tier 3 - Extreme | Distribution Circuit | 2 | 14 | 2019-02-14 | 306382 | Sus | N | Vegetation¦Treefellintoline¦ConductorOverhead¦Brokenwireonground
19-0023647 | Unknown Cause | Patrol - found nothing |  |  | 2019 | Tier 2 - Elevated | Distribution Circuit | 2 | 14 | 2019-02-14 | 310746 | Sus | N | UnknownCause¦Patrolfoundnothing¦¦
19-0023954 | Vegetation | Tree - fell into line | Conductor, Overhead | Normal | 2019 | Tier 2 - Elevated | Distribution Circuit | 2 | 15 | 2019-02-15 | 311876 | Sus | N | Vegetation¦Treefellintoline¦ConductorOverhead¦Normal
19-0027142 | Vegetation | Tree - branch fell on line | Conductor, Overhead | Normal | 2019 | Tier 3 - Extreme | Distribution Circuit | 2 | 22 | 2019-02-22 | 321034 | Sus | N | Vegetation¦Treebranchfellonline¦ConductorOverhead¦Normal
19-0028076 | Equipment Failure/Involved | Overhead | Insulator | Broken | 2019 | Tier 3 - Extreme | Distribution Circuit | 2 | 26 | 2019-02-26 | 323845 | Sus | N | EquipmentFailureInvolved¦Overhead¦Insulator¦Broken
19-0029407 | Unknown Cause | Patrol - found nothing |  |  | 2019 | Tier 3 - Extreme | Distribution Circuit | 2 | 28 | 2019-02-28 | 327972 | Sus | N | UnknownCause¦Patrolfoundnothing¦¦
19-0029415 | Equipment Failure/Involved | Overhead | Transformer | Broken, wire on ground | 2019 | Tier 2 - Elevated | Transformer only | 2 | 27 | 2019-02-27 | 327459 | Sus | N | EquipmentFailureInvolved¦Overhead¦Transformer¦Brokenwireonground
19-0029925 | Vegetation | Tree - branch fell on line | Conductor, Overhead | Normal | 2019 | Tier 2 - Elevated | Distribution Circuit | 3 | 1 | 2019-03-01 | 329293 | Sus | N | Vegetation¦Treebranchfellonline¦ConductorOverhead¦Normal
19-0031550 | Unknown Cause | Patrol - found nothing |  |  | 2019 | Tier 3 - Extreme | Distribution Circuit | 3 | 7 | 2019-03-07 | 333369 | Sus | N | UnknownCause¦Patrolfoundnothing¦¦
19-0033560 | Equipment Failure/Involved | Overhead | Insulator | Failed/Faulted | 2019 | Tier 3 - Extreme | Distribution Circuit | 3 | 13 | 2019-03-13 | 338748 | Sus | N | EquipmentFailureInvolved¦Overhead¦Insulator¦FailedFaulted
19-0034410 | Vegetation | Tree - fell into line | Conductor, Overhead | Broken, wire on ground | 2019 | Tier 2 - Elevated | Distribution Circuit | 3 | 16 | 2019-03-16 | 340932 | Sus | N | Vegetation¦Treefellintoline¦ConductorOverhead¦Brokenwireonground
19-0036540 | Unknown Cause | Patrol - not conducted |  |  | 2019 | Tier 2 - Elevated | Distribution Circuit | 3 | 25 | 2019-03-25 | 346522 | Sus | N | UnknownCause¦Patrolnotconducted¦¦
19-0037179 | Equipment Failure/Involved | Overhead | Transformer | Failed/Faulted | 2019 | Tier 2 - Elevated | Transformer only | 3 | 26 | 2019-03-26 | 347851 | Sus | N | EquipmentFailureInvolved¦Overhead¦Transformer¦FailedFaulted
19-0037697 | Unknown Cause | Patrol - not conducted |  |  | 2019 | Tier 2 - Elevated | Distribution Circuit | 3 | 27 | 2019-03-27 | 348879 | Sus | N | UnknownCause¦Patrolnotconducted¦¦
19-0038172 | Unknown Cause | Patrol - found nothing |  |  | 2019 | Tier 2 - Elevated | Distribution Circuit | 3 | 29 | 2019-03-29 | 349957 | Sus | N | UnknownCause¦Patrolfoundnothing¦¦
19-0038593 | Unknown Cause | Patrol - found nothing |  |  | 2019 | Tier 2 - Elevated | Distribution Circuit | 3 | 31 | 2019-03-31 | 351155 | Sus | N | UnknownCause¦Patrolfoundnothing¦¦
19-0039919 | Equipment Failure/Involved | Overhead | Pole-Wood | Broken | 2019 | Tier 2 - Elevated | Distribution Circuit | 4 | 4 | 2019-04-04 | 354112 | Sus | N | EquipmentFailureInvolved¦Overhead¦PoleWood¦Broken
19-0041017 | Equipment Failure/Involved | Overhead | Jumper | Broken | 2019 | Tier 2 - Elevated | Distribution Circuit | 4 | 9 | 2019-04-09 | 356923 | Sus | N | EquipmentFailureInvolved¦Overhead¦Jumper¦Broken
19-0044733 | Vegetation | Tree - branch fell on line | Conductor, Overhead | Broken, wire on ground | 2019 | Tier 3 - Extreme | Distribution Circuit | 4 | 22 | 2019-04-22 | 365075 | Sus | N | Vegetation¦Treebranchfellonline¦ConductorOverhead¦Brokenwireonground
19-0045826 | Vegetation | Tree - fell into line | Conductor, Overhead | Normal | 2019 | Tier 3 - Extreme | Distribution Circuit | 4 | 24 | 2019-04-24 | 367527 | Sus | N | Vegetation¦Treefellintoline¦ConductorOverhead¦Normal
19-0051719 | Equipment Failure/Involved | Underground | Transformer (UG) | Failed/Faulted | 2019 | Tier 3 - Extreme | Distribution Circuit | 5 | 14 | 2019-05-14 | 380465 | Sus | Y | EquipmentFailureInvolved¦Underground¦Transformer(UG)¦FailedFaulted
19-0056960 | Equipment Failure/Involved | Overhead | Jumper | Broken | 2019 | Tier 2 - Elevated | Transformer only | 5 | 24 | 2019-05-24 | 389604 | Sus | Y | EquipmentFailureInvolved¦Overhead¦Jumper¦Broken
19-0058646 | Equipment Failure/Involved | Overhead | Service conductor | Normal | 2019 | Tier 3 - Extreme | Transformer only | 5 | 28 | 2019-05-28 | 392073 | Sus | Y | EquipmentFailureInvolved¦Overhead¦Serviceconductor¦Normal
19-0062006 | Equipment Failure/Involved | Overhead | Pole-Wood | Deteriorated | 2019 | Zone 1 - HHZ | Distribution Circuit | 6 | 3 | 2019-06-03 | 396664 | Sus | Y | EquipmentFailureInvolved¦Overhead¦PoleWood¦Deteriorated
19-0064293 | Vegetation | Tree - fell into line | Conductor, Overhead | On Ground | 2019 | Tier 2 - Elevated | Distribution Circuit | 6 | 7 | 2019-06-07 | 400775 | Sus | Y | Vegetation¦Treefellintoline¦ConductorOverhead¦OnGround
19-0071499 | Equipment Failure/Involved | Underground | Transformer | Failed/Faulted | 2019 | Tier 2 - Elevated | Transformer only | 6 | 24 | 2019-06-24 | 427576 | Sus | Y | EquipmentFailureInvolved¦Underground¦Transformer¦FailedFaulted
19-0079547 | Equipment Failure/Involved | Overhead | Pole-Wood | Deteriorated | 2019 | Tier 2 - Elevated | Distribution Circuit | 7 | 21 | 2019-07-21 | 464948 | Sus | Y | EquipmentFailureInvolved¦Overhead¦PoleWood¦Deteriorated
19-0086718 | 3rd Party | Vehicle | Pole-Wood | Broken | 2019 | Tier 2 - Elevated | Distribution Circuit | 8 | 11 | 2019-08-11 | 502165 | Sus | Y | 3rdParty¦Vehicle¦PoleWood¦Broken
19-0088465 | Equipment Failure/Involved | Overhead | Transformer (OH) | Failed/Faulted | 2019 | Tier 3 - Extreme | Distribution Circuit | 8 | 15 | 2019-08-15 | 513905 | Sus | Y | EquipmentFailureInvolved¦Overhead¦Transformer(OH)¦FailedFaulted
19-0088575 | Unknown Cause | Patrol - found nothing |  |  | 2019 | Tier 2 - Elevated | Distribution Circuit | 8 | 15 | 2019-08-15 | 514078 | Sus | Y | UnknownCause¦Patrolfoundnothing¦¦
19-0088805 | Vegetation | Tree - fell into line | Crossarm, Wood | Broken, wire on ground | 2019 | Tier 2 - Elevated | Distribution Circuit | 8 | 16 | 2019-08-16 | 516475 | Sus | Y | Vegetation¦Treefellintoline¦CrossarmWood¦Brokenwireonground
19-0091228 | Equipment Failure/Involved | Overhead | Transformer | Failed/Faulted | 2019 | Tier 2 - Elevated | Transformer only | 8 | 22 | 2019-08-22 | 532956 | Sus | Y | EquipmentFailureInvolved¦Overhead¦Transformer¦FailedFaulted
19-0094287 | Vegetation | Tree - fell into line | Conductor, Overhead | Broken, wire on ground | 2019 | Tier 2 - Elevated | Distribution Circuit | 8 | 31 | 2019-08-31 | 549294 | Sus | Y | Vegetation¦Treefellintoline¦ConductorOverhead¦Brokenwireonground
19-0094390 | Equipment Failure/Involved | Overhead | Transformer | Failed/Faulted | 2019 | Tier 2 - Elevated | Transformer only | 8 | 31 | 2019-08-31 | 550170 | Sus | Y | EquipmentFailureInvolved¦Overhead¦Transformer¦FailedFaulted
19-0099139 | Vegetation | Tree - branch fell on line | Conductor, Overhead | Normal | 2019 | Tier 3 - Extreme | Distribution Circuit | 9 | 14 | 2019-09-14 | 581855 | Sus | Y | Vegetation¦Treebranchfellonline¦ConductorOverhead¦Normal
19-0112884 | Animal | Bird found | Conductor, Overhead | Together | 2019 | Tier 2 - Elevated | Distribution Circuit | 10 | 17 | 2019-10-17 | 665937 | Sus | Y | Animal¦Birdfound¦ConductorOverhead¦Together
19-0123276 | Animal | Squirrel | Transformer (OH) | Burned/flashed | 2019 | Tier 3 - Extreme | Distribution Circuit | 11 | 9 | 2019-11-09 | 703288 | Sus | Y | Animal¦Squirrel¦Transformer(OH)¦Burnedflashed
19-0129912 | Vegetation | Tree - branch fell on line | Conductor, Overhead | Broken, wire on ground | 2019 | Tier 2 - Elevated | Distribution Circuit | 11 | 27 | 2019-11-27 | 716724 | Sus | Y | Vegetation¦Treebranchfellonline¦ConductorOverhead¦Brokenwireonground
19-0130300 | Unknown Cause | Patrol - found nothing |  |  | 2019 | Tier 3 - Extreme | Distribution Circuit | 11 | 27 | 2019-11-27 | 721524 | Sus | Y | UnknownCause¦Patrolfoundnothing¦¦
19-0130444 | Vegetation | Tree - fell into line | Conductor, Overhead | Broken, wire on ground | 2019 | Tier 3 - Extreme | Distribution Circuit | 11 | 26 | 2019-11-26 | 721773 | Sus | Y | Vegetation¦Treefellintoline¦ConductorOverhead¦Brokenwireonground
19-0131575 | Vegetation | Tree - fell into line | Conductor, Overhead | Broken, wire on ground | 2019 | Tier 2 - Elevated | Distribution Circuit | 11 | 30 | 2019-11-30 | 724797 | Sus | Y | Vegetation¦Treefellintoline¦ConductorOverhead¦Brokenwireonground
19-0134729 | Vegetation | Tree - fell into line | Conductor, Overhead | Broken, wire on ground | 2019 | Tier 3 - Extreme | Distribution Circuit | 12 | 7 | 2019-12-07 | 732382 | Sus | N | Vegetation¦Treefellintoline¦ConductorOverhead¦Brokenwireonground
19-0135692 | Vegetation | Tree - fell into line | Conductor, Overhead | Normal | 2019 | Tier 2 - Elevated | Distribution Circuit | 12 | 10 | 2019-12-10 | 735811 | Sus | N | Vegetation¦Treefellintoline¦ConductorOverhead¦Normal
19-0135800 | Equipment Failure/Involved | Overhead | Crossarm, Wood | Broken | 2019 | Tier 2 - Elevated | Distribution Circuit | 12 | 11 | 2019-12-11 | 736076 | Sus | N | EquipmentFailureInvolved¦Overhead¦CrossarmWood¦Broken
19-0137635 | Vegetation | Tree - fell into line | Pole-Wood | Broken, wire on ground | 2019 | Tier 2 - Elevated | Distribution Circuit | 12 | 22 | 2019-12-22 | 748687 | Sus | N | Vegetation¦Treefellintoline¦PoleWood¦Brokenwireonground
19-0137896 | Vegetation | Tree - fell into line | Conductor, Overhead | Broken, wire on ground | 2019 | Tier 2 - Elevated | Distribution Circuit | 12 | 25 | 2019-12-25 | 750264 | Sus | N | Vegetation¦Treefellintoline¦ConductorOverhead¦Brokenwireonground
20-0006108 | 3rd Party | Vehicle | Pole-Wood | Normal | 2020 | Tier 3 - Extreme | Distribution Circuit | 1 | 7 | 2020-01-07 | 756784 | Sus | N | 3rdParty¦Vehicle¦PoleWood¦Normal
20-0009486 | Equipment Failure/Involved | Overhead | Crossarm, Wood | Broken, wire on ground | 2020 | Tier 3 - Extreme | Transmission line | 1 | 16 | 2020-01-16 | 761929 | Sus | N | EquipmentFailureInvolved¦Overhead¦CrossarmWood¦Brokenwireonground
20-0013635 | Unknown Cause | Patrol - found nothing |  |  | 2020 | Tier 2 - Elevated | Distribution Circuit | 1 | 25 | 2020-01-25 | 769818 | Sus | N | UnknownCause¦Patrolfoundnothing¦¦
20-0020114 | Vegetation | Tree - fell into line | Pole-Wood | Broken | 2020 | Tier 2 - Elevated | Distribution Circuit | 2 | 10 | 2020-02-10 | 787639 | Sus | N | Vegetation¦Treefellintoline¦PoleWood¦Broken
20-0032279 | Vegetation | Tree - bark fell into line | Conductor, Overhead | Normal | 2020 | Tier 3 - Extreme | Distribution Circuit | 3 | 15 | 2020-03-15 | 851976 | Sus | N | Vegetation¦Treebarkfellintoline¦ConductorOverhead¦Normal
20-0032792 | Vegetation | Tree - branch fell on line | Conductor, Overhead | Broken, wire on ground | 2020 | Tier 3 - Extreme | Distribution Circuit | 3 | 16 | 2020-03-16 | 854413 | Sus | N | Vegetation¦Treebranchfellonline¦ConductorOverhead¦Brokenwireonground
20-0033686 | Vegetation | Tree - branch fell on line | Fuse | Failed/Faulted | 2020 | Tier 2 - Elevated | Distribution Circuit | 3 | 16 | 2020-03-16 | 853772 | Sus | N | Vegetation¦Treebranchfellonline¦Fuse¦FailedFaulted
20-0036210 | Equipment Failure/Involved | Overhead | Fuse | Broken | 2020 | Tier 2 - Elevated | Distribution Circuit | 3 | 25 | 2020-03-25 | 865611 | Sus | N | EquipmentFailureInvolved¦Overhead¦Fuse¦Broken
20-0036877 | Unknown Cause | Patrol - found nothing |  |  | 2020 | Tier 2 - Elevated | Distribution Circuit | 3 | 28 | 2020-03-28 | 868930 | Sus | N | UnknownCause¦Patrolfoundnothing¦¦
20-0038736 | Vegetation | Tree - fell into line | Crossarm, Wood | Broken, wire on ground | 2020 | Tier 2 - Elevated | Distribution Circuit | 4 | 5 | 2020-04-05 | 883478 | Sus | N | Vegetation¦Treefellintoline¦CrossarmWood¦Brokenwireonground
20-0038761 | Unknown Cause | Patrol - found nothing |  |  | 2020 | Tier 3 - Extreme | Distribution Circuit | 4 | 5 | 2020-04-05 | 883475 | Sus | N | UnknownCause¦Patrolfoundnothing¦¦
20-0043044 | Equipment Failure/Involved | Overhead | Secondary | Broken | 2020 | Tier 3 - Extreme | Transformer only | 4 | 20 | 2020-04-20 | 898358 | Sus | N | EquipmentFailureInvolved¦Overhead¦Secondary¦Broken
20-0059419 | Unknown Cause | Patrol - found nothing |  |  | 2020 | Tier 3 - Extreme | Distribution Circuit | 6 | 9 | 2020-06-09 | 935531 | Sus | Y | UnknownCause¦Patrolfoundnothing¦¦
20-0060729 | Company Initiated | Construction Activity/equip, company | Conductor, Overhead | Broken, wire on ground | 2020 | Tier 3 - Extreme | Distribution Circuit | 6 | 12 | 2020-06-12 | 938024 | Sus | Y | CompanyInitiated¦ConstructionActivityequipcompany¦ConductorOverhead¦Brokenwireonground
20-0070950 | Animal | Bird found | Fuse | Failed/Faulted | 2020 | Tier 3 - Extreme | Distribution Circuit | 7 | 12 | 2020-07-12 | 962766 | Sus | Y | Animal¦Birdfound¦Fuse¦FailedFaulted
20-0073551 | Equipment Failure/Involved | Overhead | Crossarm, Wood | Broken | 2020 | Tier 2 - Elevated | Distribution Circuit | 7 | 20 | 2020-07-20 | 968132 | Sus | Y | EquipmentFailureInvolved¦Overhead¦CrossarmWood¦Broken
20-0075895 | Unknown Cause | Patrol - found nothing |  |  | 2020 | Tier 2 - Elevated | Distribution Circuit | 7 | 24 | 2020-07-24 | 971480 | Sus | Y | UnknownCause¦Patrolfoundnothing¦¦
20-0084028 | Equipment Failure/Involved | Overhead | Transformer | Failed/Faulted | 2020 | Tier 2 - Elevated | Transformer only | 8 | 14 | 2020-08-14 | 1003149 | Sus | Y | EquipmentFailureInvolved¦Overhead¦Transformer¦FailedFaulted
20-0084163 | Vegetation | Tree - fell into line | Transformer (OH) | Failed/Faulted | 2020 | Tier 3 - Extreme | Transformer only | 8 | 15 | 2020-08-15 | 1004475 | Sus | Y | Vegetation¦Treefellintoline¦Transformer(OH)¦FailedFaulted
20-0085069 | Equipment Failure/Involved | Overhead | Transformer (OH) | Failed/Faulted | 2020 | Tier 2 - Elevated | Distribution Circuit | 8 | 16 | 2020-08-16 | 1013081 | Sus | Y | EquipmentFailureInvolved¦Overhead¦Transformer(OH)¦FailedFaulted
20-0086647 | Environmental/External | Lightning | Transformer | Failed/Faulted | 2020 | Tier 2 - Elevated | Transformer only | 8 | 18 | 2020-08-18 | 1018641 | Sus | Y | EnvironmentalExternal¦Lightning¦Transformer¦FailedFaulted
20-0089578 | Environmental/External | Fire, Forest/Grass | Conductor, Overhead | Normal | 2020 | Tier 3 - Extreme | Distribution Circuit | 8 | 24 | 2020-08-24 | 1028924 | Sus | Y | EnvironmentalExternal¦FireForestGrass¦ConductorOverhead¦Normal
20-0090976 | Equipment Failure/Involved | Fire, pole | Pole-Wood | Burned/flashed | 2020 | Tier 2 - Elevated | Distribution Circuit | 8 | 28 | 2020-08-28 | 1036153 | Sus | Y | EquipmentFailureInvolved¦Firepole¦PoleWood¦Burnedflashed
20-0096524 | Environmental/External | Fire, Forest/Grass | Fuse | Normal | 2020 | Tier 3 - Extreme | Distribution Circuit | 9 | 11 | 2020-09-11 | 1064940 | Sus | Y | EnvironmentalExternal¦FireForestGrass¦Fuse¦Normal
20-0100673 | Animal | Bird found | Fuse | Failed/Faulted | 2020 | Tier 2 - Elevated | Distribution Circuit | 9 | 23 | 2020-09-23 | 1089639 | Sus | Y | Animal¦Birdfound¦Fuse¦FailedFaulted
20-0110463 | Vegetation | Tree - branch fell on line | Conductor, Overhead | Bent or Twisted | 2020 | Tier 3 - Extreme | Distribution Circuit | 10 | 19 | 2020-10-19 | 1120944 | Sus | Y | Vegetation¦Treebranchfellonline¦ConductorOverhead¦BentorTwisted
20-0110463 | Vegetation | Tree - branch fell on line | Conductor, Overhead | Bent or Twisted | 2020 | Tier 3 - Extreme | Distribution Circuit | 10 | 19 | 2020-10-19 | 1120944 | Sus | Y | Vegetation¦Treebranchfellonline¦ConductorOverhead¦BentorTwisted
20-0110961 | Equipment Failure/Involved | Overhead | Fuse | Broken | 2020 | Tier 2 - Elevated | Transformer only | 10 | 20 | 2020-10-20 | 1121857 | Sus | Y | EquipmentFailureInvolved¦Overhead¦Fuse¦Broken
20-0114600 | Unknown Cause | Patrol - found nothing |  |  | 2020 | Tier 2 - Elevated | Distribution Circuit | 10 | 28 | 2020-10-28 | 1131029 | Sus | Y | UnknownCause¦Patrolfoundnothing¦¦
20-0114652 | Equipment Failure/Involved | Overhead | Pole-Wood | Broken | 2020 | Tier 2 - Elevated | Distribution Circuit | 10 | 29 | 2020-10-29 | 1131286 | Sus | Y | EquipmentFailureInvolved¦Overhead¦PoleWood¦Broken
20-0115950 | Unknown Cause | Patrol - found nothing |  |  | 2020 | Tier 2 - Elevated | Distribution Circuit | 11 | 2 | 2020-11-02 | 1133661 | Sus | Y | UnknownCause¦Patrolfoundnothing¦¦
20-0119405 | Vegetation | Tree - fell into line | Secondary | Broken | 2020 | Tier 2 - Elevated | Transformer only | 11 | 10 | 2020-11-10 | 1141406 | Sus | Y | Vegetation¦Treefellintoline¦Secondary¦Broken
20-0131863 | Equipment Failure/Involved | Underground | Transformer (UG) | Failed/Faulted | 2020 | Tier 2 - Elevated | Distribution Circuit | 12 | 26 | 2020-12-26 | 1198967 | Sus | N | EquipmentFailureInvolved¦Underground¦Transformer(UG)¦FailedFaulted
21-0004463 | Animal | Squirrel | Bushing | Burned/flashed | 2021 | Tier 2 - Elevated | Transformer only | 1 | 3 | 2021-01-03 | 1202824 | Sus | N | Animal¦Squirrel¦Bushing¦Burnedflashed
21-0009828 | Equipment Failure/Involved | Overhead | Conductor, Overhead | Together | 2021 | Tier 2 - Elevated | Distribution Circuit | 1 | 18 | 2021-01-18 | 1212912 | Sus | N | EquipmentFailureInvolved¦Overhead¦ConductorOverhead¦Together
21-0010049 | Vegetation | Tree - fell into line | Conductor, Overhead | Normal | 2021 | Tier 3 - Extreme | Distribution Circuit | 1 | 19 | 2021-01-19 | 1213956 | Sus | N | Vegetation¦Treefellintoline¦ConductorOverhead¦Normal
21-0012666 | Equipment Failure/Involved | Overhead | Transformer (OH) | Failed/Faulted | 2021 | Tier 3 - Extreme | Distribution Circuit | 1 | 22 | 2021-01-22 | 1220862 | Sus | N | EquipmentFailureInvolved¦Overhead¦Transformer(OH)¦FailedFaulted
21-0012878 | Vegetation | Tree - branch fell on line | Conductor, Overhead | Normal | 2021 | Tier 3 - Extreme | Distribution Circuit | 1 | 21 | 2021-01-21 | 1220676 | Sus | N | Vegetation¦Treebranchfellonline¦ConductorOverhead¦Normal
21-0016912 | Vegetation | Tree - fell into line | Conductor, Overhead | Broken, wire on ground | 2021 | Tier 3 - Extreme | Distribution Circuit | 1 | 27 | 2021-01-27 | 1237733 | Sus | N | Vegetation¦Treefellintoline¦ConductorOverhead¦Brokenwireonground
21-0016959 | Vegetation | Tree - fell into line | Conductor, Overhead | Broken, wire on ground | 2021 | Tier 2 - Elevated | Distribution Circuit | 1 | 27 | 2021-01-27 | 1237701 | Sus | N | Vegetation¦Treefellintoline¦ConductorOverhead¦Brokenwireonground
21-0017957 | Vegetation | Tree - fell into line | Conductor, Overhead | Broken, wire on ground | 2021 | Tier 2 - Elevated | Distribution Circuit | 1 | 28 | 2021-01-28 | 1240614 | Sus | N | Vegetation¦Treefellintoline¦ConductorOverhead¦Brokenwireonground
21-0019902 | Unknown Cause | Patrol - not conducted |  |  | 2021 | Tier 2 - Elevated | Distribution Circuit | 1 | 30 | 2021-01-30 | 1243629 | Sus | N | UnknownCause¦Patrolnotconducted¦¦
21-0024042 | Vegetation | Tree - fell into line | Conductor, Overhead | Normal | 2021 | Tier 2 - Elevated | Distribution Circuit | 2 | 10 | 2021-02-10 | 1252422 | Sus | N | Vegetation¦Treefellintoline¦ConductorOverhead¦Normal
21-0032748 | Equipment Failure/Involved | Overhead | Lightning Arrestor | Normal | 2021 | Tier 2 - Elevated | Transformer only | 3 | 5 | 2021-03-05 | 1270098 | Sus | N | EquipmentFailureInvolved¦Overhead¦LightningArrestor¦Normal
21-0034540 | Equipment Failure/Involved | Overhead | Pole-Wood | Broken | 2021 | Tier 2 - Elevated | Distribution Circuit | 3 | 10 | 2021-03-10 | 1276974 | Sus | N | EquipmentFailureInvolved¦Overhead¦PoleWood¦Broken
21-0034559 | Unknown Cause | Patrol - found nothing |  |  | 2021 | Tier 3 - Extreme | Distribution Circuit | 3 | 10 | 2021-03-10 | 1276927 | Sus | N | UnknownCause¦Patrolfoundnothing¦¦
21-0047284 | 3rd Party | Other | Service conductor | Broken, wire on ground | 2021 | Tier 2 - Elevated | Transformer only | 4 | 11 | 2021-04-11 | 1313046 | Sus | N | 3rdParty¦Other¦Serviceconductor¦Brokenwireonground
21-0052949 | Environmental/External | Lightning | Conductor, Overhead | Normal | 2021 | Tier 3 - Extreme | Distribution Circuit | 4 | 25 | 2021-04-25 | 1333736 | Sus | N | EnvironmentalExternal¦Lightning¦ConductorOverhead¦Normal
21-0057574 | Equipment Failure/Involved | Overhead | Transformer | Failed/Faulted | 2021 | Tier 2 - Elevated | Transformer only | 5 | 5 | 2021-05-05 | 1342009 | Sus | Y | EquipmentFailureInvolved¦Overhead¦Transformer¦FailedFaulted
21-0061780 | Equipment Failure/Involved | Overhead | Crossarm, Wood | Broken | 2021 | Tier 2 - Elevated | Distribution Circuit | 5 | 15 | 2021-05-15 | 1349853 | Sus | Y | EquipmentFailureInvolved¦Overhead¦CrossarmWood¦Broken
21-0064787 | Vegetation | Tree - branch fell on line | Conductor, Overhead | Together | 2021 | Tier 3 - Extreme | Distribution Circuit | 5 | 22 | 2021-05-22 | 1356618 | Sus | Y | Vegetation¦Treebranchfellonline¦ConductorOverhead¦Together
21-0065665 | Vegetation | Tree - branch fell on line | Crossarm, Wood | Broken | 2021 | Tier 2 - Elevated | Distribution Circuit | 5 | 25 | 2021-05-25 | 1358312 | Sus | Y | Vegetation¦Treebranchfellonline¦CrossarmWood¦Broken
21-0072369 | Unknown Cause | Patrol - not conducted |  |  | 2021 | Tier 2 - Elevated | Distribution Circuit | 6 | 9 | 2021-06-09 | 1369775 | Sus | Y | UnknownCause¦Patrolnotconducted¦¦
21-0082835 | 3rd Party | Vehicle | Pole-Wood | Broken | 2021 | Tier 3 - Extreme | Distribution Circuit | 6 | 30 | 2021-06-30 | 1389257 | Sus | Y | 3rdParty¦Vehicle¦PoleWood¦Broken
21-0087472 | Vegetation | Tree - fell into line | Pole-Wood | Broken, wire on ground | 2021 | Tier 2 - Elevated | Distribution Circuit | 7 | 10 | 2021-07-10 | 1398001 | Sus | Y | Vegetation¦Treefellintoline¦PoleWood¦Brokenwireonground
21-0087665 | Equipment Failure/Involved | Overhead | Pole-Wood | Broken | 2021 | Tier 2 - Elevated | Distribution Circuit | 7 | 11 | 2021-07-11 | 1399122 | Sus | Y | EquipmentFailureInvolved¦Overhead¦PoleWood¦Broken
21-0091331 | Unknown Cause | Patrol - found nothing |  |  | 2021 | Tier 2 - Elevated | Distribution Circuit | 7 | 17 | 2021-07-17 | 1407124 | Sus | Y | UnknownCause¦Patrolfoundnothing¦¦
21-0094320 | Unknown Cause | Patrol - found nothing |  |  | 2021 | Tier 3 - Extreme | Transformer only | 7 | 23 | 2021-07-23 | 1412754 | Sus | Y | UnknownCause¦Patrolfoundnothing¦¦
21-0094477 | Equipment Failure/Involved | Overhead | Transformer (OH) | Failed/Faulted | 2021 | Tier 2 - Elevated | Distribution Circuit | 7 | 24 | 2021-07-24 | 1413383 | Sus | Y | EquipmentFailureInvolved¦Overhead¦Transformer(OH)¦FailedFaulted
21-0097057 | Environmental/External | Fire, Forest/Grass | Pole-Wood | Burned/flashed | 2021 | Tier 2 - Elevated | Distribution Circuit | 7 | 29 | 2021-07-29 | 1420343 | Sus | Y | EnvironmentalExternal¦FireForestGrass¦PoleWood¦Burnedflashed
21-0100132 | Equipment Failure/Involved | Overhead | Pole-Wood | Deteriorated | 2021 | Tier 2 - Elevated | Distribution Circuit | 8 | 5 | 2021-08-05 | 1434497 | Sus | Y | EquipmentFailureInvolved¦Overhead¦PoleWood¦Deteriorated
21-0101847 | Equipment Failure/Involved | Overhead | Transformer (OH) | Failed/Faulted | 2021 | Tier 2 - Elevated | Transformer only | 8 | 9 | 2021-08-09 | 1437668 | Sus | Y | EquipmentFailureInvolved¦Overhead¦Transformer(OH)¦FailedFaulted
21-0105944 | Unknown Cause | Patrol - found nothing |  |  | 2021 | Tier 3 - Extreme | Distribution Circuit | 8 | 17 | 2021-08-17 | 1445115 | Sus | Y | UnknownCause¦Patrolfoundnothing¦¦
21-0106650 | Animal | Squirrel | Fuse | Normal | 2021 | Tier 2 - Elevated | Distribution Circuit | 8 | 19 | 2021-08-19 | 1447021 | Sus | Y | Animal¦Squirrel¦Fuse¦Normal
21-0122029 | Vegetation | Tree - fell into line | Conductor, Overhead | Normal | 2021 | Tier 3 - Extreme | Distribution Circuit | 9 | 24 | 2021-09-24 | 1479620 | Sus | Y | Vegetation¦Treefellintoline¦ConductorOverhead¦Normal
21-0133375 | Vegetation | Tree - branch fell on line | Conductor, Overhead | Broken, wire on ground | 2021 | Tier 2 - Elevated | Distribution Circuit | 10 | 19 | 2021-10-19 | 1502489 | Sus | Y | Vegetation¦Treebranchfellonline¦ConductorOverhead¦Brokenwireonground
21-0138270 | Equipment Failure/Involved | Overhead | Conductor, Overhead | Broken, wire on ground | 2021 | Tier 3 - Extreme | Distribution Circuit | 10 | 25 | 2021-10-25 | 1520448 | Sus | Y | EquipmentFailureInvolved¦Overhead¦ConductorOverhead¦Brokenwireonground
21-0156752 | Vegetation | Tree - fell into line | Conductor, Overhead | Broken, wire on ground | 2021 | Tier 2 - Elevated | Distribution Circuit | 12 | 11 | 2021-12-11 | 1564914 | Sus | N | Vegetation¦Treefellintoline¦ConductorOverhead¦Brokenwireonground
21-0156837 | Vegetation | Tree - fell into line | Conductor, Overhead | Broken, wire on ground | 2021 | Tier 3 - Extreme | Distribution Circuit | 12 | 12 | 2021-12-12 | 1565287 | Sus | N | Vegetation¦Treefellintoline¦ConductorOverhead¦Brokenwireonground
21-0157973 | Vegetation | Tree - fell into line | Conductor, Overhead | Broken, wire on ground | 2021 | Tier 2 - Elevated | Distribution Circuit | 12 | 14 | 2021-12-14 | 1569579 | Sus | N | Vegetation¦Treefellintoline¦ConductorOverhead¦Brokenwireonground
21-0158119 | Vegetation | Tree - branch fell on line | Conductor, Overhead | Broken, wire on ground | 2021 | Tier 2 - Elevated | Distribution Circuit | 12 | 14 | 2021-12-14 | 1569952 | Sus | N | Vegetation¦Treebranchfellonline¦ConductorOverhead¦Brokenwireonground
21-0158132 | Vegetation | Tree - branch fell on line | Conductor, Overhead | Normal | 2021 | Tier 2 - Elevated | Distribution Circuit | 12 | 14 | 2021-12-14 | 1569820 | Sus | N | Vegetation¦Treebranchfellonline¦ConductorOverhead¦Normal
21-0159393 | Vegetation | Tree - fell into line | Conductor, Overhead | Broken, wire on ground | 2021 | Tier 2 - Elevated | Distribution Circuit | 12 | 17 | 2021-12-17 | 1576287 | Sus | N | Vegetation¦Treefellintoline¦ConductorOverhead¦Brokenwireonground
21-0160108 | Equipment Failure/Involved | Overhead | Crossarm, Wood | Broken | 2021 | Tier 2 - Elevated | Distribution Circuit | 12 | 22 | 2021-12-22 | 1579076 | Sus | N | EquipmentFailureInvolved¦Overhead¦CrossarmWood¦Broken
21-0160254 | Vegetation | Tree - fell into line | Conductor, Overhead | Broken, wire on ground | 2021 | Tier 3 - Extreme | Distribution Circuit | 12 | 23 | 2021-12-23 | 1579609 | Sus | N | Vegetation¦Treefellintoline¦ConductorOverhead¦Brokenwireonground
21-0160461 | Unknown Cause | Patrol - found nothing |  |  | 2021 | Tier 2 - Elevated | Distribution Circuit | 12 | 24 | 2021-12-24 | 1580630 | Sus | N | UnknownCause¦Patrolfoundnothing¦¦
22-0006328 | Equipment Failure/Involved | Overhead | Fuse | Normal | 2022 | Tier 3 - Extreme | Transformer only | 1 | 5 | 2022-01-05 | 1595450 | Sus | N | EquipmentFailureInvolved¦Overhead¦Fuse¦Normal
22-0012874 | Unknown Cause | Patrol - found nothing |  |  | 2022 | Tier 3 - Extreme | Distribution Circuit | 1 | 22 | 2022-01-22 | 1608537 | Sus | N | UnknownCause¦Patrolfoundnothing¦¦
22-0013336 | Unknown Cause | Patrol - found nothing |  |  | 2022 | Tier 2 - Elevated | Distribution Circuit | 1 | 24 | 2022-01-24 | 1610143 | Sus | N | UnknownCause¦Patrolfoundnothing¦¦
22-0018926 | Vegetation | Tree - cutting, PG&E contractor | Conductor, Overhead | Normal | 2022 | Tier 3 - Extreme | Distribution Circuit | 2 | 4 | 2022-02-04 | 1621514 | Sus | N | Vegetation¦TreecuttingPG&Econtractor¦ConductorOverhead¦Normal
22-0025307 | Unknown Cause | Patrol - found nothing |  |  | 2022 | Tier 2 - Elevated | Distribution Circuit | 2 | 22 | 2022-02-22 | 1634243 | Sus | N | UnknownCause¦Patrolfoundnothing¦¦
22-0030441 | Unknown Cause | Patrol - found nothing |  |  | 2022 | Tier 2 - Elevated | Distribution Circuit | 3 | 6 | 2022-03-06 | 1643425 | Sus | N | UnknownCause¦Patrolfoundnothing¦¦
22-0032949 | Unknown Cause | Patrol - found nothing |  |  | 2022 | Tier 2 - Elevated | Distribution Circuit | 3 | 11 | 2022-03-11 | 1646832 | Sus | N | UnknownCause¦Patrolfoundnothing¦¦
22-0038893 | Vegetation | Tree - fell into line | Conductor, Overhead | Normal | 2022 | Tier 2 - Elevated | Distribution Circuit | 3 | 26 | 2022-03-26 | 1656379 | Sus | N | Vegetation¦Treefellintoline¦ConductorOverhead¦Normal
22-0050714 | Vegetation | Tree - fell into line | Conductor, Overhead | Broken, wire on ground | 2022 | Tier 3 - Extreme | Distribution Circuit | 4 | 17 | 2022-04-17 | 1675216 | Sus | N | Vegetation¦Treefellintoline¦ConductorOverhead¦Brokenwireonground
22-0053516 | Equipment Failure/Involved | Overhead | Transformer (OH) | Failed/Faulted | 2022 | Tier 2 - Elevated | Transformer only | 4 | 22 | 2022-04-22 | 1679526 | Sus | N | EquipmentFailureInvolved¦Overhead¦Transformer(OH)¦FailedFaulted
22-0064526 | Unknown Cause | Patrol - found nothing |  |  | 2022 | Tier 2 - Elevated | Distribution Circuit | 5 | 20 | 2022-05-20 | 1705867 | Sus | Y | UnknownCause¦Patrolfoundnothing¦¦
22-0065424 | Equipment Failure/Involved | Overhead | Transformer (OH) | Failed/Faulted | 2022 | Tier 2 - Elevated | Distribution Circuit | 5 | 23 | 2022-05-23 | 1708355 | Sus | Y | EquipmentFailureInvolved¦Overhead¦Transformer(OH)¦FailedFaulted
22-0070876 | Equipment Failure/Involved | Overhead | Crossarm, Wood | Broken | 2022 | Tier 2 - Elevated | Distribution Circuit | 6 | 7 | 2022-06-07 | 1720971 | Sus | Y | EquipmentFailureInvolved¦Overhead¦CrossarmWood¦Broken
22-0071200 | Vegetation | Tree - grew into line | Conductor, Overhead | Normal | 2022 | Tier 3 - Extreme | Distribution Circuit | 6 | 7 | 2022-06-07 | 1721719 | Sus | Y | Vegetation¦Treegrewintoline¦ConductorOverhead¦Normal
22-0071378 | 3rd Party | Vehicle | Pole-Wood | Broken | 2022 | Tier 2 - Elevated | Distribution Circuit | 6 | 8 | 2022-06-08 | 1722638 | Sus | Y | 3rdParty¦Vehicle¦PoleWood¦Broken
22-0073331 | Vegetation | Tree - fell into line | Conductor, Overhead | Broken, wire on ground | 2022 | Tier 2 - Elevated | Distribution Circuit | 6 | 11 | 2022-06-11 | 1729046 | Sus | Y | Vegetation¦Treefellintoline¦ConductorOverhead¦Brokenwireonground
22-0073392 | 3rd Party | Tree - cutting, 3rd party | Pole-Wood | Broken, wire on ground | 2022 | Tier 2 - Elevated | Distribution Circuit | 6 | 12 | 2022-06-12 | 1729337 | Sus | Y | 3rdParty¦Treecutting3rdparty¦PoleWood¦Brokenwireonground
22-0073406 | Vegetation | Tree - fell into line | Crossarm, Wood | Broken | 2022 | Tier 2 - Elevated | Distribution Circuit | 6 | 12 | 2022-06-12 | 1729389 | Sus | Y | Vegetation¦Treefellintoline¦CrossarmWood¦Broken
22-0076787 | Equipment Failure/Involved | Overhead | Transformer | Failed/Faulted | 2022 | Tier 3 - Extreme | Transformer only | 6 | 22 | 2022-06-22 | 1737576 | Sus | Y | EquipmentFailureInvolved¦Overhead¦Transformer¦FailedFaulted
22-0078686 | Unknown Cause | Patrol - found nothing |  |  | 2022 | Tier 2 - Elevated | Distribution Circuit | 6 | 26 | 2022-06-26 | 1742394 | Sus | Y | UnknownCause¦Patrolfoundnothing¦¦
22-0082110 | Unknown Cause | Patrol - found nothing |  |  | 2022 | Tier 2 - Elevated | Distribution Circuit | 7 | 5 | 2022-07-05 | 1749589 | Sus | Y | UnknownCause¦Patrolfoundnothing¦¦
22-0084559 | Equipment Failure/Involved | Overhead | Crossarm, Wood | Broken | 2022 | Tier 2 - Elevated | Transformer only | 7 | 12 | 2022-07-12 | 1754919 | Sus | Y | EquipmentFailureInvolved¦Overhead¦CrossarmWood¦Broken
22-0087130 | Equipment Failure/Involved | Overhead | Transformer (OH) | Failed/Faulted | 2022 | Tier 2 - Elevated | Transformer only | 7 | 19 | 2022-07-19 | 1760348 | Sus | Y | EquipmentFailureInvolved¦Overhead¦Transformer(OH)¦FailedFaulted
22-0087358 | Equipment Failure/Involved | Overhead | Insulator | Broken | 2022 | Tier 2 - Elevated | Distribution Circuit | 7 | 19 | 2022-07-19 | 1760746 | Sus | Y | EquipmentFailureInvolved¦Overhead¦Insulator¦Broken
22-0094609 | Vegetation | Tree - fell into line | Conductor, Overhead | Broken, wire on ground | 2022 | Tier 3 - Extreme | Distribution Circuit | 8 | 6 | 2022-08-06 | 1774973 | Sus | Y | Vegetation¦Treefellintoline¦ConductorOverhead¦Brokenwireonground
22-0094625 | Vegetation | Tree - branch fell on line | Conductor, Overhead | Together | 2022 | Tier 3 - Extreme | Distribution Circuit | 8 | 6 | 2022-08-06 | 1775042 | Sus | Y | Vegetation¦Treebranchfellonline¦ConductorOverhead¦Together
22-0095450 | Equipment Failure/Involved | Overhead | Crossarm, Wood | Deteriorated | 2022 | Tier 2 - Elevated | Distribution Circuit | 8 | 9 | 2022-08-09 | 1777041 | Sus | Y | EquipmentFailureInvolved¦Overhead¦CrossarmWood¦Deteriorated
22-0096435 | Company Initiated | Personnel, company | Transformer (OH) | Normal | 2022 | Tier 2 - Elevated | Distribution Circuit | 8 | 11 | 2022-08-11 | 1778852 | Sus | Y | CompanyInitiated¦Personnelcompany¦Transformer(OH)¦Normal
22-0100666 | Unknown Cause | Patrol - found nothing |  |  | 2022 | Tier 2 - Elevated | Distribution Circuit | 8 | 22 | 2022-08-22 | 1787635 | Sus | Y | UnknownCause¦Patrolfoundnothing¦¦
22-0102793 | Equipment Failure/Involved | Overhead | Jumper | Burned Open | 2022 | Tier 2 - Elevated | Distribution Circuit | 8 | 28 | 2022-08-28 | 1793373 | Sus | Y | EquipmentFailureInvolved¦Overhead¦Jumper¦BurnedOpen
22-0106614 | Unknown Cause | Patrol - found nothing |  |  | 2022 | Tier 2 - Elevated | Distribution Circuit | 9 | 6 | 2022-09-06 | 1802000 | Sus | Y | UnknownCause¦Patrolfoundnothing¦¦
22-0107288 | Equipment Failure/Involved | Underground | Transformer (UG) | Failed/Faulted | 2022 | Tier 2 - Elevated | Distribution Circuit | 9 | 7 | 2022-09-07 | 1803996 | Sus | Y | EquipmentFailureInvolved¦Underground¦Transformer(UG)¦FailedFaulted
22-0111613 | Vegetation | Tree - branch fell on line | Conductor, Overhead | Normal | 2022 | Tier 3 - Extreme | Distribution Circuit | 9 | 18 | 2022-09-18 | 1814058 | Sus | Y | Vegetation¦Treebranchfellonline¦ConductorOverhead¦Normal
22-0111767 | Unknown Cause | Patrol - not conducted |  |  | 2022 | Tier 2 - Elevated | Distribution Circuit | 9 | 18 | 2022-09-18 | 1815323 | Sus | Y | UnknownCause¦Patrolnotconducted¦¦
22-0116164 | Equipment Failure/Involved | Overhead | Recloser | Failed/Faulted | 2022 | Tier 2 - Elevated | Distribution Circuit | 9 | 29 | 2022-09-29 | 1824214 | Sus | Y | EquipmentFailureInvolved¦Overhead¦Recloser¦FailedFaulted
22-0118433 | Unknown Cause | Patrol - found nothing |  |  | 2022 | Tier 3 - Extreme | Distribution Circuit | 10 | 5 | 2022-10-05 | 1829877 | Sus | Y | UnknownCause¦Patrolfoundnothing¦¦
22-0121814 | Equipment Failure/Involved | Overhead | Pole-Wood | Broken | 2022 | Tier 3 - Extreme | Distribution Circuit | 10 | 15 | 2022-10-15 | 1838051 | Sus | Y | EquipmentFailureInvolved¦Overhead¦PoleWood¦Broken
22-0123914 | Equipment Failure/Involved | Overhead | Pole-Wood | Deteriorated | 2022 | Tier 2 - Elevated | Transformer only | 10 | 22 | 2022-10-22 | 1842940 | Sus | Y | EquipmentFailureInvolved¦Overhead¦PoleWood¦Deteriorated
22-0124229 | Equipment Failure/Involved | Overhead | Crossarm, Wood | Broken | 2022 | Tier 2 - Elevated | Distribution Circuit | 10 | 24 | 2022-10-24 | 1844068 | Sus | Y | EquipmentFailureInvolved¦Overhead¦CrossarmWood¦Broken
22-0129502 | Equipment Failure/Involved | Overhead | Transformer (OH) | Failed/Faulted | 2022 | Tier 2 - Elevated | Transformer only | 11 | 8 | 2022-11-08 | 1858383 | Sus | Y | EquipmentFailureInvolved¦Overhead¦Transformer(OH)¦FailedFaulted
22-0130804 | Equipment Failure/Involved | Electrical Overload | Fuse | Failed/Faulted | 2022 | Tier 3 - Extreme | Distribution Circuit | 11 | 14 | 2022-11-14 | 1861974 | Sus | Y | EquipmentFailureInvolved¦ElectricalOverload¦Fuse¦FailedFaulted
22-0134407 | Unknown Cause | Patrol - found nothing |  |  | 2022 | Tier 2 - Elevated | Transformer only | 11 | 28 | 2022-11-28 | 1870118 | Sus | Y | UnknownCause¦Patrolfoundnothing¦¦
22-0135800 | 3rd Party | Vehicle | Fuse | Normal | 2022 | Tier 3 - Extreme | Transformer only | 12 | 1 | 2022-12-01 | 1873559 | Sus | N | 3rdParty¦Vehicle¦Fuse¦Normal
22-0138066 | Vegetation | Tree - branch fell on line | Conductor, Overhead | Normal | 2022 | Tier 2 - Elevated | Distribution Circuit | 12 | 10 | 2022-12-10 | 1880351 | Sus | N | Vegetation¦Treebranchfellonline¦ConductorOverhead¦Normal
22-0139356 | Equipment Failure/Involved | Electrical Overload | Lightning Arrestor | Burned/flashed | 2022 | Tier 3 - Extreme | Distribution Circuit | 12 | 12 | 2022-12-12 | 1887520 | Sus | N | EquipmentFailureInvolved¦ElectricalOverload¦LightningArrestor¦Burnedflashed
22-0141940 | Equipment Failure/Involved | Overhead | Conductor, Overhead | Broken, wire on ground | 2022 | Tier 2 - Elevated | Distribution Circuit | 12 | 27 | 2022-12-27 | 1900492 | Sus | N | EquipmentFailureInvolved¦Overhead¦ConductorOverhead¦Brokenwireonground
22-0142220 | Equipment Failure/Involved | Overhead | Connector or Splice (OH) | Burned Open | 2022 | Tier 2 - Elevated | Transformer only | 12 | 30 | 2022-12-30 | 1901994 | Sus | N | EquipmentFailureInvolved¦Overhead¦ConnectororSplice(OH)¦BurnedOpen
15-0008083 | Equipment Failure/Involved | Other | Insulator | Malfunctioning | 2015 | Tier 3 - Extreme | Distribution Circuit | 1 | 29 | 2015-01-29 | 1169915 | Sus | N | EquipmentFailureInvolved¦Other¦Insulator¦Malfunctioning
15-0011648 | Vegetation | Tree - branch fell on line | Conductor, Overhead | Broken, wire on ground | 2015 | Tier 3 - Extreme | Distribution Circuit | 2 | 8 | 2015-02-08 | 1183130 | Sus | N | Vegetation¦Treebranchfellonline¦ConductorOverhead¦Brokenwireonground
15-0011841 | Equipment Failure/Involved | Lightning | Other | Malfunctioning | 2015 | Tier 2 - Elevated | Distribution Circuit | 2 | 8 | 2015-02-08 | 1183971 | Sus | N | EquipmentFailureInvolved¦Lightning¦Other¦Malfunctioning
15-0022438 | Equipment Failure/Involved | Other | Cutout, fuse holder | Broken | 2015 | Tier 2 - Elevated | Distribution Circuit | 3 | 27 | 2015-03-27 | 1208682 | Sus | N | EquipmentFailureInvolved¦Other¦Cutoutfuseholder¦Broken
15-0046602 | Environmental/External | Lightning | Transformer (OH) | Failed/Faulted | 2015 | Tier 2 - Elevated | Transformer only | 7 | 9 | 2015-07-09 | 1265427 | Sus | Y | EnvironmentalExternal¦Lightning¦Transformer(OH)¦FailedFaulted
15-0049004 | Equipment Failure/Involved | Overhead | Transformer | Failed/Faulted | 2015 | Tier 2 - Elevated | Transformer only | 7 | 19 | 2015-07-19 | 1273175 | Sus | Y | EquipmentFailureInvolved¦Overhead¦Transformer¦FailedFaulted
15-0050458 | Animal | Bird found | Transformer (OH) | Normal | 2015 | Tier 2 - Elevated | Distribution Circuit | 7 | 25 | 2015-07-25 | 1276918 | Sus | Y | Animal¦Birdfound¦Transformer(OH)¦Normal
15-0050882 | Equipment Failure/Involved | Overhead | Transformer (OH) | Broken | 2015 | Tier 2 - Elevated | Distribution Circuit | 7 | 28 | 2015-07-28 | 1278460 | Sus | Y | EquipmentFailureInvolved¦Overhead¦Transformer(OH)¦Broken
15-0054994 | 3rd Party | Tree - cutting, 3rd party | Conductor, Overhead | Normal | 2015 | Tier 2 - Elevated | Distribution Circuit | 8 | 14 | 2015-08-14 | 1288181 | Sus | Y | 3rdParty¦Treecutting3rdparty¦ConductorOverhead¦Normal
15-0062029 | 3rd Party | Vehicle | Fuse | Failed/Faulted | 2015 | Tier 2 - Elevated | Distribution Circuit | 9 | 17 | 2015-09-17 | 1307837 | Sus | Y | 3rdParty¦Vehicle¦Fuse¦FailedFaulted
15-0062333 | 3rd Party | Vehicle | Pole-Wood | Normal | 2015 | Tier 2 - Elevated | Distribution Circuit | 9 | 19 | 2015-09-19 | 1308777 | Sus | Y | 3rdParty¦Vehicle¦PoleWood¦Normal
15-0062338 | Environmental/External | Fire, Forest/Grass | Pole-Wood | Burned/flashed | 2015 | Tier 2 - Elevated | Distribution Circuit | 9 | 19 | 2015-09-19 | 1308753 | Sus | Y | EnvironmentalExternal¦FireForestGrass¦PoleWood¦Burnedflashed
15-0063159 | 3rd Party | Vehicle | Pole-Wood | Broken, wire on ground | 2015 | Tier 2 - Elevated | Distribution Circuit | 9 | 24 | 2015-09-24 | 1311414 | Sus | Y | 3rdParty¦Vehicle¦PoleWood¦Brokenwireonground
15-0067072 | Equipment Failure/Involved | Overhead | Cutout, fuse holder | Broken | 2015 | Tier 2 - Elevated | Transformer only | 10 | 1 | 2015-10-01 | 1314718 | Sus | Y | EquipmentFailureInvolved¦Overhead¦Cutoutfuseholder¦Broken
15-0067863 | Equipment Failure/Involved | Overhead | Transformer | Failed/Faulted | 2015 | Tier 2 - Elevated | Transformer only | 10 | 4 | 2015-10-04 | 1316907 | Sus | Y | EquipmentFailureInvolved¦Overhead¦Transformer¦FailedFaulted
15-0071764 | Unknown Cause | Patrol - found nothing |  |  | 2015 | Tier 2 - Elevated | Distribution Circuit | 10 | 19 | 2015-10-19 | 1325852 | Sus | Y | UnknownCause¦Patrolfoundnothing¦¦
15-0075745 | Environmental/External | Lightning | Transformer | Failed/Faulted | 2015 | Tier 2 - Elevated | Transformer only | 11 | 5 | 2015-11-05 | 1335731 | Sus | Y | EnvironmentalExternal¦Lightning¦Transformer¦FailedFaulted
15-0076987 | Vegetation | Tree - branch fell on line | Conductor, Overhead | Normal | 2015 | Tier 2 - Elevated | Distribution Circuit | 11 | 10 | 2015-11-10 | 1338730 | Sus | Y | Vegetation¦Treebranchfellonline¦ConductorOverhead¦Normal
15-0077621 | Unknown Cause | Patrol - found nothing |  |  | 2015 | Tier 3 - Extreme | Distribution Circuit | 11 | 13 | 2015-11-13 | 1340562 | Sus | Y | UnknownCause¦Patrolfoundnothing¦¦
15-0077701 | Unknown Cause | Patrol - found nothing |  |  | 2015 | Tier 3 - Extreme | Distribution Circuit | 11 | 13 | 2015-11-13 | 1340407 | Sus | Y | UnknownCause¦Patrolfoundnothing¦¦
15-0078000 | Vegetation | Tree - branch fell on line | Conductor, Overhead | Normal | 2015 | Tier 3 - Extreme | Distribution Circuit | 11 | 15 | 2015-11-15 | 1342360 | Sus | Y | Vegetation¦Treebranchfellonline¦ConductorOverhead¦Normal
15-0078035 | Equipment Failure/Involved | Overhead | Transformer (OH) | Broken | 2015 | Tier 2 - Elevated | Transformer only | 11 | 15 | 2015-11-15 | 1342639 | Sus | Y | EquipmentFailureInvolved¦Overhead¦Transformer(OH)¦Broken
15-0083452 | Equipment Failure/Involved | Overhead | Transformer (OH) | Deteriorated | 2015 | Tier 2 - Elevated | Transformer only | 12 | 8 | 2015-12-08 | 1355484 | Sus | N | EquipmentFailureInvolved¦Overhead¦Transformer(OH)¦Deteriorated
15-0084620 | Vegetation | Tree - branch fell on line | Conductor, Overhead | Normal | 2015 | Tier 3 - Extreme | Distribution Circuit | 12 | 13 | 2015-12-13 | 1360274 | Sus | N | Vegetation¦Treebranchfellonline¦ConductorOverhead¦Normal
16-0003553 | Equipment Failure/Involved | Overhead | Cutout, fuse holder | Broken | 2016 | Tier 3 - Extreme | Distribution Circuit | 1 | 6 | 2016-01-06 | 1378596 | Sus | N | EquipmentFailureInvolved¦Overhead¦Cutoutfuseholder¦Broken
16-0003655 | Equipment Failure/Involved | Overhead | Conductor, Overhead | Broken | 2016 | Tier 3 - Extreme | Distribution Circuit | 1 | 6 | 2016-01-06 | 1378991 | Sus | N | EquipmentFailureInvolved¦Overhead¦ConductorOverhead¦Broken
16-0004628 | Vegetation | Tree - fell into line | Conductor, Overhead | Normal | 2016 | Tier 3 - Extreme | Distribution Circuit | 1 | 11 | 2016-01-11 | 1381820 | Sus | N | Vegetation¦Treefellintoline¦ConductorOverhead¦Normal
16-0007419 | Equipment Failure/Involved | Electrical Overload |  | Failed/Faulted | 2016 | Tier 2 - Elevated | Transformer only | 1 | 22 | 2016-01-22 | 1389937 | Sus | N | EquipmentFailureInvolved¦ElectricalOverload¦¦FailedFaulted
16-0007698 | Unknown Cause | Patrol - found nothing |  |  | 2016 | Tier 2 - Elevated | Distribution Circuit | 1 | 23 | 2016-01-23 | 1390512 | Sus | N | UnknownCause¦Patrolfoundnothing¦¦
16-0011074 | Vegetation | Tree - fell into line | Conductor, Overhead | Normal | 2016 | Tier 2 - Elevated | Distribution Circuit | 2 | 6 | 2016-02-06 | 1399485 | Sus | N | Vegetation¦Treefellintoline¦ConductorOverhead¦Normal
16-0011685 | Equipment Failure/Involved | Overhead | Transformer | Failed/Faulted | 2016 | Tier 2 - Elevated | Transformer only | 2 | 10 | 2016-02-10 | 1401088 | Sus | N | EquipmentFailureInvolved¦Overhead¦Transformer¦FailedFaulted
16-0017557 | Vegetation | Tree - fell into line | Conductor, Overhead | Broken, wire on ground | 2016 | Tier 3 - Extreme | Distribution Circuit | 3 | 5 | 2016-03-05 | 1417182 | Sus | N | Vegetation¦Treefellintoline¦ConductorOverhead¦Brokenwireonground
16-0018223 | Vegetation | Tree - fell into line | Conductor, Overhead | Broken | 2016 | Tier 3 - Extreme | Distribution Circuit | 3 | 6 | 2016-03-06 | 1421059 | Sus | N | Vegetation¦Treefellintoline¦ConductorOverhead¦Broken
16-0018357 | Equipment Failure/Involved | Overhead | Transformer | Failed/Faulted | 2016 | Tier 3 - Extreme | Transformer only | 3 | 6 | 2016-03-06 | 1421068 | Sus | N | EquipmentFailureInvolved¦Overhead¦Transformer¦FailedFaulted
16-0018549 | Vegetation | Tree - fell into line | Conductor, Overhead | Broken, wire on ground | 2016 | Tier 3 - Extreme | Distribution Circuit | 3 | 6 | 2016-03-06 | 1422404 | Sus | N | Vegetation¦Treefellintoline¦ConductorOverhead¦Brokenwireonground
16-0019739 | Unknown Cause | Patrol - found nothing |  |  | 2016 | Tier 2 - Elevated | Distribution Circuit | 3 | 9 | 2016-03-09 | 1426079 | Sus | N | UnknownCause¦Patrolfoundnothing¦¦
16-0020505 | Vegetation | Tree - fell into line | Conductor, Overhead | Broken, wire on ground | 2016 | Tier 2 - Elevated | Distribution Circuit | 3 | 11 | 2016-03-11 | 1428176 | Sus | N | Vegetation¦Treefellintoline¦ConductorOverhead¦Brokenwireonground
16-0021022 | Vegetation | Tree - fell into line | Conductor, Overhead | Broken, wire on ground | 2016 | Tier 2 - Elevated | Distribution Circuit | 3 | 13 | 2016-03-13 | 1430375 | Sus | N | Vegetation¦Treefellintoline¦ConductorOverhead¦Brokenwireonground
16-0021097 | Unknown Cause | Patrol - not conducted |  |  | 2016 | Tier 2 - Elevated | Distribution Circuit | 3 | 13 | 2016-03-13 | 1430618 | Sus | N | UnknownCause¦Patrolnotconducted¦¦
16-0021136 | Vegetation | Tree - fell into line | Pole-Wood | Broken, wire on ground | 2016 | Tier 2 - Elevated | Distribution Circuit | 3 | 14 | 2016-03-14 | 1430821 | Sus | N | Vegetation¦Treefellintoline¦PoleWood¦Brokenwireonground
16-0021348 | Unknown Cause | Patrol - not conducted |  |  | 2016 | Tier 3 - Extreme | Distribution Circuit | 3 | 14 | 2016-03-14 | 1431375 | Sus | N | UnknownCause¦Patrolnotconducted¦¦
16-0029303 | Equipment Failure/Involved | Overhead | Transformer | Failed/Faulted | 2016 | Tier 2 - Elevated | Transformer only | 4 | 18 | 2016-04-18 | 1452794 | Sus | N | EquipmentFailureInvolved¦Overhead¦Transformer¦FailedFaulted
16-0029685 | 3rd Party | Contact with High Voltage, 3rd party | Conductor, Overhead | Broken, wire on ground | 2016 | Tier 2 - Elevated | Distribution Circuit | 4 | 19 | 2016-04-19 | 1453641 | Sus | N | 3rdParty¦ContactwithHighVoltage3rdparty¦ConductorOverhead¦Brokenwireonground
16-0033849 | Vegetation | Tree - branch fell on line | Fuse | Failed/Faulted | 2016 | Tier 2 - Elevated | Distribution Circuit | 5 | 4 | 2016-05-04 | 1464657 | Sus | Y | Vegetation¦Treebranchfellonline¦Fuse¦FailedFaulted
16-0037350 | Animal | Squirrel | Pothead(Riser Termination) | Normal | 2016 | Tier 2 - Elevated | Distribution Circuit | 5 | 20 | 2016-05-20 | 1473436 | Sus | Y | Animal¦Squirrel¦Pothead(RiserTermination)¦Normal
16-0041481 | Equipment Failure/Involved | Electrical Overload | Transformer (OH) | Deteriorated | 2016 | Tier 2 - Elevated | Transformer only | 6 | 6 | 2016-06-06 | 1484247 | Sus | Y | EquipmentFailureInvolved¦ElectricalOverload¦Transformer(OH)¦Deteriorated
16-0045175 | 3rd Party | Vehicle | Anchor or Guy | Broken | 2016 | Tier 2 - Elevated | Distribution Circuit | 6 | 22 | 2016-06-22 | 1494252 | Sus | Y | 3rdParty¦Vehicle¦AnchororGuy¦Broken
16-0049939 | Vegetation | Tree - fell into line | Conductor, Overhead | Broken, wire on ground | 2016 | Tier 2 - Elevated | Distribution Circuit | 7 | 14 | 2016-07-14 | 1510054 | Sus | Y | Vegetation¦Treefellintoline¦ConductorOverhead¦Brokenwireonground
16-0050307 | Equipment Failure/Involved | Overhead | Transformer | Failed/Faulted | 2016 | Tier 2 - Elevated | Transformer only | 7 | 15 | 2016-07-15 | 1510857 | Sus | Y | EquipmentFailureInvolved¦Overhead¦Transformer¦FailedFaulted
16-0050752 | Vegetation | Tree - fell into line | Conductor, Overhead | Broken, wire on ground | 2016 | Tier 3 - Extreme | Distribution Circuit | 7 | 18 | 2016-07-18 | 1512185 | Sus | Y | Vegetation¦Treefellintoline¦ConductorOverhead¦Brokenwireonground
16-0051053 | Unknown Cause | Patrol - found nothing |  |  | 2016 | Tier 2 - Elevated | Distribution Circuit | 7 | 19 | 2016-07-19 | 1512734 | Sus | Y | UnknownCause¦Patrolfoundnothing¦¦
16-0057192 | Equipment Failure/Involved | Overhead | Cutout, fuse holder | Broken | 2016 | Tier 2 - Elevated | Distribution Circuit | 8 | 14 | 2016-08-14 | 1526141 | Sus | Y | EquipmentFailureInvolved¦Overhead¦Cutoutfuseholder¦Broken
16-0061499 | 3rd Party | Vehicle | Pole-Wood | Broken, wire on ground | 2016 | Tier 2 - Elevated | Distribution Circuit | 9 | 1 | 2016-09-01 | 1535163 | Sus | Y | 3rdParty¦Vehicle¦PoleWood¦Brokenwireonground
16-0065251 | Animal | Bird found | Fuse | Failed/Faulted | 2016 | Tier 2 - Elevated | Distribution Circuit | 9 | 16 | 2016-09-16 | 1542812 | Sus | Y | Animal¦Birdfound¦Fuse¦FailedFaulted
16-0066367 | Equipment Failure/Involved | Overhead | Transformer (OH) | Leaking | 2016 | Tier 2 - Elevated | Distribution Circuit | 9 | 21 | 2016-09-21 | 1545605 | Sus | Y | EquipmentFailureInvolved¦Overhead¦Transformer(OH)¦Leaking
16-0070050 | Unknown Cause | Patrol - found nothing |  |  | 2016 | Tier 2 - Elevated | Distribution Circuit | 10 | 6 | 2016-10-06 | 1553778 | Sus | Y | UnknownCause¦Patrolfoundnothing¦¦
16-0074734 | Vegetation | Tree - branch fell on line | Conductor, Overhead | Broken, wire on ground | 2016 | Tier 3 - Extreme | Distribution Circuit | 10 | 22 | 2016-10-22 | 1567405 | Sus | Y | Vegetation¦Treebranchfellonline¦ConductorOverhead¦Brokenwireonground
16-0081130 | Vegetation | Tree - bark fell into line | Fuse | Failed/Faulted | 2016 | Tier 2 - Elevated | Distribution Circuit | 11 | 19 | 2016-11-19 | 1585024 | Sus | Y | Vegetation¦Treebarkfellintoline¦Fuse¦FailedFaulted
16-0081153 | Equipment Failure/Involved | Overhead | Jumper | Burned Open | 2016 | Tier 2 - Elevated | Distribution Circuit | 11 | 19 | 2016-11-19 | 1585269 | Sus | Y | EquipmentFailureInvolved¦Overhead¦Jumper¦BurnedOpen
16-0081195 | Vegetation | Tree - fell into line | Conductor, Overhead | Normal | 2016 | Tier 3 - Extreme | Distribution Circuit | 11 | 19 | 2016-11-19 | 1585427 | Sus | Y | Vegetation¦Treefellintoline¦ConductorOverhead¦Normal
16-0083426 | Unknown Cause | Patrol - found nothing |  |  | 2016 | Tier 3 - Extreme | Distribution Circuit | 12 | 1 | 2016-12-01 | 1592740 | Sus | N | UnknownCause¦Patrolfoundnothing¦¦
16-0083916 | Unknown Cause | Patrol - not conducted |  | Failed/Faulted | 2016 | Tier 3 - Extreme | Distribution Circuit | 12 | 5 | 2016-12-05 | 1594715 | Sus | N | UnknownCause¦Patrolnotconducted¦¦FailedFaulted
16-0083991 | Vegetation | Tree - fell into line | Service conductor | Broken | 2016 | Tier 3 - Extreme | Transformer only | 12 | 5 | 2016-12-05 | 1595045 | Sus | N | Vegetation¦Treefellintoline¦Serviceconductor¦Broken
16-0085763 | Vegetation | Tree - branch fell on line | Conductor, Overhead | Broken | 2016 | Tier 3 - Extreme | Distribution Circuit | 12 | 15 | 2016-12-15 | 1602884 | Sus | N | Vegetation¦Treebranchfellonline¦ConductorOverhead¦Broken
16-0086794 | Vegetation | Tree - fell into line | Crossarm, Wood | Broken, wire on ground | 2016 | Tier 2 - Elevated | Distribution Circuit | 12 | 23 | 2016-12-23 | 1609631 | Sus | N | Vegetation¦Treefellintoline¦CrossarmWood¦Brokenwireonground
17-0003832 | Equipment Failure/Involved | Overhead | Secondary | Broken | 2017 | Tier 3 - Extreme | Transformer only | 1 | 4 | 2017-01-04 | 1618303 | Sus | N | EquipmentFailureInvolved¦Overhead¦Secondary¦Broken
17-0004796 | Vegetation | Tree - fell into line | Conductor, Overhead | Broken, wire on ground | 2017 | Tier 2 - Elevated | Distribution Circuit | 1 | 7 | 2017-01-07 | 1622123 | Sus | N | Vegetation¦Treefellintoline¦ConductorOverhead¦Brokenwireonground
17-0005365 | Vegetation | Tree - fell into line | Conductor, Overhead | Broken, wire on ground | 2017 | Tier 3 - Extreme | Distribution Circuit | 1 | 8 | 2017-01-08 | 1627159 | Sus | N | Vegetation¦Treefellintoline¦ConductorOverhead¦Brokenwireonground
17-0005521 | Equipment Failure/Involved | Overhead | Pole-Wood | Broken, wire on ground | 2017 | Tier 2 - Elevated | Distribution Circuit | 1 | 8 | 2017-01-08 | 1628114 | Sus | N | EquipmentFailureInvolved¦Overhead¦PoleWood¦Brokenwireonground
17-0005796 | Vegetation | Tree - fell into line | Fuse | Failed/Faulted | 2017 | Tier 2 - Elevated | Distribution Circuit | 1 | 8 | 2017-01-08 | 1629189 | Sus | N | Vegetation¦Treefellintoline¦Fuse¦FailedFaulted
17-0005871 | Equipment Failure/Involved | Overhead | Connector or Splice (OH) | Broken | 2017 | Tier 2 - Elevated | Distribution Circuit | 1 | 8 | 2017-01-08 | 1630098 | Sus | N | EquipmentFailureInvolved¦Overhead¦ConnectororSplice(OH)¦Broken
17-0006883 | Vegetation | Tree - branch fell on line | Conductor, Overhead | Normal | 2017 | Tier 3 - Extreme | Distribution Circuit | 1 | 10 | 2017-01-10 | 1634310 | Sus | N | Vegetation¦Treebranchfellonline¦ConductorOverhead¦Normal
17-0006975 | Vegetation | Tree - branch fell on line | Crossarm, Wood | Broken, wire on ground | 2017 | Tier 3 - Extreme | Distribution Circuit | 1 | 10 | 2017-01-10 | 1635913 | Sus | N | Vegetation¦Treebranchfellonline¦CrossarmWood¦Brokenwireonground
17-0007254 | Vegetation | Tree - fell into line | Conductor, Overhead | Broken, wire on ground | 2017 | Tier 3 - Extreme | Distribution Circuit | 1 | 10 | 2017-01-10 | 1638064 | Sus | N | Vegetation¦Treefellintoline¦ConductorOverhead¦Brokenwireonground
17-0008696 | Vegetation | Tree - fell into line | Conductor, Overhead | Normal | 2017 | Tier 2 - Elevated | Distribution Circuit | 1 | 13 | 2017-01-13 | 1642343 | Sus | N | Vegetation¦Treefellintoline¦ConductorOverhead¦Normal
17-0008847 | Equipment Failure/Involved | Overhead | Crossarm, Wood | Broken | 2017 | Tier 2 - Elevated | Distribution Circuit | 1 | 13 | 2017-01-13 | 1642713 | Sus | N | EquipmentFailureInvolved¦Overhead¦CrossarmWood¦Broken
17-0008852 | Vegetation | Tree - fell into line | Conductor, Overhead | Broken, wire on ground | 2017 | Tier 2 - Elevated | Distribution Circuit | 1 | 13 | 2017-01-13 | 1642826 | Sus | N | Vegetation¦Treefellintoline¦ConductorOverhead¦Brokenwireonground
17-0009291 | Unknown Cause | Patrol - found nothing |  |  | 2017 | Tier 3 - Extreme | Distribution Circuit | 1 | 15 | 2017-01-15 | 1644132 | Sus | N | UnknownCause¦Patrolfoundnothing¦¦
17-0010553 | Equipment Failure/Involved | Overhead | Jumper | Broken | 2017 | Tier 2 - Elevated | Transformer only | 1 | 18 | 2017-01-18 | 1648855 | Sus | N | EquipmentFailureInvolved¦Overhead¦Jumper¦Broken
17-0011984 | Vegetation | Tree - branch fell on line | Conductor, Overhead | Normal | 2017 | Tier 2 - Elevated | Distribution Circuit | 1 | 21 | 2017-01-21 | 1655598 | Sus | N | Vegetation¦Treebranchfellonline¦ConductorOverhead¦Normal
17-0012011 | Vegetation | Tree - fell into line | Conductor, Overhead | On Ground | 2017 | Tier 3 - Extreme | Distribution Circuit | 1 | 21 | 2017-01-21 | 1655869 | Sus | N | Vegetation¦Treefellintoline¦ConductorOverhead¦OnGround
17-0012019 | Vegetation | Tree - fell into line | Pole-Wood | Broken, wire on ground | 2017 | Tier 3 - Extreme | Distribution Circuit | 1 | 21 | 2017-01-21 | 1656379 | Sus | N | Vegetation¦Treefellintoline¦PoleWood¦Brokenwireonground
17-0013162 | Equipment Failure/Involved | Overhead | Connector or Splice (OH) | Broken, wire on object | 2017 | Tier 2 - Elevated | Distribution Circuit | 1 | 22 | 2017-01-22 | 1660483 | Sus | N | EquipmentFailureInvolved¦Overhead¦ConnectororSplice(OH)¦Brokenwireonobject
17-0013168 | Vegetation | Tree - fell into line | Conductor, Overhead | Broken, wire on ground | 2017 | Tier 3 - Extreme | Distribution Circuit | 1 | 22 | 2017-01-22 | 1661133 | Sus | N | Vegetation¦Treefellintoline¦ConductorOverhead¦Brokenwireonground
17-0013975 | Vegetation | Tree - fell into line | Conductor, Overhead | Broken, wire on ground | 2017 | Tier 2 - Elevated | Distribution Circuit | 1 | 23 | 2017-01-23 | 1664345 | Sus | N | Vegetation¦Treefellintoline¦ConductorOverhead¦Brokenwireonground
17-0016037 | 3rd Party | Tree - cutting, 3rd party | Conductor, Overhead | Broken, wire on ground | 2017 | Tier 2 - Elevated | Distribution Circuit | 1 | 30 | 2017-01-30 | 1670418 | Sus | N | 3rdParty¦Treecutting3rdparty¦ConductorOverhead¦Brokenwireonground
17-0018374 | Vegetation | Tree - fell into line | Conductor, Overhead | Broken, wire on ground | 2017 | Tier 2 - Elevated | Distribution Circuit | 2 | 7 | 2017-02-07 | 1677976 | Sus | N | Vegetation¦Treefellintoline¦ConductorOverhead¦Brokenwireonground
17-0019167 | Environmental/External | Flood/Erosion | Conductor, Overhead | Broken, wire on ground | 2017 | Tier 3 - Extreme | Distribution Circuit | 2 | 8 | 2017-02-08 | 1682435 | Sus | N | EnvironmentalExternal¦FloodErosion¦ConductorOverhead¦Brokenwireonground
17-0019423 | Vegetation | Tree - fell into line | Conductor, Overhead | Broken, wire on ground | 2017 | Tier 3 - Extreme | Distribution Circuit | 2 | 9 | 2017-02-09 | 1683408 | Sus | N | Vegetation¦Treefellintoline¦ConductorOverhead¦Brokenwireonground
17-0019950 | Equipment Failure/Involved | Overhead | Lightning Arrestor | Failed/Faulted | 2017 | Tier 2 - Elevated | Distribution Circuit | 2 | 10 | 2017-02-10 | 1685065 | Sus | N | EquipmentFailureInvolved¦Overhead¦LightningArrestor¦FailedFaulted
17-0020293 | Vegetation | Tree - fell into line | Conductor, Overhead | Normal | 2017 | Tier 2 - Elevated | Distribution Circuit | 2 | 11 | 2017-02-11 | 1685952 | Sus | N | Vegetation¦Treefellintoline¦ConductorOverhead¦Normal
17-0021594 | Vegetation | Tree - fell into line | Crossarm, Wood | Broken, wire on ground | 2017 | Tier 2 - Elevated | Distribution Circuit | 2 | 16 | 2017-02-16 | 1689782 | Sus | N | Vegetation¦Treefellintoline¦CrossarmWood¦Brokenwireonground
17-0023371 | Vegetation | Tree - branch fell on line | Conductor, Overhead | Broken, wire on ground | 2017 | Tier 2 - Elevated | Distribution Circuit | 2 | 19 | 2017-02-19 | 1701186 | Sus | N | Vegetation¦Treebranchfellonline¦ConductorOverhead¦Brokenwireonground
17-0024070 | Vegetation | Tree - fell into line | Conductor, Overhead | Broken | 2017 | Tier 3 - Extreme | Distribution Circuit | 2 | 20 | 2017-02-20 | 1704757 | Sus | N | Vegetation¦Treefellintoline¦ConductorOverhead¦Broken
17-0024865 | Vegetation | Tree - fell into line | Conductor, Overhead | Together | 2017 | Tier 3 - Extreme | Distribution Circuit | 2 | 21 | 2017-02-21 | 1706205 | Sus | N | Vegetation¦Treefellintoline¦ConductorOverhead¦Together
17-0024881 | Vegetation | Tree - fell into line | Conductor, Overhead | Broken, wire on ground | 2017 | Tier 3 - Extreme | Distribution Circuit | 2 | 21 | 2017-02-21 | 1707223 | Sus | N | Vegetation¦Treefellintoline¦ConductorOverhead¦Brokenwireonground
17-0029487 | Vegetation | Tree - fell into line | Conductor, Overhead | Broken, wire on ground | 2017 | Tier 2 - Elevated | Distribution Circuit | 3 | 8 | 2017-03-08 | 1722763 | Sus | N | Vegetation¦Treefellintoline¦ConductorOverhead¦Brokenwireonground
17-0029868 | Vegetation | Tree - fell into line | Bushing | Broken | 2017 | Tier 3 - Extreme | Transformer only | 3 | 9 | 2017-03-09 | 1723542 | Sus | N | Vegetation¦Treefellintoline¦Bushing¦Broken
17-0033688 | Unknown Cause | Patrol - found nothing |  |  | 2017 | Tier 3 - Extreme | Distribution Circuit | 3 | 25 | 2017-03-25 | 1735186 | Sus | N | UnknownCause¦Patrolfoundnothing¦¦
17-0036547 | Equipment Failure/Involved | Overhead | Crossarm, Wood | Burned/flashed | 2017 | Tier 2 - Elevated | Distribution Circuit | 4 | 4 | 2017-04-04 | 1744235 | Sus | N | EquipmentFailureInvolved¦Overhead¦CrossarmWood¦Burnedflashed
17-0038282 | Equipment Failure/Involved | Overhead | Transformer (OH) | Failed/Faulted | 2017 | Tier 3 - Extreme | Transformer only | 4 | 8 | 2017-04-08 | 1752699 | Sus | N | EquipmentFailureInvolved¦Overhead¦Transformer(OH)¦FailedFaulted
17-0042576 | Equipment Failure/Involved | Overhead | Transformer | Arcing | 2017 | Tier 2 - Elevated | Transformer only | 4 | 24 | 2017-04-24 | 1766114 | Sus | N | EquipmentFailureInvolved¦Overhead¦Transformer¦Arcing
17-0043980 | Equipment Failure/Involved | Fire, pole | Pole-Wood | Broken | 2017 | Tier 2 - Elevated | Distribution Circuit | 4 | 30 | 2017-04-30 | 1770834 | Sus | N | EquipmentFailureInvolved¦Firepole¦PoleWood¦Broken
17-0044004 | Equipment Failure/Involved | Overhead | Insulator | Broken | 2017 | Tier 2 - Elevated | Distribution Circuit | 4 | 30 | 2017-04-30 | 1771019 | Sus | N | EquipmentFailureInvolved¦Overhead¦Insulator¦Broken
17-0044331 | Equipment Failure/Involved | Overhead | Transformer | Failed/Faulted | 2017 | Tier 2 - Elevated | Transformer only | 5 | 1 | 2017-05-01 | 1771801 | Sus | Y | EquipmentFailureInvolved¦Overhead¦Transformer¦FailedFaulted
17-0047251 | Equipment Failure/Involved | Overhead | Crossarm, Wood | Broken | 2017 | Tier 2 - Elevated | Transformer only | 5 | 11 | 2017-05-11 | 1780007 | Sus | Y | EquipmentFailureInvolved¦Overhead¦CrossarmWood¦Broken
17-0047742 | Vegetation | Tree - branch fell on line | Secondary | Normal | 2017 | Tier 3 - Extreme | Distribution Circuit | 5 | 13 | 2017-05-13 | 1781546 | Sus | Y | Vegetation¦Treebranchfellonline¦Secondary¦Normal
17-0049483 | Vegetation | Tree - fell into line | Conductor, Overhead | Broken, wire on ground | 2017 | Tier 3 - Extreme | Distribution Circuit | 5 | 21 | 2017-05-21 | 1786857 | Sus | Y | Vegetation¦Treefellintoline¦ConductorOverhead¦Brokenwireonground
17-0049698 | Unknown Cause | Patrol - found nothing |  |  | 2017 | Tier 2 - Elevated | Distribution Circuit | 5 | 22 | 2017-05-22 | 1787767 | Sus | Y | UnknownCause¦Patrolfoundnothing¦¦
17-0053856 | Equipment Failure/Involved | Overhead | Secondary | Burned Open | 2017 | Tier 2 - Elevated | Transformer only | 6 | 9 | 2017-06-09 | 1799438 | Sus | Y | EquipmentFailureInvolved¦Overhead¦Secondary¦BurnedOpen
17-0054182 | Environmental/External | Fire, Forest/Grass | Conductor, Overhead | Broken, wire on ground | 2017 | Tier 2 - Elevated | Distribution Circuit | 6 | 10 | 2017-06-10 | 1801029 | Sus | Y | EnvironmentalExternal¦FireForestGrass¦ConductorOverhead¦Brokenwireonground
17-0056046 | Unknown Cause | Patrol - found nothing |  |  | 2017 | Tier 2 - Elevated | Distribution Circuit | 6 | 17 | 2017-06-17 | 1807388 | Sus | Y | UnknownCause¦Patrolfoundnothing¦¦
17-0057413 | Unknown Cause | Patrol - found nothing |  |  | 2017 | Tier 2 - Elevated | Distribution Circuit | 6 | 21 | 2017-06-21 | 1813985 | Sus | Y | UnknownCause¦Patrolfoundnothing¦¦
17-0058667 | Equipment Failure/Involved | Overhead | Insulator | Broken | 2017 | Tier 3 - Extreme | Distribution Circuit | 6 | 26 | 2017-06-26 | 1818310 | Sus | Y | EquipmentFailureInvolved¦Overhead¦Insulator¦Broken
17-0061114 | Animal | Squirrel | Fuse | Failed/Faulted | 2017 | Tier 2 - Elevated | Distribution Circuit | 7 | 7 | 2017-07-07 | 1825220 | Sus | Y | Animal¦Squirrel¦Fuse¦FailedFaulted
17-0063698 | Environmental/External | Fire, Forest/Grass | Conductor, Overhead | Normal | 2017 | Tier 2 - Elevated | Transmission line | 7 | 18 | 2017-07-18 | 1834951 | Sus | Y | EnvironmentalExternal¦FireForestGrass¦ConductorOverhead¦Normal
17-0063805 | Equipment Failure/Involved | Overhead | Pole-Wood | Broken | 2017 | Tier 3 - Extreme | Distribution Circuit | 7 | 19 | 2017-07-19 | 1835762 | Sus | Y | EquipmentFailureInvolved¦Overhead¦PoleWood¦Broken
17-0064393 | Unknown Cause | Patrol - found nothing |  |  | 2017 | Tier 3 - Extreme | Distribution Circuit | 7 | 20 | 2017-07-20 | 1836671 | Sus | Y | UnknownCause¦Patrolfoundnothing¦¦
17-0067131 | Equipment Failure/Involved | Overhead | Transformer | Failed/Faulted | 2017 | Tier 3 - Extreme | Transformer only | 8 | 1 | 2017-08-01 | 1843957 | Sus | Y | EquipmentFailureInvolved¦Overhead¦Transformer¦FailedFaulted
17-0068911 | 3rd Party | Vehicle | Pole-Wood | Broken, wire on ground | 2017 | Tier 2 - Elevated | Distribution Circuit | 8 | 8 | 2017-08-08 | 1848865 | Sus | Y | 3rdParty¦Vehicle¦PoleWood¦Brokenwireonground
17-0073136 | Equipment Failure/Involved | Overhead | Crossarm, Wood | Broken | 2017 | Tier 2 - Elevated | Distribution Circuit | 8 | 27 | 2017-08-27 | 1860315 | Sus | Y | EquipmentFailureInvolved¦Overhead¦CrossarmWood¦Broken
17-0074998 | Equipment Failure/Involved | Overhead | Transformer | Failed/Faulted | 2017 | Tier 2 - Elevated | Transformer only | 9 | 1 | 2017-09-01 | 1865571 | Sus | Y | EquipmentFailureInvolved¦Overhead¦Transformer¦FailedFaulted
17-0084814 | Equipment Failure/Involved | Overhead | Conductor, Overhead | Broken, wire on ground | 2017 | Tier 2 - Elevated | Distribution Circuit | 10 | 6 | 2017-10-06 | 1892122 | Sus | Y | EquipmentFailureInvolved¦Overhead¦ConductorOverhead¦Brokenwireonground
17-0084952 | Equipment Failure/Involved | Fire, pole | Pothead(Riser Termination) | Failed/Faulted | 2017 | Tier 2 - Elevated | Distribution Circuit | 10 | 7 | 2017-10-07 | 1892567 | Sus | Y | EquipmentFailureInvolved¦Firepole¦Pothead(RiserTermination)¦FailedFaulted
17-0087386 | Equipment Failure/Involved | Overhead | Pole-Wood | Broken | 2017 | Tier 2 - Elevated | Distribution Circuit | 10 | 9 | 2017-10-09 | 1900845 | Sus | Y | EquipmentFailureInvolved¦Overhead¦PoleWood¦Broken
17-0087394 | Environmental/External | Fire, Forest/Grass | Crossarm, Wood | Broken, wire on ground | 2017 | Tier 3 - Extreme | Distribution Circuit | 10 | 8 | 2017-10-08 | 1900887 | Sus | Y | EnvironmentalExternal¦FireForestGrass¦CrossarmWood¦Brokenwireonground
17-0087524 | Environmental/External | Fire, Forest/Grass | Pole-Wood | Broken, wire on ground | 2017 | Tier 3 - Extreme | Distribution Circuit | 10 | 8 | 2017-10-08 | 1901331 | Sus | Y | EnvironmentalExternal¦FireForestGrass¦PoleWood¦Brokenwireonground
17-0089241 | Equipment Failure/Involved | Overhead | Cutout, fuse holder | Broken | 2017 | Tier 3 - Extreme | Transformer only | 10 | 20 | 2017-10-20 | 1906049 | Sus | Y | EquipmentFailureInvolved¦Overhead¦Cutoutfuseholder¦Broken
17-0091103 | Equipment Failure/Involved | Overhead | Jumper | Broken | 2017 | Tier 3 - Extreme | Distribution Circuit | 10 | 29 | 2017-10-29 | 1911732 | Sus | Y | EquipmentFailureInvolved¦Overhead¦Jumper¦Broken
17-0091110 | Animal | Squirrel | Pole-Wood | Normal | 2017 | Tier 2 - Elevated | Distribution Circuit | 10 | 29 | 2017-10-29 | 1911744 | Sus | Y | Animal¦Squirrel¦PoleWood¦Normal
17-0094169 | Equipment Failure/Involved | Overhead | Crossarm, Wood | Broken | 2017 | Tier 2 - Elevated | Distribution Circuit | 11 | 10 | 2017-11-10 | 1919931 | Sus | Y | EquipmentFailureInvolved¦Overhead¦CrossarmWood¦Broken
17-0095465 | Unknown Cause | Patrol - not conducted |  |  | 2017 | Tier 3 - Extreme | Distribution Circuit | 11 | 16 | 2017-11-16 | 1923636 | Sus | Y | UnknownCause¦Patrolnotconducted¦¦
17-0102194 | Equipment Failure/Involved | Overhead | Conductor, Overhead | Broken, wire on ground | 2017 | Tier 2 - Elevated | Distribution Circuit | 12 | 16 | 2017-12-16 | 1945670 | Sus | N | EquipmentFailureInvolved¦Overhead¦ConductorOverhead¦Brokenwireonground
17-0103240 | Unknown Cause | Patrol - found nothing |  |  | 2017 | Tier 2 - Elevated | Distribution Circuit | 12 | 24 | 2017-12-24 | 1950969 | Sus | N | UnknownCause¦Patrolfoundnothing¦¦
18-0005978 | Animal | Squirrel | Fuse | Failed/Faulted | 2018 | Tier 3 - Extreme | Distribution Circuit | 1 | 13 | 2018-01-13 | 7837 | Sus | N | Animal¦Squirrel¦Fuse¦FailedFaulted
18-0018426 | Vegetation | Tree - fell into line | Crossarm, Wood | Broken, wire on ground | 2018 | Tier 3 - Extreme | Distribution Circuit | 3 | 1 | 2018-03-01 | 33900 | Sus | N | Vegetation¦Treefellintoline¦CrossarmWood¦Brokenwireonground
18-0018714 | Vegetation | Tree - branch fell on line | Conductor, Overhead | Normal | 2018 | Tier 2 - Elevated | Distribution Circuit | 3 | 1 | 2018-03-01 | 34510 | Sus | N | Vegetation¦Treebranchfellonline¦ConductorOverhead¦Normal
18-0035204 | Equipment Failure/Involved | Overhead | Transformer (OH) | Failed/Faulted | 2018 | Tier 3 - Extreme | Distribution Circuit | 4 | 24 | 2018-04-24 | 73338 | Sus | N | EquipmentFailureInvolved¦Overhead¦Transformer(OH)¦FailedFaulted
18-0051388 | 3rd Party | Tree - cutting, 3rd party | Recloser | Normal | 2018 | Tier 3 - Extreme | Distribution Circuit | 6 | 15 | 2018-06-15 | 109853 | Sus | Y | 3rdParty¦Treecutting3rdparty¦Recloser¦Normal
18-0053413 | Unknown Cause | Patrol - not conducted |  |  | 2018 | Tier 2 - Elevated | Distribution Circuit | 6 | 22 | 2018-06-22 | 115093 | Sus | Y | UnknownCause¦Patrolnotconducted¦¦
18-0053771 | Company Initiated | Construction Activity/equip, company | Conductor, Overhead | Normal | 2018 | Tier 2 - Elevated | Distribution Circuit | 6 | 23 | 2018-06-23 | 115953 | Sus | Y | CompanyInitiated¦ConstructionActivityequipcompany¦ConductorOverhead¦Normal
18-0054858 | Equipment Failure/Involved | Overhead | Transformer | Failed/Faulted | 2018 | Tier 2 - Elevated | Distribution Circuit | 6 | 26 | 2018-06-26 | 119023 | Sus | Y | EquipmentFailureInvolved¦Overhead¦Transformer¦FailedFaulted
18-0058996 | Equipment Failure/Involved | Overhead | Connector or Splice (OH) | Broken | 2018 | Tier 2 - Elevated | Transformer only | 7 | 11 | 2018-07-11 | 129401 | Sus | Y | EquipmentFailureInvolved¦Overhead¦ConnectororSplice(OH)¦Broken
18-0066592 | Environmental/External | Fire, Forest/Grass | Transformer (UG) | Failed/Faulted | 2018 | Tier 3 - Extreme | Distribution Circuit | 7 | 26 | 2018-07-26 | 148511 | Sus | Y | EnvironmentalExternal¦FireForestGrass¦Transformer(UG)¦FailedFaulted
18-0068481 | Equipment Failure/Involved | Fire, pole | Pole-Wood | Burned/flashed | 2018 | Tier 3 - Extreme | Distribution Circuit | 7 | 26 | 2018-07-26 | 152554 | Sus | Y | EquipmentFailureInvolved¦Firepole¦PoleWood¦Burnedflashed
18-0069084 | Vegetation | Tree - fell into line | Conductor, Overhead | Burned/flashed | 2018 | Tier 3 - Extreme | Distribution Circuit | 8 | 12 | 2018-08-12 | 153963 | Sus | Y | Vegetation¦Treefellintoline¦ConductorOverhead¦Burnedflashed
18-0071472 | Equipment Failure/Involved | Overhead | Transformer (OH) | Broken, wire on object | 2018 | Tier 2 - Elevated | Transformer only | 8 | 19 | 2018-08-19 | 158144 | Sus | Y | EquipmentFailureInvolved¦Overhead¦Transformer(OH)¦Brokenwireonobject
18-0079304 | Unknown Cause | Patrol - found nothing |  |  | 2018 | Tier 2 - Elevated | Distribution Circuit | 9 | 13 | 2018-09-13 | 173455 | Sus | Y | UnknownCause¦Patrolfoundnothing¦¦
18-0080385 | Animal | Squirrel | Fuse | Broken | 2018 | Tier 3 - Extreme | Distribution Circuit | 9 | 17 | 2018-09-17 | 175686 | Sus | Y | Animal¦Squirrel¦Fuse¦Broken
18-0089282 | Vegetation | Tree - fell into line | Conductor, Overhead | Broken, wire on ground | 2018 | Tier 2 - Elevated | Distribution Circuit | 10 | 11 | 2018-10-11 | 192875 | Sus | Y | Vegetation¦Treefellintoline¦ConductorOverhead¦Brokenwireonground
18-0100372 | Unknown Cause | Patrol - found nothing |  |  | 2018 | Tier 3 - Extreme | Distribution Circuit | 11 | 16 | 2018-11-16 | 216700 | Sus | Y | UnknownCause¦Patrolfoundnothing¦¦
18-0101248 | Environmental/External | Fire, Forest/Grass | Pole-Wood | Burned/flashed | 2018 | Tier 3 - Extreme | Distribution Circuit | 11 | 8 | 2018-11-08 | 218615 | Sus | Y | EnvironmentalExternal¦FireForestGrass¦PoleWood¦Burnedflashed
18-0102758 | Vegetation | Tree - fell into line | Conductor, Overhead | Normal | 2018 | Tier 3 - Extreme | Distribution Circuit | 11 | 24 | 2018-11-24 | 223336 | Sus | Y | Vegetation¦Treefellintoline¦ConductorOverhead¦Normal
18-0103216 | Environmental/External | Fire, Forest/Grass | Pole-Wood | Burned/flashed | 2018 | Tier 3 - Extreme | Distribution Circuit | 11 | 8 | 2018-11-08 | 224370 | Sus | Y | EnvironmentalExternal¦FireForestGrass¦PoleWood¦Burnedflashed
18-0103794 | Environmental/External | Fire, Forest/Grass | Pole-Wood | Burned/flashed | 2018 | Tier 3 - Extreme | Distribution Circuit | 11 | 8 | 2018-11-08 | 225587 | Sus | Y | EnvironmentalExternal¦FireForestGrass¦PoleWood¦Burnedflashed
18-0104794 | Vegetation | Tree - fell into line | Secondary | Broken, wire on ground | 2018 | Tier 2 - Elevated | Distribution Circuit | 11 | 29 | 2018-11-29 | 227560 | Sus | Y | Vegetation¦Treefellintoline¦Secondary¦Brokenwireonground
18-0111226 | Equipment Failure/Involved | Overhead | Insulator | Broken | 2018 | Tier 3 - Extreme | Distribution Circuit | 12 | 31 | 2018-12-31 | 250442 | Sus | N | EquipmentFailureInvolved¦Overhead¦Insulator¦Broken
19-0004725 | 3rd Party | Vehicle | Pole-Wood | Broken | 2019 | Tier 2 - Elevated | Distribution Circuit | 1 | 5 | 2019-01-05 | 254054 | Sus | N | 3rdParty¦Vehicle¦PoleWood¦Broken
19-0006562 | Vegetation | Tree - bark fell into line | Conductor, Overhead | Broken, wire on ground | 2019 | Tier 2 - Elevated | Distribution Circuit | 1 | 8 | 2019-01-08 | 260963 | Sus | N | Vegetation¦Treebarkfellintoline¦ConductorOverhead¦Brokenwireonground
19-0008282 | Equipment Failure/Involved | Overhead | Connector or Splice (OH) | Arcing | 2019 | Tier 2 - Elevated | Distribution Circuit | 1 | 12 | 2019-01-12 | 264066 | Sus | N | EquipmentFailureInvolved¦Overhead¦ConnectororSplice(OH)¦Arcing
19-0010197 | Unknown Cause | Patrol - found nothing |  |  | 2019 | Tier 2 - Elevated | Distribution Circuit | 1 | 16 | 2019-01-16 | 268116 | Sus | N | UnknownCause¦Patrolfoundnothing¦¦
19-0010860 | Vegetation | Tree - branch fell on line | Conductor, Overhead | Normal | 2019 | Tier 3 - Extreme | Distribution Circuit | 1 | 16 | 2019-01-16 | 270732 | Sus | N | Vegetation¦Treebranchfellonline¦ConductorOverhead¦Normal
19-0011510 | Vegetation | Tree - branch fell on line | Secondary | Broken, wire on ground | 2019 | Tier 3 - Extreme | Transformer only | 1 | 16 | 2019-01-16 | 274814 | Sus | N | Vegetation¦Treebranchfellonline¦Secondary¦Brokenwireonground
19-0012881 | Vegetation | Tree - fell into line | Conductor, Overhead | Normal | 2019 | Tier 2 - Elevated | Distribution Circuit | 1 | 21 | 2019-01-21 | 278443 | Sus | N | Vegetation¦Treefellintoline¦ConductorOverhead¦Normal
19-0014026 | Equipment Failure/Involved | Overhead | Jumper | Broken | 2019 | Tier 2 - Elevated | Distribution Circuit | 1 | 24 | 2019-01-24 | 280434 | Sus | N | EquipmentFailureInvolved¦Overhead¦Jumper¦Broken
19-0018329 | Vegetation | Tree - branch fell on line | Conductor, Overhead | Normal | 2019 | Tier 2 - Elevated | Distribution Circuit | 2 | 5 | 2019-02-05 | 291653 | Sus | N | Vegetation¦Treebranchfellonline¦ConductorOverhead¦Normal
19-0019448 | Vegetation | Tree - fell into line | Conductor, Overhead | Broken, wire on ground | 2019 | Tier 3 - Extreme | Distribution Circuit | 2 | 4 | 2019-02-04 | 291035 | Sus | N | Vegetation¦Treefellintoline¦ConductorOverhead¦Brokenwireonground
19-0019536 | Vegetation | Tree - fell into line | Conductor, Overhead | Normal | 2019 | Tier 3 - Extreme | Distribution Circuit | 2 | 5 | 2019-02-05 | 291721 | Sus | N | Vegetation¦Treefellintoline¦ConductorOverhead¦Normal
19-0019895 | Vegetation | Tree - fell into line | Secondary | Broken | 2019 | Tier 3 - Extreme | Distribution Circuit | 2 | 7 | 2019-02-07 | 295741 | Sus | N | Vegetation¦Treefellintoline¦Secondary¦Broken
19-0020039 | Vegetation | Tree - fell into line | Pole-Wood | Broken | 2019 | Tier 3 - Extreme | Distribution Circuit | 2 | 8 | 2019-02-08 | 296242 | Sus | N | Vegetation¦Treefellintoline¦PoleWood¦Broken
19-0020711 | Vegetation | Tree - fell into line | Conductor, Overhead | Together | 2019 | Tier 3 - Extreme | Distribution Circuit | 2 | 9 | 2019-02-09 | 297504 | Sus | N | Vegetation¦Treefellintoline¦ConductorOverhead¦Together
19-0021983 | Vegetation | Tree - fell into line | Conductor, Overhead | Broken, wire on ground | 2019 | Tier 3 - Extreme | Distribution Circuit | 2 | 13 | 2019-02-13 | 303383 | Sus | N | Vegetation¦Treefellintoline¦ConductorOverhead¦Brokenwireonground
19-0022436 | Vegetation | Tree - fell into line | Conductor, Overhead | Broken, wire on ground | 2019 | Tier 2 - Elevated | Distribution Circuit | 2 | 12 | 2019-02-12 | 305193 | Sus | N | Vegetation¦Treefellintoline¦ConductorOverhead¦Brokenwireonground
19-0023646 | Equipment Failure/Involved | Overhead | Conductor, Overhead | Broken, wire on ground | 2019 | Tier 2 - Elevated | Distribution Circuit | 2 | 14 | 2019-02-14 | 310741 | Sus | N | EquipmentFailureInvolved¦Overhead¦ConductorOverhead¦Brokenwireonground
19-0023671 | Vegetation | Tree - fell into line | Conductor, Overhead | Together | 2019 | Tier 2 - Elevated | Distribution Circuit | 2 | 13 | 2019-02-13 | 310791 | Sus | N | Vegetation¦Treefellintoline¦ConductorOverhead¦Together
19-0024530 | Vegetation | Tree - fell into line | Conductor, Overhead | Together | 2019 | Tier 2 - Elevated | Distribution Circuit | 2 | 15 | 2019-02-15 | 314070 | Sus | N | Vegetation¦Treefellintoline¦ConductorOverhead¦Together
19-0024627 | Vegetation | Tree - branch fell on line | Conductor, Overhead | Normal | 2019 | Tier 3 - Extreme | Distribution Circuit | 2 | 16 | 2019-02-16 | 314635 | Sus | N | Vegetation¦Treebranchfellonline¦ConductorOverhead¦Normal
19-0025157 | Vegetation | Tree - fell into line | Conductor, Overhead | Broken, wire on ground | 2019 | Tier 3 - Extreme | Distribution Circuit | 2 | 17 | 2019-02-17 | 315892 | Sus | N | Vegetation¦Treefellintoline¦ConductorOverhead¦Brokenwireonground
19-0025249 | Vegetation | Tree - fell into line | Conductor, Overhead | Together | 2019 | Tier 3 - Extreme | Distribution Circuit | 2 | 17 | 2019-02-17 | 316273 | Sus | N | Vegetation¦Treefellintoline¦ConductorOverhead¦Together
19-0025759 | Vegetation | Tree - bark fell into line | Conductor, Overhead | Normal | 2019 | Tier 2 - Elevated | Distribution Circuit | 2 | 18 | 2019-02-18 | 318114 | Sus | N | Vegetation¦Treebarkfellintoline¦ConductorOverhead¦Normal
19-0028282 | Vegetation | Tree - branch fell on line | Conductor, Overhead | Normal | 2019 | Tier 3 - Extreme | Distribution Circuit | 2 | 26 | 2019-02-26 | 324347 | Sus | N | Vegetation¦Treebranchfellonline¦ConductorOverhead¦Normal
19-0028551 | Vegetation | Tree - fell into line | Conductor, Overhead | Broken, wire on ground | 2019 | Tier 2 - Elevated | Distribution Circuit | 2 | 26 | 2019-02-26 | 325238 | Sus | N | Vegetation¦Treefellintoline¦ConductorOverhead¦Brokenwireonground
19-0029351 | Vegetation | Tree - fell into line | Conductor, Overhead | On Ground | 2019 | Tier 2 - Elevated | Distribution Circuit | 2 | 26 | 2019-02-26 | 325162 | Sus | N | Vegetation¦Treefellintoline¦ConductorOverhead¦OnGround
19-0029573 | Equipment Failure/Involved | Overhead | Transformer (OH) | Failed/Faulted | 2019 | Tier 3 - Extreme | Transformer only | 2 | 28 | 2019-02-28 | 328378 | Sus | N | EquipmentFailureInvolved¦Overhead¦Transformer(OH)¦FailedFaulted
19-0030943 | Vegetation | Tree - fell into line | Conductor, Overhead | Broken, wire on ground | 2019 | Tier 2 - Elevated | Distribution Circuit | 3 | 5 | 2019-03-05 | 331626 | Sus | N | Vegetation¦Treefellintoline¦ConductorOverhead¦Brokenwireonground
19-0032449 | Vegetation | Tree - branch fell on line | Conductor, Overhead | Broken, wire on ground | 2019 | Tier 3 - Extreme | Distribution Circuit | 3 | 10 | 2019-03-10 | 335652 | Sus | N | Vegetation¦Treebranchfellonline¦ConductorOverhead¦Brokenwireonground
19-0032476 | Animal | Bird found | Fuse | Failed/Faulted | 2019 | Tier 2 - Elevated | Distribution Circuit | 3 | 10 | 2019-03-10 | 335760 | Sus | N | Animal¦Birdfound¦Fuse¦FailedFaulted
19-0033120 | Vegetation | Tree - fell into line | Conductor, Overhead | Broken, wire on ground | 2019 | Tier 2 - Elevated | Distribution Circuit | 3 | 12 | 2019-03-12 | 337355 | Sus | N | Vegetation¦Treefellintoline¦ConductorOverhead¦Brokenwireonground
19-0038183 | Unknown Cause | Patrol - found nothing |  |  | 2019 | Tier 2 - Elevated | Distribution Circuit | 3 | 29 | 2019-03-29 | 349968 | Sus | N | UnknownCause¦Patrolfoundnothing¦¦
19-0040746 | Equipment Failure/Involved | Overhead | Conductor, Overhead | Broken, wire on ground | 2019 | Tier 2 - Elevated | Distribution Circuit | 4 | 9 | 2019-04-09 | 356265 | Sus | N | EquipmentFailureInvolved¦Overhead¦ConductorOverhead¦Brokenwireonground
19-0048836 | Equipment Failure/Involved | Overhead | Conductor, Overhead | Broken | 2019 | Tier 2 - Elevated | Distribution Circuit | 5 | 4 | 2019-05-04 | 373625 | Sus | Y | EquipmentFailureInvolved¦Overhead¦ConductorOverhead¦Broken
19-0050144 | Equipment Failure/Involved | Overhead | Conductor, Overhead | Broken | 2019 | Tier 2 - Elevated | Distribution Circuit | 5 | 8 | 2019-05-08 | 376562 | Sus | Y | EquipmentFailureInvolved¦Overhead¦ConductorOverhead¦Broken
19-0051050 | Equipment Failure/Involved | Overhead | Jumper | Broken | 2019 | Tier 2 - Elevated | Transformer only | 5 | 11 | 2019-05-11 | 378538 | Sus | Y | EquipmentFailureInvolved¦Overhead¦Jumper¦Broken
19-0052997 | Unknown Cause | Patrol - found nothing |  |  | 2019 | Tier 2 - Elevated | Distribution Circuit | 5 | 16 | 2019-05-16 | 382901 | Sus | Y | UnknownCause¦Patrolfoundnothing¦¦
19-0062448 | Equipment Failure/Involved | Overhead | Pole-Wood | Deteriorated | 2019 | Tier 2 - Elevated | Distribution Circuit | 6 | 4 | 2019-06-04 | 397239 | Sus | Y | EquipmentFailureInvolved¦Overhead¦PoleWood¦Deteriorated
19-0066680 | Equipment Failure/Involved | Overhead | Transformer (OH) | Failed/Faulted | 2019 | Tier 3 - Extreme | Distribution Circuit | 6 | 12 | 2019-06-12 | 407607 | Sus | Y | EquipmentFailureInvolved¦Overhead¦Transformer(OH)¦FailedFaulted
19-0069073 | Equipment Failure/Involved | Overhead | Pole-Wood | Broken | 2019 | Tier 3 - Extreme | Transformer only | 6 | 17 | 2019-06-17 | 418072 | Sus | Y | EquipmentFailureInvolved¦Overhead¦PoleWood¦Broken
19-0083160 | Equipment Failure/Involved | Overhead | Transformer (OH) | Failed/Faulted | 2019 | Tier 2 - Elevated | Transformer only | 7 | 31 | 2019-07-31 | 476350 | Sus | Y | EquipmentFailureInvolved¦Overhead¦Transformer(OH)¦FailedFaulted
19-0086425 | Unknown Cause | Patrol - found nothing |  |  | 2019 | Tier 2 - Elevated | Distribution Circuit | 8 | 9 | 2019-08-09 | 497973 | Sus | Y | UnknownCause¦Patrolfoundnothing¦¦
19-0094271 | 3rd Party | Vehicle | Pole-Wood | Broken, wire on ground | 2019 | Tier 2 - Elevated | Distribution Circuit | 8 | 31 | 2019-08-31 | 549295 | Sus | Y | 3rdParty¦Vehicle¦PoleWood¦Brokenwireonground
19-0096592 | Environmental/External | Fire, Forest/Grass | Transformer | Burned/flashed | 2019 | Tier 3 - Extreme | Transformer only | 9 | 8 | 2019-09-08 | 562575 | Sus | Y | EnvironmentalExternal¦FireForestGrass¦Transformer¦Burnedflashed
19-0105168 | Environmental/External | Lightning | Transformer | Failed/Faulted | 2019 | Tier 2 - Elevated | Transformer only | 9 | 29 | 2019-09-29 | 629023 | Sus | Y | EnvironmentalExternal¦Lightning¦Transformer¦FailedFaulted
19-0110216 | Vegetation | Tree - branch fell on line | Conductor, Overhead | Normal | 2019 | Tier 2 - Elevated | Distribution Circuit | 10 | 10 | 2019-10-10 | 652709 | Sus | Y | Vegetation¦Treebranchfellonline¦ConductorOverhead¦Normal
19-0112372 | Equipment Failure/Involved | Underground | Conductor, Underground | Broken | 2019 | Tier 2 - Elevated | Distribution Circuit | 10 | 16 | 2019-10-16 | 661174 | Sus | Y | EquipmentFailureInvolved¦Underground¦ConductorUnderground¦Broken
19-0118545 | Equipment Failure/Involved | Overhead | Pole-Wood | Broken | 2019 | Tier 2 - Elevated | Distribution Circuit | 10 | 29 | 2019-10-29 | 694234 | Sus | Y | EquipmentFailureInvolved¦Overhead¦PoleWood¦Broken
19-0129720 | Vegetation | Tree - bark fell into line | Conductor, Overhead | Normal | 2019 | Tier 2 - Elevated | Distribution Circuit | 11 | 26 | 2019-11-26 | 718343 | Sus | Y | Vegetation¦Treebarkfellintoline¦ConductorOverhead¦Normal
19-0130762 | Vegetation | Tree - fell into line | Conductor, Overhead | Burned/flashed | 2019 | Tier 3 - Extreme | Distribution Circuit | 11 | 28 | 2019-11-28 | 722530 | Sus | Y | Vegetation¦Treefellintoline¦ConductorOverhead¦Burnedflashed
20-0004268 | Vegetation | Tree - fell into line | Conductor, Overhead | Broken, wire on ground | 2020 | Tier 2 - Elevated | Distribution Circuit | 1 | 2 | 2020-01-02 | 753504 | Sus | N | Vegetation¦Treefellintoline¦ConductorOverhead¦Brokenwireonground
20-0009443 | 3rd Party | Tree - cutting, 3rd party | Conductor, Overhead | Normal | 2020 | Tier 3 - Extreme | Distribution Circuit | 1 | 15 | 2020-01-15 | 761751 | Sus | N | 3rdParty¦Treecutting3rdparty¦ConductorOverhead¦Normal
20-0015213 | Equipment Failure/Involved | Overhead | Crossarm, Wood | Broken | 2020 | Tier 2 - Elevated | Distribution Circuit | 1 | 29 | 2020-01-29 | 772781 | Sus | N | EquipmentFailureInvolved¦Overhead¦CrossarmWood¦Broken
20-0019024 | Vegetation | Tree - fell into line | Conductor, Overhead | Normal | 2020 | Tier 3 - Extreme | Distribution Circuit | 2 | 9 | 2020-02-09 | 781635 | Sus | N | Vegetation¦Treefellintoline¦ConductorOverhead¦Normal
20-0019464 | Vegetation | Tree - fell into line | Conductor, Overhead | Broken, wire on ground | 2020 | Tier 3 - Extreme | Distribution Circuit | 2 | 9 | 2020-02-09 | 785741 | Sus | N | Vegetation¦Treefellintoline¦ConductorOverhead¦Brokenwireonground
20-0025618 | Equipment Failure/Involved | Overhead | Crossarm, Wood | Broken | 2020 | Tier 2 - Elevated | Distribution Circuit | 2 | 25 | 2020-02-25 | 807633 | Sus | N | EquipmentFailureInvolved¦Overhead¦CrossarmWood¦Broken
20-0028188 | Unknown Cause | Patrol - found nothing |  |  | 2020 | Tier 2 - Elevated | Distribution Circuit | 3 | 3 | 2020-03-03 | 825049 | Sus | N | UnknownCause¦Patrolfoundnothing¦¦
20-0030797 | Equipment Failure/Involved | Overhead | Transformer (OH) | Burned/flashed | 2020 | Tier 2 - Elevated | Distribution Circuit | 3 | 11 | 2020-03-11 | 843663 | Sus | N | EquipmentFailureInvolved¦Overhead¦Transformer(OH)¦Burnedflashed
20-0031172 | Unknown Cause | Patrol - found nothing |  |  | 2020 | Tier 2 - Elevated | Distribution Circuit | 3 | 11 | 2020-03-11 | 844873 | Sus | N | UnknownCause¦Patrolfoundnothing¦¦
20-0038588 | Unknown Cause | Patrol - found nothing |  |  | 2020 | Tier 3 - Extreme | Distribution Circuit | 4 | 5 | 2020-04-05 | 882974 | Sus | N | UnknownCause¦Patrolfoundnothing¦¦
20-0039659 | Unknown Cause | Patrol - found nothing |  |  | 2020 | Tier 2 - Elevated | Distribution Circuit | 4 | 8 | 2020-04-08 | 890701 | Sus | N | UnknownCause¦Patrolfoundnothing¦¦
20-0041819 | Unknown Cause | Patrol - found nothing |  |  | 2020 | Tier 2 - Elevated | Distribution Circuit | 4 | 15 | 2020-04-15 | 896146 | Sus | N | UnknownCause¦Patrolfoundnothing¦¦
20-0053733 | Equipment Failure/Involved | Electrical Overload | Transformer | Failed/Faulted | 2020 | Tier 2 - Elevated | Transformer only | 5 | 24 | 2020-05-24 | 920653 | Sus | Y | EquipmentFailureInvolved¦ElectricalOverload¦Transformer¦FailedFaulted
20-0060849 | Environmental/External | Lightning | Transformer | Failed/Faulted | 2020 | Tier 2 - Elevated | Transformer only | 6 | 12 | 2020-06-12 | 938297 | Sus | Y | EnvironmentalExternal¦Lightning¦Transformer¦FailedFaulted
20-0071648 | Vegetation | Tree - branch fell on line | Conductor, Overhead | Normal | 2020 | Tier 3 - Extreme | Distribution Circuit | 7 | 14 | 2020-07-14 | 964309 | Sus | Y | Vegetation¦Treebranchfellonline¦ConductorOverhead¦Normal
20-0072310 | Equipment Failure/Involved | Overhead | Other | Broken | 2020 | Tier 2 - Elevated | Distribution Circuit | 7 | 15 | 2020-07-15 | 965258 | Sus | Y | EquipmentFailureInvolved¦Overhead¦Other¦Broken
20-0076558 | Environmental/External | Lightning | Transformer (OH) | Burned/flashed | 2020 | Tier 2 - Elevated | Distribution Circuit | 7 | 27 | 2020-07-27 | 973203 | Sus | Y | EnvironmentalExternal¦Lightning¦Transformer(OH)¦Burnedflashed
20-0085605 | Unknown Cause | Patrol - found nothing |  |  | 2020 | Tier 3 - Extreme | Transmission line | 8 | 17 | 2020-08-17 | 1015465 | Sus | Y | UnknownCause¦Patrolfoundnothing¦¦
20-0091197 | Vegetation | Tree - fell into line | Secondary | Broken | 2020 | Tier 3 - Extreme | Distribution Circuit | 8 | 28 | 2020-08-28 | 1037383 | Sus | Y | Vegetation¦Treefellintoline¦Secondary¦Broken
20-0091447 | Environmental/External | Fire, Forest/Grass | Conductor, Overhead | Normal | 2020 | Tier 3 - Extreme | Distribution Circuit | 8 | 19 | 2020-08-19 | 1041123 | Sus | Y | EnvironmentalExternal¦FireForestGrass¦ConductorOverhead¦Normal
20-0093190 | Unknown Cause | Patrol - found nothing |  |  | 2020 | Tier 2 - Elevated | Distribution Circuit | 9 | 3 | 2020-09-03 | 1053238 | Sus | Y | UnknownCause¦Patrolfoundnothing¦¦
20-0096103 | Environmental/External | Fire, Forest/Grass | Conductor, Overhead | Normal | 2020 | Tier 3 - Extreme | Transformer only | 8 | 19 | 2020-08-19 | 1063643 | Sus | Y | EnvironmentalExternal¦FireForestGrass¦ConductorOverhead¦Normal
20-0097850 | Vegetation | Tree - fell into line | Conductor, Overhead | Together | 2020 | Tier 3 - Extreme | Distribution Circuit | 9 | 15 | 2020-09-15 | 1073256 | Sus | Y | Vegetation¦Treefellintoline¦ConductorOverhead¦Together
20-0098175 | Environmental/External | Fire, Forest/Grass | Fuse | Normal | 2020 | Tier 3 - Extreme | Distribution Circuit | 8 | 18 | 2020-08-18 | 1075573 | Sus | Y | EnvironmentalExternal¦FireForestGrass¦Fuse¦Normal
20-0104657 | Vegetation | Tree - branch fell on line | Conductor, Overhead | Together | 2020 | Tier 3 - Extreme | Distribution Circuit | 10 | 2 | 2020-10-02 | 1107693 | Sus | Y | Vegetation¦Treebranchfellonline¦ConductorOverhead¦Together
20-0104990 | Environmental/External | Fire, Forest/Grass | Conductor, Overhead | Burned/flashed | 2020 | Tier 3 - Extreme | Distribution Circuit | 9 | 27 | 2020-09-27 | 1110989 | Sus | Y | EnvironmentalExternal¦FireForestGrass¦ConductorOverhead¦Burnedflashed
20-0106943 | Vegetation | Tree - branch fell on line | Conductor, Overhead | Normal | 2020 | Tier 2 - Elevated | Distribution Circuit | 10 | 9 | 2020-10-09 | 1114248 | Sus | Y | Vegetation¦Treebranchfellonline¦ConductorOverhead¦Normal
20-0125416 | Unknown Cause | Patrol - found nothing |  |  | 2020 | Tier 2 - Elevated | Distribution Circuit | 11 | 26 | 2020-11-26 | 1154939 | Sus | Y | UnknownCause¦Patrolfoundnothing¦¦
20-0127561 | Unknown Cause | Patrol - found nothing |  |  | 2020 | Tier 2 - Elevated | Distribution Circuit | 12 | 4 | 2020-12-04 | 1161876 | Sus | N | UnknownCause¦Patrolfoundnothing¦¦
20-0129481 | Equipment Failure/Involved | Overhead | Insulator | Broken | 2020 | Tier 2 - Elevated | Transformer only | 12 | 10 | 2020-12-10 | 1177334 | Sus | N | EquipmentFailureInvolved¦Overhead¦Insulator¦Broken
21-0010288 | Unknown Cause | Patrol - found nothing |  |  | 2021 | Tier 3 - Extreme | Distribution Circuit | 1 | 19 | 2021-01-19 | 1214575 | Sus | N | UnknownCause¦Patrolfoundnothing¦¦
21-0010477 | Vegetation | Tree - fell into line | Conductor, Overhead | Broken, wire on ground | 2021 | Tier 2 - Elevated | Distribution Circuit | 1 | 19 | 2021-01-19 | 1213435 | Sus | N | Vegetation¦Treefellintoline¦ConductorOverhead¦Brokenwireonground
21-0012732 | Unknown Cause | Patrol - found nothing |  |  | 2021 | Tier 3 - Extreme | Distribution Circuit | 1 | 22 | 2021-01-22 | 1221143 | Sus | N | UnknownCause¦Patrolfoundnothing¦¦
21-0013491 | Vegetation | Tree - fell into line | Pole-Wood | Broken, wire on ground | 2021 | Tier 2 - Elevated | Distribution Circuit | 1 | 24 | 2021-01-24 | 1222744 | Sus | N | Vegetation¦Treefellintoline¦PoleWood¦Brokenwireonground
21-0016584 | Vegetation | Tree - fell into line | Conductor, Overhead | Broken, wire on ground | 2021 | Tier 2 - Elevated | Transformer only | 1 | 27 | 2021-01-27 | 1235845 | Sus | N | Vegetation¦Treefellintoline¦ConductorOverhead¦Brokenwireonground
21-0017015 | Vegetation | Tree - fell into line | Conductor, Overhead | Arcing | 2021 | Tier 3 - Extreme | Distribution Circuit | 1 | 27 | 2021-01-27 | 1237793 | Sus | N | Vegetation¦Treefellintoline¦ConductorOverhead¦Arcing
21-0017916 | Vegetation | Tree - fell into line | Conductor, Overhead | Broken, wire on ground | 2021 | Tier 3 - Extreme | Distribution Circuit | 1 | 26 | 2021-01-26 | 1240509 | Sus | N | Vegetation¦Treefellintoline¦ConductorOverhead¦Brokenwireonground
21-0018186 | Vegetation | Tree - branch fell on line | Conductor, Overhead | Normal | 2021 | Tier 3 - Extreme | Distribution Circuit | 1 | 28 | 2021-01-28 | 1240102 | Sus | N | Vegetation¦Treebranchfellonline¦ConductorOverhead¦Normal
21-0018550 | Environmental/External | Ice or snow |  | Failed/Faulted | 2021 | Tier 2 - Elevated | Transformer only | 1 | 28 | 2021-01-28 | 1239869 | Sus | N | EnvironmentalExternal¦Iceorsnow¦¦FailedFaulted
21-0018641 | Equipment Failure/Involved | Overhead | Cutout, fuse holder | Broken | 2021 | Tier 2 - Elevated | Distribution Circuit | 1 | 29 | 2021-01-29 | 1242226 | Sus | N | EquipmentFailureInvolved¦Overhead¦Cutoutfuseholder¦Broken
21-0022982 | Company Initiated | Construction Activity/equip, company | Conductor, Overhead | Normal | 2021 | Tier 2 - Elevated | Distribution Circuit | 3 | 5 | 2021-03-05 | 1268829 | Sus | N | CompanyInitiated¦ConstructionActivityequipcompany¦ConductorOverhead¦Normal
21-0027612 | Animal | Bird found | Conductor, Overhead | Together | 2021 | Tier 2 - Elevated | Distribution Circuit | 2 | 20 | 2021-02-20 | 1258329 | Sus | N | Animal¦Birdfound¦ConductorOverhead¦Together
21-0032832 | Vegetation | Tree - bark fell into line | Conductor, Overhead | Normal | 2021 | Tier 3 - Extreme | Distribution Circuit | 3 | 5 | 2021-03-05 | 1270452 | Sus | N | Vegetation¦Treebarkfellintoline¦ConductorOverhead¦Normal
21-0034478 | Unknown Cause | Patrol - found nothing |  |  | 2021 | Tier 3 - Extreme | Distribution Circuit | 3 | 10 | 2021-03-10 | 1276920 | Sus | N | UnknownCause¦Patrolfoundnothing¦¦
21-0034565 | Vegetation | Tree - branch fell on line | Pole-Wood | Broken, wire on ground | 2021 | Tier 3 - Extreme | Distribution Circuit | 3 | 10 | 2021-03-10 | 1276929 | Sus | N | Vegetation¦Treebranchfellonline¦PoleWood¦Brokenwireonground
21-0034847 | Equipment Failure/Involved | Overhead | Conductor, Overhead | Broken, wire on object | 2021 | Tier 3 - Extreme | Distribution Circuit | 3 | 10 | 2021-03-10 | 1277477 | Sus | N | EquipmentFailureInvolved¦Overhead¦ConductorOverhead¦Brokenwireonobject
21-0034985 | Environmental/External | Lightning | Conductor, Overhead | Normal | 2021 | Tier 2 - Elevated | Distribution Circuit | 3 | 10 | 2021-03-10 | 1277633 | Sus | N | EnvironmentalExternal¦Lightning¦ConductorOverhead¦Normal
21-0041135 | Company Initiated | Dig in, company | Service conductor | Broken | 2021 | Tier 3 - Extreme | Transformer only | 3 | 25 | 2021-03-25 | 1298338 | Sus | N | CompanyInitiated¦Digincompany¦Serviceconductor¦Broken
21-0042033 | Unknown Cause | Patrol - found nothing |  |  | 2021 | Tier 2 - Elevated | Distribution Circuit | 3 | 29 | 2021-03-29 | 1302156 | Sus | N | UnknownCause¦Patrolfoundnothing¦¦
21-0042160 | Vegetation | Tree - cutting, PG&E contractor | Conductor, Overhead | Normal | 2021 | Tier 2 - Elevated | Distribution Circuit | 3 | 29 | 2021-03-29 | 1302371 | Sus | N | Vegetation¦TreecuttingPG&Econtractor¦ConductorOverhead¦Normal
21-0045889 | Vegetation | Tree - grew into line | Secondary | Normal | 2021 | Tier 3 - Extreme | Transformer only | 4 | 7 | 2021-04-07 | 1309474 | Sus | N | Vegetation¦Treegrewintoline¦Secondary¦Normal
21-0047036 | Equipment Failure/Involved | Overhead | Transformer (OH) | Failed/Faulted | 2021 | Tier 3 - Extreme | Transformer only | 4 | 9 | 2021-04-09 | 1312283 | Sus | N | EquipmentFailureInvolved¦Overhead¦Transformer(OH)¦FailedFaulted
21-0056471 | Unknown Cause | Patrol - found nothing |  |  | 2021 | Tier 2 - Elevated | Distribution Circuit | 5 | 4 | 2021-05-04 | 1340326 | Sus | Y | UnknownCause¦Patrolfoundnothing¦¦
21-0057184 | Unknown Cause | Patrol - found nothing |  |  | 2021 | Tier 3 - Extreme | Distribution Circuit | 5 | 5 | 2021-05-05 | 1341487 | Sus | Y | UnknownCause¦Patrolfoundnothing¦¦
21-0058277 | Equipment Failure/Involved | Overhead | Pole-Wood | Deteriorated | 2021 | Tier 2 - Elevated | Distribution Circuit | 5 | 7 | 2021-05-07 | 1343072 | Sus | Y | EquipmentFailureInvolved¦Overhead¦PoleWood¦Deteriorated
21-0059218 | Equipment Failure/Involved | Overhead | Transformer (OH) | Deteriorated | 2021 | Tier 3 - Extreme | Transformer only | 5 | 10 | 2021-05-10 | 1344669 | Sus | Y | EquipmentFailureInvolved¦Overhead¦Transformer(OH)¦Deteriorated
21-0062556 | Unknown Cause | Patrol - found nothing |  |  | 2021 | Tier 2 - Elevated | Transformer only | 5 | 18 | 2021-05-18 | 1351952 | Sus | Y | UnknownCause¦Patrolfoundnothing¦¦
21-0065060 | Equipment Failure/Involved | Overhead | Cutout, fuse holder | Broken | 2021 | Tier 2 - Elevated | Transformer only | 5 | 24 | 2021-05-24 | 1357347 | Sus | Y | EquipmentFailureInvolved¦Overhead¦Cutoutfuseholder¦Broken
21-0065529 | Unknown Cause | Patrol - not conducted |  |  | 2021 | Tier 2 - Elevated | Distribution Circuit | 5 | 25 | 2021-05-25 | 1358017 | Sus | Y | UnknownCause¦Patrolnotconducted¦¦
21-0073539 | Equipment Failure/Involved | Overhead | Crossarm, Wood | Broken | 2021 | Tier 2 - Elevated | Distribution Circuit | 6 | 12 | 2021-06-12 | 1371733 | Sus | Y | EquipmentFailureInvolved¦Overhead¦CrossarmWood¦Broken
21-0075147 | Equipment Failure/Involved | Overhead | Insulator | Broken | 2021 | Tier 2 - Elevated | Distribution Circuit | 6 | 16 | 2021-06-16 | 1375446 | Sus | Y | EquipmentFailureInvolved¦Overhead¦Insulator¦Broken
21-0078657 | Equipment Failure/Involved | Substation | Circuit Breaker | Malfunctioning | 2021 | Tier 2 - Elevated | Substation - Transmission | 6 | 24 | 2021-06-24 | 1383547 | Sus | Y | EquipmentFailureInvolved¦Substation¦CircuitBreaker¦Malfunctioning
21-0081776 | 3rd Party | Vehicle | Pole-Wood | Broken | 2021 | Tier 2 - Elevated | Transformer only | 6 | 29 | 2021-06-29 | 1388449 | Sus | Y | 3rdParty¦Vehicle¦PoleWood¦Broken
21-0087575 | Unknown Cause | Patrol - found nothing |  |  | 2021 | Tier 2 - Elevated | Transformer only | 7 | 10 | 2021-07-10 | 1398744 | Sus | Y | UnknownCause¦Patrolfoundnothing¦¦
21-0089908 | Vegetation | Tree - fell into line | Conductor, Overhead | Broken, wire on ground | 2021 | Tier 2 - Elevated | Distribution Circuit | 7 | 15 | 2021-07-15 | 1405060 | Sus | Y | Vegetation¦Treefellintoline¦ConductorOverhead¦Brokenwireonground
21-0091105 | Equipment Failure/Involved | Overhead | Cutout, fuse holder | Broken | 2021 | Tier 2 - Elevated | Distribution Circuit | 7 | 16 | 2021-07-16 | 1406423 | Sus | Y | EquipmentFailureInvolved¦Overhead¦Cutoutfuseholder¦Broken
21-0091457 | Equipment Failure/Involved | Overhead | Transformer (OH) | Failed/Faulted | 2021 | Tier 2 - Elevated | Transformer only | 7 | 18 | 2021-07-18 | 1407509 | Sus | Y | EquipmentFailureInvolved¦Overhead¦Transformer(OH)¦FailedFaulted
21-0098441 | Equipment Failure/Involved | Substation | Other | Leaking | 2021 | Tier 2 - Elevated | Distribution Circuit | 8 | 2 | 2021-08-02 | 1429019 | Sus | Y | EquipmentFailureInvolved¦Substation¦Other¦Leaking
21-0110847 | Equipment Failure/Involved | Underground | Conductor, Underground | Broken | 2021 | Tier 2 - Elevated | Distribution Circuit | 8 | 30 | 2021-08-30 | 1457780 | Sus | Y | EquipmentFailureInvolved¦Underground¦ConductorUnderground¦Broken
21-0114321 | Vegetation | Tree - fell into line | Pole-Wood | Broken, wire on ground | 2021 | Tier 2 - Elevated | Distribution Circuit | 9 | 7 | 2021-09-07 | 1463881 | Sus | Y | Vegetation¦Treefellintoline¦PoleWood¦Brokenwireonground
21-0115631 | Environmental/External | Lightning | Transformer (OH) | Burned/flashed | 2021 | Tier 2 - Elevated | Distribution Circuit | 9 | 9 | 2021-09-09 | 1466749 | Sus | Y | EnvironmentalExternal¦Lightning¦Transformer(OH)¦Burnedflashed
21-0119126 | Equipment Failure/Involved | Overhead | Pole-Wood | Broken | 2021 | Tier 2 - Elevated | Distribution Circuit | 9 | 17 | 2021-09-17 | 1474027 | Sus | Y | EquipmentFailureInvolved¦Overhead¦PoleWood¦Broken
21-0125304 | Animal | Squirrel | Pothead(Riser Termination) | Normal | 2021 | Tier 2 - Elevated | Distribution Circuit | 10 | 3 | 2021-10-03 | 1485843 | Sus | Y | Animal¦Squirrel¦Pothead(RiserTermination)¦Normal
21-0135357 | Equipment Failure/Involved | Overhead | Recloser | Malfunctioning | 2021 | Tier 3 - Extreme | Distribution Circuit | 10 | 23 | 2021-10-23 | 1506437 | Sus | Y | EquipmentFailureInvolved¦Overhead¦Recloser¦Malfunctioning
21-0137263 | Vegetation | Tree - fell into line | Transformer | Broken, wire on ground | 2021 | Tier 3 - Extreme | Transformer only | 10 | 24 | 2021-10-24 | 1518806 | Sus | Y | Vegetation¦Treefellintoline¦Transformer¦Brokenwireonground
21-0144168 | Vegetation | Tree - branch fell on line | Conductor, Overhead | Broken, wire on ground | 2021 | Tier 3 - Extreme | Distribution Circuit | 11 | 9 | 2021-11-09 | 1539086 | Sus | Y | Vegetation¦Treebranchfellonline¦ConductorOverhead¦Brokenwireonground
21-0156898 | Equipment Failure/Involved | Overhead | Jumper | Burned Open | 2021 | Tier 3 - Extreme | Distribution Circuit | 12 | 12 | 2021-12-12 | 1565556 | Sus | N | EquipmentFailureInvolved¦Overhead¦Jumper¦BurnedOpen
21-0158109 | Unknown Cause | Patrol - found nothing |  |  | 2021 | Tier 2 - Elevated | Distribution Circuit | 12 | 14 | 2021-12-14 | 1570376 | Sus | N | UnknownCause¦Patrolfoundnothing¦¦
21-0158392 | Unknown Cause | Patrol - found nothing |  |  | 2021 | Tier 2 - Elevated | Transformer only | 12 | 14 | 2021-12-14 | 1569788 | Sus | N | UnknownCause¦Patrolfoundnothing¦¦
21-0160268 | Vegetation | Tree - fell into line | Pole-Wood | Broken, wire on ground | 2021 | Tier 3 - Extreme | Distribution Circuit | 12 | 23 | 2021-12-23 | 1579551 | Sus | N | Vegetation¦Treefellintoline¦PoleWood¦Brokenwireonground
21-0160527 | Vegetation | Tree - fell into line | Conductor, Overhead | Broken, wire on ground | 2021 | Tier 3 - Extreme | Distribution Circuit | 12 | 25 | 2021-12-25 | 1581136 | Sus | N | Vegetation¦Treefellintoline¦ConductorOverhead¦Brokenwireonground
21-0160815 | Vegetation | Tree - fell into line | Conductor, Overhead | Normal | 2021 | Tier 2 - Elevated | Distribution Circuit | 12 | 26 | 2021-12-26 | 1582503 | Sus | N | Vegetation¦Treefellintoline¦ConductorOverhead¦Normal
21-0161032 | Vegetation | Tree - branch fell on line | Pole-Wood | Broken, wire on ground | 2021 | Tier 3 - Extreme | Distribution Circuit | 12 | 27 | 2021-12-27 | 1584516 | Sus | N | Vegetation¦Treebranchfellonline¦PoleWood¦Brokenwireonground
21-0161241 | Vegetation | Tree - fell into line | Pole-Wood | Broken, wire on ground | 2021 | Tier 3 - Extreme | Distribution Circuit | 12 | 27 | 2021-12-27 | 1586273 | Sus | N | Vegetation¦Treefellintoline¦PoleWood¦Brokenwireonground
21-0161675 | Environmental/External | Ice or snow | Pole-Wood | Broken | 2021 | Tier 3 - Extreme | Transformer only | 12 | 28 | 2021-12-28 | 1587573 | Sus | N | EnvironmentalExternal¦Iceorsnow¦PoleWood¦Broken
22-0005182 | Equipment Failure/Involved | Overhead | Transformer (OH) |  | 2022 | Tier 3 - Extreme | Transformer only | 1 | 2 | 2022-01-02 | 1592285 | Sus | N | EquipmentFailureInvolved¦Overhead¦Transformer(OH)¦
22-0006184 | Vegetation | Tree - fell into line | Pole-Wood | Broken | 2021 | Tier 2 - Elevated | Transformer only | 12 | 27 | 2021-12-27 | 1595153 | Sus | N | Vegetation¦Treefellintoline¦PoleWood¦Broken
22-0006521 | Equipment Failure/Involved | Overhead | Secondary | Broken | 2022 | Tier 2 - Elevated | Transformer only | 1 | 5 | 2022-01-05 | 1595908 | Sus | N | EquipmentFailureInvolved¦Overhead¦Secondary¦Broken
22-0006713 | Vegetation | Tree - fell into line | Conductor, Overhead | Broken, wire on ground | 2021 | Tier 3 - Extreme | Distribution Circuit | 12 | 27 | 2021-12-27 | 1596436 | Sus | N | Vegetation¦Treefellintoline¦ConductorOverhead¦Brokenwireonground
22-0007339 | Vegetation | Tree - fell into line | Conductor, Overhead | Broken, wire on ground | 2022 | Tier 3 - Extreme | Transformer only | 1 | 6 | 2022-01-06 | 1596415 | Sus | N | Vegetation¦Treefellintoline¦ConductorOverhead¦Brokenwireonground
22-0007809 | Animal | Squirrel | Conductor, Overhead | Normal | 2022 | Tier 2 - Elevated | Distribution Circuit | 1 | 9 | 2022-01-09 | 1598738 | Sus | N | Animal¦Squirrel¦ConductorOverhead¦Normal
22-0009164 | Environmental/External | Ice or snow | Transformer | Broken | 2022 | Tier 3 - Extreme | Transformer only | 1 | 12 | 2022-01-12 | 1601213 | Sus | N | EnvironmentalExternal¦Iceorsnow¦Transformer¦Broken
22-0014816 | Equipment Failure/Involved | Overhead | Crossarm, Wood | Broken | 2022 | Tier 2 - Elevated | Distribution Circuit | 1 | 26 | 2022-01-26 | 1612981 | Sus | N | EquipmentFailureInvolved¦Overhead¦CrossarmWood¦Broken
22-0016121 | Equipment Failure/Involved | Overhead | Transformer (OH) | Deteriorated | 2022 | Tier 2 - Elevated | Transformer only | 1 | 30 | 2022-01-30 | 1616538 | Sus | N | EquipmentFailureInvolved¦Overhead¦Transformer(OH)¦Deteriorated
22-0021044 | Vegetation | Tree - fell into line | Conductor, Overhead | Normal | 2022 | Tier 3 - Extreme | Distribution Circuit | 2 | 10 | 2022-02-10 | 1625113 | Sus | N | Vegetation¦Treefellintoline¦ConductorOverhead¦Normal
22-0022723 | Unknown Cause | Patrol - found nothing |  |  | 2022 | Tier 3 - Extreme | Transformer only | 2 | 15 | 2022-02-15 | 1628230 | Sus | N | UnknownCause¦Patrolfoundnothing¦¦
22-0024272 | Unknown Cause | Patrol - found nothing |  |  | 2022 | Tier 3 - Extreme | Distribution Circuit | 2 | 18 | 2022-02-18 | 1631996 | Sus | N | UnknownCause¦Patrolfoundnothing¦¦
22-0024772 | Unknown Cause | Patrol - found nothing |  |  | 2022 | Tier 2 - Elevated | Distribution Circuit | 2 | 21 | 2022-02-21 | 1633228 | Sus | N | UnknownCause¦Patrolfoundnothing¦¦
22-0036816 | Equipment Failure/Involved | Overhead | Conductor, Overhead | Normal | 2022 | Tier 3 - Extreme | Distribution Circuit | 3 | 22 | 2022-03-22 | 1653503 | Sus | N | EquipmentFailureInvolved¦Overhead¦ConductorOverhead¦Normal
22-0040869 | Animal | Squirrel | Transformer (OH) | Normal | 2022 | Tier 3 - Extreme | Transformer only | 3 | 30 | 2022-03-30 | 1659766 | Sus | N | Animal¦Squirrel¦Transformer(OH)¦Normal
22-0041973 | Unknown Cause | Patrol - found nothing |  |  | 2022 | Tier 3 - Extreme | Distribution Circuit | 4 | 2 | 2022-04-02 | 1661480 | Sus | N | UnknownCause¦Patrolfoundnothing¦¦
22-0043644 | Equipment Failure/Involved | Overhead | Crossarm, Wood | Broken | 2022 | Tier 2 - Elevated | Distribution Circuit | 4 | 6 | 2022-04-06 | 1664527 | Sus | N | EquipmentFailureInvolved¦Overhead¦CrossarmWood¦Broken
22-0057875 | 3rd Party | Vehicle | Pole-Wood | Broken | 2022 | Tier 3 - Extreme | Distribution Circuit | 5 | 4 | 2022-05-04 | 1688346 | Sus | Y | 3rdParty¦Vehicle¦PoleWood¦Broken
22-0060402 | Environmental/External | Lightning | Transformer (OH) | Burned/flashed | 2022 | Tier 2 - Elevated | Distribution Circuit | 5 | 10 | 2022-05-10 | 1693280 | Sus | Y | EnvironmentalExternal¦Lightning¦Transformer(OH)¦Burnedflashed
22-0065948 | Unknown Cause | Patrol - found nothing |  |  | 2022 | Tier 2 - Elevated | Distribution Circuit | 5 | 24 | 2022-05-24 | 1709452 | Sus | Y | UnknownCause¦Patrolfoundnothing¦¦
22-0070566 | Unknown Cause | Patrol - found nothing |  |  | 2022 | Tier 2 - Elevated | Distribution Circuit | 6 | 6 | 2022-06-06 | 1720410 | Sus | Y | UnknownCause¦Patrolfoundnothing¦¦
22-0072798 | Equipment Failure/Involved | Underground | Conductor, Underground | Burned/flashed | 2022 | Tier 2 - Elevated | Distribution Circuit | 6 | 10 | 2022-06-10 | 1727376 | Sus | Y | EquipmentFailureInvolved¦Underground¦ConductorUnderground¦Burnedflashed
22-0073163 | Unknown Cause | Patrol - found nothing |  |  | 2022 | Tier 3 - Extreme | Distribution Circuit | 6 | 11 | 2022-06-11 | 1728289 | Sus | Y | UnknownCause¦Patrolfoundnothing¦¦
22-0073863 | Vegetation | Tree - branch fell on line | Conductor, Overhead | Normal | 2022 | Tier 3 - Extreme | Distribution Circuit | 6 | 13 | 2022-06-13 | 1730624 | Sus | Y | Vegetation¦Treebranchfellonline¦ConductorOverhead¦Normal
22-0076794 | Environmental/External | Lightning | Capacitor | Burned/flashed | 2022 | Tier 2 - Elevated | Distribution Circuit | 6 | 22 | 2022-06-22 | 1737649 | Sus | Y | EnvironmentalExternal¦Lightning¦Capacitor¦Burnedflashed
22-0078516 | Vegetation | Tree - fell into line | Conductor, Overhead | Broken, wire on ground | 2022 | Tier 3 - Extreme | Distribution Circuit | 6 | 25 | 2022-06-25 | 1741973 | Sus | Y | Vegetation¦Treefellintoline¦ConductorOverhead¦Brokenwireonground
22-0085067 | Equipment Failure/Involved | Overhead | Transformer (OH) | Broken | 2022 | Tier 2 - Elevated | Distribution Circuit | 7 | 12 | 2022-07-12 | 1755811 | Sus | Y | EquipmentFailureInvolved¦Overhead¦Transformer(OH)¦Broken
22-0087812 | 3rd Party | Vehicle | Conductor, Overhead | Broken, wire on object | 2022 | Tier 3 - Extreme | Distribution Circuit | 7 | 20 | 2022-07-20 | 1761523 | Sus | Y | 3rdParty¦Vehicle¦ConductorOverhead¦Brokenwireonobject
22-0097771 | 3rd Party | Fire, house or bldg. | Conductor, Overhead | Normal | 2022 | Tier 3 - Extreme | Distribution Circuit | 8 | 15 | 2022-08-15 | 1781651 | Sus | Y | 3rdParty¦Firehouseorbldg¦ConductorOverhead¦Normal
22-0098939 | Equipment Failure/Involved | Overhead | Connector or Splice (OH) | Broken | 2022 | Tier 2 - Elevated | Transformer only | 8 | 17 | 2022-08-17 | 1783933 | Sus | Y | EquipmentFailureInvolved¦Overhead¦ConnectororSplice(OH)¦Broken
22-0099955 | Equipment Failure/Involved | Overhead | Transformer (OH) |  | 2022 | Tier 2 - Elevated | Transformer only | 8 | 19 | 2022-08-19 | 1785555 | Sus | Y | EquipmentFailureInvolved¦Overhead¦Transformer(OH)¦
22-0106452 | Equipment Failure/Involved | Underground | Transformer (UG) | Failed/Faulted | 2022 | Tier 2 - Elevated | Distribution Circuit | 9 | 6 | 2022-09-06 | 1803323 | Sus | Y | EquipmentFailureInvolved¦Underground¦Transformer(UG)¦FailedFaulted
22-0111390 | Equipment Failure/Involved | Overhead | Connector or Splice (OH) | Broken | 2022 | Tier 3 - Extreme | Distribution Circuit | 9 | 16 | 2022-09-16 | 1812950 | Sus | Y | EquipmentFailureInvolved¦Overhead¦ConnectororSplice(OH)¦Broken
22-0123803 | Equipment Failure/Involved | Overhead | Pole-Wood | Deteriorated | 2022 | Tier 3 - Extreme | Distribution Circuit | 10 | 22 | 2022-10-22 | 1842596 | Sus | Y | EquipmentFailureInvolved¦Overhead¦PoleWood¦Deteriorated
22-0124346 | Equipment Failure/Involved | Underground | Transformer (UG) | Leaking | 2022 | Tier 2 - Elevated | Distribution Circuit | 10 | 24 | 2022-10-24 | 1844623 | Sus | Y | EquipmentFailureInvolved¦Underground¦Transformer(UG)¦Leaking
22-0124512 | Equipment Failure/Involved | Overhead | Pole-Wood | Deteriorated | 2022 | Tier 2 - Elevated | Distribution Circuit | 10 | 25 | 2022-10-25 | 1844825 | Sus | Y | EquipmentFailureInvolved¦Overhead¦PoleWood¦Deteriorated
22-0126742 | Unknown Cause | Patrol - found nothing |  |  | 2022 | Tier 2 - Elevated | Distribution Circuit | 11 | 1 | 2022-11-01 | 1850445 | Sus | Y | UnknownCause¦Patrolfoundnothing¦¦
22-0129368 | Environmental/External | Lightning | Fuse | Failed/Faulted | 2022 | Tier 3 - Extreme | Transformer only | 11 | 8 | 2022-11-08 | 1858363 | Sus | Y | EnvironmentalExternal¦Lightning¦Fuse¦FailedFaulted
22-0139726 | 3rd Party | Vehicle | Pole-Wood | Normal | 2022 | Tier 3 - Extreme | Transformer only | 12 | 13 | 2022-12-13 | 1888771 | Sus | N | 3rdParty¦Vehicle¦PoleWood¦Normal
22-0141317 | Equipment Failure/Involved | Overhead | Transformer (OH) | Failed/Faulted | 2022 | Tier 3 - Extreme | Transformer only | 12 | 26 | 2022-12-26 | 1897438 | Sus | N | EquipmentFailureInvolved¦Overhead¦Transformer(OH)¦FailedFaulted
22-0141375 | Vegetation | Tree - bark fell into line | Pole-Wood | Broken | 2022 | Tier 2 - Elevated | Distribution Circuit | 12 | 26 | 2022-12-26 | 1897781 | Sus | N | Vegetation¦Treebarkfellintoline¦PoleWood¦Broken
22-0141662 | Vegetation | Tree - branch fell on line | Service conductor | Broken, wire on ground | 2022 | Tier 2 - Elevated | Transformer only | 12 | 27 | 2022-12-27 | 1898795 | Sus | N | Vegetation¦Treebranchfellonline¦Serviceconductor¦Brokenwireonground
22-0141686 | Vegetation | Tree - fell into line | Conductor, Overhead | Normal | 2022 | Tier 2 - Elevated | Distribution Circuit | 12 | 27 | 2022-12-27 | 1899253 | Sus | N | Vegetation¦Treefellintoline¦ConductorOverhead¦Normal
22-0142580 | Equipment Failure/Involved | Electrical Overload | Transformer | Broken | 2022 | Tier 3 - Extreme | Transformer only | 12 | 31 | 2022-12-31 | 1903948 | Sus | N | EquipmentFailureInvolved¦ElectricalOverload¦Transformer¦Broken
15-0007737 | 3rd Party | Vehicle | Anchor or Guy | Normal | 2015 | Tier 2 - Elevated | Distribution Circuit | 1 | 28 | 2015-01-28 | 1169437 | Sus | N | 3rdParty¦Vehicle¦AnchororGuy¦Normal
15-0009765 | Vegetation | Tree - branch fell on line | Conductor, Overhead | On Ground | 2015 | Tier 2 - Elevated | Distribution Circuit | 2 | 5 | 2015-02-05 | 1172998 | Sus | N | Vegetation¦Treebranchfellonline¦ConductorOverhead¦OnGround
15-0009863 | Equipment Failure/Involved | Other | Jumper | Burned Open | 2015 | Tier 3 - Extreme | Distribution Circuit | 2 | 6 | 2015-02-06 | 1173393 | Sus | N | EquipmentFailureInvolved¦Other¦Jumper¦BurnedOpen
15-0010121 | Vegetation | Tree - branch fell on line | Conductor, Overhead | Normal | 2015 | Tier 2 - Elevated | Distribution Circuit | 2 | 6 | 2015-02-06 | 1173619 | Sus | N | Vegetation¦Treebranchfellonline¦ConductorOverhead¦Normal
15-0011368 | Equipment Failure/Involved | Other | Connector or Splice (OH) | Broken, wire on ground | 2015 | Tier 2 - Elevated | Distribution Circuit | 2 | 7 | 2015-02-07 | 1181788 | Sus | N | EquipmentFailureInvolved¦Other¦ConnectororSplice(OH)¦Brokenwireonground
15-0011963 | Equipment Failure/Involved | Other | Transformer | Malfunctioning | 2015 | Tier 2 - Elevated | Distribution Circuit | 2 | 9 | 2015-02-09 | 1185325 | Sus | N | EquipmentFailureInvolved¦Other¦Transformer¦Malfunctioning
15-0021723 | Equipment Failure/Involved | Other | Conductor, Overhead | Together | 2015 | Tier 2 - Elevated | Distribution Circuit | 3 | 24 | 2015-03-24 | 1207436 | Sus | N | EquipmentFailureInvolved¦Other¦ConductorOverhead¦Together
15-0023023 | Equipment Failure/Involved | Other | Other | Burned/flashed | 2015 | Tier 2 - Elevated | Transformer only | 3 | 30 | 2015-03-30 | 1210181 | Sus | N | EquipmentFailureInvolved¦Other¦Other¦Burnedflashed
15-0024990 | Vegetation | Tree - fell into line | Conductor, Overhead | On Ground | 2015 | Tier 3 - Extreme | Distribution Circuit | 4 | 7 | 2015-04-07 | 1214937 | Sus | N | Vegetation¦Treefellintoline¦ConductorOverhead¦OnGround
15-0032364 | Animal | Other |  | Failed/Faulted | 2015 | Tier 2 - Elevated | Transformer only | 5 | 6 | 2015-05-06 | 1230257 | Sus | Y | Animal¦Other¦¦FailedFaulted
15-0032813 | Equipment Failure/Involved | Overhead | Transformer (OH) | Failed/Faulted | 2015 | Tier 2 - Elevated | Transformer only | 5 | 8 | 2015-05-08 | 1231448 | Sus | Y | EquipmentFailureInvolved¦Overhead¦Transformer(OH)¦FailedFaulted
15-0032936 | Environmental/External | Lightning | Other | Failed/Faulted | 2015 | Tier 3 - Extreme | Transformer only | 5 | 8 | 2015-05-08 | 1231537 | Sus | Y | EnvironmentalExternal¦Lightning¦Other¦FailedFaulted
15-0036445 | Unknown Cause | Patrol - found nothing |  |  | 2015 | Tier 3 - Extreme | Distribution Circuit | 5 | 26 | 2015-05-26 | 1239577 | Sus | Y | UnknownCause¦Patrolfoundnothing¦¦
15-0038006 | Vegetation | Tree - fell into line | Conductor, Overhead | Broken, wire on ground | 2015 | Tier 3 - Extreme | Distribution Circuit | 6 | 2 | 2015-06-02 | 1242785 | Sus | Y | Vegetation¦Treefellintoline¦ConductorOverhead¦Brokenwireonground
15-0039894 | Environmental/External | Lightning | Transformer (OH) | Failed/Faulted | 2015 | Tier 2 - Elevated | Transformer only | 6 | 9 | 2015-06-09 | 1248007 | Sus | Y | EnvironmentalExternal¦Lightning¦Transformer(OH)¦FailedFaulted
15-0047458 | Vegetation | Tree - branch fell on line | Fuse | Broken | 2015 | Tier 3 - Extreme | Distribution Circuit | 7 | 14 | 2015-07-14 | 1267988 | Sus | Y | Vegetation¦Treebranchfellonline¦Fuse¦Broken
15-0047934 | Unknown Cause | Patrol - found nothing |  |  | 2015 | Tier 2 - Elevated | Distribution Circuit | 7 | 16 | 2015-07-16 | 1268980 | Sus | Y | UnknownCause¦Patrolfoundnothing¦¦
15-0055643 | Equipment Failure/Involved | Underground | Conductor, Underground | Broken | 2015 | Tier 2 - Elevated | Distribution Circuit | 8 | 17 | 2015-08-17 | 1290501 | Sus | Y | EquipmentFailureInvolved¦Underground¦ConductorUnderground¦Broken
15-0056474 | Vegetation | Tree - bark fell into line | Conductor, Overhead | Broken, wire on ground | 2015 | Tier 2 - Elevated | Distribution Circuit | 8 | 21 | 2015-08-21 | 1292347 | Sus | Y | Vegetation¦Treebarkfellintoline¦ConductorOverhead¦Brokenwireonground
15-0056658 | 3rd Party | Vehicle | Pole-Wood | On Ground | 2015 | Tier 2 - Elevated | Distribution Circuit | 8 | 21 | 2015-08-21 | 1292780 | Sus | Y | 3rdParty¦Vehicle¦PoleWood¦OnGround
15-0058767 | Equipment Failure/Involved | Overhead | Transformer | Failed/Faulted | 2015 | Tier 3 - Extreme | Transformer only | 9 | 1 | 2015-09-01 | 1298600 | Sus | Y | EquipmentFailureInvolved¦Overhead¦Transformer¦FailedFaulted
15-0070167 | Equipment Failure/Involved | Overhead | Transformer (OH) | Leaking | 2015 | Tier 3 - Extreme | Transformer only | 10 | 14 | 2015-10-14 | 1321663 | Sus | Y | EquipmentFailureInvolved¦Overhead¦Transformer(OH)¦Leaking
15-0072831 | Unknown Cause | Patrol - found nothing |  |  | 2015 | Tier 3 - Extreme | Distribution Circuit | 10 | 22 | 2015-10-22 | 1327926 | Sus | Y | UnknownCause¦Patrolfoundnothing¦¦
15-0077915 | Unknown Cause | Patrol - found nothing |  |  | 2015 | Tier 3 - Extreme | Transmission line | 11 | 15 | 2015-11-15 | 1341956 | Sus | Y | UnknownCause¦Patrolfoundnothing¦¦
15-0080511 | Vegetation | Tree - fell into line | Crossarm, Wood | Broken | 2015 | Tier 3 - Extreme | Distribution Circuit | 11 | 24 | 2015-11-24 | 1347730 | Sus | Y | Vegetation¦Treefellintoline¦CrossarmWood¦Broken
15-0084788 | Unknown Cause | Patrol - found nothing |  |  | 2015 | Tier 3 - Extreme | Distribution Circuit | 12 | 13 | 2015-12-13 | 1361061 | Sus | N | UnknownCause¦Patrolfoundnothing¦¦
15-0085423 | Vegetation | Tree - fell into line | Fuse | Failed/Faulted | 2015 | Tier 2 - Elevated | Distribution Circuit | 12 | 15 | 2015-12-15 | 1363855 | Sus | N | Vegetation¦Treefellintoline¦Fuse¦FailedFaulted
15-0086589 | Vegetation | Tree - fell into line | Conductor, Overhead | Broken, wire on ground | 2015 | Tier 3 - Extreme | Distribution Circuit | 12 | 22 | 2015-12-22 | 1368445 | Sus | N | Vegetation¦Treefellintoline¦ConductorOverhead¦Brokenwireonground
16-0003326 | Vegetation | Tree - branch fell on line | Conductor, Overhead | Broken, wire on ground | 2016 | Tier 2 - Elevated | Distribution Circuit | 1 | 6 | 2016-01-06 | 1377997 | Sus | N | Vegetation¦Treebranchfellonline¦ConductorOverhead¦Brokenwireonground
16-0007667 | Vegetation | Tree - fell into line | Conductor, Overhead | Broken, wire on ground | 2016 | Tier 3 - Extreme | Distribution Circuit | 1 | 22 | 2016-01-22 | 1390429 | Sus | N | Vegetation¦Treefellintoline¦ConductorOverhead¦Brokenwireonground
16-0011121 | 3rd Party | Vehicle | Pole-Wood | Broken, wire on ground | 2016 | Tier 2 - Elevated | Distribution Circuit | 2 | 6 | 2016-02-06 | 1399642 | Sus | N | 3rdParty¦Vehicle¦PoleWood¦Brokenwireonground
16-0011135 | Equipment Failure/Involved | Overhead | Cutout, fuse holder | Broken | 2016 | Tier 3 - Extreme | Transformer only | 2 | 7 | 2016-02-07 | 1399675 | Sus | N | EquipmentFailureInvolved¦Overhead¦Cutoutfuseholder¦Broken
16-0013582 | Equipment Failure/Involved | Overhead | Transformer (OH) | Broken | 2016 | Tier 2 - Elevated | Distribution Circuit | 2 | 17 | 2016-02-17 | 1406312 | Sus | N | EquipmentFailureInvolved¦Overhead¦Transformer(OH)¦Broken
16-0013670 | Vegetation | Tree - fell into line | Conductor, Overhead | Normal | 2016 | Tier 3 - Extreme | Distribution Circuit | 2 | 18 | 2016-02-18 | 1407823 | Sus | N | Vegetation¦Treefellintoline¦ConductorOverhead¦Normal
16-0017507 | Vegetation | Tree - branch fell on line | Conductor, Overhead | Normal | 2016 | Tier 3 - Extreme | Distribution Circuit | 3 | 5 | 2016-03-05 | 1416750 | Sus | N | Vegetation¦Treebranchfellonline¦ConductorOverhead¦Normal
16-0017664 | Unknown Cause | Patrol - not conducted |  |  | 2016 | Tier 2 - Elevated | Transmission line | 3 | 5 | 2016-03-05 | 1416696 | Sus | N | UnknownCause¦Patrolnotconducted¦¦
16-0017753 | Vegetation | Tree - branch fell on line | Conductor, Overhead | Broken, wire on ground | 2016 | Tier 3 - Extreme | Distribution Circuit | 3 | 5 | 2016-03-05 | 1417226 | Sus | N | Vegetation¦Treebranchfellonline¦ConductorOverhead¦Brokenwireonground
16-0017776 | Unknown Cause | Patrol - found nothing |  |  | 2016 | Tier 3 - Extreme | Distribution Circuit | 3 | 5 | 2016-03-05 | 1417682 | Sus | N | UnknownCause¦Patrolfoundnothing¦¦
16-0018371 | Equipment Failure/Involved | Overhead |  | Normal | 2016 | Tier 2 - Elevated | Transformer only | 3 | 6 | 2016-03-06 | 1421395 | Sus | N | EquipmentFailureInvolved¦Overhead¦¦Normal
16-0018528 | Equipment Failure/Involved | Overhead | Conductor, Overhead | Broken, wire on ground | 2016 | Tier 3 - Extreme | Distribution Circuit | 3 | 6 | 2016-03-06 | 1421419 | Sus | N | EquipmentFailureInvolved¦Overhead¦ConductorOverhead¦Brokenwireonground
16-0019127 | Equipment Failure/Involved | Fire, pole | Pole-Wood | Burned/flashed | 2016 | Tier 2 - Elevated | Distribution Circuit | 3 | 8 | 2016-03-08 | 1424813 | Sus | N | EquipmentFailureInvolved¦Firepole¦PoleWood¦Burnedflashed
16-0020568 | Vegetation | Tree - branch fell on line | Conductor, Overhead | Broken, wire on ground | 2016 | Tier 2 - Elevated | Distribution Circuit | 3 | 11 | 2016-03-11 | 1428257 | Sus | N | Vegetation¦Treebranchfellonline¦ConductorOverhead¦Brokenwireonground
16-0020818 | Equipment Failure/Involved | Overhead | Conductor, Overhead | Broken, wire on ground | 2016 | Tier 3 - Extreme | Distribution Circuit | 3 | 12 | 2016-03-12 | 1429525 | Sus | N | EquipmentFailureInvolved¦Overhead¦ConductorOverhead¦Brokenwireonground
16-0021191 | Vegetation | Tree - fell into line | Conductor, Overhead | Broken, wire on ground | 2016 | Tier 2 - Elevated | Distribution Circuit | 3 | 14 | 2016-03-14 | 1431038 | Sus | N | Vegetation¦Treefellintoline¦ConductorOverhead¦Brokenwireonground
16-0021230 | Vegetation | Tree - bark fell into line | Conductor, Overhead | Broken, wire on ground | 2016 | Tier 2 - Elevated | Distribution Circuit | 3 | 14 | 2016-03-14 | 1431005 | Sus | N | Vegetation¦Treebarkfellintoline¦ConductorOverhead¦Brokenwireonground
16-0029081 | Equipment Failure/Involved | Overhead | Transformer (OH) | Broken | 2016 | Tier 3 - Extreme | Transformer only | 4 | 15 | 2016-04-15 | 1451768 | Sus | N | EquipmentFailureInvolved¦Overhead¦Transformer(OH)¦Broken
16-0029479 | Equipment Failure/Involved | Overhead | Transformer (OH) | Failed/Faulted | 2016 | Tier 2 - Elevated | Distribution Circuit | 4 | 18 | 2016-04-18 | 1453192 | Sus | N | EquipmentFailureInvolved¦Overhead¦Transformer(OH)¦FailedFaulted
16-0030113 | Unknown Cause | Patrol - not conducted |  |  | 2016 | Tier 2 - Elevated | Distribution Circuit | 4 | 20 | 2016-04-20 | 1454669 | Sus | N | UnknownCause¦Patrolnotconducted¦¦
16-0032796 | Animal | Other | Crossarm, Wood | Normal | 2016 | Tier 2 - Elevated | Distribution Circuit | 4 | 30 | 2016-04-30 | 1461918 | Sus | N | Animal¦Other¦CrossarmWood¦Normal
16-0036659 | Vegetation | Tree - branch fell on line | Conductor, Overhead | Normal | 2016 | Tier 3 - Extreme | Distribution Circuit | 5 | 17 | 2016-05-17 | 1471685 | Sus | Y | Vegetation¦Treebranchfellonline¦ConductorOverhead¦Normal
16-0039710 | Equipment Failure/Involved | Overhead | Jumper | Broken | 2016 | Tier 2 - Elevated | Transformer only | 5 | 30 | 2016-05-30 | 1479214 | Sus | Y | EquipmentFailureInvolved¦Overhead¦Jumper¦Broken
16-0042345 | Equipment Failure/Involved | Overhead | Transformer (OH) | Failed/Faulted | 2016 | Tier 2 - Elevated | Transformer only | 6 | 10 | 2016-06-10 | 1486376 | Sus | Y | EquipmentFailureInvolved¦Overhead¦Transformer(OH)¦FailedFaulted
16-0044868 | Equipment Failure/Involved | Overhead | Transformer (OH) | Deteriorated | 2016 | Tier 2 - Elevated | Transformer only | 6 | 21 | 2016-06-21 | 1493458 | Sus | Y | EquipmentFailureInvolved¦Overhead¦Transformer(OH)¦Deteriorated
16-0047215 | Environmental/External | Fire, Forest/Grass | Conductor, Overhead | Normal | 2016 | Tier 2 - Elevated | Distribution Circuit | 6 | 30 | 2016-06-30 | 1499146 | Sus | Y | EnvironmentalExternal¦FireForestGrass¦ConductorOverhead¦Normal
16-0049669 | Equipment Failure/Involved | Overhead | Crossarm, Wood | Broken | 2016 | Tier 2 - Elevated | Distribution Circuit | 7 | 13 | 2016-07-13 | 1509524 | Sus | Y | EquipmentFailureInvolved¦Overhead¦CrossarmWood¦Broken
16-0049713 | 3rd Party | Vehicle | Pole-Wood | Broken | 2016 | Tier 3 - Extreme | Distribution Circuit | 7 | 13 | 2016-07-13 | 1509713 | Sus | Y | 3rdParty¦Vehicle¦PoleWood¦Broken
16-0050174 | Equipment Failure/Involved | Overhead | Insulator | Normal | 2016 | Tier 2 - Elevated | Distribution Circuit | 7 | 15 | 2016-07-15 | 1510617 | Sus | Y | EquipmentFailureInvolved¦Overhead¦Insulator¦Normal
16-0055583 | Equipment Failure/Involved | Overhead | Transformer | Failed/Faulted | 2016 | Tier 3 - Extreme | Transformer only | 8 | 7 | 2016-08-07 | 1522732 | Sus | Y | EquipmentFailureInvolved¦Overhead¦Transformer¦FailedFaulted
16-0056765 | Equipment Failure/Involved | Overhead | Transformer (OH) | Failed/Faulted | 2016 | Tier 3 - Extreme | Transformer only | 8 | 11 | 2016-08-11 | 1525088 | Sus | Y | EquipmentFailureInvolved¦Overhead¦Transformer(OH)¦FailedFaulted
16-0057106 | Vegetation | Tree - branch fell on line | Conductor, Overhead | Broken, wire on ground | 2016 | Tier 3 - Extreme | Distribution Circuit | 8 | 13 | 2016-08-13 | 1525817 | Sus | Y | Vegetation¦Treebranchfellonline¦ConductorOverhead¦Brokenwireonground
16-0057170 | 3rd Party | Vehicle | Pole-Wood | Broken, wire on ground | 2016 | Tier 2 - Elevated | Distribution Circuit | 8 | 14 | 2016-08-14 | 1526058 | Sus | Y | 3rdParty¦Vehicle¦PoleWood¦Brokenwireonground
16-0061386 | Environmental/External | Fire, Forest/Grass | Pole-Wood | Burned/flashed | 2016 | Tier 2 - Elevated | Distribution Circuit | 8 | 31 | 2016-08-31 | 1534952 | Sus | Y | EnvironmentalExternal¦FireForestGrass¦PoleWood¦Burnedflashed
16-0070236 | Unknown Cause | Patrol - found nothing |  |  | 2016 | Tier 2 - Elevated | Distribution Circuit | 10 | 6 | 2016-10-06 | 1554339 | Sus | Y | UnknownCause¦Patrolfoundnothing¦¦
16-0070657 | Unknown Cause | Patrol - found nothing |  |  | 2016 | Tier 3 - Extreme | Distribution Circuit | 10 | 9 | 2016-10-09 | 1555359 | Sus | Y | UnknownCause¦Patrolfoundnothing¦¦
16-0072482 | Unknown Cause | Patrol - found nothing |  |  | 2016 | Tier 2 - Elevated | Transformer only | 10 | 15 | 2016-10-15 | 1560858 | Sus | Y | UnknownCause¦Patrolfoundnothing¦¦
16-0072945 | Vegetation | Tree - fell into line | Conductor, Overhead | Broken | 2016 | Tier 3 - Extreme | Distribution Circuit | 10 | 16 | 2016-10-16 | 1563229 | Sus | Y | Vegetation¦Treefellintoline¦ConductorOverhead¦Broken
16-0073679 | Animal | Other | Fuse | Failed/Faulted | 2016 | Tier 2 - Elevated | Distribution Circuit | 10 | 18 | 2016-10-18 | 1565320 | Sus | Y | Animal¦Other¦Fuse¦FailedFaulted
16-0073839 | Equipment Failure/Involved | Underground | Other | Burned/flashed | 2016 | Tier 2 - Elevated | Distribution Circuit | 10 | 19 | 2016-10-19 | 1565706 | Sus | Y | EquipmentFailureInvolved¦Underground¦Other¦Burnedflashed
16-0077069 | Unknown Cause | Patrol - not conducted |  |  | 2016 | Tier 2 - Elevated | Distribution Circuit | 10 | 31 | 2016-10-31 | 1574018 | Sus | Y | UnknownCause¦Patrolnotconducted¦¦
16-0081101 | Vegetation | Tree - branch fell on line | Conductor, Overhead | Normal | 2016 | Tier 2 - Elevated | Distribution Circuit | 11 | 19 | 2016-11-19 | 1585054 | Sus | Y | Vegetation¦Treebranchfellonline¦ConductorOverhead¦Normal
17-0003374 | Equipment Failure/Involved | Overhead | Jumper | Burned Open | 2017 | Tier 2 - Elevated | Distribution Circuit | 1 | 3 | 2017-01-03 | 1617436 | Sus | N | EquipmentFailureInvolved¦Overhead¦Jumper¦BurnedOpen
17-0003766 | Equipment Failure/Involved | Fire, pole | Pole-Wood | Burned/flashed | 2017 | Tier 2 - Elevated | Distribution Circuit | 1 | 4 | 2017-01-04 | 1618688 | Sus | N | EquipmentFailureInvolved¦Firepole¦PoleWood¦Burnedflashed
17-0004102 | Unknown Cause | Patrol - found nothing |  |  | 2017 | Tier 3 - Extreme | Distribution Circuit | 1 | 4 | 2017-01-04 | 1618689 | Sus | N | UnknownCause¦Patrolfoundnothing¦¦
17-0004777 | Equipment Failure/Involved | Overhead | Insulator | Broken | 2017 | Tier 2 - Elevated | Distribution Circuit | 1 | 7 | 2017-01-07 | 1622145 | Sus | N | EquipmentFailureInvolved¦Overhead¦Insulator¦Broken
17-0005525 | Vegetation | Tree - branch fell on line | Conductor, Overhead | Broken, wire on ground | 2017 | Tier 2 - Elevated | Distribution Circuit | 1 | 8 | 2017-01-08 | 1628133 | Sus | N | Vegetation¦Treebranchfellonline¦ConductorOverhead¦Brokenwireonground
17-0005566 | Vegetation | Tree - fell into line | Conductor, Overhead | Normal | 2017 | Tier 2 - Elevated | Distribution Circuit | 1 | 8 | 2017-01-08 | 1626385 | Sus | N | Vegetation¦Treefellintoline¦ConductorOverhead¦Normal
17-0005598 | Vegetation | Tree - fell into line | Conductor, Overhead | Broken, wire on ground | 2017 | Tier 3 - Extreme | Distribution Circuit | 1 | 9 | 2017-01-09 | 1632219 | Sus | N | Vegetation¦Treefellintoline¦ConductorOverhead¦Brokenwireonground
17-0006009 | Vegetation | Tree - fell into line | Conductor, Overhead | Broken, wire on ground | 2017 | Tier 2 - Elevated | Distribution Circuit | 1 | 8 | 2017-01-08 | 1630767 | Sus | N | Vegetation¦Treefellintoline¦ConductorOverhead¦Brokenwireonground
17-0007314 | Vegetation | Tree - fell into line | Conductor, Overhead | Broken, wire on ground | 2017 | Tier 3 - Extreme | Distribution Circuit | 1 | 10 | 2017-01-10 | 1636915 | Sus | N | Vegetation¦Treefellintoline¦ConductorOverhead¦Brokenwireonground
17-0008337 | Vegetation | Tree - branch fell on line | Fuse | Failed/Faulted | 2017 | Tier 2 - Elevated | Distribution Circuit | 1 | 11 | 2017-01-11 | 1641143 | Sus | N | Vegetation¦Treebranchfellonline¦Fuse¦FailedFaulted
17-0008407 | Vegetation | Tree - fell into line | Conductor, Overhead | Normal | 2017 | Tier 2 - Elevated | Distribution Circuit | 1 | 12 | 2017-01-12 | 1641403 | Sus | N | Vegetation¦Treefellintoline¦ConductorOverhead¦Normal
17-0008534 | Vegetation | Tree - fell into line | Conductor, Overhead | Together | 2017 | Tier 2 - Elevated | Distribution Circuit | 1 | 12 | 2017-01-12 | 1641884 | Sus | N | Vegetation¦Treefellintoline¦ConductorOverhead¦Together
17-0008664 | 3rd Party | Vehicle | Conductor, Overhead | Normal | 2017 | Tier 2 - Elevated | Distribution Circuit | 1 | 13 | 2017-01-13 | 1642178 | Sus | N | 3rdParty¦Vehicle¦ConductorOverhead¦Normal
17-0009642 | Vegetation | Tree - fell into line | Conductor, Overhead | Broken, wire on ground | 2017 | Tier 2 - Elevated | Distribution Circuit | 1 | 17 | 2017-01-17 | 1645385 | Sus | N | Vegetation¦Treefellintoline¦ConductorOverhead¦Brokenwireonground
17-0010216 | Equipment Failure/Involved | Overhead | Lightning Arrestor | Failed/Faulted | 2017 | Tier 3 - Extreme | Distribution Circuit | 1 | 18 | 2017-01-18 | 1647527 | Sus | N | EquipmentFailureInvolved¦Overhead¦LightningArrestor¦FailedFaulted
17-0014341 | Equipment Failure/Involved | Overhead | Pole-Wood | Broken | 2017 | Tier 2 - Elevated | Distribution Circuit | 1 | 24 | 2017-01-24 | 1665533 | Sus | N | EquipmentFailureInvolved¦Overhead¦PoleWood¦Broken
17-0014455 | Equipment Failure/Involved | Overhead | Crossarm, Wood | Broken | 2017 | Tier 3 - Extreme | Distribution Circuit | 1 | 23 | 2017-01-23 | 1664624 | Sus | N | EquipmentFailureInvolved¦Overhead¦CrossarmWood¦Broken
17-0014494 | Unknown Cause | Patrol - found nothing |  |  | 2017 | Tier 2 - Elevated | Distribution Circuit | 1 | 24 | 2017-01-24 | 1666158 | Sus | N | UnknownCause¦Patrolfoundnothing¦¦
17-0018711 | Vegetation | Tree - fell into line | Conductor, Overhead | On Ground | 2017 | Tier 3 - Extreme | Distribution Circuit | 2 | 6 | 2017-02-06 | 1677093 | Sus | N | Vegetation¦Treefellintoline¦ConductorOverhead¦OnGround
17-0018809 | Unknown Cause | Patrol - not conducted |  |  | 2017 | Tier 2 - Elevated | Distribution Circuit | 2 | 7 | 2017-02-07 | 1681056 | Sus | N | UnknownCause¦Patrolnotconducted¦¦
17-0019858 | Environmental/External | Lightning | Transformer (OH) | Failed/Faulted | 2017 | Tier 2 - Elevated | Distribution Circuit | 2 | 10 | 2017-02-10 | 1684490 | Sus | N | EnvironmentalExternal¦Lightning¦Transformer(OH)¦FailedFaulted
17-0023452 | Animal | Squirrel | Fuse | Failed/Faulted | 2017 | Tier 2 - Elevated | Distribution Circuit | 2 | 19 | 2017-02-19 | 1701421 | Sus | N | Animal¦Squirrel¦Fuse¦FailedFaulted
17-0024948 | Vegetation | Tree - fell into line | Conductor, Overhead | Broken, wire on ground | 2017 | Tier 2 - Elevated | Distribution Circuit | 2 | 21 | 2017-02-21 | 1707906 | Sus | N | Vegetation¦Treefellintoline¦ConductorOverhead¦Brokenwireonground
17-0025411 | Unknown Cause | Patrol - not conducted |  |  | 2017 | Tier 2 - Elevated | Distribution Circuit | 2 | 22 | 2017-02-22 | 1709627 | Sus | N | UnknownCause¦Patrolnotconducted¦¦
17-0025933 | Environmental/External | Lightning | Transformer | Failed/Faulted | 2017 | Tier 2 - Elevated | Distribution Circuit | 2 | 23 | 2017-02-23 | 1711618 | Sus | N | EnvironmentalExternal¦Lightning¦Transformer¦FailedFaulted
17-0028498 | Equipment Failure/Involved | Overhead | Crossarm, Wood | Broken | 2017 | Tier 2 - Elevated | Distribution Circuit | 3 | 5 | 2017-03-05 | 1720204 | Sus | N | EquipmentFailureInvolved¦Overhead¦CrossarmWood¦Broken
17-0031294 | Vegetation | Tree - fell into line | Conductor, Overhead | Normal | 2017 | Tier 3 - Extreme | Distribution Circuit | 3 | 16 | 2017-03-16 | 1728479 | Sus | N | Vegetation¦Treefellintoline¦ConductorOverhead¦Normal
17-0032596 | Environmental/External | Lightning | Transformer | Failed/Faulted | 2017 | Tier 2 - Elevated | Transformer only | 3 | 21 | 2017-03-21 | 1732595 | Sus | N | EnvironmentalExternal¦Lightning¦Transformer¦FailedFaulted
17-0036992 | Vegetation | Tree - branch fell on line | Pole-Wood | Broken | 2017 | Tier 2 - Elevated | Distribution Circuit | 4 | 6 | 2017-04-06 | 1745196 | Sus | N | Vegetation¦Treebranchfellonline¦PoleWood¦Broken
17-0037804 | Vegetation | Tree - branch fell on line | Conductor, Overhead | Normal | 2017 | Tier 3 - Extreme | Distribution Circuit | 4 | 6 | 2017-04-06 | 1748962 | Sus | N | Vegetation¦Treebranchfellonline¦ConductorOverhead¦Normal
17-0040108 | Unknown Cause | Patrol - not conducted |  |  | 2017 | Tier 2 - Elevated | Distribution Circuit | 4 | 13 | 2017-04-13 | 1757286 | Sus | N | UnknownCause¦Patrolnotconducted¦¦
17-0040621 | Equipment Failure/Involved | Underground | Transformer (UG) | Failed/Faulted | 2017 | Tier 2 - Elevated | Distribution Circuit | 4 | 16 | 2017-04-16 | 1758910 | Sus | N | EquipmentFailureInvolved¦Underground¦Transformer(UG)¦FailedFaulted
17-0045439 | Vegetation | Tree - branch fell on line | Conductor, Overhead | Broken, wire on ground | 2017 | Tier 2 - Elevated | Distribution Circuit | 5 | 4 | 2017-05-04 | 1775111 | Sus | Y | Vegetation¦Treebranchfellonline¦ConductorOverhead¦Brokenwireonground
17-0046055 | Unknown Cause | Patrol - found nothing |  |  | 2017 | Tier 2 - Elevated | Distribution Circuit | 5 | 7 | 2017-05-07 | 1777256 | Sus | Y | UnknownCause¦Patrolfoundnothing¦¦
17-0048979 | Equipment Failure/Involved | Overhead | Insulator | Broken, wire on object | 2017 | Tier 2 - Elevated | Distribution Circuit | 5 | 18 | 2017-05-18 | 1785030 | Sus | Y | EquipmentFailureInvolved¦Overhead¦Insulator¦Brokenwireonobject
17-0051222 | Unknown Cause | Patrol - found nothing |  |  | 2017 | Tier 2 - Elevated | Distribution Circuit | 5 | 28 | 2017-05-28 | 1792278 | Sus | Y | UnknownCause¦Patrolfoundnothing¦¦
17-0054329 | Vegetation | Tree - branch fell on line | Conductor, Overhead | Together | 2017 | Tier 2 - Elevated | Distribution Circuit | 6 | 11 | 2017-06-11 | 1801963 | Sus | Y | Vegetation¦Treebranchfellonline¦ConductorOverhead¦Together
17-0054910 | Animal | Squirrel | Transformer | Failed/Faulted | 2017 | Tier 3 - Extreme | Transformer only | 6 | 13 | 2017-06-13 | 1803534 | Sus | Y | Animal¦Squirrel¦Transformer¦FailedFaulted
17-0056652 | Equipment Failure/Involved | Overhead | Transformer | Broken | 2017 | Tier 2 - Elevated | Transformer only | 6 | 19 | 2017-06-19 | 1810866 | Sus | Y | EquipmentFailureInvolved¦Overhead¦Transformer¦Broken
17-0061425 | Equipment Failure/Involved | Overhead | Transformer (OH) | Broken | 2017 | Tier 2 - Elevated | Distribution Circuit | 7 | 8 | 2017-07-08 | 1826347 | Sus | Y | EquipmentFailureInvolved¦Overhead¦Transformer(OH)¦Broken
17-0062865 | Vegetation | Tree - fell into line | Conductor, Overhead | Broken, wire on ground | 2017 | Tier 2 - Elevated | Distribution Circuit | 7 | 14 | 2017-07-14 | 1831321 | Sus | Y | Vegetation¦Treefellintoline¦ConductorOverhead¦Brokenwireonground
17-0064673 | Equipment Failure/Involved | Overhead | Transformer | Failed/Faulted | 2017 | Tier 2 - Elevated | Transformer only | 7 | 21 | 2017-07-21 | 1837405 | Sus | Y | EquipmentFailureInvolved¦Overhead¦Transformer¦FailedFaulted
17-0066571 | Environmental/External | Fire, Forest/Grass | Pole-Wood | Burned/flashed | 2017 | Tier 2 - Elevated | Distribution Circuit | 7 | 30 | 2017-07-30 | 1842727 | Sus | Y | EnvironmentalExternal¦FireForestGrass¦PoleWood¦Burnedflashed
17-0073554 | Equipment Failure/Involved | Electrical Overload | Transformer | Leaking | 2017 | Tier 3 - Extreme | Transformer only | 8 | 28 | 2017-08-28 | 1861569 | Sus | Y | EquipmentFailureInvolved¦ElectricalOverload¦Transformer¦Leaking
17-0078682 | 3rd Party | Dig in, 3rd party | Transformer (OH) | Failed/Faulted | 2017 | Tier 2 - Elevated | Transformer only | 9 | 13 | 2017-09-13 | 1878160 | Sus | Y | 3rdParty¦Digin3rdparty¦Transformer(OH)¦FailedFaulted
17-0079386 | Equipment Failure/Involved | Overhead | Crossarm, Wood | Broken | 2017 | Tier 3 - Extreme | Distribution Circuit | 9 | 15 | 2017-09-15 | 1879718 | Sus | Y | EquipmentFailureInvolved¦Overhead¦CrossarmWood¦Broken
17-0083873 | Vegetation | Tree - fell into line | Conductor, Overhead | Broken, wire on ground | 2017 | Tier 2 - Elevated | Distribution Circuit | 10 | 3 | 2017-10-03 | 1890256 | Sus | Y | Vegetation¦Treefellintoline¦ConductorOverhead¦Brokenwireonground
17-0086051 | Environmental/External | Fire, Forest/Grass | Pole-Wood | Burned/flashed | 2017 | Tier 2 - Elevated | Distribution Circuit | 10 | 8 | 2017-10-08 | 1897627 | Sus | Y | EnvironmentalExternal¦FireForestGrass¦PoleWood¦Burnedflashed
17-0087532 | Environmental/External | Fire, Forest/Grass | Conductor, Overhead | Normal | 2017 | Tier 2 - Elevated | Distribution Circuit | 10 | 9 | 2017-10-09 | 1901341 | Sus | Y | EnvironmentalExternal¦FireForestGrass¦ConductorOverhead¦Normal
17-0087716 | Environmental/External | Fire, Forest/Grass | Pole-Wood | Burned/flashed | 2017 | Tier 3 - Extreme | Distribution Circuit | 10 | 8 | 2017-10-08 | 1901810 | Sus | Y | EnvironmentalExternal¦FireForestGrass¦PoleWood¦Burnedflashed
17-0087857 | Equipment Failure/Involved | Underground | Transformer (UG) | Failed/Faulted | 2017 | Tier 2 - Elevated | Distribution Circuit | 10 | 11 | 2017-10-11 | 1902280 | Sus | Y | EquipmentFailureInvolved¦Underground¦Transformer(UG)¦FailedFaulted
17-0098726 | Equipment Failure/Involved | Overhead | Crossarm, Wood | Broken | 2017 | Tier 3 - Extreme | Distribution Circuit | 11 | 30 | 2017-11-30 | 1932929 | Sus | Y | EquipmentFailureInvolved¦Overhead¦CrossarmWood¦Broken
17-0101972 | Equipment Failure/Involved | Overhead | Conductor, Overhead | Together | 2017 | Tier 2 - Elevated | Distribution Circuit | 12 | 16 | 2017-12-16 | 1944346 | Sus | N | EquipmentFailureInvolved¦Overhead¦ConductorOverhead¦Together
17-0102182 | Equipment Failure/Involved | Overhead | Fuse | Failed/Faulted | 2017 | Tier 2 - Elevated | Distribution Circuit | 12 | 16 | 2017-12-16 | 1945439 | Sus | N | EquipmentFailureInvolved¦Overhead¦Fuse¦FailedFaulted
18-0004361 | Vegetation | Tree - fell into line | Conductor, Overhead | Broken, wire on ground | 2018 | Tier 3 - Extreme | Distribution Circuit | 1 | 8 | 2018-01-08 | 3968 | Sus | N | Vegetation¦Treefellintoline¦ConductorOverhead¦Brokenwireonground
18-0007560 | Vegetation | Tree - branch fell on line | Conductor, Overhead | Normal | 2018 | Tier 2 - Elevated | Distribution Circuit | 1 | 19 | 2018-01-19 | 11082 | Sus | N | Vegetation¦Treebranchfellonline¦ConductorOverhead¦Normal
18-0017048 | Equipment Failure/Involved | Overhead | Transformer | Failed/Faulted | 2018 | Tier 2 - Elevated | Transformer only | 2 | 25 | 2018-02-25 | 31120 | Sus | N | EquipmentFailureInvolved¦Overhead¦Transformer¦FailedFaulted
18-0017188 | Vegetation | Tree - fell into line | Conductor, Overhead | Normal | 2018 | Tier 3 - Extreme | Distribution Circuit | 2 | 26 | 2018-02-26 | 31597 | Sus | N | Vegetation¦Treefellintoline¦ConductorOverhead¦Normal
18-0019331 | Equipment Failure/Involved | Overhead | Service conductor | Normal | 2018 | Tier 2 - Elevated | Distribution Circuit | 3 | 3 | 2018-03-03 | 37078 | Sus | N | EquipmentFailureInvolved¦Overhead¦Serviceconductor¦Normal
18-0021398 | 3rd Party | Dig in, 3rd party | Secondary | Broken | 2018 | Tier 2 - Elevated | Transformer only | 3 | 9 | 2018-03-09 | 41077 | Sus | N | 3rdParty¦Digin3rdparty¦Secondary¦Broken
18-0022909 | Animal | Bird found | Fuse | Failed/Faulted | 2018 | Tier 2 - Elevated | Distribution Circuit | 3 | 15 | 2018-03-15 | 44514 | Sus | N | Animal¦Birdfound¦Fuse¦FailedFaulted
18-0029002 | Unknown Cause | Patrol - found nothing |  |  | 2018 | Tier 2 - Elevated | Distribution Circuit | 4 | 3 | 2018-04-03 | 59054 | Sus | N | UnknownCause¦Patrolfoundnothing¦¦
18-0032435 | Unknown Cause | Patrol - found nothing |  |  | 2018 | Tier 2 - Elevated | Distribution Circuit | 4 | 15 | 2018-04-15 | 67408 | Sus | N | UnknownCause¦Patrolfoundnothing¦¦
18-0037860 | 3rd Party | Vehicle | Pole-Wood | Broken, wire on ground | 2018 | Tier 3 - Extreme | Distribution Circuit | 5 | 2 | 2018-05-02 | 78557 | Sus | Y | 3rdParty¦Vehicle¦PoleWood¦Brokenwireonground
18-0040492 | Vegetation | Tree - grew into line | Secondary | Burned/flashed | 2018 | Tier 3 - Extreme | Transformer only | 5 | 12 | 2018-05-12 | 84622 | Sus | Y | Vegetation¦Treegrewintoline¦Secondary¦Burnedflashed
18-0042789 | Equipment Failure/Involved | Overhead | Transformer | Broken | 2018 | Tier 2 - Elevated | Transformer only | 5 | 21 | 2018-05-21 | 90387 | Sus | Y | EquipmentFailureInvolved¦Overhead¦Transformer¦Broken
18-0052152 | Unknown Cause | Patrol - found nothing |  |  | 2018 | Tier 2 - Elevated | Distribution Circuit | 6 | 19 | 2018-06-19 | 112514 | Sus | Y | UnknownCause¦Patrolfoundnothing¦¦
18-0054281 | 3rd Party | Vehicle | Transformer (UG) | Broken | 2018 | Tier 2 - Elevated | Distribution Circuit | 6 | 25 | 2018-06-25 | 117770 | Sus | Y | 3rdParty¦Vehicle¦Transformer(UG)¦Broken
18-0056999 | 3rd Party | Vehicle | Pole-Wood | Broken, wire on ground | 2018 | Tier 3 - Extreme | Distribution Circuit | 7 | 4 | 2018-07-04 | 124551 | Sus | Y | 3rdParty¦Vehicle¦PoleWood¦Brokenwireonground
18-0057462 | Unknown Cause | Patrol - found nothing |  |  | 2018 | Tier 3 - Extreme | Distribution Circuit | 7 | 6 | 2018-07-06 | 125336 | Sus | Y | UnknownCause¦Patrolfoundnothing¦¦
18-0060153 | Unknown Cause | Patrol - found nothing |  |  | 2018 | Tier 2 - Elevated | Distribution Circuit | 7 | 16 | 2018-07-16 | 132598 | Sus | Y | UnknownCause¦Patrolfoundnothing¦¦
18-0061099 | Animal | Bird found | Conductor, Overhead | Broken, wire on ground | 2018 | Tier 2 - Elevated | Distribution Circuit | 7 | 18 | 2018-07-18 | 134820 | Sus | Y | Animal¦Birdfound¦ConductorOverhead¦Brokenwireonground
18-0064799 | Equipment Failure/Involved | Overhead | Transformer | Failed/Faulted | 2018 | Tier 2 - Elevated | Transformer only | 7 | 29 | 2018-07-29 | 144309 | Sus | Y | EquipmentFailureInvolved¦Overhead¦Transformer¦FailedFaulted
18-0068322 | Equipment Failure/Involved | Underground | Conductor, Underground | Broken | 2018 | Tier 2 - Elevated | Distribution Circuit | 8 | 9 | 2018-08-09 | 152134 | Sus | Y | EquipmentFailureInvolved¦Underground¦ConductorUnderground¦Broken
18-0074980 | Equipment Failure/Involved | Overhead | Insulator | Broken | 2018 | Tier 3 - Extreme | Distribution Circuit | 8 | 29 | 2018-08-29 | 165224 | Sus | Y | EquipmentFailureInvolved¦Overhead¦Insulator¦Broken
18-0076342 | 3rd Party | Metallic Balloon | Conductor, Overhead | Normal | 2018 | Tier 2 - Elevated | Distribution Circuit | 9 | 4 | 2018-09-04 | 168013 | Sus | Y | 3rdParty¦MetallicBalloon¦ConductorOverhead¦Normal
18-0076909 | Vegetation | Tree - fell into line | Conductor, Overhead | Arcing | 2018 | Tier 2 - Elevated | Distribution Circuit | 9 | 5 | 2018-09-05 | 168763 | Sus | Y | Vegetation¦Treefellintoline¦ConductorOverhead¦Arcing
18-0077782 | Animal | Bird found | Conductor, Overhead | Normal | 2018 | Tier 2 - Elevated | Distribution Circuit | 9 | 8 | 2018-09-08 | 170678 | Sus | Y | Animal¦Birdfound¦ConductorOverhead¦Normal
18-0086557 | Equipment Failure/Involved | Overhead | Conductor, Overhead | Broken, wire on ground | 2018 | Tier 3 - Extreme | Distribution Circuit | 10 | 4 | 2018-10-04 | 187929 | Sus | Y | EquipmentFailureInvolved¦Overhead¦ConductorOverhead¦Brokenwireonground
18-0090247 | Wildfire Mitigation | Public Safety Power Shut-off |  |  | 2018 | Tier 2 - Elevated | Distribution Circuit | 10 | 14 | 2018-10-14 | 195069 | Sus | Y | WildfireMitigation¦PublicSafetyPowerShutoff¦¦
18-0091504 | Vegetation | Tree - grew into line | Conductor, Overhead | Normal | 2018 | Tier 3 - Extreme | Distribution Circuit | 10 | 17 | 2018-10-17 | 197671 | Sus | Y | Vegetation¦Treegrewintoline¦ConductorOverhead¦Normal
18-0097540 | Unknown Cause | Patrol - found nothing |  |  | 2018 | Tier 3 - Extreme | Distribution Circuit | 11 | 6 | 2018-11-06 | 209851 | Sus | Y | UnknownCause¦Patrolfoundnothing¦¦
18-0098867 | Equipment Failure/Involved | Overhead | Jumper | Burned Open | 2018 | Tier 3 - Extreme | Distribution Circuit | 11 | 10 | 2018-11-10 | 213129 | Sus | Y | EquipmentFailureInvolved¦Overhead¦Jumper¦BurnedOpen
18-0100277 | Equipment Failure/Involved | Overhead | Crossarm, Wood | Broken | 2018 | Tier 3 - Extreme | Distribution Circuit | 11 | 16 | 2018-11-16 | 216669 | Sus | Y | EquipmentFailureInvolved¦Overhead¦CrossarmWood¦Broken
18-0100458 | Environmental/External | Fire, Forest/Grass | Pole-Wood | Burned/flashed | 2018 | Tier 3 - Extreme | Distribution Circuit | 11 | 8 | 2018-11-08 | 216963 | Sus | Y | EnvironmentalExternal¦FireForestGrass¦PoleWood¦Burnedflashed
18-0100804 | Environmental/External | Fire, Forest/Grass | Pole-Wood | Burned/flashed | 2018 | Tier 3 - Extreme | Distribution Circuit | 11 | 8 | 2018-11-08 | 217813 | Sus | Y | EnvironmentalExternal¦FireForestGrass¦PoleWood¦Burnedflashed
18-0108422 | Animal | Bird found | Conductor, Overhead | Normal | 2018 | Tier 2 - Elevated | Distribution Circuit | 12 | 11 | 2018-12-11 | 237614 | Sus | N | Animal¦Birdfound¦ConductorOverhead¦Normal
18-0109951 | Unknown Cause | Patrol - found nothing |  |  | 2018 | Tier 2 - Elevated | Distribution Circuit | 12 | 19 | 2018-12-19 | 243369 | Sus | N | UnknownCause¦Patrolfoundnothing¦¦
18-0110170 | Equipment Failure/Involved | Other | Customer Equipment | Malfunctioning | 2018 | Tier 3 - Extreme | Transformer only | 12 | 20 | 2018-12-20 | 244788 | Sus | N | EquipmentFailureInvolved¦Other¦CustomerEquipment¦Malfunctioning
18-0110305 | 3rd Party | Vehicle | Pole-Wood | Broken | 2018 | Tier 3 - Extreme | Distribution Circuit | 12 | 21 | 2018-12-21 | 245394 | Sus | N | 3rdParty¦Vehicle¦PoleWood¦Broken
18-0110595 | Unknown Cause | Patrol - found nothing |  |  | 2018 | Tier 3 - Extreme | Distribution Circuit | 12 | 24 | 2018-12-24 | 246841 | Sus | N | UnknownCause¦Patrolfoundnothing¦¦
18-0111248 | Vegetation | Tree - fell into line | Conductor, Overhead | Together | 2018 | Tier 3 - Extreme | Distribution Circuit | 12 | 31 | 2018-12-31 | 250266 | Sus | N | Vegetation¦Treefellintoline¦ConductorOverhead¦Together
19-0005462 | Equipment Failure/Involved | Overhead | Insulator | Broken | 2019 | Tier 2 - Elevated | Distribution Circuit | 1 | 6 | 2019-01-06 | 255973 | Sus | N | EquipmentFailureInvolved¦Overhead¦Insulator¦Broken
19-0005561 | Vegetation | Tree - fell into line | Pole-Wood | Broken, wire on ground | 2019 | Tier 3 - Extreme | Distribution Circuit | 1 | 7 | 2019-01-07 | 258437 | Sus | N | Vegetation¦Treefellintoline¦PoleWood¦Brokenwireonground
19-0005782 | Unknown Cause | Patrol - found nothing |  |  | 2019 | Tier 3 - Extreme | Distribution Circuit | 1 | 6 | 2019-01-06 | 255980 | Sus | N | UnknownCause¦Patrolfoundnothing¦¦
19-0006001 | Equipment Failure/Involved | Overhead | Jumper | Burned Open | 2019 | Tier 3 - Extreme | Distribution Circuit | 1 | 7 | 2019-01-07 | 259513 | Sus | N | EquipmentFailureInvolved¦Overhead¦Jumper¦BurnedOpen
19-0008238 | Unknown Cause | Patrol - found nothing |  |  | 2019 | Tier 3 - Extreme | Distribution Circuit | 1 | 12 | 2019-01-12 | 263775 | Sus | N | UnknownCause¦Patrolfoundnothing¦¦
19-0008968 | Unknown Cause | Patrol - not conducted |  |  | 2019 | Tier 2 - Elevated | Distribution Circuit | 1 | 15 | 2019-01-15 | 265389 | Sus | N | UnknownCause¦Patrolnotconducted¦¦
19-0016877 | Equipment Failure/Involved | Overhead | Pole-Wood | Broken, wire on ground | 2019 | Tier 2 - Elevated | Distribution Circuit | 2 | 2 | 2019-02-02 | 286174 | Sus | N | EquipmentFailureInvolved¦Overhead¦PoleWood¦Brokenwireonground
19-0017004 | Vegetation | Tree - fell into line | Conductor, Overhead | Normal | 2019 | Tier 3 - Extreme | Distribution Circuit | 2 | 2 | 2019-02-02 | 286319 | Sus | N | Vegetation¦Treefellintoline¦ConductorOverhead¦Normal
19-0017363 | Unknown Cause | Patrol - not conducted |  |  | 2019 | Tier 2 - Elevated | Distribution Circuit | 2 | 2 | 2019-02-02 | 287860 | Sus | N | UnknownCause¦Patrolnotconducted¦¦
19-0017424 | Unknown Cause | Patrol - found nothing |  |  | 2019 | Tier 3 - Extreme | Distribution Circuit | 2 | 3 | 2019-02-03 | 288365 | Sus | N | UnknownCause¦Patrolfoundnothing¦¦
19-0018588 | Vegetation | Tree - fell into line | Conductor, Overhead | Together | 2019 | Tier 3 - Extreme | Distribution Circuit | 2 | 5 | 2019-02-05 | 291593 | Sus | N | Vegetation¦Treefellintoline¦ConductorOverhead¦Together
19-0019017 | Equipment Failure/Involved | Overhead | Transformer | Failed/Faulted | 2019 | Tier 2 - Elevated | Transformer only | 2 | 5 | 2019-02-05 | 291969 | Sus | N | EquipmentFailureInvolved¦Overhead¦Transformer¦FailedFaulted
19-0019304 | Equipment Failure/Involved | Overhead | Fuse | Failed/Faulted | 2019 | Tier 3 - Extreme | Distribution Circuit | 2 | 6 | 2019-02-06 | 294572 | Sus | N | EquipmentFailureInvolved¦Overhead¦Fuse¦FailedFaulted
19-0019666 | Unknown Cause | Patrol - found nothing |  |  | 2019 | Tier 2 - Elevated | Distribution Circuit | 2 | 7 | 2019-02-07 | 295374 | Sus | N | UnknownCause¦Patrolfoundnothing¦¦
19-0020087 | 3rd Party | Customer Equipment | Pole-Wood | Broken | 2019 | Tier 2 - Elevated | Distribution Circuit | 2 | 8 | 2019-02-08 | 296366 | Sus | N | 3rdParty¦CustomerEquipment¦PoleWood¦Broken
19-0020788 | Equipment Failure/Involved | Overhead | Connector or Splice (OH) | Broken | 2019 | Tier 3 - Extreme | Distribution Circuit | 2 | 10 | 2019-02-10 | 299151 | Sus | N | EquipmentFailureInvolved¦Overhead¦ConnectororSplice(OH)¦Broken
19-0021850 | Vegetation | Tree - fell into line | Conductor, Overhead | Broken, wire on ground | 2019 | Tier 2 - Elevated | Distribution Circuit | 2 | 13 | 2019-02-13 | 301902 | Sus | N | Vegetation¦Treefellintoline¦ConductorOverhead¦Brokenwireonground
19-0022398 | Vegetation | Tree - fell into line | Transformer | Broken, wire on ground | 2019 | Tier 2 - Elevated | Transformer only | 2 | 13 | 2019-02-13 | 305100 | Sus | N | Vegetation¦Treefellintoline¦Transformer¦Brokenwireonground
19-0022577 | Vegetation | Tree - fell into line | Conductor, Overhead | Broken, wire on ground | 2019 | Tier 2 - Elevated | Distribution Circuit | 2 | 13 | 2019-02-13 | 305550 | Sus | N | Vegetation¦Treefellintoline¦ConductorOverhead¦Brokenwireonground
19-0023027 | Unknown Cause | Patrol - not conducted |  |  | 2019 | Tier 2 - Elevated | Distribution Circuit | 2 | 12 | 2019-02-12 | 308127 | Sus | N | UnknownCause¦Patrolnotconducted¦¦
19-0024086 | Vegetation | Tree - fell into line | Conductor, Overhead | Normal | 2019 | Tier 2 - Elevated | Distribution Circuit | 2 | 13 | 2019-02-13 | 312235 | Sus | N | Vegetation¦Treefellintoline¦ConductorOverhead¦Normal
19-0026314 | Vegetation | Tree - branch fell on line | Conductor, Overhead | Broken, wire on ground | 2019 | Tier 3 - Extreme | Distribution Circuit | 2 | 20 | 2019-02-20 | 319328 | Sus | N | Vegetation¦Treebranchfellonline¦ConductorOverhead¦Brokenwireonground
19-0028345 | Unknown Cause | Patrol - not conducted |  |  | 2019 | Tier 3 - Extreme | Distribution Circuit | 2 | 26 | 2019-02-26 | 324059 | Sus | N | UnknownCause¦Patrolnotconducted¦¦
19-0028913 | Unknown Cause | Patrol - found nothing |  |  | 2019 | Tier 2 - Elevated | Distribution Circuit | 2 | 26 | 2019-02-26 | 325282 | Sus | N | UnknownCause¦Patrolfoundnothing¦¦
19-0028990 | Vegetation | Tree - fell into line | Fuse | Failed/Faulted | 2019 | Tier 2 - Elevated | Distribution Circuit | 2 | 26 | 2019-02-26 | 325558 | Sus | N | Vegetation¦Treefellintoline¦Fuse¦FailedFaulted
19-0032858 | Unknown Cause | Patrol - found nothing |  |  | 2019 | Tier 2 - Elevated | Distribution Circuit | 3 | 12 | 2019-03-12 | 336770 | Sus | N | UnknownCause¦Patrolfoundnothing¦¦
19-0033458 | Equipment Failure/Involved | Overhead | Bushing | Broken | 2019 | Tier 2 - Elevated | Distribution Circuit | 3 | 13 | 2019-03-13 | 338537 | Sus | N | EquipmentFailureInvolved¦Overhead¦Bushing¦Broken
19-0034241 | Unknown Cause | Patrol - found nothing |  |  | 2019 | Tier 2 - Elevated | Distribution Circuit | 3 | 15 | 2019-03-15 | 340271 | Sus | N | UnknownCause¦Patrolfoundnothing¦¦
19-0035293 | Unknown Cause | Patrol - found nothing |  |  | 2019 | Tier 2 - Elevated | Distribution Circuit | 3 | 20 | 2019-03-20 | 343570 | Sus | N | UnknownCause¦Patrolfoundnothing¦¦
19-0037129 | Equipment Failure/Involved | Overhead | Crossarm, Wood | Broken | 2019 | Tier 2 - Elevated | Distribution Circuit | 3 | 26 | 2019-03-26 | 347840 | Sus | N | EquipmentFailureInvolved¦Overhead¦CrossarmWood¦Broken
19-0038945 | Unknown Cause | Patrol - found nothing |  |  | 2019 | Tier 3 - Extreme | Distribution Circuit | 4 | 2 | 2019-04-02 | 352071 | Sus | N | UnknownCause¦Patrolfoundnothing¦¦
19-0044521 | Unknown Cause | Patrol - found nothing |  |  | 2019 | Tier 2 - Elevated | Distribution Circuit | 4 | 20 | 2019-04-20 | 364131 | Sus | N | UnknownCause¦Patrolfoundnothing¦¦
19-0048491 | Vegetation | Tree - fell into line | Pole-Wood | Broken, wire on ground | 2019 | Tier 3 - Extreme | Distribution Circuit | 5 | 2 | 2019-05-02 | 372747 | Sus | Y | Vegetation¦Treefellintoline¦PoleWood¦Brokenwireonground
19-0053649 | Equipment Failure/Involved | Overhead | Crossarm, Wood | Broken | 2019 | Tier 3 - Extreme | Distribution Circuit | 5 | 18 | 2019-05-18 | 384334 | Sus | Y | EquipmentFailureInvolved¦Overhead¦CrossarmWood¦Broken
19-0053707 | Vegetation | Tree - branch fell on line | Conductor, Overhead | Normal | 2019 | Tier 2 - Elevated | Distribution Circuit | 5 | 18 | 2019-05-18 | 384417 | Sus | Y | Vegetation¦Treebranchfellonline¦ConductorOverhead¦Normal
19-0054154 | Vegetation | Tree - fell into line | Conductor, Overhead | Broken, wire on ground | 2019 | Tier 3 - Extreme | Distribution Circuit | 5 | 20 | 2019-05-20 | 385719 | Sus | Y | Vegetation¦Treefellintoline¦ConductorOverhead¦Brokenwireonground
19-0060580 | Unknown Cause | Patrol - found nothing |  |  | 2019 | Tier 2 - Elevated | Distribution Circuit | 5 | 31 | 2019-05-31 | 394110 | Sus | Y | UnknownCause¦Patrolfoundnothing¦¦
19-0060944 | Vegetation | Tree - fell into line | Conductor, Overhead | Broken, wire on ground | 2019 | Tier 3 - Extreme | Distribution Circuit | 5 | 31 | 2019-05-31 | 394759 | Sus | Y | Vegetation¦Treefellintoline¦ConductorOverhead¦Brokenwireonground
19-0062386 | Equipment Failure/Involved | Overhead | Crossarm, Wood | Broken | 2019 | Tier 3 - Extreme | Transformer only | 6 | 4 | 2019-06-04 | 397084 | Sus | Y | EquipmentFailureInvolved¦Overhead¦CrossarmWood¦Broken
19-0068431 | Vegetation | Tree - grew into line | Conductor, Overhead | Normal | 2019 | Tier 2 - Elevated | Distribution Circuit | 6 | 17 | 2019-06-17 | 417206 | Sus | Y | Vegetation¦Treegrewintoline¦ConductorOverhead¦Normal
19-0071859 | Equipment Failure/Involved | Overhead | Pole-Wood | Broken | 2019 | Tier 2 - Elevated | Distribution Circuit | 6 | 25 | 2019-06-25 | 428505 | Sus | Y | EquipmentFailureInvolved¦Overhead¦PoleWood¦Broken
19-0075756 | Equipment Failure/Involved | Overhead | Secondary | Broken | 2019 | Tier 3 - Extreme | Transformer only | 7 | 9 | 2019-07-09 | 443791 | Sus | Y | EquipmentFailureInvolved¦Overhead¦Secondary¦Broken
19-0076122 | 3rd Party | Fire, house or bldg. | Conductor, Overhead | Normal | 2019 | Tier 2 - Elevated | Distribution Circuit | 7 | 10 | 2019-07-10 | 444556 | Sus | Y | 3rdParty¦Firehouseorbldg¦ConductorOverhead¦Normal
19-0078317 | Unknown Cause | Patrol - found nothing |  |  | 2019 | Tier 2 - Elevated | Distribution Circuit | 7 | 17 | 2019-07-17 | 455361 | Sus | Y | UnknownCause¦Patrolfoundnothing¦¦
19-0083860 | Vegetation | Tree - grew into line | Conductor, Overhead | Normal | 2019 | Tier 2 - Elevated | Distribution Circuit | 8 | 2 | 2019-08-02 | 478321 | Sus | Y | Vegetation¦Treegrewintoline¦ConductorOverhead¦Normal
19-0086550 | Vegetation | Tree - bark fell into line | Transformer | Broken | 2019 | Tier 2 - Elevated | Transformer only | 8 | 10 | 2019-08-10 | 501213 | Sus | Y | Vegetation¦Treebarkfellintoline¦Transformer¦Broken
19-0096555 | Animal | Squirrel | Fuse | Failed/Faulted | 2019 | Tier 2 - Elevated | Distribution Circuit | 9 | 8 | 2019-09-08 | 562449 | Sus | Y | Animal¦Squirrel¦Fuse¦FailedFaulted
19-0100880 | Animal | Other | Pole-Wood | Broken | 2019 | Tier 2 - Elevated | Distribution Circuit | 9 | 18 | 2019-09-18 | 592223 | Sus | Y | Animal¦Other¦PoleWood¦Broken
19-0103842 | Vegetation | Tree - fell into line | Conductor, Overhead | Broken, wire on ground | 2019 | Tier 3 - Extreme | Distribution Circuit | 9 | 26 | 2019-09-26 | 615645 | Sus | Y | Vegetation¦Treefellintoline¦ConductorOverhead¦Brokenwireonground
19-0112896 | Unknown Cause | Patrol - found nothing |  |  | 2019 | Tier 2 - Elevated | Distribution Circuit | 10 | 17 | 2019-10-17 | 665833 | Sus | Y | UnknownCause¦Patrolfoundnothing¦¦
19-0113902 | Unknown Cause | Patrol - found nothing |  |  | 2019 | Tier 2 - Elevated | Distribution Circuit | 10 | 21 | 2019-10-21 | 675000 | Sus | Y | UnknownCause¦Patrolfoundnothing¦¦
19-0116833 | Animal | Squirrel | Fuse | Failed/Faulted | 2019 | Tier 2 - Elevated | Distribution Circuit | 10 | 26 | 2019-10-26 | 680810 | Sus | Y | Animal¦Squirrel¦Fuse¦FailedFaulted
19-0118883 | Unknown Cause | Patrol - found nothing |  |  | 2019 | Tier 2 - Elevated | Distribution Circuit | 10 | 30 | 2019-10-30 | 694730 | Sus | Y | UnknownCause¦Patrolfoundnothing¦¦
19-0125459 | Equipment Failure/Involved | Underground | Conductor, Underground | Burned/flashed | 2019 | Tier 2 - Elevated | Distribution Circuit | 11 | 17 | 2019-11-17 | 708551 | Sus | Y | EquipmentFailureInvolved¦Underground¦ConductorUnderground¦Burnedflashed
19-0130733 | Vegetation | Tree - fell into line | Conductor, Overhead | Broken, wire on ground | 2019 | Tier 2 - Elevated | Distribution Circuit | 11 | 27 | 2019-11-27 | 722651 | Sus | Y | Vegetation¦Treefellintoline¦ConductorOverhead¦Brokenwireonground
19-0130747 | Equipment Failure/Involved | Overhead | Secondary | Broken | 2019 | Tier 2 - Elevated | Transformer only | 11 | 28 | 2019-11-28 | 722543 | Sus | Y | EquipmentFailureInvolved¦Overhead¦Secondary¦Broken
19-0132669 | Equipment Failure/Involved | Overhead | Pole-Wood | Burned/flashed | 2019 | Tier 2 - Elevated | Distribution Circuit | 12 | 2 | 2019-12-02 | 728109 | Sus | N | EquipmentFailureInvolved¦Overhead¦PoleWood¦Burnedflashed
19-0137640 | Vegetation | Tree - fell into line | Conductor, Overhead | Broken, wire on ground | 2019 | Tier 3 - Extreme | Distribution Circuit | 12 | 22 | 2019-12-22 | 748756 | Sus | N | Vegetation¦Treefellintoline¦ConductorOverhead¦Brokenwireonground
20-0004517 | Equipment Failure/Involved | Overhead | Transformer | Failed/Faulted | 2020 | Tier 2 - Elevated | Transformer only | 1 | 2 | 2020-01-02 | 753784 | Sus | N | EquipmentFailureInvolved¦Overhead¦Transformer¦FailedFaulted
20-0009554 | Vegetation | Tree - fell into line | Conductor, Overhead | Broken, wire on ground | 2020 | Tier 3 - Extreme | Distribution Circuit | 1 | 16 | 2020-01-16 | 762158 | Sus | N | Vegetation¦Treefellintoline¦ConductorOverhead¦Brokenwireonground
20-0010253 | Unknown Cause | Patrol - not conducted |  |  | 2020 | Tier 3 - Extreme | Distribution Circuit | 1 | 16 | 2020-01-16 | 763359 | Sus | N | UnknownCause¦Patrolnotconducted¦¦
20-0015258 | Equipment Failure/Involved | Overhead | Pole-Wood | Broken | 2020 | Tier 2 - Elevated | Distribution Circuit | 1 | 29 | 2020-01-29 | 773000 | Sus | N | EquipmentFailureInvolved¦Overhead¦PoleWood¦Broken
20-0018280 | Vegetation | Tree - fell into line | Conductor, Overhead | Normal | 2020 | Tier 3 - Extreme | Distribution Circuit | 2 | 6 | 2020-02-06 | 779528 | Sus | N | Vegetation¦Treefellintoline¦ConductorOverhead¦Normal
20-0019502 | Vegetation | Tree - fell into line | Conductor, Overhead | Normal | 2020 | Tier 2 - Elevated | Distribution Circuit | 2 | 9 | 2020-02-09 | 784648 | Sus | N | Vegetation¦Treefellintoline¦ConductorOverhead¦Normal
20-0019588 | Equipment Failure/Involved | Overhead | Cutout, fuse holder | Arcing | 2020 | Tier 2 - Elevated | Distribution Circuit | 2 | 9 | 2020-02-09 | 786193 | Sus | N | EquipmentFailureInvolved¦Overhead¦Cutoutfuseholder¦Arcing
20-0023544 | Equipment Failure/Involved | Overhead | Lightning Arrestor | Broken | 2020 | Tier 2 - Elevated | Transformer only | 2 | 19 | 2020-02-19 | 795726 | Sus | N | EquipmentFailureInvolved¦Overhead¦LightningArrestor¦Broken
20-0029367 | Unknown Cause | Patrol - found nothing |  |  | 2020 | Tier 2 - Elevated | Distribution Circuit | 3 | 6 | 2020-03-06 | 834517 | Sus | N | UnknownCause¦Patrolfoundnothing¦¦
20-0029731 | Vegetation | Tree - branch fell on line | Conductor, Overhead | Normal | 2020 | Tier 3 - Extreme | Distribution Circuit | 3 | 7 | 2020-03-07 | 837952 | Sus | N | Vegetation¦Treebranchfellonline¦ConductorOverhead¦Normal
20-0032325 | Vegetation | Tree - branch fell on line | Conductor, Overhead | Normal | 2020 | Tier 3 - Extreme | Distribution Circuit | 3 | 14 | 2020-03-14 | 851586 | Sus | N | Vegetation¦Treebranchfellonline¦ConductorOverhead¦Normal
20-0033319 | Vegetation | Tree - fell into line | Conductor, Overhead | Broken, wire on ground | 2020 | Tier 3 - Extreme | Distribution Circuit | 3 | 16 | 2020-03-16 | 853532 | Sus | N | Vegetation¦Treefellintoline¦ConductorOverhead¦Brokenwireonground
20-0033535 | Vegetation | Tree - fell into line | Pole-Wood | Broken, wire on ground | 2020 | Tier 2 - Elevated | Distribution Circuit | 3 | 15 | 2020-03-15 | 857098 | Sus | N | Vegetation¦Treefellintoline¦PoleWood¦Brokenwireonground
20-0033657 | Vegetation | Tree - fell into line | Conductor, Overhead | Broken, wire on ground | 2020 | Tier 3 - Extreme | Distribution Circuit | 3 | 16 | 2020-03-16 | 857594 | Sus | N | Vegetation¦Treefellintoline¦ConductorOverhead¦Brokenwireonground
20-0033875 | Vegetation | Tree - branch fell on line | Conductor, Overhead | Normal | 2020 | Tier 2 - Elevated | Distribution Circuit | 3 | 18 | 2020-03-18 | 858084 | Sus | N | Vegetation¦Treebranchfellonline¦ConductorOverhead¦Normal
20-0037326 | Equipment Failure/Involved | Overhead | Cutout, fuse holder | Failed/Faulted | 2020 | Tier 2 - Elevated | Transformer only | 3 | 31 | 2020-03-31 | 871306 | Sus | N | EquipmentFailureInvolved¦Overhead¦Cutoutfuseholder¦FailedFaulted
20-0041103 | Animal | Bird found | Conductor, Overhead | Together | 2020 | Tier 2 - Elevated | Distribution Circuit | 4 | 14 | 2020-04-14 | 894985 | Sus | N | Animal¦Birdfound¦ConductorOverhead¦Together
20-0041775 | 3rd Party | Other | Transformer (OH) | Failed/Faulted | 2020 | Tier 3 - Extreme | Distribution Circuit | 4 | 15 | 2020-04-15 | 896128 | Sus | N | 3rdParty¦Other¦Transformer(OH)¦FailedFaulted
20-0042638 | Unknown Cause | Patrol - found nothing |  |  | 2020 | Tier 2 - Elevated | Distribution Circuit | 4 | 19 | 2020-04-19 | 897673 | Sus | N | UnknownCause¦Patrolfoundnothing¦¦
20-0047911 | Vegetation | Tree - fell into line | Conductor, Overhead | Broken, wire on ground | 2020 | Tier 2 - Elevated | Distribution Circuit | 5 | 6 | 2020-05-06 | 908377 | Sus | Y | Vegetation¦Treefellintoline¦ConductorOverhead¦Brokenwireonground
20-0048830 | Unknown Cause | Patrol - not conducted |  |  | 2020 | Tier 2 - Elevated | Distribution Circuit | 5 | 9 | 2020-05-09 | 910319 | Sus | Y | UnknownCause¦Patrolnotconducted¦¦
20-0058499 | Vegetation | Tree - fell into line | Conductor, Overhead | Normal | 2020 | Tier 2 - Elevated | Distribution Circuit | 6 | 6 | 2020-06-06 | 932861 | Sus | Y | Vegetation¦Treefellintoline¦ConductorOverhead¦Normal
20-0062629 | 3rd Party | Vehicle | Pole-Wood | Broken | 2020 | Tier 3 - Extreme | Distribution Circuit | 6 | 18 | 2020-06-18 | 941914 | Sus | Y | 3rdParty¦Vehicle¦PoleWood¦Broken
20-0065108 | Equipment Failure/Involved | Overhead | Transformer | Failed/Faulted | 2020 | Tier 2 - Elevated | Transformer only | 6 | 25 | 2020-06-25 | 947507 | Sus | Y | EquipmentFailureInvolved¦Overhead¦Transformer¦FailedFaulted
20-0065126 | Company Initiated | Personnel, company |  |  | 2020 | Tier 2 - Elevated | Distribution Circuit | 7 | 15 | 2020-07-15 | 965007 | Sus | Y | CompanyInitiated¦Personnelcompany¦¦
20-0065844 | Animal | Squirrel | Bushing | Normal | 2020 | Tier 2 - Elevated | Distribution Circuit | 6 | 28 | 2020-06-28 | 949446 | Sus | Y | Animal¦Squirrel¦Bushing¦Normal
20-0065890 | Unknown Cause | Patrol - found nothing |  |  | 2020 | Tier 2 - Elevated | Distribution Circuit | 6 | 28 | 2020-06-28 | 949602 | Sus | Y | UnknownCause¦Patrolfoundnothing¦¦
20-0065890 | Unknown Cause | Patrol - found nothing |  |  | 2020 | Tier 2 - Elevated | Distribution Circuit | 6 | 28 | 2020-06-28 | 949602 | Sus | Y | UnknownCause¦Patrolfoundnothing¦¦
20-0068084 | Unknown Cause | Patrol - found nothing |  |  | 2020 | Tier 2 - Elevated | Distribution Circuit | 7 | 3 | 2020-07-03 | 957128 | Sus | Y | UnknownCause¦Patrolfoundnothing¦¦
20-0069352 | Animal | Bird found | Conductor, Overhead | Normal | 2020 | Tier 3 - Extreme | Distribution Circuit | 7 | 7 | 2020-07-07 | 959714 | Sus | Y | Animal¦Birdfound¦ConductorOverhead¦Normal
20-0070969 | 3rd Party | Vehicle | Pole-Wood | Broken | 2020 | Tier 3 - Extreme | Distribution Circuit | 7 | 12 | 2020-07-12 | 962862 | Sus | Y | 3rdParty¦Vehicle¦PoleWood¦Broken
20-0073363 | Unknown Cause | Patrol - found nothing |  |  | 2020 | Tier 2 - Elevated | Distribution Circuit | 7 | 18 | 2020-07-18 | 967461 | Sus | Y | UnknownCause¦Patrolfoundnothing¦¦
20-0073572 | Equipment Failure/Involved | Overhead | Service conductor | Burned Open | 2020 | Tier 2 - Elevated | Transformer only | 7 | 20 | 2020-07-20 | 968039 | Sus | Y | EquipmentFailureInvolved¦Overhead¦Serviceconductor¦BurnedOpen
20-0078494 | Animal | Bird found | Bushing | Failed/Faulted | 2020 | Tier 2 - Elevated | Distribution Circuit | 7 | 31 | 2020-07-31 | 976197 | Sus | Y | Animal¦Birdfound¦Bushing¦FailedFaulted
20-0079228 | Unknown Cause | Patrol - found nothing |  |  | 2020 | Tier 3 - Extreme | Distribution Circuit | 8 | 3 | 2020-08-03 | 978014 | Sus | Y | UnknownCause¦Patrolfoundnothing¦¦
20-0084006 | Company Initiated | Coordination failure | Fuse | Failed/Faulted | 2020 | Tier 3 - Extreme | Distribution Circuit | 8 | 14 | 2020-08-14 | 1003130 | Sus | Y | CompanyInitiated¦Coordinationfailure¦Fuse¦FailedFaulted
20-0084600 | Equipment Failure/Involved | Overhead | Transformer (OH) | Broken | 2020 | Tier 2 - Elevated | Distribution Circuit | 8 | 15 | 2020-08-15 | 1009589 | Sus | Y | EquipmentFailureInvolved¦Overhead¦Transformer(OH)¦Broken
20-0084742 | Vegetation | Tree - branch fell on line | Conductor, Overhead | Normal | 2020 | Tier 2 - Elevated | Distribution Circuit | 8 | 16 | 2020-08-16 | 1009666 | Sus | Y | Vegetation¦Treebranchfellonline¦ConductorOverhead¦Normal
20-0089213 | Equipment Failure/Involved | Overhead | Pole-Wood | Broken | 2020 | Tier 3 - Extreme | Distribution Circuit | 8 | 24 | 2020-08-24 | 1028206 | Sus | Y | EquipmentFailureInvolved¦Overhead¦PoleWood¦Broken
20-0090283 | Environmental/External | Fire, Forest/Grass | Conductor, Overhead | Normal | 2020 | Tier 3 - Extreme | Distribution Circuit | 8 | 20 | 2020-08-20 | 1032646 | Sus | Y | EnvironmentalExternal¦FireForestGrass¦ConductorOverhead¦Normal
20-0091456 | Environmental/External | Fire, Forest/Grass | Conductor, Overhead | Normal | 2020 | Tier 3 - Extreme | Distribution Circuit | 8 | 19 | 2020-08-19 | 1041132 | Sus | Y | EnvironmentalExternal¦FireForestGrass¦ConductorOverhead¦Normal
20-0095088 | Vegetation | Tree - fell into line | Transformer | Bent or Twisted | 2020 | Tier 2 - Elevated | Transformer only | 9 | 8 | 2020-09-08 | 1060827 | Sus | Y | Vegetation¦Treefellintoline¦Transformer¦BentorTwisted
20-0096100 | Environmental/External | Fire, Forest/Grass | Transformer | Normal | 2020 | Tier 3 - Extreme | Transformer only | 8 | 19 | 2020-08-19 | 1063641 | Sus | Y | EnvironmentalExternal¦FireForestGrass¦Transformer¦Normal
20-0099306 | Environmental/External | Fire, Forest/Grass | Pole-Wood | Burned/flashed | 2020 | Tier 3 - Extreme | Transformer only | 9 | 20 | 2020-09-20 | 1083296 | Sus | Y | EnvironmentalExternal¦FireForestGrass¦PoleWood¦Burnedflashed
20-0099439 | Equipment Failure/Involved | Overhead | Crossarm, Wood | Broken | 2020 | Tier 2 - Elevated | Distribution Circuit | 9 | 21 | 2020-09-21 | 1084086 | Sus | Y | EquipmentFailureInvolved¦Overhead¦CrossarmWood¦Broken
20-0099623 | Environmental/External | Fire, Forest/Grass | Conductor, Overhead | Burned/flashed | 2020 | Tier 3 - Extreme | Distribution Circuit | 9 | 7 | 2020-09-07 | 1085638 | Sus | Y | EnvironmentalExternal¦FireForestGrass¦ConductorOverhead¦Burnedflashed
20-0102957 | Equipment Failure/Involved | Overhead | Fuse | Normal | 2020 | Tier 2 - Elevated | Distribution Circuit | 9 | 29 | 2020-09-29 | 1099273 | Sus | Y | EquipmentFailureInvolved¦Overhead¦Fuse¦Normal
20-0105501 | Equipment Failure/Involved | Overhead | Transformer (OH) | Failed/Faulted | 2020 | Tier 3 - Extreme | Transformer only | 10 | 5 | 2020-10-05 | 1111775 | Sus | Y | EquipmentFailureInvolved¦Overhead¦Transformer(OH)¦FailedFaulted
20-0106442 | Unknown Cause | Patrol - found nothing |  |  | 2020 | Tier 2 - Elevated | Distribution Circuit | 10 | 8 | 2020-10-08 | 1113328 | Sus | Y | UnknownCause¦Patrolfoundnothing¦¦
20-0107833 | Equipment Failure/Involved | Overhead | Transformer (OH) | Leaking | 2020 | Tier 2 - Elevated | Distribution Circuit | 10 | 12 | 2020-10-12 | 1116136 | Sus | Y | EquipmentFailureInvolved¦Overhead¦Transformer(OH)¦Leaking
20-0109395 | Equipment Failure/Involved | Overhead | Transformer | Failed/Faulted | 2020 | Tier 3 - Extreme | Transformer only | 10 | 15 | 2020-10-15 | 1118726 | Sus | Y | EquipmentFailureInvolved¦Overhead¦Transformer¦FailedFaulted
20-0116292 | Company Initiated | Construction Activity/equip, company | Cutout, fuse holder | Normal | 2020 | Tier 3 - Extreme | Distribution Circuit | 11 | 2 | 2020-11-02 | 1134749 | Sus | Y | CompanyInitiated¦ConstructionActivityequipcompany¦Cutoutfuseholder¦Normal
20-0117374 | Unknown Cause | Patrol - found nothing |  |  | 2020 | Tier 2 - Elevated | Transformer only | 11 | 5 | 2020-11-05 | 1136506 | Sus | Y | UnknownCause¦Patrolfoundnothing¦¦
20-0118066 | Unknown Cause | Patrol - found nothing |  |  | 2020 | Tier 2 - Elevated | Distribution Circuit | 11 | 6 | 2020-11-06 | 1137919 | Sus | Y | UnknownCause¦Patrolfoundnothing¦¦
20-0120961 | Animal | Squirrel | Conductor, Overhead | Normal | 2020 | Tier 3 - Extreme | Distribution Circuit | 11 | 14 | 2020-11-14 | 1144996 | Sus | Y | Animal¦Squirrel¦ConductorOverhead¦Normal
20-0121953 | Vegetation | Tree - fell into line | Pole-Wood | Broken, wire on ground | 2020 | Tier 2 - Elevated | Transmission line | 11 | 17 | 2020-11-17 | 1147480 | Sus | Y | Vegetation¦Treefellintoline¦PoleWood¦Brokenwireonground
20-0127110 | Unknown Cause | Patrol - found nothing |  |  | 2020 | Tier 2 - Elevated | Distribution Circuit | 12 | 3 | 2020-12-03 | 1159834 | Sus | N | UnknownCause¦Patrolfoundnothing¦¦
20-0130892 | Vegetation | Tree - fell into line | Conductor, Overhead | On Ground | 2020 | Tier 3 - Extreme | Distribution Circuit | 12 | 17 | 2020-12-17 | 1192148 | Sus | N | Vegetation¦Treefellintoline¦ConductorOverhead¦OnGround
20-0131989 | Unknown Cause | Patrol - found nothing |  |  | 2020 | Tier 3 - Extreme | Distribution Circuit | 12 | 27 | 2020-12-27 | 1199600 | Sus | N | UnknownCause¦Patrolfoundnothing¦¦
21-0004435 | Unknown Cause | Patrol - found nothing |  |  | 2021 | Tier 2 - Elevated | Distribution Circuit | 1 | 3 | 2021-01-03 | 1202753 | Sus | N | UnknownCause¦Patrolfoundnothing¦¦
21-0004515 | Vegetation | Tree - branch fell on line | Conductor, Overhead | Normal | 2021 | Tier 2 - Elevated | Distribution Circuit | 1 | 4 | 2021-01-04 | 1202918 | Sus | N | Vegetation¦Treebranchfellonline¦ConductorOverhead¦Normal
21-0010643 | Vegetation | Tree - fell into line | Conductor, Overhead | Broken, wire on ground | 2021 | Tier 3 - Extreme | Distribution Circuit | 1 | 19 | 2021-01-19 | 1214549 | Sus | N | Vegetation¦Treefellintoline¦ConductorOverhead¦Brokenwireonground
21-0011046 | Equipment Failure/Involved | Overhead | Conductor, Overhead | On Ground | 2021 | Tier 3 - Extreme | Distribution Circuit | 1 | 18 | 2021-01-18 | 1217778 | Sus | N | EquipmentFailureInvolved¦Overhead¦ConductorOverhead¦OnGround
21-0012108 | Equipment Failure/Involved | Overhead | Transformer (OH) | Broken | 2021 | Tier 3 - Extreme | Distribution Circuit | 1 | 18 | 2021-01-18 | 1219901 | Sus | N | EquipmentFailureInvolved¦Overhead¦Transformer(OH)¦Broken
21-0015139 | Vegetation | Tree - branch fell on line | Transformer | Together | 2021 | Tier 2 - Elevated | Transformer only | 1 | 26 | 2021-01-26 | 1227194 | Sus | N | Vegetation¦Treebranchfellonline¦Transformer¦Together
21-0015699 | Equipment Failure/Involved | Overhead | Conductor, Overhead | Normal | 2021 | Tier 2 - Elevated | Distribution Circuit | 1 | 27 | 2021-01-27 | 1232711 | Sus | N | EquipmentFailureInvolved¦Overhead¦ConductorOverhead¦Normal
21-0015701 | Vegetation | Tree - fell into line | Conductor, Overhead | Broken, wire on ground | 2021 | Tier 3 - Extreme | Distribution Circuit | 1 | 27 | 2021-01-27 | 1232927 | Sus | N | Vegetation¦Treefellintoline¦ConductorOverhead¦Brokenwireonground
21-0016736 | Unknown Cause | Patrol - found nothing |  |  | 2021 | Tier 3 - Extreme | Distribution Circuit | 1 | 27 | 2021-01-27 | 1233395 | Sus | N | UnknownCause¦Patrolfoundnothing¦¦
21-0017247 | Equipment Failure/Involved | Overhead | Conductor, Overhead | Broken, wire on ground | 2021 | Tier 2 - Elevated | Transmission line | 1 | 28 | 2021-01-28 | 1238950 | Sus | N | EquipmentFailureInvolved¦Overhead¦ConductorOverhead¦Brokenwireonground
21-0017829 | Equipment Failure/Involved | Overhead | Transformer | Broken | 2021 | Tier 2 - Elevated | Transformer only | 1 | 26 | 2021-01-26 | 1240281 | Sus | N | EquipmentFailureInvolved¦Overhead¦Transformer¦Broken
21-0018297 | Equipment Failure/Involved | Overhead | Bushing | Broken | 2021 | Tier 3 - Extreme | Distribution Circuit | 1 | 29 | 2021-01-29 | 1239469 | Sus | N | EquipmentFailureInvolved¦Overhead¦Bushing¦Broken
21-0019350 | Environmental/External | Ice or snow | Connector or Splice (OH) | Broken | 2021 | Tier 3 - Extreme | Transformer only | 1 | 29 | 2021-01-29 | 1242415 | Sus | N | EnvironmentalExternal¦Iceorsnow¦ConnectororSplice(OH)¦Broken
21-0020185 | Equipment Failure/Involved | Overhead | Connector or Splice (OH) | Burned Open | 2021 | Tier 3 - Extreme | Distribution Circuit | 1 | 31 | 2021-01-31 | 1244457 | Sus | N | EquipmentFailureInvolved¦Overhead¦ConnectororSplice(OH)¦BurnedOpen
21-0026868 | Equipment Failure/Involved | Underground | Transformer (UG) | Leaking | 2021 | Tier 2 - Elevated | Distribution Circuit | 2 | 18 | 2021-02-18 | 1257430 | Sus | N | EquipmentFailureInvolved¦Underground¦Transformer(UG)¦Leaking
21-0030052 | Unknown Cause | Patrol - found nothing |  |  | 2021 | Tier 2 - Elevated | Distribution Circuit | 2 | 26 | 2021-02-26 | 1262995 | Sus | N | UnknownCause¦Patrolfoundnothing¦¦
21-0036832 | Unknown Cause | Patrol - found nothing |  |  | 2021 | Tier 3 - Extreme | Transformer only | 3 | 15 | 2021-03-15 | 1283185 | Sus | N | UnknownCause¦Patrolfoundnothing¦¦
21-0044132 | Vegetation | Tree - branch fell on line | Crossarm, Wood | Normal | 2021 | Tier 2 - Elevated | Transformer only | 4 | 2 | 2021-04-02 | 1305727 | Sus | N | Vegetation¦Treebranchfellonline¦CrossarmWood¦Normal
21-0049891 | Animal | Squirrel | Conductor, Overhead | Normal | 2021 | Tier 2 - Elevated | Distribution Circuit | 4 | 17 | 2021-04-17 | 1320756 | Sus | N | Animal¦Squirrel¦ConductorOverhead¦Normal
21-0061312 | Unknown Cause | Patrol - not conducted |  |  | 2021 | Tier 2 - Elevated | Distribution Circuit | 5 | 14 | 2021-05-14 | 1348803 | Sus | Y | UnknownCause¦Patrolnotconducted¦¦
21-0063617 | Vegetation | Tree - fell into line | Conductor, Overhead | Together | 2021 | Tier 2 - Elevated | Distribution Circuit | 5 | 19 | 2021-05-19 | 1354114 | Sus | Y | Vegetation¦Treefellintoline¦ConductorOverhead¦Together
21-0064394 | Animal | Squirrel |  | Failed/Faulted | 2021 | Tier 2 - Elevated | Transformer only | 5 | 21 | 2021-05-21 | 1355320 | Sus | Y | Animal¦Squirrel¦¦FailedFaulted
21-0069090 | Vegetation | Tree - fell into line | Pole-Wood | Broken, wire on ground | 2021 | Tier 2 - Elevated | Distribution Circuit | 6 | 2 | 2021-06-02 | 1364244 | Sus | Y | Vegetation¦Treefellintoline¦PoleWood¦Brokenwireonground
21-0080725 | Equipment Failure/Involved | Overhead | Crossarm, Wood | Deteriorated | 2021 | Tier 2 - Elevated | Distribution Circuit | 6 | 28 | 2021-06-28 | 1386716 | Sus | Y | EquipmentFailureInvolved¦Overhead¦CrossarmWood¦Deteriorated
21-0084699 | 3rd Party | Customer Equipment | Fuse | Burned Open | 2021 | Tier 2 - Elevated | Transformer only | 7 | 3 | 2021-07-03 | 1391286 | Sus | Y | 3rdParty¦CustomerEquipment¦Fuse¦BurnedOpen
21-0087738 | Vegetation | Tree - fell into line | Conductor, Overhead | Broken, wire on ground | 2021 | Tier 2 - Elevated | Distribution Circuit | 7 | 11 | 2021-07-11 | 1399530 | Sus | Y | Vegetation¦Treefellintoline¦ConductorOverhead¦Brokenwireonground
21-0104736 | Equipment Failure/Involved | Overhead | Transformer | Failed/Faulted | 2021 | Tier 2 - Elevated | Transformer only | 8 | 15 | 2021-08-15 | 1443087 | Sus | Y | EquipmentFailureInvolved¦Overhead¦Transformer¦FailedFaulted
21-0107116 | Equipment Failure/Involved | Overhead | Pole-Wood | Broken | 2021 | Tier 2 - Elevated | Distribution Circuit | 8 | 20 | 2021-08-20 | 1448209 | Sus | Y | EquipmentFailureInvolved¦Overhead¦PoleWood¦Broken
21-0107529 | Vegetation | Tree - fell into line | Conductor, Overhead | Normal | 2021 | Tier 2 - Elevated | Distribution Circuit | 8 | 20 | 2021-08-20 | 1448894 | Sus | Y | Vegetation¦Treefellintoline¦ConductorOverhead¦Normal
21-0112715 | Unknown Cause | Patrol - found nothing |  |  | 2021 | Tier 3 - Extreme | Distribution Circuit | 9 | 2 | 2021-09-02 | 1460835 | Sus | Y | UnknownCause¦Patrolfoundnothing¦¦
21-0115967 | Equipment Failure/Involved | Electrical Overload | Transformer (OH) | Failed/Faulted | 2021 | Tier 2 - Elevated | Transformer only | 9 | 10 | 2021-09-10 | 1467860 | Sus | Y | EquipmentFailureInvolved¦ElectricalOverload¦Transformer(OH)¦FailedFaulted
21-0116770 | Unknown Cause | Patrol - found nothing |  |  | 2021 | Tier 2 - Elevated | Distribution Circuit | 9 | 13 | 2021-09-13 | 1470474 | Sus | Y | UnknownCause¦Patrolfoundnothing¦¦
21-0119239 | Equipment Failure/Involved | Overhead | Jumper | Burned Open | 2021 | Tier 2 - Elevated | Distribution Circuit | 9 | 18 | 2021-09-18 | 1474439 | Sus | Y | EquipmentFailureInvolved¦Overhead¦Jumper¦BurnedOpen
21-0119415 | Vegetation | Tree - branch fell on line | Conductor, Overhead | Normal | 2021 | Tier 2 - Elevated | Distribution Circuit | 9 | 18 | 2021-09-18 | 1474830 | Sus | Y | Vegetation¦Treebranchfellonline¦ConductorOverhead¦Normal
21-0120698 | Equipment Failure/Involved | Overhead | Pole-Wood | Broken | 2021 | Tier 2 - Elevated | Distribution Circuit | 9 | 21 | 2021-09-21 | 1477508 | Sus | Y | EquipmentFailureInvolved¦Overhead¦PoleWood¦Broken
21-0122417 | Equipment Failure/Involved | Overhead | Connector or Splice (OH) | Arcing | 2021 | Tier 2 - Elevated | Transformer only | 9 | 25 | 2021-09-25 | 1480707 | Sus | Y | EquipmentFailureInvolved¦Overhead¦ConnectororSplice(OH)¦Arcing
21-0130299 | Equipment Failure/Involved | Overhead | Transformer (OH) | Leaking | 2021 | Tier 2 - Elevated | Transformer only | 10 | 13 | 2021-10-13 | 1496608 | Sus | Y | EquipmentFailureInvolved¦Overhead¦Transformer(OH)¦Leaking
21-0136851 | Vegetation | Tree - fell into line | Conductor, Overhead | Broken, wire on ground | 2021 | Tier 3 - Extreme | Distribution Circuit | 10 | 25 | 2021-10-25 | 1516833 | Sus | Y | Vegetation¦Treefellintoline¦ConductorOverhead¦Brokenwireonground
21-0137104 | Equipment Failure/Involved | Overhead | Transformer | Failed/Faulted | 2021 | Tier 3 - Extreme | Transformer only | 10 | 25 | 2021-10-25 | 1516644 | Sus | Y | EquipmentFailureInvolved¦Overhead¦Transformer¦FailedFaulted
21-0138111 | Vegetation | Tree - fell into line | Conductor, Overhead | Normal | 2021 | Tier 3 - Extreme | Distribution Circuit | 10 | 26 | 2021-10-26 | 1521251 | Sus | Y | Vegetation¦Treefellintoline¦ConductorOverhead¦Normal
21-0149069 | Unknown Cause | Patrol - found nothing |  |  | 2021 | Tier 2 - Elevated | Distribution Circuit | 11 | 20 | 2021-11-20 | 1551881 | Sus | Y | UnknownCause¦Patrolfoundnothing¦¦
21-0157072 | Vegetation | Tree - fell into line | Conductor, Overhead | Broken, wire on ground | 2021 | Tier 2 - Elevated | Distribution Circuit | 12 | 13 | 2021-12-13 | 1566456 | Sus | N | Vegetation¦Treefellintoline¦ConductorOverhead¦Brokenwireonground
21-0157837 | Unknown Cause | Patrol - found nothing |  |  | 2021 | Tier 3 - Extreme | Distribution Circuit | 12 | 13 | 2021-12-13 | 1570079 | Sus | N | UnknownCause¦Patrolfoundnothing¦¦
21-0161524 | Vegetation | Tree - fell into line | Conductor, Overhead | Normal | 2021 | Tier 3 - Extreme | Distribution Circuit | 12 | 29 | 2021-12-29 | 1587418 | Sus | N | Vegetation¦Treefellintoline¦ConductorOverhead¦Normal
22-0005696 | Vegetation | Tree - branch fell on line | Conductor, Overhead | Arcing | 2022 | Zone 1 - HHZ | Distribution Circuit | 1 | 2 | 2022-01-02 | 1594047 | Sus | N | Vegetation¦Treebranchfellonline¦ConductorOverhead¦Arcing
22-0007920 | 3rd Party | Tree - cutting, 3rd party | Conductor, Overhead | Normal | 2022 | Tier 2 - Elevated | Distribution Circuit | 1 | 10 | 2022-01-10 | 1599205 | Sus | N | 3rdParty¦Treecutting3rdparty¦ConductorOverhead¦Normal
22-0013149 | Vegetation | Tree - bark fell into line | Transformer | Broken, wire on ground | 2022 | Tier 2 - Elevated | Transformer only | 1 | 22 | 2022-01-22 | 1609347 | Sus | N | Vegetation¦Treebarkfellintoline¦Transformer¦Brokenwireonground
22-0019029 | Equipment Failure/Involved | Overhead | Pole-Wood | Normal | 2022 | Tier 2 - Elevated | Transformer only | 2 | 5 | 2022-02-05 | 1621879 | Sus | N | EquipmentFailureInvolved¦Overhead¦PoleWood¦Normal
22-0036090 | Animal | Squirrel | Cutout, fuse holder | Broken | 2022 | Tier 2 - Elevated | Distribution Circuit | 3 | 20 | 2022-03-20 | 1651970 | Sus | N | Animal¦Squirrel¦Cutoutfuseholder¦Broken
22-0038970 | Unknown Cause | Patrol - found nothing |  |  | 2022 | Tier 2 - Elevated | Distribution Circuit | 3 | 26 | 2022-03-26 | 1656556 | Sus | N | UnknownCause¦Patrolfoundnothing¦¦
22-0045506 | Equipment Failure/Involved | Overhead | Jumper | Burned Open | 2022 | Tier 2 - Elevated | Distribution Circuit | 4 | 11 | 2022-04-11 | 1668381 | Sus | N | EquipmentFailureInvolved¦Overhead¦Jumper¦BurnedOpen
22-0055266 | Unknown Cause | Patrol - found nothing |  |  | 2022 | Tier 2 - Elevated | Transformer only | 4 | 27 | 2022-04-27 | 1682997 | Sus | N | UnknownCause¦Patrolfoundnothing¦¦
22-0065475 | Vegetation | Tree - branch fell on line | Conductor, Overhead | Normal | 2022 | Tier 3 - Extreme | Distribution Circuit | 5 | 24 | 2022-05-24 | 1708505 | Sus | Y | Vegetation¦Treebranchfellonline¦ConductorOverhead¦Normal
22-0070528 | Vegetation | Tree - fell into line | Conductor, Overhead | Normal | 2022 | Tier 2 - Elevated | Distribution Circuit | 6 | 6 | 2022-06-06 | 1720168 | Sus | Y | Vegetation¦Treefellintoline¦ConductorOverhead¦Normal
22-0070770 | Equipment Failure/Involved | Overhead | Transformer (OH) | Failed/Faulted | 2022 | Tier 2 - Elevated | Transformer only | 6 | 6 | 2022-06-06 | 1720748 | Sus | Y | EquipmentFailureInvolved¦Overhead¦Transformer(OH)¦FailedFaulted
22-0075936 | Equipment Failure/Involved | Overhead | Insulator | Broken | 2022 | Tier 3 - Extreme | Distribution Circuit | 6 | 18 | 2022-06-18 | 1734868 | Sus | Y | EquipmentFailureInvolved¦Overhead¦Insulator¦Broken
22-0076665 | Equipment Failure/Involved | Overhead | Insulator | Broken | 2022 | Tier 2 - Elevated | Distribution Circuit | 6 | 21 | 2022-06-21 | 1737177 | Sus | Y | EquipmentFailureInvolved¦Overhead¦Insulator¦Broken
22-0077418 | Unknown Cause | Patrol - found nothing |  |  | 2022 | Tier 2 - Elevated | Distribution Circuit | 6 | 22 | 2022-06-22 | 1739244 | Sus | Y | UnknownCause¦Patrolfoundnothing¦¦
22-0093957 | Equipment Failure/Involved | Underground | Transformer (UG) | Leaking | 2022 | Tier 2 - Elevated | Distribution Circuit | 8 | 4 | 2022-08-04 | 1773683 | Sus | Y | EquipmentFailureInvolved¦Underground¦Transformer(UG)¦Leaking
22-0105664 | Equipment Failure/Involved | Overhead | Fuse | Broken | 2022 | Tier 2 - Elevated | Transformer only | 9 | 4 | 2022-09-04 | 1798724 | Sus | Y | EquipmentFailureInvolved¦Overhead¦Fuse¦Broken
22-0106050 | Unknown Cause | Patrol - found nothing |  |  | 2022 | Tier 2 - Elevated | Distribution Circuit | 9 | 5 | 2022-09-05 | 1800608 | Sus | Y | UnknownCause¦Patrolfoundnothing¦¦
22-0106604 | Equipment Failure/Involved | Overhead | Conductor, Overhead | Arcing | 2022 | Tier 2 - Elevated | Distribution Circuit | 9 | 6 | 2022-09-06 | 1801971 | Sus | Y | EquipmentFailureInvolved¦Overhead¦ConductorOverhead¦Arcing
22-0107856 | Unknown Cause | Patrol - found nothing |  |  | 2022 | Tier 3 - Extreme | Distribution Circuit | 9 | 8 | 2022-09-08 | 1805666 | Sus | Y | UnknownCause¦Patrolfoundnothing¦¦
22-0112458 | Vegetation | Tree - fell into line | Conductor, Overhead | Normal | 2022 | Tier 2 - Elevated | Distribution Circuit | 9 | 20 | 2022-09-20 | 1817309 | Sus | Y | Vegetation¦Treefellintoline¦ConductorOverhead¦Normal
22-0115879 | Equipment Failure/Involved | Overhead | Pole-Wood | Deteriorated | 2022 | Tier 3 - Extreme | Distribution Circuit | 9 | 28 | 2022-09-28 | 1823640 | Sus | Y | EquipmentFailureInvolved¦Overhead¦PoleWood¦Deteriorated
22-0119557 | Vegetation | Tree - branch fell on line | Conductor, Overhead | Normal | 2022 | Tier 3 - Extreme | Distribution Circuit | 10 | 10 | 2022-10-10 | 1832497 | Sus | Y | Vegetation¦Treebranchfellonline¦ConductorOverhead¦Normal
22-0121050 | Company Initiated | Personnel, company | Conductor, Overhead | Normal | 2022 | Tier 2 - Elevated | Distribution Circuit | 10 | 13 | 2022-10-13 | 1836492 | Sus | Y | CompanyInitiated¦Personnelcompany¦ConductorOverhead¦Normal
22-0126707 | Unknown Cause | Patrol - found nothing |  |  | 2022 | Tier 2 - Elevated | Distribution Circuit | 11 | 1 | 2022-11-01 | 1850664 | Sus | Y | UnknownCause¦Patrolfoundnothing¦¦
22-0130260 | Equipment Failure/Involved | Overhead | Pole-Wood | Deteriorated | 2022 | Tier 2 - Elevated | Distribution Circuit | 11 | 10 | 2022-11-10 | 1860362 | Sus | Y | EquipmentFailureInvolved¦Overhead¦PoleWood¦Deteriorated
22-0131226 | Unknown Cause | Patrol - found nothing |  |  | 2022 | Tier 2 - Elevated | Transformer only | 11 | 15 | 2022-11-15 | 1863048 | Sus | Y | UnknownCause¦Patrolfoundnothing¦¦
22-0133343 | Unknown Cause | Patrol - found nothing |  |  | 2022 | Tier 2 - Elevated | Distribution Circuit | 11 | 22 | 2022-11-22 | 1867564 | Sus | Y | UnknownCause¦Patrolfoundnothing¦¦
22-0136711 | Equipment Failure/Involved | Underground | Transformer (UG) | Failed/Faulted | 2022 | Tier 2 - Elevated | Distribution Circuit | 12 | 5 | 2022-12-05 | 1876548 | Sus | N | EquipmentFailureInvolved¦Underground¦Transformer(UG)¦FailedFaulted
22-0138214 | Unknown Cause | Patrol - not conducted |  |  | 2022 | Tier 3 - Extreme | Distribution Circuit | 12 | 10 | 2022-12-10 | 1881231 | Sus | N | UnknownCause¦Patrolnotconducted¦¦
22-0138226 | Vegetation | Tree - branch fell on line | Conductor, Overhead | Broken, wire on ground | 2022 | Tier 3 - Extreme | Distribution Circuit | 12 | 10 | 2022-12-10 | 1880911 | Sus | N | Vegetation¦Treebranchfellonline¦ConductorOverhead¦Brokenwireonground
22-0138874 | Unknown Cause | Patrol - found nothing |  |  | 2022 | Tier 3 - Extreme | Distribution Circuit | 12 | 10 | 2022-12-10 | 1884191 | Sus | N | UnknownCause¦Patrolfoundnothing¦¦
22-0138946 | Vegetation | Tree - fell into line | Conductor, Overhead | Broken, wire on ground | 2022 | Tier 3 - Extreme | Distribution Circuit | 12 | 11 | 2022-12-11 | 1885797 | Sus | N | Vegetation¦Treefellintoline¦ConductorOverhead¦Brokenwireonground
22-0139023 | Unknown Cause | Patrol - not conducted |  |  | 2022 | Tier 3 - Extreme | Distribution Circuit | 12 | 11 | 2022-12-11 | 1886185 | Sus | N | UnknownCause¦Patrolnotconducted¦¦
22-0139355 | Equipment Failure/Involved | Overhead | Transformer (OH) | Broken | 2022 | Tier 2 - Elevated | Transformer only | 12 | 12 | 2022-12-12 | 1887097 | Sus | N | EquipmentFailureInvolved¦Overhead¦Transformer(OH)¦Broken
22-0139573 | Equipment Failure/Involved | Overhead | Cutout, fuse holder | Burned/flashed | 2022 | Tier 2 - Elevated | Transformer only | 12 | 13 | 2022-12-13 | 1888488 | Sus | N | EquipmentFailureInvolved¦Overhead¦Cutoutfuseholder¦Burnedflashed
22-0140885 | Equipment Failure/Involved | Overhead | Transformer (OH) | Failed/Faulted | 2022 | Tier 2 - Elevated | Transformer only | 12 | 21 | 2022-12-21 | 1895003 | Sus | N | EquipmentFailureInvolved¦Overhead¦Transformer(OH)¦FailedFaulted
23-0004228 | Vegetation | Tree - fell into line | Conductor, Overhead | Broken, wire on ground | 2022 | Tier 3 - Extreme | Distribution Circuit | 12 | 31 | 2022-12-31 | 1907455 | Sus | N | Vegetation¦Treefellintoline¦ConductorOverhead¦Brokenwireonground
15-0004286 | Vegetation | Tree - fell into line | Conductor, Overhead | Broken, wire on ground | 2015 | Tier 3 - Extreme | Distribution Circuit | 1 | 13 | 2015-01-13 | 1163137 | Sus | N | Vegetation¦Treefellintoline¦ConductorOverhead¦Brokenwireonground
15-0009687 | Equipment Failure/Involved | Electrical Overload | Transformer | Failed/Faulted | 2015 | Tier 3 - Extreme | Transformer only | 2 | 5 | 2015-02-05 | 1172795 | Sus | N | EquipmentFailureInvolved¦ElectricalOverload¦Transformer¦FailedFaulted
15-0017577 | Equipment Failure/Involved | Other | Crossarm, Wood | Broken | 2015 | Tier 3 - Extreme | Distribution Circuit | 3 | 5 | 2015-03-05 | 1199760 | Sus | N | EquipmentFailureInvolved¦Other¦CrossarmWood¦Broken
15-0025143 | Equipment Failure/Involved | Lightning | Transformer | Failed/Faulted | 2015 | Tier 2 - Elevated | Distribution Circuit | 4 | 7 | 2015-04-07 | 1215360 | Sus | N | EquipmentFailureInvolved¦Lightning¦Transformer¦FailedFaulted
15-0032826 | Unknown Cause | Patrol - found nothing |  |  | 2015 | Tier 2 - Elevated | Distribution Circuit | 5 | 8 | 2015-05-08 | 1231525 | Sus | Y | UnknownCause¦Patrolfoundnothing¦¦
15-0036124 | Vegetation | Tree - branch fell on line | Connector or Splice (OH) | Normal | 2015 | Tier 3 - Extreme | Distribution Circuit | 5 | 23 | 2015-05-23 | 1238704 | Sus | Y | Vegetation¦Treebranchfellonline¦ConnectororSplice(OH)¦Normal
15-0039015 | Unknown Cause | Patrol - found nothing |  |  | 2015 | Tier 3 - Extreme | Distribution Circuit | 6 | 6 | 2015-06-06 | 1244679 | Sus | Y | UnknownCause¦Patrolfoundnothing¦¦
15-0040949 | Equipment Failure/Involved | Overhead | Connector or Splice (OH) | Arcing | 2015 | Tier 3 - Extreme | Transformer only | 6 | 15 | 2015-06-15 | 1250842 | Sus | Y | EquipmentFailureInvolved¦Overhead¦ConnectororSplice(OH)¦Arcing
15-0042593 | Equipment Failure/Involved | Overhead | Crossarm, Wood | Broken | 2015 | Tier 3 - Extreme | Transformer only | 6 | 22 | 2015-06-22 | 1254785 | Sus | Y | EquipmentFailureInvolved¦Overhead¦CrossarmWood¦Broken
15-0043488 | Vegetation | Tree - fell into line | Conductor, Overhead | Together | 2015 | Tier 2 - Elevated | Distribution Circuit | 6 | 26 | 2015-06-26 | 1256831 | Sus | Y | Vegetation¦Treefellintoline¦ConductorOverhead¦Together
15-0044965 | Company Initiated | Construction Activity/equip, company | Conductor, Overhead | Normal | 2015 | Tier 2 - Elevated | Distribution Circuit | 7 | 2 | 2015-07-02 | 1261856 | Sus | Y | CompanyInitiated¦ConstructionActivityequipcompany¦ConductorOverhead¦Normal
15-0055945 | Equipment Failure/Involved | Overhead | Pole-Wood | Broken | 2015 | Tier 3 - Extreme | Distribution Circuit | 8 | 18 | 2015-08-18 | 1291159 | Sus | Y | EquipmentFailureInvolved¦Overhead¦PoleWood¦Broken
15-0059414 | Equipment Failure/Involved | Overhead | Transformer | Failed/Faulted | 2015 | Tier 2 - Elevated | Transformer only | 9 | 4 | 2015-09-04 | 1300246 | Sus | Y | EquipmentFailureInvolved¦Overhead¦Transformer¦FailedFaulted
15-0060640 | Equipment Failure/Involved | Underground | Transformer (UG) | Leaking | 2015 | Tier 2 - Elevated | Distribution Circuit | 9 | 11 | 2015-09-11 | 1303801 | Sus | Y | EquipmentFailureInvolved¦Underground¦Transformer(UG)¦Leaking
15-0066621 | Animal | Squirrel | Fuse | Failed/Faulted | 2015 | Tier 2 - Elevated | Distribution Circuit | 9 | 30 | 2015-09-30 | 1314112 | Sus | Y | Animal¦Squirrel¦Fuse¦FailedFaulted
15-0068755 | Animal | Squirrel | Fuse | Failed/Faulted | 2015 | Tier 2 - Elevated | Distribution Circuit | 10 | 7 | 2015-10-07 | 1318422 | Sus | Y | Animal¦Squirrel¦Fuse¦FailedFaulted
15-0071553 | Environmental/External | Lightning | Transformer (OH) | Failed/Faulted | 2015 | Tier 3 - Extreme | Transformer only | 10 | 18 | 2015-10-18 | 1325556 | Sus | Y | EnvironmentalExternal¦Lightning¦Transformer(OH)¦FailedFaulted
15-0072111 | Animal | Squirrel | Conductor, Overhead | Normal | 2015 | Tier 3 - Extreme | Distribution Circuit | 10 | 20 | 2015-10-20 | 1326592 | Sus | Y | Animal¦Squirrel¦ConductorOverhead¦Normal
15-0075177 | Animal | Bird found | Fuse | Failed/Faulted | 2015 | Tier 2 - Elevated | Distribution Circuit | 11 | 3 | 2015-11-03 | 1334354 | Sus | Y | Animal¦Birdfound¦Fuse¦FailedFaulted
15-0076531 | Unknown Cause | Patrol - found nothing |  |  | 2015 | Tier 3 - Extreme | Distribution Circuit | 11 | 9 | 2015-11-09 | 1337631 | Sus | Y | UnknownCause¦Patrolfoundnothing¦¦
15-0077331 | Company Initiated | Return Circuit Normal | Conductor, Underground | Normal | 2015 | Tier 2 - Elevated | Distribution Circuit | 12 | 1 | 2015-12-01 | 1351155 | Sus | N | CompanyInitiated¦ReturnCircuitNormal¦ConductorUnderground¦Normal
15-0080664 | 3rd Party | Vehicle | Pole-Wood | Broken, wire on ground | 2015 | Tier 3 - Extreme | Distribution Circuit | 11 | 24 | 2015-11-24 | 1348090 | Sus | Y | 3rdParty¦Vehicle¦PoleWood¦Brokenwireonground
15-0084102 | Unknown Cause | Patrol - found nothing |  |  | 2015 | Tier 2 - Elevated | Distribution Circuit | 12 | 10 | 2015-12-10 | 1357958 | Sus | N | UnknownCause¦Patrolfoundnothing¦¦
15-0085007 | Equipment Failure/Involved | Overhead | Lightning Arrestor | Burned/flashed | 2015 | Tier 3 - Extreme | Distribution Circuit | 12 | 13 | 2015-12-13 | 1362651 | Sus | N | EquipmentFailureInvolved¦Overhead¦LightningArrestor¦Burnedflashed
15-0086804 | Vegetation | Tree - fell into line | Conductor, Overhead | Broken, wire on ground | 2015 | Tier 3 - Extreme | Distribution Circuit | 12 | 22 | 2015-12-22 | 1369700 | Sus | N | Vegetation¦Treefellintoline¦ConductorOverhead¦Brokenwireonground
15-0087168 | Equipment Failure/Involved | Overhead | Secondary | Deteriorated | 2015 | Tier 2 - Elevated | Distribution Circuit | 12 | 24 | 2015-12-24 | 1371093 | Sus | N | EquipmentFailureInvolved¦Overhead¦Secondary¦Deteriorated
15-0087612 | Vegetation | Tree - branch fell on line | Secondary | Broken, wire on ground | 2015 | Tier 3 - Extreme | Transformer only | 12 | 28 | 2015-12-28 | 1373122 | Sus | N | Vegetation¦Treebranchfellonline¦Secondary¦Brokenwireonground
15-0087680 | Equipment Failure/Involved | Overhead | Woodpin | Broken | 2015 | Tier 2 - Elevated | Distribution Circuit | 12 | 28 | 2015-12-28 | 1373530 | Sus | N | EquipmentFailureInvolved¦Overhead¦Woodpin¦Broken
16-0002542 | Equipment Failure/Involved | Overhead | Connector or Splice (OH) | Burned/flashed | 2016 | Tier 2 - Elevated | Distribution Circuit | 1 | 3 | 2016-01-03 | 1376041 | Sus | N | EquipmentFailureInvolved¦Overhead¦ConnectororSplice(OH)¦Burnedflashed
16-0005511 | Vegetation | Tree - fell into line | Conductor, Overhead | On Ground | 2016 | Tier 3 - Extreme | Distribution Circuit | 1 | 15 | 2016-01-15 | 1384297 | Sus | N | Vegetation¦Treefellintoline¦ConductorOverhead¦OnGround
16-0005863 | Vegetation | Tree - branch fell on line | Conductor, Overhead | Broken, wire on ground | 2016 | Tier 2 - Elevated | Distribution Circuit | 1 | 17 | 2016-01-17 | 1385326 | Sus | N | Vegetation¦Treebranchfellonline¦ConductorOverhead¦Brokenwireonground
16-0007840 | Vegetation | Tree - branch fell on line | Conductor, Overhead | Normal | 2016 | Tier 3 - Extreme | Distribution Circuit | 1 | 24 | 2016-01-24 | 1391088 | Sus | N | Vegetation¦Treebranchfellonline¦ConductorOverhead¦Normal
16-0009212 | Unknown Cause | Patrol - found nothing |  |  | 2016 | Tier 2 - Elevated | Transformer only | 1 | 29 | 2016-01-29 | 1394150 | Sus | N | UnknownCause¦Patrolfoundnothing¦¦
16-0009528 | Vegetation | Tree - fell into line | Conductor, Overhead | Normal | 2016 | Tier 3 - Extreme | Distribution Circuit | 1 | 31 | 2016-01-31 | 1395185 | Sus | N | Vegetation¦Treefellintoline¦ConductorOverhead¦Normal
16-0013180 | Equipment Failure/Involved | Overhead | Other | Broken | 2016 | Tier 3 - Extreme | Distribution Circuit | 2 | 17 | 2016-02-17 | 1405265 | Sus | N | EquipmentFailureInvolved¦Overhead¦Other¦Broken
16-0013459 | Vegetation | Tree - fell into line | Conductor, Overhead | Broken, wire on ground | 2016 | Tier 3 - Extreme | Distribution Circuit | 2 | 17 | 2016-02-17 | 1407390 | Sus | N | Vegetation¦Treefellintoline¦ConductorOverhead¦Brokenwireonground
16-0017787 | Vegetation | Tree - branch fell on line | Fuse | Failed/Faulted | 2016 | Tier 2 - Elevated | Distribution Circuit | 3 | 5 | 2016-03-05 | 1418377 | Sus | N | Vegetation¦Treebranchfellonline¦Fuse¦FailedFaulted
16-0018416 | Vegetation | Tree - branch fell on line | Transformer | Broken, wire on ground | 2016 | Tier 2 - Elevated | Transformer only | 3 | 6 | 2016-03-06 | 1421673 | Sus | N | Vegetation¦Treebranchfellonline¦Transformer¦Brokenwireonground
16-0018771 | Vegetation | Tree - fell into line | Crossarm, Wood | Broken, wire on ground | 2016 | Tier 2 - Elevated | Distribution Circuit | 3 | 7 | 2016-03-07 | 1423410 | Sus | N | Vegetation¦Treefellintoline¦CrossarmWood¦Brokenwireonground
16-0020045 | Vegetation | Tree - fell into line | Secondary | Broken, wire on ground | 2016 | Tier 3 - Extreme | Distribution Circuit | 3 | 10 | 2016-03-10 | 1426719 | Sus | N | Vegetation¦Treefellintoline¦Secondary¦Brokenwireonground
16-0020784 | Vegetation | Tree - fell into line | Conductor, Overhead | Broken, wire on ground | 2016 | Tier 2 - Elevated | Distribution Circuit | 3 | 12 | 2016-03-12 | 1429404 | Sus | N | Vegetation¦Treefellintoline¦ConductorOverhead¦Brokenwireonground
16-0020990 | Environmental/External | Flood/Erosion | Conductor, Overhead | Normal | 2016 | Tier 2 - Elevated | Distribution Circuit | 3 | 13 | 2016-03-13 | 1430330 | Sus | N | EnvironmentalExternal¦FloodErosion¦ConductorOverhead¦Normal
16-0021132 | Vegetation | Tree - fell into line | Conductor, Overhead | Normal | 2016 | Tier 3 - Extreme | Distribution Circuit | 3 | 14 | 2016-03-14 | 1430826 | Sus | N | Vegetation¦Treefellintoline¦ConductorOverhead¦Normal
16-0022329 | Equipment Failure/Involved | Overhead | Transformer | Failed/Faulted | 2016 | Tier 3 - Extreme | Transformer only | 3 | 17 | 2016-03-17 | 1433323 | Sus | N | EquipmentFailureInvolved¦Overhead¦Transformer¦FailedFaulted
16-0023090 | Equipment Failure/Involved | Overhead | Bushing | Arcing | 2016 | Tier 2 - Elevated | Distribution Circuit | 3 | 21 | 2016-03-21 | 1435591 | Sus | N | EquipmentFailureInvolved¦Overhead¦Bushing¦Arcing
16-0023931 | Equipment Failure/Involved | Overhead | Transformer | Failed/Faulted | 2016 | Tier 2 - Elevated | Transformer only | 3 | 25 | 2016-03-25 | 1438334 | Sus | N | EquipmentFailureInvolved¦Overhead¦Transformer¦FailedFaulted
16-0024418 | Equipment Failure/Involved | Overhead | Crossarm, Wood | Burned/flashed | 2016 | Tier 2 - Elevated | Distribution Circuit | 3 | 28 | 2016-03-28 | 1439650 | Sus | N | EquipmentFailureInvolved¦Overhead¦CrossarmWood¦Burnedflashed
16-0025813 | Vegetation | Tree - fell into line | Conductor, Overhead | Normal | 2016 | Tier 3 - Extreme | Distribution Circuit | 4 | 3 | 2016-04-03 | 1443704 | Sus | N | Vegetation¦Treefellintoline¦ConductorOverhead¦Normal
16-0027569 | Vegetation | Tree - fell into line | Conductor, Overhead | Normal | 2016 | Tier 2 - Elevated | Distribution Circuit | 4 | 10 | 2016-04-10 | 1448106 | Sus | N | Vegetation¦Treefellintoline¦ConductorOverhead¦Normal
16-0030765 | Vegetation | Tree - branch fell on line | Conductor, Overhead | Normal | 2016 | Tier 2 - Elevated | Distribution Circuit | 4 | 22 | 2016-04-22 | 1456010 | Sus | N | Vegetation¦Treebranchfellonline¦ConductorOverhead¦Normal
16-0030785 | Equipment Failure/Involved | Overhead | Crossarm, Wood | Deteriorated | 2016 | Tier 2 - Elevated | Distribution Circuit | 4 | 22 | 2016-04-22 | 1456024 | Sus | N | EquipmentFailureInvolved¦Overhead¦CrossarmWood¦Deteriorated
16-0034725 | Environmental/External | Lightning | Transformer (OH) | Broken | 2016 | Tier 2 - Elevated | Transformer only | 5 | 8 | 2016-05-08 | 1466707 | Sus | Y | EnvironmentalExternal¦Lightning¦Transformer(OH)¦Broken
16-0037212 | Vegetation | Tree - branch fell on line | Conductor, Overhead | Normal | 2016 | Tier 3 - Extreme | Distribution Circuit | 5 | 19 | 2016-05-19 | 1472905 | Sus | Y | Vegetation¦Treebranchfellonline¦ConductorOverhead¦Normal
16-0038362 | 3rd Party | Tree - cutting, 3rd party | Conductor, Overhead | Broken, wire on ground | 2016 | Tier 2 - Elevated | Distribution Circuit | 5 | 25 | 2016-05-25 | 1476484 | Sus | Y | 3rdParty¦Treecutting3rdparty¦ConductorOverhead¦Brokenwireonground
16-0040758 | Equipment Failure/Involved | Overhead | Fuse | Normal | 2016 | Tier 3 - Extreme | Distribution Circuit | 6 | 3 | 2016-06-03 | 1481918 | Sus | Y | EquipmentFailureInvolved¦Overhead¦Fuse¦Normal
16-0046767 | Equipment Failure/Involved | Overhead | Crossarm, Wood | Broken | 2016 | Tier 2 - Elevated | Distribution Circuit | 6 | 30 | 2016-06-30 | 1498708 | Sus | Y | EquipmentFailureInvolved¦Overhead¦CrossarmWood¦Broken
16-0046767 | Equipment Failure/Involved | Overhead | Crossarm, Wood | Broken | 2016 | Zone 1 - HHZ | Distribution Circuit | 6 | 30 | 2016-06-30 | 1498708 | Sus | Y | EquipmentFailureInvolved¦Overhead¦CrossarmWood¦Broken
16-0049421 | Company Initiated | Construction Activity/equip, company | Conductor, Overhead | Normal | 2016 | Tier 2 - Elevated | Distribution Circuit | 7 | 12 | 2016-07-12 | 1508858 | Sus | Y | CompanyInitiated¦ConstructionActivityequipcompany¦ConductorOverhead¦Normal
16-0050012 | Unknown Cause | Patrol - found nothing |  |  | 2016 | Tier 2 - Elevated | Distribution Circuit | 7 | 14 | 2016-07-14 | 1510143 | Sus | Y | UnknownCause¦Patrolfoundnothing¦¦
16-0058784 | Unknown Cause | Patrol - found nothing |  |  | 2016 | Tier 2 - Elevated | Distribution Circuit | 8 | 20 | 2016-08-20 | 1529539 | Sus | Y | UnknownCause¦Patrolfoundnothing¦¦
16-0061186 | Unknown Cause | Patrol - found nothing |  |  | 2016 | Tier 2 - Elevated | Distribution Circuit | 8 | 30 | 2016-08-30 | 1534599 | Sus | Y | UnknownCause¦Patrolfoundnothing¦¦
16-0068308 | Equipment Failure/Involved | Overhead | Conductor, Overhead | Broken, wire on ground | 2016 | Tier 2 - Elevated | Distribution Circuit | 9 | 29 | 2016-09-29 | 1549707 | Sus | Y | EquipmentFailureInvolved¦Overhead¦ConductorOverhead¦Brokenwireonground
16-0068583 | Equipment Failure/Involved | Overhead | Transformer (OH) | Leaking | 2016 | Tier 3 - Extreme | Transformer only | 9 | 29 | 2016-09-29 | 1550190 | Sus | Y | EquipmentFailureInvolved¦Overhead¦Transformer(OH)¦Leaking
16-0072574 | Vegetation | Tree - branch fell on line | Conductor, Overhead | Normal | 2016 | Tier 3 - Extreme | Transformer only | 10 | 15 | 2016-10-15 | 1561374 | Sus | Y | Vegetation¦Treebranchfellonline¦ConductorOverhead¦Normal
16-0074974 | Environmental/External | Lightning | Transformer | Failed/Faulted | 2016 | Tier 2 - Elevated | Transformer only | 10 | 24 | 2016-10-24 | 1568305 | Sus | Y | EnvironmentalExternal¦Lightning¦Transformer¦FailedFaulted
16-0076452 | Vegetation | Tree - fell into line | Conductor, Overhead | Broken, wire on ground | 2016 | Tier 2 - Elevated | Distribution Circuit | 10 | 28 | 2016-10-28 | 1571925 | Sus | Y | Vegetation¦Treefellintoline¦ConductorOverhead¦Brokenwireonground
16-0076761 | Vegetation | Tree - bark fell into line | Conductor, Overhead | Normal | 2016 | Tier 3 - Extreme | Distribution Circuit | 10 | 30 | 2016-10-30 | 1573047 | Sus | Y | Vegetation¦Treebarkfellintoline¦ConductorOverhead¦Normal
16-0078804 | Vegetation | Tree - fell into line | Conductor, Overhead | Broken, wire on ground | 2016 | Tier 2 - Elevated | Distribution Circuit | 11 | 9 | 2016-11-09 | 1578544 | Sus | Y | Vegetation¦Treefellintoline¦ConductorOverhead¦Brokenwireonground
16-0083840 | Equipment Failure/Involved | Overhead | Transformer | Failed/Faulted | 2016 | Tier 2 - Elevated | Transformer only | 12 | 4 | 2016-12-04 | 1594467 | Sus | N | EquipmentFailureInvolved¦Overhead¦Transformer¦FailedFaulted
16-0084521 | Unknown Cause | Patrol - not conducted |  |  | 2016 | Tier 2 - Elevated | Distribution Circuit | 12 | 8 | 2016-12-08 | 1596709 | Sus | N | UnknownCause¦Patrolnotconducted¦¦
16-0085635 | Vegetation | Tree - bark fell into line | Transformer | Broken | 2016 | Tier 3 - Extreme | Transformer only | 12 | 15 | 2016-12-15 | 1602257 | Sus | N | Vegetation¦Treebarkfellintoline¦Transformer¦Broken
16-0086172 | Equipment Failure/Involved | Overhead | Insulator | Broken, wire on ground | 2016 | Tier 2 - Elevated | Distribution Circuit | 12 | 17 | 2016-12-17 | 1605592 | Sus | N | EquipmentFailureInvolved¦Overhead¦Insulator¦Brokenwireonground
17-0005002 | Unknown Cause | Patrol - not conducted |  |  | 2017 | Tier 3 - Extreme | Distribution Circuit | 1 | 8 | 2017-01-08 | 1623565 | Sus | N | UnknownCause¦Patrolnotconducted¦¦
17-0005259 | Unknown Cause | Patrol - found nothing |  |  | 2017 | Tier 3 - Extreme | Distribution Circuit | 1 | 8 | 2017-01-08 | 1626132 | Sus | N | UnknownCause¦Patrolfoundnothing¦¦
17-0006264 | Unknown Cause | Patrol - not conducted |  |  | 2017 | Tier 3 - Extreme | Distribution Circuit | 1 | 8 | 2017-01-08 | 1626891 | Sus | N | UnknownCause¦Patrolnotconducted¦¦
17-0007280 | Equipment Failure/Involved | Overhead | Crossarm, Wood | Broken | 2017 | Tier 3 - Extreme | Distribution Circuit | 1 | 10 | 2017-01-10 | 1634079 | Sus | N | EquipmentFailureInvolved¦Overhead¦CrossarmWood¦Broken
17-0007791 | Unknown Cause | Patrol - found nothing |  |  | 2017 | Tier 3 - Extreme | Distribution Circuit | 1 | 10 | 2017-01-10 | 1636942 | Sus | N | UnknownCause¦Patrolfoundnothing¦¦
17-0009344 | Equipment Failure/Involved | Overhead | Transformer (OH) | Failed/Faulted | 2017 | Tier 2 - Elevated | Transformer only | 1 | 15 | 2017-01-15 | 1644218 | Sus | N | EquipmentFailureInvolved¦Overhead¦Transformer(OH)¦FailedFaulted
17-0010850 | Equipment Failure/Involved | Overhead | Conductor, Overhead | Broken, wire on object | 2017 | Tier 2 - Elevated | Distribution Circuit | 1 | 19 | 2017-01-19 | 1650512 | Sus | N | EquipmentFailureInvolved¦Overhead¦ConductorOverhead¦Brokenwireonobject
17-0012000 | Environmental/External | Ice or snow | Conductor, Overhead | Broken, wire on ground | 2017 | Tier 2 - Elevated | Distribution Circuit | 1 | 21 | 2017-01-21 | 1656470 | Sus | N | EnvironmentalExternal¦Iceorsnow¦ConductorOverhead¦Brokenwireonground
17-0012137 | Vegetation | Tree - branch fell on line | Fuse | Failed/Faulted | 2017 | Tier 3 - Extreme | Distribution Circuit | 1 | 21 | 2017-01-21 | 1655334 | Sus | N | Vegetation¦Treebranchfellonline¦Fuse¦FailedFaulted
17-0012315 | Vegetation | Tree - fell into line | Conductor, Overhead | Broken, wire on ground | 2017 | Tier 3 - Extreme | Distribution Circuit | 1 | 21 | 2017-01-21 | 1657228 | Sus | N | Vegetation¦Treefellintoline¦ConductorOverhead¦Brokenwireonground
17-0014306 | Equipment Failure/Involved | Overhead | Conductor, Overhead | Broken, wire on ground | 2017 | Tier 2 - Elevated | Distribution Circuit | 1 | 24 | 2017-01-24 | 1665529 | Sus | N | EquipmentFailureInvolved¦Overhead¦ConductorOverhead¦Brokenwireonground
17-0015986 | Equipment Failure/Involved | Overhead | Conductor, Overhead | Together | 2017 | Tier 2 - Elevated | Transformer only | 1 | 30 | 2017-01-30 | 1670169 | Sus | N | EquipmentFailureInvolved¦Overhead¦ConductorOverhead¦Together
17-0017545 | Unknown Cause | Patrol - found nothing |  |  | 2017 | Tier 3 - Extreme | Distribution Circuit | 2 | 5 | 2017-02-05 | 1675293 | Sus | N | UnknownCause¦Patrolfoundnothing¦¦
17-0018321 | Vegetation | Tree - fell into line | Conductor, Overhead | Broken, wire on object | 2017 | Tier 3 - Extreme | Distribution Circuit | 2 | 7 | 2017-02-07 | 1679023 | Sus | N | Vegetation¦Treefellintoline¦ConductorOverhead¦Brokenwireonobject
17-0018321 | Vegetation | Tree - fell into line | Conductor, Overhead | Broken, wire on object | 2017 | Tier 3 - Extreme | Distribution Circuit | 2 | 7 | 2017-02-07 | 1679023 | Sus | N | Vegetation¦Treefellintoline¦ConductorOverhead¦Brokenwireonobject
17-0018344 | Vegetation | Tree - branch fell on line | Conductor, Overhead | Together | 2017 | Tier 3 - Extreme | Distribution Circuit | 2 | 7 | 2017-02-07 | 1679010 | Sus | N | Vegetation¦Treebranchfellonline¦ConductorOverhead¦Together
17-0018457 | Vegetation | Tree - fell into line | Conductor, Overhead | Broken, wire on ground | 2017 | Tier 2 - Elevated | Distribution Circuit | 2 | 7 | 2017-02-07 | 1678792 | Sus | N | Vegetation¦Treefellintoline¦ConductorOverhead¦Brokenwireonground
17-0018870 | Equipment Failure/Involved | Overhead | Conductor, Overhead | Broken, wire on ground | 2017 | Tier 3 - Extreme | Distribution Circuit | 2 | 8 | 2017-02-08 | 1681313 | Sus | N | EquipmentFailureInvolved¦Overhead¦ConductorOverhead¦Brokenwireonground
17-0019336 | Vegetation | Tree - branch fell on line | Conductor, Overhead | Broken, wire on ground | 2017 | Tier 2 - Elevated | Distribution Circuit | 2 | 9 | 2017-02-09 | 1683053 | Sus | N | Vegetation¦Treebranchfellonline¦ConductorOverhead¦Brokenwireonground
17-0019465 | Unknown Cause | Patrol - found nothing |  |  | 2017 | Tier 2 - Elevated | Distribution Circuit | 2 | 9 | 2017-02-09 | 1683039 | Sus | N | UnknownCause¦Patrolfoundnothing¦¦
17-0019999 | Equipment Failure/Involved | Overhead | Connector or Splice (OH) | Broken | 2017 | Tier 2 - Elevated | Distribution Circuit | 2 | 10 | 2017-02-10 | 1684965 | Sus | N | EquipmentFailureInvolved¦Overhead¦ConnectororSplice(OH)¦Broken
17-0021203 | Equipment Failure/Involved | Overhead | Pole-Wood | Broken | 2017 | Tier 2 - Elevated | Distribution Circuit | 2 | 15 | 2017-02-15 | 1689119 | Sus | N | EquipmentFailureInvolved¦Overhead¦PoleWood¦Broken
17-0021473 | Vegetation | Tree - fell into line | Pole-Wood | Broken, wire on ground | 2017 | Tier 2 - Elevated | Distribution Circuit | 2 | 16 | 2017-02-16 | 1689879 | Sus | N | Vegetation¦Treefellintoline¦PoleWood¦Brokenwireonground
17-0021951 | Vegetation | Tree - fell into line | Conductor, Overhead | Broken | 2017 | Tier 2 - Elevated | Distribution Circuit | 2 | 17 | 2017-02-17 | 1693276 | Sus | N | Vegetation¦Treefellintoline¦ConductorOverhead¦Broken
17-0023441 | Unknown Cause | Patrol - found nothing |  |  | 2017 | Tier 3 - Extreme | Distribution Circuit | 2 | 19 | 2017-02-19 | 1701474 | Sus | N | UnknownCause¦Patrolfoundnothing¦¦
17-0025143 | Equipment Failure/Involved | Overhead | Insulator | Broken | 2017 | Tier 3 - Extreme | Distribution Circuit | 2 | 20 | 2017-02-20 | 1705317 | Sus | N | EquipmentFailureInvolved¦Overhead¦Insulator¦Broken
17-0025713 | Vegetation | Tree - fell into line | Conductor, Overhead | Broken, wire on ground | 2017 | Tier 2 - Elevated | Distribution Circuit | 2 | 22 | 2017-02-22 | 1710873 | Sus | N | Vegetation¦Treefellintoline¦ConductorOverhead¦Brokenwireonground
17-0028604 | Vegetation | Tree - branch fell on line | Conductor, Overhead | Normal | 2017 | Tier 2 - Elevated | Distribution Circuit | 3 | 6 | 2017-03-06 | 1720564 | Sus | N | Vegetation¦Treebranchfellonline¦ConductorOverhead¦Normal
17-0030339 | Unknown Cause | Patrol - not conducted |  |  | 2017 | Tier 2 - Elevated | Distribution Circuit | 3 | 13 | 2017-03-13 | 1725784 | Sus | N | UnknownCause¦Patrolnotconducted¦¦
17-0033562 | 3rd Party | Vehicle | Pole-Wood | Broken, wire on ground | 2017 | Tier 2 - Elevated | Distribution Circuit | 3 | 24 | 2017-03-24 | 1734964 | Sus | N | 3rdParty¦Vehicle¦PoleWood¦Brokenwireonground
17-0036306 | Equipment Failure/Involved | Overhead | Crossarm, Wood | Broken | 2017 | Tier 3 - Extreme | Distribution Circuit | 4 | 3 | 2017-04-03 | 1743478 | Sus | N | EquipmentFailureInvolved¦Overhead¦CrossarmWood¦Broken
17-0037525 | Unknown Cause | Patrol - found nothing |  |  | 2017 | Tier 2 - Elevated | Distribution Circuit | 4 | 6 | 2017-04-06 | 1747276 | Sus | N | UnknownCause¦Patrolfoundnothing¦¦
17-0061886 | 3rd Party | Other | Pole-Wood | Contaminated | 2017 | Tier 2 - Elevated | Distribution Circuit | 7 | 10 | 2017-07-10 | 1828665 | Sus | Y | 3rdParty¦Other¦PoleWood¦Contaminated
17-0065318 | Equipment Failure/Involved | Overhead | Transformer | Failed/Faulted | 2017 | Tier 3 - Extreme | Transformer only | 7 | 25 | 2017-07-25 | 1839384 | Sus | Y | EquipmentFailureInvolved¦Overhead¦Transformer¦FailedFaulted
17-0078364 | Unknown Cause | Patrol - found nothing |  |  | 2017 | Tier 2 - Elevated | Distribution Circuit | 9 | 12 | 2017-09-12 | 1877513 | Sus | Y | UnknownCause¦Patrolfoundnothing¦¦
17-0082216 | Unknown Cause | Patrol - found nothing |  |  | 2017 | Tier 2 - Elevated | Distribution Circuit | 9 | 27 | 2017-09-27 | 1886912 | Sus | Y | UnknownCause¦Patrolfoundnothing¦¦
17-0085181 | Unknown Cause | Patrol - not conducted |  |  | 2017 | Tier 3 - Extreme | Distribution Circuit | 10 | 8 | 2017-10-08 | 1893722 | Sus | Y | UnknownCause¦Patrolnotconducted¦¦
17-0085755 | Equipment Failure/Involved | Fire, pole | Pole-Wood | Broken, wire on ground | 2017 | Tier 2 - Elevated | Distribution Circuit | 10 | 8 | 2017-10-08 | 1896866 | Sus | Y | EquipmentFailureInvolved¦Firepole¦PoleWood¦Brokenwireonground
17-0087244 | Environmental/External | Fire, Forest/Grass | Conductor, Overhead | Normal | 2017 | Tier 2 - Elevated | Distribution Circuit | 10 | 8 | 2017-10-08 | 1900461 | Sus | Y | EnvironmentalExternal¦FireForestGrass¦ConductorOverhead¦Normal
17-0087372 | Environmental/External | Fire, Forest/Grass | Conductor, Overhead | Broken, wire on ground | 2017 | Tier 3 - Extreme | Distribution Circuit | 10 | 9 | 2017-10-09 | 1900803 | Sus | Y | EnvironmentalExternal¦FireForestGrass¦ConductorOverhead¦Brokenwireonground
17-0088940 | Vegetation | Tree - fell into line | Crossarm, Wood | Broken | 2017 | Tier 2 - Elevated | Distribution Circuit | 10 | 20 | 2017-10-20 | 1905256 | Sus | Y | Vegetation¦Treefellintoline¦CrossarmWood¦Broken
17-0089439 | 3rd Party | Vehicle | Pole-Wood | Broken, wire on ground | 2017 | Tier 2 - Elevated | Distribution Circuit | 10 | 21 | 2017-10-21 | 1907082 | Sus | Y | 3rdParty¦Vehicle¦PoleWood¦Brokenwireonground
17-0090826 | Vegetation | Tree - fell into line | Transformer (OH) | Normal | 2017 | Tier 3 - Extreme | Distribution Circuit | 10 | 27 | 2017-10-27 | 1910829 | Sus | Y | Vegetation¦Treefellintoline¦Transformer(OH)¦Normal
17-0091688 | Unknown Cause | Patrol - found nothing |  |  | 2017 | Tier 2 - Elevated | Distribution Circuit | 11 | 1 | 2017-11-01 | 1913440 | Sus | Y | UnknownCause¦Patrolfoundnothing¦¦
17-0092561 | Unknown Cause | Patrol - found nothing |  |  | 2017 | Tier 2 - Elevated | Distribution Circuit | 11 | 3 | 2017-11-03 | 1915544 | Sus | Y | UnknownCause¦Patrolfoundnothing¦¦
17-0094203 | 3rd Party | Vehicle | Transformer | Broken | 2017 | Tier 2 - Elevated | Transformer only | 11 | 10 | 2017-11-10 | 1919872 | Sus | Y | 3rdParty¦Vehicle¦Transformer¦Broken
17-0096619 | Vegetation | Tree - branch fell on line | Fuse | Broken | 2017 | Tier 2 - Elevated | Distribution Circuit | 11 | 20 | 2017-11-20 | 1926790 | Sus | Y | Vegetation¦Treebranchfellonline¦Fuse¦Broken
17-0097445 | Unknown Cause | Patrol - found nothing |  |  | 2017 | Tier 2 - Elevated | Distribution Circuit | 11 | 24 | 2017-11-24 | 1928794 | Sus | Y | UnknownCause¦Patrolfoundnothing¦¦
18-0004434 | Unknown Cause | Patrol - found nothing |  |  | 2018 | Tier 2 - Elevated | Distribution Circuit | 1 | 8 | 2018-01-08 | 4089 | Sus | N | UnknownCause¦Patrolfoundnothing¦¦
18-0004999 | Vegetation | Tree - fell into line | Conductor, Overhead | On Ground | 2018 | Tier 2 - Elevated | Distribution Circuit | 1 | 10 | 2018-01-10 | 5826 | Sus | N | Vegetation¦Treefellintoline¦ConductorOverhead¦OnGround
18-0005745 | Equipment Failure/Involved | Overhead | Transformer | Failed/Faulted | 2018 | Tier 2 - Elevated | Distribution Circuit | 1 | 12 | 2018-01-12 | 7353 | Sus | N | EquipmentFailureInvolved¦Overhead¦Transformer¦FailedFaulted
18-0007694 | Vegetation | Tree - branch fell on line | Conductor, Overhead | Together | 2018 | Tier 2 - Elevated | Distribution Circuit | 1 | 21 | 2018-01-21 | 11689 | Sus | N | Vegetation¦Treebranchfellonline¦ConductorOverhead¦Together
18-0011107 | 3rd Party | Gun Shot | Conductor, Overhead | Broken | 2018 | Tier 2 - Elevated | Distribution Circuit | 3 | 12 | 2018-03-12 | 42326 | Sus | N | 3rdParty¦GunShot¦ConductorOverhead¦Broken
18-0019464 | Vegetation | Tree - fell into line | Conductor, Overhead | Broken, wire on ground | 2018 | Tier 3 - Extreme | Distribution Circuit | 3 | 3 | 2018-03-03 | 37109 | Sus | N | Vegetation¦Treefellintoline¦ConductorOverhead¦Brokenwireonground
18-0021476 | Equipment Failure/Involved | Overhead | Transformer | Failed/Faulted | 2018 | Tier 2 - Elevated | Transformer only | 3 | 9 | 2018-03-09 | 41295 | Sus | N | EquipmentFailureInvolved¦Overhead¦Transformer¦FailedFaulted
18-0023711 | Vegetation | Tree - fell into line | Conductor, Overhead | Broken, wire on ground | 2018 | Tier 3 - Extreme | Distribution Circuit | 3 | 16 | 2018-03-16 | 46238 | Sus | N | Vegetation¦Treefellintoline¦ConductorOverhead¦Brokenwireonground
18-0028052 | 3rd Party | Vehicle | Pole-Wood | Broken | 2018 | Tier 2 - Elevated | Distribution Circuit | 3 | 30 | 2018-03-30 | 56754 | Sus | N | 3rdParty¦Vehicle¦PoleWood¦Broken
18-0036651 | Unknown Cause | Patrol - found nothing |  |  | 2018 | Tier 2 - Elevated | Distribution Circuit | 4 | 29 | 2018-04-29 | 76344 | Sus | N | UnknownCause¦Patrolfoundnothing¦¦
18-0052985 | Vegetation | Tree - branch fell on line | Crossarm, Wood | Broken | 2018 | Tier 2 - Elevated | Distribution Circuit | 6 | 20 | 2018-06-20 | 114108 | Sus | Y | Vegetation¦Treebranchfellonline¦CrossarmWood¦Broken
18-0055562 | Vegetation | Tree - fell into line | Transformer | Normal | 2018 | Tier 2 - Elevated | Transformer only | 6 | 28 | 2018-06-28 | 120372 | Sus | Y | Vegetation¦Treefellintoline¦Transformer¦Normal
18-0057551 | Equipment Failure/Involved | Overhead | Transformer (OH) | Broken | 2018 | Tier 2 - Elevated | Distribution Circuit | 7 | 6 | 2018-07-06 | 125557 | Sus | Y | EquipmentFailureInvolved¦Overhead¦Transformer(OH)¦Broken
18-0058103 | Unknown Cause | Patrol - found nothing |  |  | 2018 | Tier 2 - Elevated | Distribution Circuit | 7 | 9 | 2018-07-09 | 127386 | Sus | Y | UnknownCause¦Patrolfoundnothing¦¦
18-0062374 | Unknown Cause | Patrol - found nothing |  |  | 2018 | Tier 3 - Extreme | Distribution Circuit | 7 | 21 | 2018-07-21 | 137278 | Sus | Y | UnknownCause¦Patrolfoundnothing¦¦
18-0062436 | 3rd Party | Customer Equipment | Secondary | Broken | 2018 | Tier 3 - Extreme | Distribution Circuit | 7 | 21 | 2018-07-21 | 137351 | Sus | Y | 3rdParty¦CustomerEquipment¦Secondary¦Broken
18-0077269 | Equipment Failure/Involved | Overhead | Transformer | Broken | 2018 | Tier 2 - Elevated | Transformer only | 9 | 6 | 2018-09-06 | 169459 | Sus | Y | EquipmentFailureInvolved¦Overhead¦Transformer¦Broken
18-0082184 | Unknown Cause | Patrol - found nothing |  |  | 2018 | Tier 3 - Extreme | Distribution Circuit | 9 | 21 | 2018-09-21 | 178914 | Sus | Y | UnknownCause¦Patrolfoundnothing¦¦
18-0084801 | Unknown Cause | Patrol - found nothing |  |  | 2018 | Tier 2 - Elevated | Distribution Circuit | 9 | 29 | 2018-09-29 | 183750 | Sus | Y | UnknownCause¦Patrolfoundnothing¦¦
18-0090925 | Wildfire Mitigation | CWSP - Vegetation Removal |  |  | 2018 | Tier 3 - Extreme | Distribution Circuit | 10 | 16 | 2018-10-16 | 196419 | Sus | Y | WildfireMitigation¦CWSPVegetationRemoval¦¦
18-0093418 | Vegetation | Tree - branch fell on line | Conductor, Overhead | Normal | 2018 | Tier 3 - Extreme | Distribution Circuit | 10 | 23 | 2018-10-23 | 200924 | Sus | Y | Vegetation¦Treebranchfellonline¦ConductorOverhead¦Normal
18-0094939 | Equipment Failure/Involved | Overhead | Transformer (OH) | Failed/Faulted | 2018 | Tier 2 - Elevated | Distribution Circuit | 10 | 28 | 2018-10-28 | 203821 | Sus | Y | EquipmentFailureInvolved¦Overhead¦Transformer(OH)¦FailedFaulted
18-0099624 | Animal | Squirrel | Fuse | Failed/Faulted | 2018 | Tier 3 - Extreme | Distribution Circuit | 11 | 14 | 2018-11-14 | 214945 | Sus | Y | Animal¦Squirrel¦Fuse¦FailedFaulted
18-0101773 | Environmental/External | Fire, Forest/Grass | Pole-Wood | Burned/flashed | 2018 | Tier 3 - Extreme | Distribution Circuit | 11 | 8 | 2018-11-08 | 219847 | Sus | Y | EnvironmentalExternal¦FireForestGrass¦PoleWood¦Burnedflashed
18-0102757 | Unknown Cause | Patrol - found nothing |  |  | 2018 | Tier 2 - Elevated | Distribution Circuit | 11 | 24 | 2018-11-24 | 223494 | Sus | Y | UnknownCause¦Patrolfoundnothing¦¦
18-0106153 | Environmental/External | Fire, Forest/Grass | Pole-Wood | Burned/flashed | 2018 | Tier 3 - Extreme | Distribution Circuit | 11 | 8 | 2018-11-08 | 231949 | Sus | Y | EnvironmentalExternal¦FireForestGrass¦PoleWood¦Burnedflashed
18-0106663 | Equipment Failure/Involved | Overhead | Pole-Wood | Broken | 2018 | Tier 3 - Extreme | Distribution Circuit | 12 | 3 | 2018-12-03 | 233129 | Sus | N | EquipmentFailureInvolved¦Overhead¦PoleWood¦Broken
18-0107348 | Vegetation | Tree - fell into line | Conductor, Overhead | Normal | 2018 | Tier 2 - Elevated | Distribution Circuit | 12 | 5 | 2018-12-05 | 234381 | Sus | N | Vegetation¦Treefellintoline¦ConductorOverhead¦Normal
18-0110534 | Unknown Cause | Patrol - found nothing |  |  | 2018 | Tier 3 - Extreme | Distribution Circuit | 12 | 24 | 2018-12-24 | 246670 | Sus | N | UnknownCause¦Patrolfoundnothing¦¦
18-0110814 | Animal | Other | Anchor or Guy | Normal | 2018 | Tier 2 - Elevated | Distribution Circuit | 12 | 27 | 2018-12-27 | 247948 | Sus | N | Animal¦Other¦AnchororGuy¦Normal
19-0004616 | Vegetation | Tree - branch fell on line | Conductor, Overhead | Normal | 2019 | Tier 3 - Extreme | Distribution Circuit | 1 | 5 | 2019-01-05 | 253498 | Sus | N | Vegetation¦Treebranchfellonline¦ConductorOverhead¦Normal
19-0004616 | Vegetation | Tree - branch fell on line | Conductor, Overhead | Normal | 2019 | Tier 3 - Extreme | Distribution Circuit | 1 | 5 | 2019-01-05 | 253498 | Sus | N | Vegetation¦Treebranchfellonline¦ConductorOverhead¦Normal
19-0004870 | Vegetation | Tree - branch fell on line | Conductor, Overhead | Broken, wire on ground | 2019 | Tier 2 - Elevated | Distribution Circuit | 1 | 5 | 2019-01-05 | 254496 | Sus | N | Vegetation¦Treebranchfellonline¦ConductorOverhead¦Brokenwireonground
19-0006626 | Vegetation | Tree - bark fell into line | Conductor, Overhead | Broken, wire on ground | 2019 | Tier 3 - Extreme | Distribution Circuit | 1 | 8 | 2019-01-08 | 261194 | Sus | N | Vegetation¦Treebarkfellintoline¦ConductorOverhead¦Brokenwireonground
19-0009556 | Vegetation | Tree - fell into line | Conductor, Overhead | Normal | 2019 | Tier 3 - Extreme | Distribution Circuit | 1 | 16 | 2019-01-16 | 266587 | Sus | N | Vegetation¦Treefellintoline¦ConductorOverhead¦Normal
19-0009571 | Equipment Failure/Involved | Overhead | Fuse | Broken | 2019 | Tier 2 - Elevated | Distribution Circuit | 1 | 16 | 2019-01-16 | 266781 | Sus | N | EquipmentFailureInvolved¦Overhead¦Fuse¦Broken
19-0010501 | Equipment Failure/Involved | Overhead | Conductor, Overhead | On Ground | 2019 | Tier 3 - Extreme | Distribution Circuit | 1 | 17 | 2019-01-17 | 272190 | Sus | N | EquipmentFailureInvolved¦Overhead¦ConductorOverhead¦OnGround
19-0010599 | Unknown Cause | Patrol - found nothing |  |  | 2019 | Tier 2 - Elevated | Distribution Circuit | 1 | 17 | 2019-01-17 | 272484 | Sus | N | UnknownCause¦Patrolfoundnothing¦¦
19-0011331 | Vegetation | Tree - branch fell on line | Conductor, Overhead | Together | 2019 | Tier 3 - Extreme | Distribution Circuit | 1 | 17 | 2019-01-17 | 272518 | Sus | N | Vegetation¦Treebranchfellonline¦ConductorOverhead¦Together
19-0011407 | Vegetation | Tree - branch fell on line | Conductor, Overhead | Normal | 2019 | Tier 3 - Extreme | Distribution Circuit | 1 | 17 | 2019-01-17 | 274916 | Sus | N | Vegetation¦Treebranchfellonline¦ConductorOverhead¦Normal
19-0011512 | Vegetation | Tree - grew into line | Conductor, Overhead | Normal | 2019 | Tier 3 - Extreme | Distribution Circuit | 1 | 18 | 2019-01-18 | 275132 | Sus | N | Vegetation¦Treegrewintoline¦ConductorOverhead¦Normal
19-0016642 | Unknown Cause | Patrol - found nothing |  |  | 2019 | Tier 3 - Extreme | Distribution Circuit | 2 | 1 | 2019-02-01 | 285341 | Sus | N | UnknownCause¦Patrolfoundnothing¦¦
19-0016860 | Vegetation | Tree - fell into line | Conductor, Overhead | Broken | 2019 | Tier 2 - Elevated | Distribution Circuit | 2 | 2 | 2019-02-02 | 286036 | Sus | N | Vegetation¦Treefellintoline¦ConductorOverhead¦Broken
19-0017368 | Equipment Failure/Involved | Overhead | Jumper | Burned Open | 2019 | Tier 2 - Elevated | Distribution Circuit | 2 | 2 | 2019-02-02 | 288146 | Sus | N | EquipmentFailureInvolved¦Overhead¦Jumper¦BurnedOpen
19-0018680 | Vegetation | Tree - branch fell on line | Service conductor | Broken, wire on object | 2019 | Tier 2 - Elevated | Transformer only | 2 | 5 | 2019-02-05 | 293002 | Sus | N | Vegetation¦Treebranchfellonline¦Serviceconductor¦Brokenwireonobject
19-0020120 | Unknown Cause | Patrol - found nothing |  |  | 2019 | Tier 3 - Extreme | Distribution Circuit | 2 | 5 | 2019-02-05 | 293670 | Sus | N | UnknownCause¦Patrolfoundnothing¦¦
19-0020576 | Vegetation | Tree - fell into line | Conductor, Overhead | Broken, wire on ground | 2019 | Tier 2 - Elevated | Distribution Circuit | 2 | 10 | 2019-02-10 | 298102 | Sus | N | Vegetation¦Treefellintoline¦ConductorOverhead¦Brokenwireonground
19-0020808 | Vegetation | Tree - fell into line | Conductor, Overhead | Broken, wire on ground | 2019 | Tier 2 - Elevated | Distribution Circuit | 2 | 10 | 2019-02-10 | 299274 | Sus | N | Vegetation¦Treefellintoline¦ConductorOverhead¦Brokenwireonground
19-0021576 | Unknown Cause | Patrol - not conducted |  |  | 2019 | Tier 2 - Elevated | Distribution Circuit | 2 | 12 | 2019-02-12 | 301055 | Sus | N | UnknownCause¦Patrolnotconducted¦¦
19-0022525 | Vegetation | Tree - fell into line | Conductor, Overhead | Broken, wire on ground | 2019 | Tier 2 - Elevated | Distribution Circuit | 2 | 13 | 2019-02-13 | 304548 | Sus | N | Vegetation¦Treefellintoline¦ConductorOverhead¦Brokenwireonground
19-0022549 | Vegetation | Tree - branch fell on line | Conductor, Overhead | Broken, wire on ground | 2019 | Tier 2 - Elevated | Distribution Circuit | 2 | 13 | 2019-02-13 | 305552 | Sus | N | Vegetation¦Treebranchfellonline¦ConductorOverhead¦Brokenwireonground
19-0023435 | Environmental/External | Lightning | Recloser | Failed/Faulted | 2019 | Tier 3 - Extreme | Distribution Circuit | 2 | 14 | 2019-02-14 | 309874 | Sus | N | EnvironmentalExternal¦Lightning¦Recloser¦FailedFaulted
19-0023961 | Vegetation | Tree - fell into line | Conductor, Overhead | Broken, wire on ground | 2019 | Tier 2 - Elevated | Distribution Circuit | 2 | 13 | 2019-02-13 | 311893 | Sus | N | Vegetation¦Treefellintoline¦ConductorOverhead¦Brokenwireonground
19-0024058 | Vegetation | Tree - fell into line | Conductor, Overhead | Bent or Twisted | 2019 | Tier 3 - Extreme | Distribution Circuit | 2 | 14 | 2019-02-14 | 312172 | Sus | N | Vegetation¦Treefellintoline¦ConductorOverhead¦BentorTwisted
19-0024433 | Vegetation | Tree - fell into line | Crossarm, Wood | Broken, wire on ground | 2019 | Tier 2 - Elevated | Distribution Circuit | 2 | 13 | 2019-02-13 | 313719 | Sus | N | Vegetation¦Treefellintoline¦CrossarmWood¦Brokenwireonground
19-0026089 | Unknown Cause | Patrol - found nothing |  |  | 2019 | Tier 3 - Extreme | Distribution Circuit | 2 | 19 | 2019-02-19 | 318334 | Sus | N | UnknownCause¦Patrolfoundnothing¦¦
19-0028561 | Equipment Failure/Involved | Overhead | Conductor, Overhead | Broken, wire on ground | 2019 | Tier 3 - Extreme | Distribution Circuit | 2 | 26 | 2019-02-26 | 325159 | Sus | N | EquipmentFailureInvolved¦Overhead¦ConductorOverhead¦Brokenwireonground
19-0029487 | Unknown Cause | Patrol - found nothing |  |  | 2019 | Tier 3 - Extreme | Distribution Circuit | 2 | 26 | 2019-02-26 | 325590 | Sus | N | UnknownCause¦Patrolfoundnothing¦¦
19-0031485 | Vegetation | Tree - fell into line | Conductor, Overhead | Broken, wire on ground | 2019 | Tier 2 - Elevated | Distribution Circuit | 3 | 6 | 2019-03-06 | 333179 | Sus | N | Vegetation¦Treefellintoline¦ConductorOverhead¦Brokenwireonground
19-0034884 | 3rd Party | Vehicle | Pole-Wood | Broken | 2019 | Tier 2 - Elevated | Distribution Circuit | 3 | 19 | 2019-03-19 | 342564 | Sus | N | 3rdParty¦Vehicle¦PoleWood¦Broken
19-0038740 | Animal | Bird found | Conductor, Overhead | Normal | 2019 | Tier 2 - Elevated | Distribution Circuit | 4 | 1 | 2019-04-01 | 351492 | Sus | N | Animal¦Birdfound¦ConductorOverhead¦Normal
19-0039816 | Equipment Failure/Involved | Overhead | Fuse | Failed/Faulted | 2019 | Tier 2 - Elevated | Distribution Circuit | 4 | 2 | 2019-04-02 | 353955 | Sus | N | EquipmentFailureInvolved¦Overhead¦Fuse¦FailedFaulted
19-0053861 | Vegetation | Tree - fell into line | Conductor, Overhead | Broken, wire on ground | 2019 | Tier 2 - Elevated | Distribution Circuit | 5 | 19 | 2019-05-19 | 384781 | Sus | Y | Vegetation¦Treefellintoline¦ConductorOverhead¦Brokenwireonground
19-0061477 | Unknown Cause | Patrol - found nothing |  |  | 2019 | Tier 2 - Elevated | Distribution Circuit | 6 | 2 | 2019-06-02 | 395633 | Sus | Y | UnknownCause¦Patrolfoundnothing¦¦
19-0062075 | Unknown Cause | Patrol - found nothing |  |  | 2019 | Tier 2 - Elevated | Distribution Circuit | 6 | 3 | 2019-06-03 | 396544 | Sus | Y | UnknownCause¦Patrolfoundnothing¦¦
19-0063281 | Unknown Cause | Patrol - found nothing |  |  | 2019 | Tier 2 - Elevated | Distribution Circuit | 6 | 5 | 2019-06-05 | 398587 | Sus | Y | UnknownCause¦Patrolfoundnothing¦¦
19-0065278 | Equipment Failure/Involved | Overhead | Pole-Wood | Deteriorated | 2019 | Tier 2 - Elevated | Distribution Circuit | 6 | 10 | 2019-06-10 | 403609 | Sus | Y | EquipmentFailureInvolved¦Overhead¦PoleWood¦Deteriorated
19-0065314 | Vegetation | Tree - fell into line | Conductor, Overhead | Broken, wire on ground | 2019 | Tier 2 - Elevated | Distribution Circuit | 6 | 10 | 2019-06-10 | 403592 | Sus | Y | Vegetation¦Treefellintoline¦ConductorOverhead¦Brokenwireonground
19-0065843 | Equipment Failure/Involved | Overhead | Crossarm, Wood | Broken | 2019 | Tier 3 - Extreme | Distribution Circuit | 6 | 11 | 2019-06-11 | 405245 | Sus | Y | EquipmentFailureInvolved¦Overhead¦CrossarmWood¦Broken
19-0071788 | Vegetation | Tree - branch fell on line |  | Failed/Faulted | 2019 | Tier 3 - Extreme | Transformer only | 6 | 25 | 2019-06-25 | 428364 | Sus | Y | Vegetation¦Treebranchfellonline¦¦FailedFaulted
19-0072430 | Vegetation | Tree - branch fell on line | Conductor, Overhead | Bent or Twisted | 2019 | Tier 2 - Elevated | Distribution Circuit | 6 | 26 | 2019-06-26 | 430381 | Sus | Y | Vegetation¦Treebranchfellonline¦ConductorOverhead¦BentorTwisted
19-0076278 | Animal | Squirrel | Transformer (OH) | Normal | 2019 | Tier 2 - Elevated | Distribution Circuit | 7 | 11 | 2019-07-11 | 444766 | Sus | Y | Animal¦Squirrel¦Transformer(OH)¦Normal
19-0078688 | Vegetation | Tree - fell into line | Fuse | Failed/Faulted | 2019 | Tier 2 - Elevated | Distribution Circuit | 7 | 18 | 2019-07-18 | 457092 | Sus | Y | Vegetation¦Treefellintoline¦Fuse¦FailedFaulted
19-0082584 | Animal | Squirrel | Cutout, fuse holder | Normal | 2019 | Tier 3 - Extreme | Distribution Circuit | 7 | 30 | 2019-07-30 | 475405 | Sus | Y | Animal¦Squirrel¦Cutoutfuseholder¦Normal
19-0084222 | Unknown Cause | Patrol - found nothing |  |  | 2019 | Tier 2 - Elevated | Distribution Circuit | 8 | 5 | 2019-08-05 | 482581 | Sus | Y | UnknownCause¦Patrolfoundnothing¦¦
19-0084567 | Unknown Cause | Patrol - found nothing |  |  | 2019 | Tier 3 - Extreme | Distribution Circuit | 8 | 5 | 2019-08-05 | 485099 | Sus | Y | UnknownCause¦Patrolfoundnothing¦¦
19-0088489 | Unknown Cause | Patrol - found nothing |  |  | 2019 | Tier 2 - Elevated | Distribution Circuit | 8 | 15 | 2019-08-15 | 513904 | Sus | Y | UnknownCause¦Patrolfoundnothing¦¦
19-0091874 | Vegetation | Tree - branch fell on line | Conductor, Overhead | Broken, wire on ground | 2019 | Tier 2 - Elevated | Distribution Circuit | 8 | 25 | 2019-08-25 | 538051 | Sus | Y | Vegetation¦Treebranchfellonline¦ConductorOverhead¦Brokenwireonground
19-0096551 | 3rd Party | Contact with High Voltage, 3rd party | Conductor, Overhead | Normal | 2019 | Tier 3 - Extreme | Distribution Circuit | 9 | 8 | 2019-09-08 | 562466 | Sus | Y | 3rdParty¦ContactwithHighVoltage3rdparty¦ConductorOverhead¦Normal
19-0099485 | Equipment Failure/Involved | Overhead | Crossarm, Wood | Broken | 2019 | Tier 2 - Elevated | Distribution Circuit | 9 | 16 | 2019-09-16 | 583754 | Sus | Y | EquipmentFailureInvolved¦Overhead¦CrossarmWood¦Broken
19-0107132 | 3rd Party | Vehicle | Pole-Wood | Broken | 2019 | Tier 2 - Elevated | Distribution Circuit | 10 | 3 | 2019-10-03 | 641133 | Sus | Y | 3rdParty¦Vehicle¦PoleWood¦Broken
19-0119498 | Equipment Failure/Involved | Overhead | Transformer (OH) | Failed/Faulted | 2019 | Tier 3 - Extreme | Transformer only | 10 | 31 | 2019-10-31 | 696562 | Sus | Y | EquipmentFailureInvolved¦Overhead¦Transformer(OH)¦FailedFaulted
19-0122334 | Company Initiated | Construction Activity/equip, company | Conductor, Overhead | Normal | 2019 | Tier 2 - Elevated | Distribution Circuit | 11 | 7 | 2019-11-07 | 701792 | Sus | Y | CompanyInitiated¦ConstructionActivityequipcompany¦ConductorOverhead¦Normal
19-0124975 | Unknown Cause | Patrol - found nothing |  |  | 2019 | Tier 2 - Elevated | Distribution Circuit | 11 | 15 | 2019-11-15 | 707239 | Sus | Y | UnknownCause¦Patrolfoundnothing¦¦
19-0130055 | Vegetation | Tree - branch fell on line | Conductor, Overhead | Normal | 2019 | Tier 3 - Extreme | Distribution Circuit | 11 | 27 | 2019-11-27 | 720767 | Sus | Y | Vegetation¦Treebranchfellonline¦ConductorOverhead¦Normal
19-0130404 | Unknown Cause | Patrol - not conducted |  |  | 2019 | Tier 3 - Extreme | Distribution Circuit | 11 | 27 | 2019-11-27 | 721506 | Sus | Y | UnknownCause¦Patrolnotconducted¦¦
19-0130835 | Unknown Cause | Patrol - not conducted |  |  | 2019 | Tier 3 - Extreme | Distribution Circuit | 11 | 27 | 2019-11-27 | 721323 | Sus | Y | UnknownCause¦Patrolnotconducted¦¦
19-0131445 | Vegetation | Tree - branch fell on line | Transformer | Broken, wire on ground | 2019 | Tier 2 - Elevated | Transformer only | 11 | 30 | 2019-11-30 | 724350 | Sus | Y | Vegetation¦Treebranchfellonline¦Transformer¦Brokenwireonground
19-0131582 | Unknown Cause | Patrol - found nothing |  |  | 2019 | Tier 3 - Extreme | Distribution Circuit | 11 | 30 | 2019-11-30 | 724672 | Sus | Y | UnknownCause¦Patrolfoundnothing¦¦
20-0008419 | Equipment Failure/Involved | Overhead | Transformer | Failed/Faulted | 2020 | Tier 2 - Elevated | Transformer only | 1 | 14 | 2020-01-14 | 760592 | Sus | N | EquipmentFailureInvolved¦Overhead¦Transformer¦FailedFaulted
20-0019586 | Vegetation | Tree - fell into line | Conductor, Overhead | Broken, wire on ground | 2020 | Tier 2 - Elevated | Distribution Circuit | 2 | 9 | 2020-02-09 | 783918 | Sus | N | Vegetation¦Treefellintoline¦ConductorOverhead¦Brokenwireonground
20-0020262 | Unknown Cause | Patrol - found nothing |  |  | 2020 | Tier 3 - Extreme | Distribution Circuit | 2 | 10 | 2020-02-10 | 787880 | Sus | N | UnknownCause¦Patrolfoundnothing¦¦
20-0022396 | Wildfire Mitigation | CWSP - Vegetation Removal | Conductor, Overhead | Normal | 2020 | Tier 2 - Elevated | Distribution Circuit | 3 | 12 | 2020-03-12 | 845028 | Sus | N | WildfireMitigation¦CWSPVegetationRemoval¦ConductorOverhead¦Normal
20-0032136 | Vegetation | Tree - branch fell on line | Conductor, Overhead | Normal | 2020 | Tier 3 - Extreme | Distribution Circuit | 3 | 14 | 2020-03-14 | 851543 | Sus | N | Vegetation¦Treebranchfellonline¦ConductorOverhead¦Normal
20-0033324 | Unknown Cause | Patrol - found nothing |  |  | 2020 | Tier 2 - Elevated | Distribution Circuit | 3 | 16 | 2020-03-16 | 853533 | Sus | N | UnknownCause¦Patrolfoundnothing¦¦
20-0033850 | 3rd Party | Customer Equipment | Customer Equipment | Failed/Faulted | 2020 | Tier 2 - Elevated | Distribution Circuit | 3 | 18 | 2020-03-18 | 857979 | Sus | N | 3rdParty¦CustomerEquipment¦CustomerEquipment¦FailedFaulted
20-0038933 | Vegetation | Tree - branch fell on line | Fuse | Failed/Faulted | 2020 | Tier 3 - Extreme | Transformer only | 4 | 6 | 2020-04-06 | 885533 | Sus | N | Vegetation¦Treebranchfellonline¦Fuse¦FailedFaulted
20-0039205 | Animal | Bird found | Fuse | Failed/Faulted | 2020 | Tier 3 - Extreme | Distribution Circuit | 4 | 7 | 2020-04-07 | 887533 | Sus | N | Animal¦Birdfound¦Fuse¦FailedFaulted
20-0040561 | Vegetation | Tree - fell into line | Conductor, Overhead | Broken, wire on ground | 2020 | Tier 3 - Extreme | Distribution Circuit | 4 | 11 | 2020-04-11 | 893776 | Sus | N | Vegetation¦Treefellintoline¦ConductorOverhead¦Brokenwireonground
20-0046435 | Equipment Failure/Involved | Overhead | Fuse | Broken | 2020 | Tier 2 - Elevated | Transformer only | 5 | 1 | 2020-05-01 | 905319 | Sus | Y | EquipmentFailureInvolved¦Overhead¦Fuse¦Broken
20-0049229 | Vegetation | Tree - branch fell on line | Fuse | Failed/Faulted | 2020 | Tier 2 - Elevated | Distribution Circuit | 5 | 11 | 2020-05-11 | 911519 | Sus | Y | Vegetation¦Treebranchfellonline¦Fuse¦FailedFaulted
20-0051100 | Environmental/External | Lightning | Connector or Splice (OH) | Broken, wire on ground | 2020 | Tier 2 - Elevated | Distribution Circuit | 5 | 18 | 2020-05-18 | 915578 | Sus | Y | EnvironmentalExternal¦Lightning¦ConnectororSplice(OH)¦Brokenwireonground
20-0052416 | Unknown Cause | Patrol - found nothing |  |  | 2020 | Tier 2 - Elevated | Distribution Circuit | 5 | 20 | 2020-05-20 | 918331 | Sus | Y | UnknownCause¦Patrolfoundnothing¦¦
20-0055552 | 3rd Party | Contact with High Voltage, 3rd party | Conductor, Overhead | Broken, wire on ground | 2020 | Tier 3 - Extreme | Distribution Circuit | 5 | 29 | 2020-05-29 | 925104 | Sus | Y | 3rdParty¦ContactwithHighVoltage3rdparty¦ConductorOverhead¦Brokenwireonground
20-0056415 | Unknown Cause | Patrol - found nothing |  |  | 2020 | Tier 2 - Elevated | Distribution Circuit | 6 | 1 | 2020-06-01 | 927867 | Sus | Y | UnknownCause¦Patrolfoundnothing¦¦
20-0057851 | Equipment Failure/Involved | Overhead | Regulator, LTC substation | Failed/Faulted | 2020 | Tier 2 - Elevated | Substation - Distribution | 6 | 4 | 2020-06-04 | 931132 | Sus | Y | EquipmentFailureInvolved¦Overhead¦RegulatorLTCsubstation¦FailedFaulted
20-0060443 | Unknown Cause | Patrol - found nothing |  |  | 2020 | Tier 2 - Elevated | Distribution Circuit | 6 | 11 | 2020-06-11 | 937229 | Sus | Y | UnknownCause¦Patrolfoundnothing¦¦
20-0065066 | Unknown Cause | Patrol - found nothing |  |  | 2020 | Tier 2 - Elevated | Distribution Circuit | 6 | 25 | 2020-06-25 | 947365 | Sus | Y | UnknownCause¦Patrolfoundnothing¦¦
20-0068529 | Equipment Failure/Involved | Overhead | Transformer | Broken, wire on ground | 2020 | Tier 2 - Elevated | Transformer only | 7 | 5 | 2020-07-05 | 958430 | Sus | Y | EquipmentFailureInvolved¦Overhead¦Transformer¦Brokenwireonground
20-0070678 | Equipment Failure/Involved | Overhead | Transformer | Failed/Faulted | 2020 | Tier 2 - Elevated | Transformer only | 7 | 10 | 2020-07-10 | 961768 | Sus | Y | EquipmentFailureInvolved¦Overhead¦Transformer¦FailedFaulted
20-0071207 | Vegetation | Tree - fell into line | Conductor, Overhead | Normal | 2020 | Tier 3 - Extreme | Distribution Circuit | 7 | 13 | 2020-07-13 | 963450 | Sus | Y | Vegetation¦Treefellintoline¦ConductorOverhead¦Normal
20-0074583 | Equipment Failure/Involved | Underground | Conductor, Underground | Broken | 2020 | Tier 2 - Elevated | Distribution Circuit | 7 | 22 | 2020-07-22 | 969594 | Sus | Y | EquipmentFailureInvolved¦Underground¦ConductorUnderground¦Broken
20-0079231 | Vegetation | Tree - fell into line | Conductor, Overhead | Normal | 2020 | Tier 3 - Extreme | Distribution Circuit | 8 | 3 | 2020-08-03 | 977975 | Sus | Y | Vegetation¦Treefellintoline¦ConductorOverhead¦Normal
20-0079535 | Animal | Bird found | Conductor, Overhead | Broken, wire on ground | 2020 | Tier 2 - Elevated | Distribution Circuit | 8 | 4 | 2020-08-04 | 978619 | Sus | Y | Animal¦Birdfound¦ConductorOverhead¦Brokenwireonground
20-0081373 | Equipment Failure/Involved | Electrical Overload | Transformer (OH) | Failed/Faulted | 2020 | Tier 3 - Extreme | Transformer only | 8 | 9 | 2020-08-09 | 987162 | Sus | Y | EquipmentFailureInvolved¦ElectricalOverload¦Transformer(OH)¦FailedFaulted
20-0081405 | Equipment Failure/Involved | Overhead | Transformer | Broken | 2020 | Tier 3 - Extreme | Transformer only | 8 | 9 | 2020-08-09 | 987345 | Sus | Y | EquipmentFailureInvolved¦Overhead¦Transformer¦Broken
20-0083495 | Equipment Failure/Involved | Overhead | Transformer | Failed/Faulted | 2020 | Tier 2 - Elevated | Transformer only | 8 | 14 | 2020-08-14 | 997838 | Sus | Y | EquipmentFailureInvolved¦Overhead¦Transformer¦FailedFaulted
20-0084177 | Environmental/External | Lightning | Transformer (OH) | Burned/flashed | 2020 | Tier 3 - Extreme | Distribution Circuit | 8 | 15 | 2020-08-15 | 1004558 | Sus | Y | EnvironmentalExternal¦Lightning¦Transformer(OH)¦Burnedflashed
20-0085738 | Unknown Cause | Patrol - found nothing |  |  | 2020 | Tier 3 - Extreme | Distribution Circuit | 8 | 16 | 2020-08-16 | 1009991 | Sus | Y | UnknownCause¦Patrolfoundnothing¦¦
20-0090408 | Environmental/External | Fire, Forest/Grass | Conductor, Overhead | Normal | 2020 | Tier 3 - Extreme | Distribution Circuit | 8 | 19 | 2020-08-19 | 1033277 | Sus | Y | EnvironmentalExternal¦FireForestGrass¦ConductorOverhead¦Normal
20-0091435 | Environmental/External | Fire, Forest/Grass | Conductor, Overhead | Normal | 2020 | Tier 3 - Extreme | Distribution Circuit | 8 | 19 | 2020-08-19 | 1041109 | Sus | Y | EnvironmentalExternal¦FireForestGrass¦ConductorOverhead¦Normal
20-0092877 | 3rd Party | Tree - cutting, 3rd party | Conductor, Overhead | Broken, wire on ground | 2020 | Tier 2 - Elevated | Distribution Circuit | 9 | 2 | 2020-09-02 | 1050713 | Sus | Y | 3rdParty¦Treecutting3rdparty¦ConductorOverhead¦Brokenwireonground
20-0094749 | Wildfire Mitigation | Public Safety Power Shut-off | Switch (OH) | Normal | 2020 | Tier 3 - Extreme | Distribution Circuit | 9 | 8 | 2020-09-08 | 1060426 | Sus | Y | WildfireMitigation¦PublicSafetyPowerShutoff¦Switch(OH)¦Normal
20-0095631 | Environmental/External | Fire, Forest/Grass | Conductor, Overhead | Broken, wire on ground | 2020 | Tier 3 - Extreme | Distribution Circuit | 8 | 19 | 2020-08-19 | 1062256 | Sus | Y | EnvironmentalExternal¦FireForestGrass¦ConductorOverhead¦Brokenwireonground
20-0108266 | Wildfire Mitigation | Public Safety Power Shut-off | Woodpin | Broken | 2020 | Tier 2 - Elevated | Distribution Circuit | 10 | 14 | 2020-10-14 | 1117919 | Sus | Y | WildfireMitigation¦PublicSafetyPowerShutoff¦Woodpin¦Broken
20-0108880 | Equipment Failure/Involved | Overhead | Transformer (OH) | Failed/Faulted | 2020 | Tier 3 - Extreme | Transformer only | 10 | 14 | 2020-10-14 | 1117475 | Sus | Y | EquipmentFailureInvolved¦Overhead¦Transformer(OH)¦FailedFaulted
20-0113903 | Unknown Cause | Patrol - found nothing |  |  | 2020 | Tier 2 - Elevated | Transformer only | 10 | 27 | 2020-10-27 | 1129765 | Sus | Y | UnknownCause¦Patrolfoundnothing¦¦
20-0115841 | Equipment Failure/Involved | Overhead | Other | Broken | 2020 | Tier 3 - Extreme | Distribution Circuit | 11 | 1 | 2020-11-01 | 1133532 | Sus | Y | EquipmentFailureInvolved¦Overhead¦Other¦Broken
20-0118047 | Unknown Cause | Patrol - found nothing |  |  | 2020 | Tier 3 - Extreme | Transformer only | 11 | 6 | 2020-11-06 | 1137781 | Sus | Y | UnknownCause¦Patrolfoundnothing¦¦
20-0118969 | Unknown Cause | Patrol - not conducted |  |  | 2020 | Tier 2 - Elevated | Transformer only | 11 | 9 | 2020-11-09 | 1140446 | Sus | Y | UnknownCause¦Patrolnotconducted¦¦
20-0126153 | Unknown Cause | Patrol - found nothing |  |  | 2020 | Tier 2 - Elevated | Distribution Circuit | 11 | 30 | 2020-11-30 | 1156784 | Sus | Y | UnknownCause¦Patrolfoundnothing¦¦
20-0131046 | 3rd Party | Vehicle | Pole-Wood | Normal | 2020 | Tier 2 - Elevated | Distribution Circuit | 12 | 18 | 2020-12-18 | 1193185 | Sus | N | 3rdParty¦Vehicle¦PoleWood¦Normal
20-0131182 | Animal | Bird found | Conductor, Overhead | Normal | 2020 | Tier 3 - Extreme | Distribution Circuit | 12 | 19 | 2020-12-19 | 1194752 | Sus | N | Animal¦Birdfound¦ConductorOverhead¦Normal
20-0131754 | Unknown Cause | Patrol - found nothing |  |  | 2020 | Tier 2 - Elevated | Distribution Circuit | 12 | 25 | 2020-12-25 | 1198508 | Sus | N | UnknownCause¦Patrolfoundnothing¦¦
21-0010345 | Vegetation | Tree - fell into line | Pole-Wood | Broken, wire on ground | 2021 | Tier 3 - Extreme | Distribution Circuit | 1 | 19 | 2021-01-19 | 1214965 | Sus | N | Vegetation¦Treefellintoline¦PoleWood¦Brokenwireonground
21-0011020 | Equipment Failure/Involved | Overhead | Conductor, Overhead | Broken, wire on ground | 2021 | Tier 3 - Extreme | Distribution Circuit | 1 | 19 | 2021-01-19 | 1217704 | Sus | N | EquipmentFailureInvolved¦Overhead¦ConductorOverhead¦Brokenwireonground
21-0011377 | Unknown Cause | Patrol - found nothing |  |  | 2021 | Tier 2 - Elevated | Distribution Circuit | 1 | 20 | 2021-01-20 | 1218222 | Sus | N | UnknownCause¦Patrolfoundnothing¦¦
21-0013199 | Unknown Cause | Patrol - found nothing |  |  | 2021 | Tier 3 - Extreme | Transformer only | 1 | 22 | 2021-01-22 | 1221246 | Sus | N | UnknownCause¦Patrolfoundnothing¦¦
21-0013427 | Equipment Failure/Involved | Overhead | Transformer (OH) | Failed/Faulted | 2021 | Tier 3 - Extreme | Transformer only | 1 | 24 | 2021-01-24 | 1222353 | Sus | N | EquipmentFailureInvolved¦Overhead¦Transformer(OH)¦FailedFaulted
21-0013821 | Vegetation | Tree - branch fell on line | Crossarm, Wood | Broken, wire on ground | 2021 | Tier 2 - Elevated | Distribution Circuit | 1 | 25 | 2021-01-25 | 1223338 | Sus | N | Vegetation¦Treebranchfellonline¦CrossarmWood¦Brokenwireonground
21-0014716 | Vegetation | Tree - branch fell on line | Conductor, Overhead | Broken, wire on ground | 2021 | Tier 3 - Extreme | Distribution Circuit | 1 | 26 | 2021-01-26 | 1226414 | Sus | N | Vegetation¦Treebranchfellonline¦ConductorOverhead¦Brokenwireonground
21-0015498 | Unknown Cause | Patrol - found nothing |  |  | 2021 | Tier 2 - Elevated | Distribution Circuit | 1 | 26 | 2021-01-26 | 1230166 | Sus | N | UnknownCause¦Patrolfoundnothing¦¦
21-0015704 | Vegetation | Tree - fell into line | Conductor, Overhead | Broken, wire on ground | 2021 | Tier 2 - Elevated | Distribution Circuit | 1 | 27 | 2021-01-27 | 1232043 | Sus | N | Vegetation¦Treefellintoline¦ConductorOverhead¦Brokenwireonground
21-0016678 | Vegetation | Tree - fell into line | Conductor, Overhead | Broken, wire on ground | 2021 | Tier 2 - Elevated | Distribution Circuit | 1 | 27 | 2021-01-27 | 1231861 | Sus | N | Vegetation¦Treefellintoline¦ConductorOverhead¦Brokenwireonground
21-0016760 | Unknown Cause | Patrol - found nothing |  |  | 2021 | Tier 2 - Elevated | Distribution Circuit | 1 | 27 | 2021-01-27 | 1236214 | Sus | N | UnknownCause¦Patrolfoundnothing¦¦
21-0017504 | Unknown Cause | Patrol - not conducted |  |  | 2021 | Tier 2 - Elevated | Distribution Circuit | 1 | 27 | 2021-01-27 | 1238150 | Sus | N | UnknownCause¦Patrolnotconducted¦¦
21-0018167 | Vegetation | Tree - fell into line | Crossarm, Wood | Broken | 2021 | Tier 2 - Elevated | Distribution Circuit | 1 | 29 | 2021-01-29 | 1241104 | Sus | N | Vegetation¦Treefellintoline¦CrossarmWood¦Broken
21-0022706 | Equipment Failure/Involved | Substation | PT/CCVT | Burned/flashed | 2021 | Tier 2 - Elevated | Substation - Distribution | 2 | 6 | 2021-02-06 | 1249734 | Sus | N | EquipmentFailureInvolved¦Substation¦PTCCVT¦Burnedflashed
21-0030538 | Equipment Failure/Involved | Overhead | Cutout, fuse holder | Normal | 2021 | Tier 2 - Elevated | Distribution Circuit | 3 | 1 | 2021-03-01 | 1264412 | Sus | N | EquipmentFailureInvolved¦Overhead¦Cutoutfuseholder¦Normal
21-0030900 | Vegetation | Tree - branch fell on line | Conductor, Overhead | Normal | 2021 | Tier 2 - Elevated | Distribution Circuit | 3 | 1 | 2021-03-01 | 1264836 | Sus | N | Vegetation¦Treebranchfellonline¦ConductorOverhead¦Normal
21-0031210 | Unknown Cause | Patrol - found nothing |  |  | 2021 | Tier 3 - Extreme | Distribution Circuit | 3 | 2 | 2021-03-02 | 1265385 | Sus | N | UnknownCause¦Patrolfoundnothing¦¦
21-0032877 | Vegetation | Tree - fell into line | Conductor, Overhead | Together | 2021 | Tier 2 - Elevated | Distribution Circuit | 3 | 5 | 2021-03-05 | 1270574 | Sus | N | Vegetation¦Treefellintoline¦ConductorOverhead¦Together
21-0047040 | Vegetation | Tree - fell into line | Crossarm, Wood | Broken, wire on ground | 2021 | Tier 2 - Elevated | Distribution Circuit | 4 | 9 | 2021-04-09 | 1312330 | Sus | N | Vegetation¦Treefellintoline¦CrossarmWood¦Brokenwireonground
21-0048287 | Environmental/External | Lightning | Transformer (OH) | Failed/Faulted | 2021 | Tier 2 - Elevated | Transformer only | 4 | 14 | 2021-04-14 | 1315769 | Sus | N | EnvironmentalExternal¦Lightning¦Transformer(OH)¦FailedFaulted
21-0048450 | Vegetation | Tree - branch fell on line | Conductor, Overhead | Normal | 2021 | Tier 3 - Extreme | Distribution Circuit | 4 | 14 | 2021-04-14 | 1315863 | Sus | N | Vegetation¦Treebranchfellonline¦ConductorOverhead¦Normal
21-0053216 | Environmental/External | Lightning | Transformer (OH) | Failed/Faulted | 2021 | Tier 3 - Extreme | Transformer only | 4 | 26 | 2021-04-26 | 1334346 | Sus | N | EnvironmentalExternal¦Lightning¦Transformer(OH)¦FailedFaulted
21-0062103 | Unknown Cause | Patrol - found nothing |  |  | 2021 | Tier 2 - Elevated | Distribution Circuit | 5 | 17 | 2021-05-17 | 1351107 | Sus | Y | UnknownCause¦Patrolfoundnothing¦¦
21-0062162 | Unknown Cause | Patrol - found nothing |  |  | 2021 | Tier 2 - Elevated | Transformer only | 5 | 17 | 2021-05-17 | 1351168 | Sus | Y | UnknownCause¦Patrolfoundnothing¦¦
21-0064131 | Equipment Failure/Involved | Overhead | Connector or Splice (OH) | Arcing | 2021 | Tier 3 - Extreme | Transformer only | 5 | 20 | 2021-05-20 | 1355043 | Sus | Y | EquipmentFailureInvolved¦Overhead¦ConnectororSplice(OH)¦Arcing
21-0068112 | Animal | Bird found | Conductor, Overhead | Normal | 2021 | Tier 2 - Elevated | Distribution Circuit | 6 | 1 | 2021-06-01 | 1362661 | Sus | Y | Animal¦Birdfound¦ConductorOverhead¦Normal
21-0069101 | Equipment Failure/Involved | Overhead | Transformer (OH) | Failed/Faulted | 2021 | Tier 2 - Elevated | Transformer only | 6 | 2 | 2021-06-02 | 1364210 | Sus | Y | EquipmentFailureInvolved¦Overhead¦Transformer(OH)¦FailedFaulted
21-0070628 | Equipment Failure/Involved | Overhead | Transformer (OH) | Burned/flashed | 2021 | Tier 2 - Elevated | Distribution Circuit | 6 | 6 | 2021-06-06 | 1367072 | Sus | Y | EquipmentFailureInvolved¦Overhead¦Transformer(OH)¦Burnedflashed
21-0082493 | Equipment Failure/Involved | Overhead | Fuse | Broken | 2021 | Tier 2 - Elevated | Transformer only | 6 | 30 | 2021-06-30 | 1388947 | Sus | Y | EquipmentFailureInvolved¦Overhead¦Fuse¦Broken
21-0087336 | Equipment Failure/Involved | Overhead | Transformer (OH) | Failed/Faulted | 2021 | Tier 2 - Elevated | Transformer only | 7 | 9 | 2021-07-09 | 1396644 | Sus | Y | EquipmentFailureInvolved¦Overhead¦Transformer(OH)¦FailedFaulted
21-0087888 | Unknown Cause | Patrol - found nothing |  |  | 2021 | Tier 2 - Elevated | Transformer only | 7 | 12 | 2021-07-12 | 1400020 | Sus | Y | UnknownCause¦Patrolfoundnothing¦¦
21-0088113 | Equipment Failure/Involved | Overhead | Transformer | Failed/Faulted | 2021 | Tier 2 - Elevated | Transformer only | 7 | 12 | 2021-07-12 | 1401783 | Sus | Y | EquipmentFailureInvolved¦Overhead¦Transformer¦FailedFaulted
21-0095422 | Unknown Cause | Patrol - found nothing |  |  | 2021 | Tier 2 - Elevated | Distribution Circuit | 7 | 27 | 2021-07-27 | 1415754 | Sus | Y | UnknownCause¦Patrolfoundnothing¦¦
21-0101657 | Equipment Failure/Involved | Overhead | Insulator | Broken | 2021 | Tier 3 - Extreme | Distribution Circuit | 8 | 8 | 2021-08-08 | 1437157 | Sus | Y | EquipmentFailureInvolved¦Overhead¦Insulator¦Broken
21-0105252 | Company Initiated | Construction Activity/equip, company | Transformer | Broken | 2021 | Tier 2 - Elevated | Transformer only | 8 | 16 | 2021-08-16 | 1444189 | Sus | Y | CompanyInitiated¦ConstructionActivityequipcompany¦Transformer¦Broken
21-0108496 | Animal | Squirrel | Bushing | Broken | 2021 | Tier 2 - Elevated | Distribution Circuit | 8 | 24 | 2021-08-24 | 1451346 | Sus | Y | Animal¦Squirrel¦Bushing¦Broken
21-0111470 | Animal | Squirrel | Pothead(Riser Termination) | Normal | 2021 | Tier 2 - Elevated | Distribution Circuit | 8 | 31 | 2021-08-31 | 1458813 | Sus | Y | Animal¦Squirrel¦Pothead(RiserTermination)¦Normal
21-0119227 | Unknown Cause | Patrol - found nothing |  |  | 2021 | Tier 3 - Extreme | Distribution Circuit | 9 | 18 | 2021-09-18 | 1474324 | Sus | Y | UnknownCause¦Patrolfoundnothing¦¦
21-0123520 | Unknown Cause | Patrol - found nothing |  |  | 2021 | Tier 2 - Elevated | Distribution Circuit | 9 | 28 | 2021-09-28 | 1482897 | Sus | Y | UnknownCause¦Patrolfoundnothing¦¦
21-0128735 | Equipment Failure/Involved | Overhead | Pole-Wood | Contaminated | 2021 | Tier 3 - Extreme | Distribution Circuit | 10 | 11 | 2021-10-11 | 1492782 | Sus | Y | EquipmentFailureInvolved¦Overhead¦PoleWood¦Contaminated
21-0129230 | Vegetation | Tree - fell into line | Conductor, Overhead | Broken, wire on ground | 2021 | Tier 2 - Elevated | Distribution Circuit | 10 | 11 | 2021-10-11 | 1494484 | Sus | Y | Vegetation¦Treefellintoline¦ConductorOverhead¦Brokenwireonground
21-0132875 | Equipment Failure/Involved | Overhead | Pole-Wood | Deteriorated | 2021 | Tier 2 - Elevated | Distribution Circuit | 10 | 19 | 2021-10-19 | 1501606 | Sus | Y | EquipmentFailureInvolved¦Overhead¦PoleWood¦Deteriorated
21-0135573 | Equipment Failure/Involved | Overhead | Conductor, Overhead | Together | 2021 | Tier 2 - Elevated | Distribution Circuit | 10 | 24 | 2021-10-24 | 1507253 | Sus | Y | EquipmentFailureInvolved¦Overhead¦ConductorOverhead¦Together
21-0135702 | Vegetation | Tree - fell into line | Conductor, Overhead | Broken, wire on ground | 2021 | Tier 2 - Elevated | Distribution Circuit | 10 | 24 | 2021-10-24 | 1508260 | Sus | Y | Vegetation¦Treefellintoline¦ConductorOverhead¦Brokenwireonground
21-0136630 | Vegetation | Tree - fell into line | Service conductor | On Ground | 2021 | Tier 2 - Elevated | Transformer only | 10 | 24 | 2021-10-24 | 1513420 | Sus | Y | Vegetation¦Treefellintoline¦Serviceconductor¦OnGround
21-0138581 | Vegetation | Tree - branch fell on line | Conductor, Overhead | Broken, wire on ground | 2021 | Tier 3 - Extreme | Distribution Circuit | 10 | 25 | 2021-10-25 | 1520097 | Sus | Y | Vegetation¦Treebranchfellonline¦ConductorOverhead¦Brokenwireonground
21-0143146 | Equipment Failure/Involved | Overhead | Transformer | Burned/flashed | 2021 | Tier 2 - Elevated | Transformer only | 11 | 7 | 2021-11-07 | 1536814 | Sus | Y | EquipmentFailureInvolved¦Overhead¦Transformer¦Burnedflashed
21-0145370 | Equipment Failure/Involved | Electrical Overload | Transformer (OH) | Failed/Faulted | 2021 | Tier 3 - Extreme | Transformer only | 11 | 14 | 2021-11-14 | 1543585 | Sus | Y | EquipmentFailureInvolved¦ElectricalOverload¦Transformer(OH)¦FailedFaulted
21-0147029 | Animal | Squirrel | Transformer (OH) | Failed/Faulted | 2021 | Tier 2 - Elevated | Distribution Circuit | 11 | 17 | 2021-11-17 | 1547563 | Sus | Y | Animal¦Squirrel¦Transformer(OH)¦FailedFaulted
21-0156702 | Equipment Failure/Involved | Overhead | Transformer (OH) | Broken | 2021 | Tier 2 - Elevated | Transformer only | 12 | 11 | 2021-12-11 | 1564373 | Sus | N | EquipmentFailureInvolved¦Overhead¦Transformer(OH)¦Broken
21-0157334 | Vegetation | Tree - fell into line | Conductor, Overhead | Together | 2021 | Tier 2 - Elevated | Distribution Circuit | 12 | 13 | 2021-12-13 | 1566952 | Sus | N | Vegetation¦Treefellintoline¦ConductorOverhead¦Together
21-0160711 | Unknown Cause | Patrol - found nothing |  |  | 2021 | Tier 2 - Elevated | Distribution Circuit | 12 | 25 | 2021-12-25 | 1582170 | Sus | N | UnknownCause¦Patrolfoundnothing¦¦
21-0161415 | Equipment Failure/Involved | Overhead | Conductor, Overhead | Broken, wire on ground | 2021 | Tier 3 - Extreme | Distribution Circuit | 12 | 27 | 2021-12-27 | 1587372 | Sus | N | EquipmentFailureInvolved¦Overhead¦ConductorOverhead¦Brokenwireonground
21-0161872 | Vegetation | Tree - fell into line | Conductor, Overhead | Broken, wire on ground | 2021 | Tier 2 - Elevated | Distribution Circuit | 12 | 26 | 2021-12-26 | 1590027 | Sus | N | Vegetation¦Treefellintoline¦ConductorOverhead¦Brokenwireonground
22-0005060 | Vegetation | Tree - fell into line | Conductor, Overhead | Broken, wire on ground | 2021 | Tier 3 - Extreme | Distribution Circuit | 12 | 26 | 2021-12-26 | 1591688 | Sus | N | Vegetation¦Treefellintoline¦ConductorOverhead¦Brokenwireonground
22-0005464 | Equipment Failure/Involved | Overhead | Insulator | Broken, wire on ground | 2022 | Tier 2 - Elevated | Distribution Circuit | 1 | 3 | 2022-01-03 | 1593438 | Sus | N | EquipmentFailureInvolved¦Overhead¦Insulator¦Brokenwireonground
22-0005732 | Unknown Cause | Patrol - found nothing |  |  | 2022 | Tier 2 - Elevated | Distribution Circuit | 1 | 3 | 2022-01-03 | 1594058 | Sus | N | UnknownCause¦Patrolfoundnothing¦¦
22-0007220 | Environmental/External | Ice or snow | Pole-Wood | Broken, wire on ground | 2021 | Tier 3 - Extreme | Distribution Circuit | 12 | 27 | 2021-12-27 | 1597150 | Sus | N | EnvironmentalExternal¦Iceorsnow¦PoleWood¦Brokenwireonground
22-0007322 | Vegetation | Tree - fell into line | Conductor, Overhead | Normal | 2022 | Tier 3 - Extreme | Distribution Circuit | 1 | 7 | 2022-01-07 | 1597263 | Sus | N | Vegetation¦Treefellintoline¦ConductorOverhead¦Normal
22-0007571 | Vegetation | Tree - fell into line | Conductor, Overhead | Broken, wire on ground | 2021 | Tier 2 - Elevated | Distribution Circuit | 12 | 27 | 2021-12-27 | 1598093 | Sus | N | Vegetation¦Treefellintoline¦ConductorOverhead¦Brokenwireonground
22-0012887 | Unknown Cause | Patrol - found nothing |  |  | 2022 | Tier 2 - Elevated | Distribution Circuit | 1 | 22 | 2022-01-22 | 1608629 | Sus | N | UnknownCause¦Patrolfoundnothing¦¦
22-0013040 | 3rd Party | Customer Equipment | Conductor, Overhead | Broken, wire on ground | 2022 | Tier 3 - Extreme | Distribution Circuit | 1 | 22 | 2022-01-22 | 1609381 | Sus | N | 3rdParty¦CustomerEquipment¦ConductorOverhead¦Brokenwireonground
22-0013132 | Vegetation | Tree - grew into line | Conductor, Overhead | Normal | 2022 | Tier 2 - Elevated | Transformer only | 1 | 22 | 2022-01-22 | 1609003 | Sus | N | Vegetation¦Treegrewintoline¦ConductorOverhead¦Normal
22-0017622 | Unknown Cause | Patrol - found nothing |  |  | 2022 | Tier 3 - Extreme | Distribution Circuit | 2 | 2 | 2022-02-02 | 1618886 | Sus | N | UnknownCause¦Patrolfoundnothing¦¦
22-0018955 | Equipment Failure/Involved | Overhead | Pole-Wood | Normal | 2022 | Tier 2 - Elevated | Transformer only | 2 | 5 | 2022-02-05 | 1621581 | Sus | N | EquipmentFailureInvolved¦Overhead¦PoleWood¦Normal
22-0023975 | Unknown Cause | Patrol - not conducted |  |  | 2022 | Tier 3 - Extreme | Distribution Circuit | 2 | 18 | 2022-02-18 | 1631748 | Sus | N | UnknownCause¦Patrolnotconducted¦¦
22-0024870 | Vegetation | Tree - branch fell on line | Transformer (OH) | Normal | 2022 | Tier 3 - Extreme | Transformer only | 2 | 22 | 2022-02-22 | 1633556 | Sus | N | Vegetation¦Treebranchfellonline¦Transformer(OH)¦Normal
22-0031597 | 3rd Party | Vehicle | Pole-Wood | Broken | 2022 | Tier 2 - Elevated | Distribution Circuit | 3 | 9 | 2022-03-09 | 1645079 | Sus | N | 3rdParty¦Vehicle¦PoleWood¦Broken
22-0031705 | Equipment Failure/Involved | Overhead | Fuse | Burned Open | 2022 | Tier 2 - Elevated | Transformer only | 3 | 9 | 2022-03-09 | 1645122 | Sus | N | EquipmentFailureInvolved¦Overhead¦Fuse¦BurnedOpen
22-0038809 | Animal | Bird found | Conductor, Overhead | Normal | 2022 | Tier 2 - Elevated | Distribution Circuit | 3 | 26 | 2022-03-26 | 1656184 | Sus | N | Animal¦Birdfound¦ConductorOverhead¦Normal
22-0039095 | Vegetation | Tree - bark fell into line | Conductor, Overhead | Normal | 2022 | Tier 3 - Extreme | Distribution Circuit | 3 | 27 | 2022-03-27 | 1657248 | Sus | N | Vegetation¦Treebarkfellintoline¦ConductorOverhead¦Normal
22-0040634 | Vegetation | Tree - fell into line | Conductor, Overhead | Normal | 2022 | Tier 3 - Extreme | Distribution Circuit | 3 | 30 | 2022-03-30 | 1659663 | Sus | N | Vegetation¦Treefellintoline¦ConductorOverhead¦Normal
22-0042122 | Animal | Squirrel | Fuse | Failed/Faulted | 2022 | Tier 3 - Extreme | Distribution Circuit | 4 | 3 | 2022-04-03 | 1661929 | Sus | N | Animal¦Squirrel¦Fuse¦FailedFaulted
22-0045780 | Equipment Failure/Involved | Overhead | Transformer (OH) | Normal | 2022 | Tier 2 - Elevated | Transformer only | 4 | 11 | 2022-04-11 | 1669463 | Sus | N | EquipmentFailureInvolved¦Overhead¦Transformer(OH)¦Normal
22-0050609 | Unknown Cause | Patrol - found nothing |  |  | 2022 | Tier 3 - Extreme | Distribution Circuit | 4 | 16 | 2022-04-16 | 1674530 | Sus | N | UnknownCause¦Patrolfoundnothing¦¦
22-0053793 | Vegetation | Tree - fell into line | Pole-Wood | Broken, wire on ground | 2022 | Tier 2 - Elevated | Distribution Circuit | 4 | 24 | 2022-04-24 | 1680471 | Sus | N | Vegetation¦Treefellintoline¦PoleWood¦Brokenwireonground
22-0058854 | Unknown Cause | Patrol - found nothing |  |  | 2022 | Tier 2 - Elevated | Distribution Circuit | 5 | 6 | 2022-05-06 | 1689709 | Sus | Y | UnknownCause¦Patrolfoundnothing¦¦
22-0062153 | Equipment Failure/Involved | Overhead | Connector or Splice (OH) | Broken | 2022 | Tier 3 - Extreme | Distribution Circuit | 5 | 14 | 2022-05-14 | 1696260 | Sus | Y | EquipmentFailureInvolved¦Overhead¦ConnectororSplice(OH)¦Broken
22-0062801 | Vegetation | Tree - fell into line | Conductor, Overhead | Normal | 2022 | Tier 3 - Extreme | Distribution Circuit | 5 | 17 | 2022-05-17 | 1698172 | Sus | Y | Vegetation¦Treefellintoline¦ConductorOverhead¦Normal
22-0066604 | Vegetation | Tree - fell into line | Secondary | Broken, wire on ground | 2022 | Tier 2 - Elevated | Distribution Circuit | 5 | 26 | 2022-05-26 | 1711061 | Sus | Y | Vegetation¦Treefellintoline¦Secondary¦Brokenwireonground
22-0070360 | Animal | Other | Fuse | Burned Open | 2022 | Tier 2 - Elevated | Distribution Circuit | 6 | 5 | 2022-06-05 | 1719727 | Sus | Y | Animal¦Other¦Fuse¦BurnedOpen
22-0073492 | Unknown Cause | Patrol - found nothing |  |  | 2022 | Tier 2 - Elevated | Distribution Circuit | 6 | 13 | 2022-06-13 | 1729712 | Sus | Y | UnknownCause¦Patrolfoundnothing¦¦
22-0073911 | Equipment Failure/Involved | Overhead | Transformer (OH) | Deteriorated | 2022 | Tier 2 - Elevated | Transformer only | 6 | 13 | 2022-06-13 | 1730617 | Sus | Y | EquipmentFailureInvolved¦Overhead¦Transformer(OH)¦Deteriorated
22-0081391 | 3rd Party | Vehicle | Pole-Wood | Broken | 2022 | Tier 2 - Elevated | Distribution Circuit | 7 | 2 | 2022-07-02 | 1747866 | Sus | Y | 3rdParty¦Vehicle¦PoleWood¦Broken
22-0098546 | Equipment Failure/Involved | Substation | Circuit Breaker | Failed/Faulted | 2022 | Tier 2 - Elevated | Substation - Transmission | 8 | 17 | 2022-08-17 | 1783277 | Sus | Y | EquipmentFailureInvolved¦Substation¦CircuitBreaker¦FailedFaulted
22-0105506 | Unknown Cause | Patrol - found nothing |  |  | 2022 | Tier 2 - Elevated | Distribution Circuit | 9 | 3 | 2022-09-03 | 1798366 | Sus | Y | UnknownCause¦Patrolfoundnothing¦¦
22-0105669 | Equipment Failure/Involved | Overhead | Conductor, Overhead | Broken, wire on ground | 2022 | Tier 3 - Extreme | Distribution Circuit | 9 | 4 | 2022-09-04 | 1798836 | Sus | Y | EquipmentFailureInvolved¦Overhead¦ConductorOverhead¦Brokenwireonground
22-0108766 | Unknown Cause | Patrol - found nothing |  |  | 2022 | Tier 3 - Extreme | Distribution Circuit | 9 | 10 | 2022-09-10 | 1807615 | Sus | Y | UnknownCause¦Patrolfoundnothing¦¦
22-0112376 | Vegetation | Tree - fell into line | Conductor, Overhead | Broken, wire on ground | 2022 | Tier 2 - Elevated | Distribution Circuit | 9 | 19 | 2022-09-19 | 1816845 | Sus | Y | Vegetation¦Treefellintoline¦ConductorOverhead¦Brokenwireonground
22-0121952 | 3rd Party | Vandalism | Metering Equipment | Failed/Faulted | 2022 | Tier 2 - Elevated | Transformer only | 10 | 17 | 2022-10-17 | 1838599 | Sus | Y | 3rdParty¦Vandalism¦MeteringEquipment¦FailedFaulted
22-0123383 | Unknown Cause | Patrol - found nothing |  |  | 2022 | Tier 3 - Extreme | Transformer only | 10 | 20 | 2022-10-20 | 1841628 | Sus | Y | UnknownCause¦Patrolfoundnothing¦¦
22-0132733 | Company Initiated | Coordination failure | Recloser | Malfunctioning | 2022 | Tier 2 - Elevated | Distribution Circuit | 11 | 19 | 2022-11-19 | 1865809 | Sus | Y | CompanyInitiated¦Coordinationfailure¦Recloser¦Malfunctioning
22-0133666 | Unknown Cause | Patrol - found nothing |  |  | 2022 | Tier 2 - Elevated | Transformer only | 11 | 22 | 2022-11-22 | 1868091 | Sus | Y | UnknownCause¦Patrolfoundnothing¦¦
22-0135389 | Unknown Cause | Patrol - found nothing |  |  | 2022 | Tier 2 - Elevated | Distribution Circuit | 12 | 1 | 2022-12-01 | 1872660 | Sus | N | UnknownCause¦Patrolfoundnothing¦¦
22-0135441 | Unknown Cause | Patrol - not conducted |  |  | 2022 | Tier 2 - Elevated | Distribution Circuit | 12 | 1 | 2022-12-01 | 1872797 | Sus | N | UnknownCause¦Patrolnotconducted¦¦
22-0136338 | Unknown Cause | Patrol - not conducted |  |  | 2022 | Tier 3 - Extreme | Distribution Circuit | 12 | 3 | 2022-12-03 | 1875368 | Sus | N | UnknownCause¦Patrolnotconducted¦¦
22-0139128 | Equipment Failure/Involved | Overhead | Recloser | Malfunctioning | 2022 | Tier 3 - Extreme | Distribution Circuit | 12 | 12 | 2022-12-12 | 1886708 | Sus | N | EquipmentFailureInvolved¦Overhead¦Recloser¦Malfunctioning
22-0139201 | Vegetation | Tree - fell into line | Pole-Wood | Broken, wire on ground | 2022 | Tier 3 - Extreme | Distribution Circuit | 12 | 11 | 2022-12-11 | 1886450 | Sus | N | Vegetation¦Treefellintoline¦PoleWood¦Brokenwireonground
22-0139410 | Equipment Failure/Involved | Overhead | Connector or Splice (OH) | Broken, wire on ground | 2022 | Tier 2 - Elevated | Distribution Circuit | 12 | 13 | 2022-12-13 | 1887885 | Sus | N | EquipmentFailureInvolved¦Overhead¦ConnectororSplice(OH)¦Brokenwireonground
22-0141003 | Equipment Failure/Involved | Overhead | Transformer (OH) | Broken | 2022 | Tier 2 - Elevated | Transformer only | 12 | 22 | 2022-12-22 | 1895849 | Sus | N | EquipmentFailureInvolved¦Overhead¦Transformer(OH)¦Broken
15-0002610 | Equipment Failure/Involved | Other | Transformer | Malfunctioning | 2015 | Tier 2 - Elevated | Transformer only | 1 | 5 | 2015-01-05 | 1159554 | Sus | N | EquipmentFailureInvolved¦Other¦Transformer¦Malfunctioning
15-0010393 | Vegetation | Tree - fell into line | Conductor, Overhead | Broken, wire on ground | 2015 | Tier 2 - Elevated | Distribution Circuit | 2 | 6 | 2015-02-06 | 1176092 | Sus | N | Vegetation¦Treefellintoline¦ConductorOverhead¦Brokenwireonground
15-0013549 | Equipment Failure/Involved | Other | Connector or Splice (OH) | Broken | 2015 | Tier 2 - Elevated | Distribution Circuit | 2 | 16 | 2015-02-16 | 1191080 | Sus | N | EquipmentFailureInvolved¦Other¦ConnectororSplice(OH)¦Broken
15-0022162 | Equipment Failure/Involved | Other | Crossarm, Wood | Broken | 2015 | Tier 3 - Extreme | Distribution Circuit | 3 | 25 | 2015-03-25 | 1208166 | Sus | N | EquipmentFailureInvolved¦Other¦CrossarmWood¦Broken
15-0024803 | Vegetation | Tree - fell into line | Conductor, Overhead | Broken, wire on ground | 2015 | Tier 2 - Elevated | Distribution Circuit | 4 | 7 | 2015-04-07 | 1214648 | Sus | N | Vegetation¦Treefellintoline¦ConductorOverhead¦Brokenwireonground
15-0034336 | Unknown Cause | Patrol - found nothing |  |  | 2015 | Tier 2 - Elevated | Distribution Circuit | 5 | 15 | 2015-05-15 | 1234954 | Sus | Y | UnknownCause¦Patrolfoundnothing¦¦
15-0036128 | Unknown Cause | Patrol - found nothing |  |  | 2015 | Tier 3 - Extreme | Distribution Circuit | 5 | 23 | 2015-05-23 | 1238734 | Sus | Y | UnknownCause¦Patrolfoundnothing¦¦
15-0036215 | Environmental/External | Lightning | Transformer | Failed/Faulted | 2015 | Tier 3 - Extreme | Transformer only | 5 | 24 | 2015-05-24 | 1238982 | Sus | Y | EnvironmentalExternal¦Lightning¦Transformer¦FailedFaulted
15-0050558 | Vegetation | Tree - fell into line | Conductor, Overhead | Normal | 2015 | Tier 2 - Elevated | Distribution Circuit | 7 | 26 | 2015-07-26 | 1277450 | Sus | Y | Vegetation¦Treefellintoline¦ConductorOverhead¦Normal
15-0054888 | 3rd Party | Vehicle | Anchor or Guy | Normal | 2015 | Tier 2 - Elevated | Distribution Circuit | 8 | 13 | 2015-08-13 | 1287906 | Sus | Y | 3rdParty¦Vehicle¦AnchororGuy¦Normal
15-0058123 | Unknown Cause | Patrol - found nothing |  |  | 2015 | Tier 3 - Extreme | Distribution Circuit | 8 | 28 | 2015-08-28 | 1296501 | Sus | Y | UnknownCause¦Patrolfoundnothing¦¦
15-0058753 | Unknown Cause | Patrol - found nothing |  |  | 2015 | Tier 3 - Extreme | Distribution Circuit | 9 | 1 | 2015-09-01 | 1298547 | Sus | Y | UnknownCause¦Patrolfoundnothing¦¦
15-0061086 | 3rd Party | Tree - cutting, 3rd party | Conductor, Overhead | Broken, wire on ground | 2015 | Tier 2 - Elevated | Distribution Circuit | 9 | 13 | 2015-09-13 | 1304968 | Sus | Y | 3rdParty¦Treecutting3rdparty¦ConductorOverhead¦Brokenwireonground
15-0061487 | Environmental/External | Fire, Forest/Grass | Conductor, Overhead | Burned/flashed | 2015 | Tier 3 - Extreme | Distribution Circuit | 9 | 13 | 2015-09-13 | 1306237 | Sus | Y | EnvironmentalExternal¦FireForestGrass¦ConductorOverhead¦Burnedflashed
15-0062309 | Environmental/External | Fire, Forest/Grass | Pole-Wood | Burned/flashed | 2015 | Tier 2 - Elevated | Distribution Circuit | 9 | 19 | 2015-09-19 | 1308660 | Sus | Y | EnvironmentalExternal¦FireForestGrass¦PoleWood¦Burnedflashed
15-0071311 | Environmental/External | Lightning | Fuse | Failed/Faulted | 2015 | Tier 2 - Elevated | Distribution Circuit | 10 | 17 | 2015-10-17 | 1324068 | Sus | Y | EnvironmentalExternal¦Lightning¦Fuse¦FailedFaulted
15-0071340 | Unknown Cause | Patrol - found nothing |  |  | 2015 | Tier 2 - Elevated | Distribution Circuit | 10 | 17 | 2015-10-17 | 1323999 | Sus | Y | UnknownCause¦Patrolfoundnothing¦¦
15-0073242 | Animal | Squirrel | Pothead(Riser Termination) | Normal | 2015 | Tier 2 - Elevated | Distribution Circuit | 10 | 25 | 2015-10-25 | 1329009 | Sus | Y | Animal¦Squirrel¦Pothead(RiserTermination)¦Normal
15-0077057 | Unknown Cause | Patrol - found nothing |  |  | 2015 | Tier 2 - Elevated | Distribution Circuit | 11 | 10 | 2015-11-10 | 1338953 | Sus | Y | UnknownCause¦Patrolfoundnothing¦¦
15-0079489 | Equipment Failure/Involved | Overhead | Cutout, fuse holder | Broken | 2015 | Tier 3 - Extreme | Transformer only | 11 | 20 | 2015-11-20 | 1345869 | Sus | Y | EquipmentFailureInvolved¦Overhead¦Cutoutfuseholder¦Broken
15-0082386 | Vegetation | Tree - fell into line | Conductor, Overhead | Broken, wire on ground | 2015 | Tier 2 - Elevated | Distribution Circuit | 12 | 3 | 2015-12-03 | 1352389 | Sus | N | Vegetation¦Treefellintoline¦ConductorOverhead¦Brokenwireonground
15-0083647 | Equipment Failure/Involved | Electrical Overload | Crossarm, Wood | Broken | 2015 | Tier 3 - Extreme | Distribution Circuit | 12 | 9 | 2015-12-09 | 1356426 | Sus | N | EquipmentFailureInvolved¦ElectricalOverload¦CrossarmWood¦Broken
15-0084135 | Unknown Cause | Patrol - found nothing |  |  | 2015 | Tier 2 - Elevated | Distribution Circuit | 12 | 10 | 2015-12-10 | 1358175 | Sus | N | UnknownCause¦Patrolfoundnothing¦¦
15-0084488 | Vegetation | Tree - fell into line | Conductor, Overhead | Broken, wire on ground | 2015 | Tier 2 - Elevated | Distribution Circuit | 12 | 13 | 2015-12-13 | 1359783 | Sus | N | Vegetation¦Treefellintoline¦ConductorOverhead¦Brokenwireonground
15-0085575 | Equipment Failure/Involved | Overhead |  | Failed/Faulted | 2015 | Tier 2 - Elevated | Transformer only | 12 | 15 | 2015-12-15 | 1364418 | Sus | N | EquipmentFailureInvolved¦Overhead¦¦FailedFaulted
15-0086457 | Vegetation | Tree - branch fell on line | Conductor, Overhead | Broken, wire on ground | 2015 | Tier 3 - Extreme | Distribution Circuit | 12 | 21 | 2015-12-21 | 1367911 | Sus | N | Vegetation¦Treebranchfellonline¦ConductorOverhead¦Brokenwireonground
15-0087294 | Unknown Cause | Patrol - found nothing |  |  | 2015 | Tier 2 - Elevated | Distribution Circuit | 12 | 25 | 2015-12-25 | 1371737 | Sus | N | UnknownCause¦Patrolfoundnothing¦¦
16-0003681 | Unknown Cause | Patrol - not conducted |  |  | 2016 | Tier 3 - Extreme | Distribution Circuit | 1 | 7 | 2016-01-07 | 1379204 | Sus | N | UnknownCause¦Patrolnotconducted¦¦
16-0006080 | Equipment Failure/Involved | Overhead | Lightning Arrestor | Broken | 2016 | Tier 3 - Extreme | Distribution Circuit | 1 | 18 | 2016-01-18 | 1386223 | Sus | N | EquipmentFailureInvolved¦Overhead¦LightningArrestor¦Broken
16-0006386 | Vegetation | Tree - branch fell on line | Conductor, Overhead | Broken, wire on ground | 2016 | Tier 2 - Elevated | Distribution Circuit | 1 | 19 | 2016-01-19 | 1386688 | Sus | N | Vegetation¦Treebranchfellonline¦ConductorOverhead¦Brokenwireonground
16-0011180 | Vegetation | Tree - fell into line | Conductor, Overhead | Normal | 2016 | Tier 3 - Extreme | Distribution Circuit | 2 | 7 | 2016-02-07 | 1399871 | Sus | N | Vegetation¦Treefellintoline¦ConductorOverhead¦Normal
16-0013060 | Vegetation | Tree - branch fell on line | Conductor, Overhead | Normal | 2016 | Tier 3 - Extreme | Distribution Circuit | 2 | 17 | 2016-02-17 | 1404735 | Sus | N | Vegetation¦Treebranchfellonline¦ConductorOverhead¦Normal
16-0013126 | Unknown Cause | Patrol - found nothing |  |  | 2016 | Tier 2 - Elevated | Distribution Circuit | 2 | 17 | 2016-02-17 | 1405025 | Sus | N | UnknownCause¦Patrolfoundnothing¦¦
16-0013237 | Vegetation | Tree - branch fell on line | Conductor, Overhead | Normal | 2016 | Tier 3 - Extreme | Distribution Circuit | 2 | 17 | 2016-02-17 | 1404743 | Sus | N | Vegetation¦Treebranchfellonline¦ConductorOverhead¦Normal
16-0014520 | 3rd Party | Fire, house or bldg. | Service conductor | Burned/flashed | 2016 | Tier 3 - Extreme | Transformer only | 2 | 20 | 2016-02-20 | 1409919 | Sus | N | 3rdParty¦Firehouseorbldg¦Serviceconductor¦Burnedflashed
16-0024854 | 3rd Party | Tree - cutting, 3rd party | Conductor, Overhead | Broken, wire on ground | 2016 | Tier 2 - Elevated | Distribution Circuit | 3 | 29 | 2016-03-29 | 1441093 | Sus | N | 3rdParty¦Treecutting3rdparty¦ConductorOverhead¦Brokenwireonground
16-0025763 | Unknown Cause | Patrol - not conducted |  |  | 2016 | Tier 2 - Elevated | Distribution Circuit | 4 | 3 | 2016-04-03 | 1443496 | Sus | N | UnknownCause¦Patrolnotconducted¦¦
16-0029121 | 3rd Party | Vehicle | Conductor, Overhead | Broken | 2016 | Tier 2 - Elevated | Transformer only | 4 | 16 | 2016-04-16 | 1451962 | Sus | N | 3rdParty¦Vehicle¦ConductorOverhead¦Broken
16-0036145 | Equipment Failure/Involved | Overhead | Transformer (OH) | Failed/Faulted | 2016 | Tier 2 - Elevated | Transformer only | 5 | 15 | 2016-05-15 | 1469994 | Sus | Y | EquipmentFailureInvolved¦Overhead¦Transformer(OH)¦FailedFaulted
16-0036373 | Equipment Failure/Involved | Overhead | Transformer | Failed/Faulted | 2016 | Tier 2 - Elevated | Transformer only | 5 | 16 | 2016-05-16 | 1470794 | Sus | Y | EquipmentFailureInvolved¦Overhead¦Transformer¦FailedFaulted
16-0043173 | Equipment Failure/Involved | Overhead | Transformer | Failed/Faulted | 2016 | Tier 2 - Elevated | Transformer only | 6 | 14 | 2016-06-14 | 1488722 | Sus | Y | EquipmentFailureInvolved¦Overhead¦Transformer¦FailedFaulted
16-0047689 | Vegetation | Tree - fell into line | Conductor, Overhead | Broken, wire on ground | 2016 | Tier 2 - Elevated | Distribution Circuit | 7 | 3 | 2016-07-03 | 1500598 | Sus | Y | Vegetation¦Treefellintoline¦ConductorOverhead¦Brokenwireonground
16-0050448 | Unknown Cause | Patrol - found nothing |  |  | 2016 | Tier 2 - Elevated | Distribution Circuit | 7 | 17 | 2016-07-17 | 1511422 | Sus | Y | UnknownCause¦Patrolfoundnothing¦¦
16-0053675 | Unknown Cause | Patrol - found nothing |  |  | 2016 | Tier 3 - Extreme | Distribution Circuit | 7 | 29 | 2016-07-29 | 1518471 | Sus | Y | UnknownCause¦Patrolfoundnothing¦¦
16-0053830 | Unknown Cause | Patrol - found nothing |  |  | 2016 | Tier 2 - Elevated | Distribution Circuit | 7 | 30 | 2016-07-30 | 1518894 | Sus | Y | UnknownCause¦Patrolfoundnothing¦¦
16-0054721 | Unknown Cause | Patrol - found nothing |  |  | 2016 | Tier 2 - Elevated | Distribution Circuit | 8 | 3 | 2016-08-03 | 1520919 | Sus | Y | UnknownCause¦Patrolfoundnothing¦¦
16-0057996 | Vegetation | Tree - fell into line | Conductor, Overhead | Normal | 2016 | Tier 2 - Elevated | Distribution Circuit | 8 | 17 | 2016-08-17 | 1528017 | Sus | Y | Vegetation¦Treefellintoline¦ConductorOverhead¦Normal
16-0062159 | Equipment Failure/Involved | Overhead | Transformer | Failed/Faulted | 2016 | Tier 2 - Elevated | Transformer only | 9 | 2 | 2016-09-02 | 1536119 | Sus | Y | EquipmentFailureInvolved¦Overhead¦Transformer¦FailedFaulted
16-0062413 | Unknown Cause | Patrol - found nothing |  |  | 2016 | Tier 2 - Elevated | Distribution Circuit | 9 | 5 | 2016-09-05 | 1536919 | Sus | Y | UnknownCause¦Patrolfoundnothing¦¦
16-0065742 | Unknown Cause | Patrol - found nothing |  |  | 2016 | Tier 2 - Elevated | Distribution Circuit | 9 | 19 | 2016-09-19 | 1544100 | Sus | Y | UnknownCause¦Patrolfoundnothing¦¦
16-0070988 | Unknown Cause | Patrol - found nothing |  |  | 2016 | Tier 2 - Elevated | Distribution Circuit | 10 | 10 | 2016-10-10 | 1556070 | Sus | Y | UnknownCause¦Patrolfoundnothing¦¦
16-0074239 | Vegetation | Tree - fell into line | Conductor, Overhead | Normal | 2016 | Tier 3 - Extreme | Distribution Circuit | 10 | 20 | 2016-10-20 | 1566402 | Sus | Y | Vegetation¦Treefellintoline¦ConductorOverhead¦Normal
16-0080674 | Equipment Failure/Involved | Overhead | Transformer | Failed/Faulted | 2016 | Tier 3 - Extreme | Transformer only | 11 | 17 | 2016-11-17 | 1583508 | Sus | Y | EquipmentFailureInvolved¦Overhead¦Transformer¦FailedFaulted
16-0080971 | Unknown Cause | Patrol - not conducted |  |  | 2016 | Tier 2 - Elevated | Distribution Circuit | 11 | 18 | 2016-11-18 | 1584226 | Sus | Y | UnknownCause¦Patrolnotconducted¦¦
16-0085226 | Equipment Failure/Involved | Overhead | Transformer | Arcing | 2016 | Tier 2 - Elevated | Transformer only | 12 | 12 | 2016-12-12 | 1600395 | Sus | N | EquipmentFailureInvolved¦Overhead¦Transformer¦Arcing
16-0085823 | Vegetation | Tree - branch fell on line | Conductor, Overhead | Normal | 2016 | Tier 2 - Elevated | Distribution Circuit | 12 | 15 | 2016-12-15 | 1603218 | Sus | N | Vegetation¦Treebranchfellonline¦ConductorOverhead¦Normal
16-0087508 | 3rd Party | Vehicle | Pole-Wood | Broken, wire on ground | 2016 | Tier 3 - Extreme | Distribution Circuit | 12 | 31 | 2016-12-31 | 1614036 | Sus | N | 3rdParty¦Vehicle¦PoleWood¦Brokenwireonground
17-0003117 | Vegetation | Tree - fell into line | Conductor, Overhead | Broken, wire on ground | 2017 | Tier 2 - Elevated | Distribution Circuit | 1 | 3 | 2017-01-03 | 1615837 | Sus | N | Vegetation¦Treefellintoline¦ConductorOverhead¦Brokenwireonground
17-0004614 | Unknown Cause | Patrol - found nothing |  |  | 2017 | Tier 3 - Extreme | Distribution Circuit | 1 | 7 | 2017-01-07 | 1621072 | Sus | N | UnknownCause¦Patrolfoundnothing¦¦
17-0005040 | Vegetation | Tree - fell into line | Conductor, Overhead | Normal | 2017 | Tier 2 - Elevated | Distribution Circuit | 1 | 8 | 2017-01-08 | 1623930 | Sus | N | Vegetation¦Treefellintoline¦ConductorOverhead¦Normal
17-0005512 | Equipment Failure/Involved | Overhead | Conductor, Overhead | Broken, wire on ground | 2017 | Tier 3 - Extreme | Distribution Circuit | 1 | 8 | 2017-01-08 | 1627922 | Sus | N | EquipmentFailureInvolved¦Overhead¦ConductorOverhead¦Brokenwireonground
17-0005578 | Vegetation | Tree - branch fell on line | Conductor, Overhead | Normal | 2017 | Tier 2 - Elevated | Distribution Circuit | 1 | 8 | 2017-01-08 | 1626028 | Sus | N | Vegetation¦Treebranchfellonline¦ConductorOverhead¦Normal
17-0005660 | Vegetation | Tree - fell into line | Conductor, Overhead | Normal | 2017 | Tier 3 - Extreme | Distribution Circuit | 1 | 8 | 2017-01-08 | 1628975 | Sus | N | Vegetation¦Treefellintoline¦ConductorOverhead¦Normal
17-0006271 | Unknown Cause | Patrol - not conducted |  |  | 2017 | Tier 3 - Extreme | Distribution Circuit | 1 | 9 | 2017-01-09 | 1632064 | Sus | N | UnknownCause¦Patrolnotconducted¦¦
17-0006894 | Vegetation | Tree - fell into line | Pole-Wood | Broken, wire on ground | 2017 | Tier 2 - Elevated | Distribution Circuit | 1 | 10 | 2017-01-10 | 1634503 | Sus | N | Vegetation¦Treefellintoline¦PoleWood¦Brokenwireonground
17-0006993 | Equipment Failure/Involved | Overhead | Pole-Wood | Broken, wire on ground | 2017 | Tier 3 - Extreme | Distribution Circuit | 1 | 10 | 2017-01-10 | 1634189 | Sus | N | EquipmentFailureInvolved¦Overhead¦PoleWood¦Brokenwireonground
17-0011549 | Vegetation | Tree - fell into line | Pole-Wood | Broken, wire on ground | 2017 | Tier 2 - Elevated | Distribution Circuit | 1 | 20 | 2017-01-20 | 1653713 | Sus | N | Vegetation¦Treefellintoline¦PoleWood¦Brokenwireonground
17-0011662 | Unknown Cause | Patrol - found nothing |  |  | 2017 | Tier 2 - Elevated | Transmission line | 1 | 20 | 2017-01-20 | 1654549 | Sus | N | UnknownCause¦Patrolfoundnothing¦¦
17-0012118 | Vegetation | Tree - fell into line | Conductor, Overhead | Normal | 2017 | Tier 2 - Elevated | Distribution Circuit | 1 | 21 | 2017-01-21 | 1656937 | Sus | N | Vegetation¦Treefellintoline¦ConductorOverhead¦Normal
17-0013644 | Vegetation | Tree - branch fell on line | Conductor, Overhead | On Ground | 2017 | Tier 3 - Extreme | Distribution Circuit | 1 | 23 | 2017-01-23 | 1663088 | Sus | N | Vegetation¦Treebranchfellonline¦ConductorOverhead¦OnGround
17-0013932 | Equipment Failure/Involved | Overhead | Transformer | Burned Open | 2017 | Tier 3 - Extreme | Transformer only | 1 | 23 | 2017-01-23 | 1663249 | Sus | N | EquipmentFailureInvolved¦Overhead¦Transformer¦BurnedOpen
17-0017233 | Vegetation | Tree - branch fell on line | Conductor, Overhead | Normal | 2017 | Tier 3 - Extreme | Distribution Circuit | 2 | 3 | 2017-02-03 | 1673820 | Sus | N | Vegetation¦Treebranchfellonline¦ConductorOverhead¦Normal
17-0017473 | Unknown Cause | Patrol - not conducted |  |  | 2017 | Tier 2 - Elevated | Distribution Circuit | 2 | 4 | 2017-02-04 | 1674928 | Sus | N | UnknownCause¦Patrolnotconducted¦¦
17-0018195 | Equipment Failure/Involved | Overhead | Pole-Wood | Broken, wire on ground | 2017 | Tier 3 - Extreme | Distribution Circuit | 2 | 7 | 2017-02-07 | 1678242 | Sus | N | EquipmentFailureInvolved¦Overhead¦PoleWood¦Brokenwireonground
17-0020770 | Vegetation | Tree - fell into line | Conductor, Overhead | Broken, wire on object | 2017 | Tier 2 - Elevated | Transformer only | 2 | 13 | 2017-02-13 | 1687698 | Sus | N | Vegetation¦Treefellintoline¦ConductorOverhead¦Brokenwireonobject
17-0021913 | Unknown Cause | Patrol - found nothing |  |  | 2017 | Tier 2 - Elevated | Distribution Circuit | 2 | 17 | 2017-02-17 | 1691989 | Sus | N | UnknownCause¦Patrolfoundnothing¦¦
17-0023367 | Vegetation | Tree - fell into line | Conductor, Overhead | Broken, wire on ground | 2017 | Tier 3 - Extreme | Distribution Circuit | 2 | 17 | 2017-02-17 | 1694719 | Sus | N | Vegetation¦Treefellintoline¦ConductorOverhead¦Brokenwireonground
17-0023414 | Vegetation | Tree - fell into line | Conductor, Overhead | Broken, wire on ground | 2017 | Tier 2 - Elevated | Distribution Circuit | 2 | 19 | 2017-02-19 | 1701382 | Sus | N | Vegetation¦Treefellintoline¦ConductorOverhead¦Brokenwireonground
17-0024896 | Vegetation | Tree - fell into line | Conductor, Overhead | Normal | 2017 | Tier 2 - Elevated | Distribution Circuit | 2 | 20 | 2017-02-20 | 1706521 | Sus | N | Vegetation¦Treefellintoline¦ConductorOverhead¦Normal
17-0025235 | Vegetation | Tree - fell into line | Pole-Wood | Broken, wire on ground | 2017 | Tier 3 - Extreme | Distribution Circuit | 2 | 20 | 2017-02-20 | 1704416 | Sus | N | Vegetation¦Treefellintoline¦PoleWood¦Brokenwireonground
17-0025243 | Vegetation | Tree - fell into line | Conductor, Overhead | Broken, wire on ground | 2017 | Tier 2 - Elevated | Distribution Circuit | 2 | 21 | 2017-02-21 | 1709104 | Sus | N | Vegetation¦Treefellintoline¦ConductorOverhead¦Brokenwireonground
17-0029831 | Vegetation | Tree - branch fell on line | Conductor, Overhead | Normal | 2017 | Tier 2 - Elevated | Distribution Circuit | 3 | 9 | 2017-03-09 | 1723534 | Sus | N | Vegetation¦Treebranchfellonline¦ConductorOverhead¦Normal
17-0031932 | Vegetation | Tree - fell into line | Conductor, Overhead | Normal | 2017 | Tier 2 - Elevated | Distribution Circuit | 3 | 20 | 2017-03-20 | 1730571 | Sus | N | Vegetation¦Treefellintoline¦ConductorOverhead¦Normal
17-0032146 | Vegetation | Tree - bark fell into line | Conductor, Overhead | Normal | 2017 | Tier 2 - Elevated | Distribution Circuit | 3 | 20 | 2017-03-20 | 1730995 | Sus | N | Vegetation¦Treebarkfellintoline¦ConductorOverhead¦Normal
17-0032617 | Environmental/External | Lightning | Transformer | Failed/Faulted | 2017 | Tier 2 - Elevated | Transformer only | 3 | 22 | 2017-03-22 | 1732649 | Sus | N | EnvironmentalExternal¦Lightning¦Transformer¦FailedFaulted
17-0035890 | Unknown Cause | Patrol - found nothing |  |  | 2017 | Tier 2 - Elevated | Distribution Circuit | 4 | 2 | 2017-04-02 | 1742594 | Sus | N | UnknownCause¦Patrolfoundnothing¦¦
17-0037200 | Vegetation | Tree - fell into line | Pole-Wood | Broken, wire on ground | 2017 | Tier 3 - Extreme | Distribution Circuit | 4 | 6 | 2017-04-06 | 1745743 | Sus | N | Vegetation¦Treefellintoline¦PoleWood¦Brokenwireonground
17-0037272 | Vegetation | Tree - fell into line | Conductor, Overhead | Broken, wire on ground | 2017 | Tier 3 - Extreme | Distribution Circuit | 4 | 6 | 2017-04-06 | 1745935 | Sus | N | Vegetation¦Treefellintoline¦ConductorOverhead¦Brokenwireonground
17-0038190 | Environmental/External | Lightning | Fuse | Failed/Faulted | 2017 | Tier 2 - Elevated | Distribution Circuit | 4 | 8 | 2017-04-08 | 1752212 | Sus | N | EnvironmentalExternal¦Lightning¦Fuse¦FailedFaulted
17-0039128 | Vegetation | Tree - fell into line | Conductor, Overhead | Normal | 2017 | Tier 2 - Elevated | Distribution Circuit | 4 | 11 | 2017-04-11 | 1754989 | Sus | N | Vegetation¦Treefellintoline¦ConductorOverhead¦Normal
17-0039888 | Vegetation | Tree - fell into line | Conductor, Overhead | Broken, wire on ground | 2017 | Tier 2 - Elevated | Distribution Circuit | 4 | 13 | 2017-04-13 | 1756844 | Sus | N | Vegetation¦Treefellintoline¦ConductorOverhead¦Brokenwireonground
17-0039906 | Vegetation | Tree - fell into line | Conductor, Overhead | Together | 2017 | Tier 3 - Extreme | Distribution Circuit | 4 | 13 | 2017-04-13 | 1756963 | Sus | N | Vegetation¦Treefellintoline¦ConductorOverhead¦Together
17-0040827 | Vegetation | Tree - fell into line | Conductor, Overhead | On Ground | 2017 | Tier 2 - Elevated | Distribution Circuit | 4 | 17 | 2017-04-17 | 1759260 | Sus | N | Vegetation¦Treefellintoline¦ConductorOverhead¦OnGround
17-0045845 | Vegetation | Tree - fell into line | Conductor, Overhead | Broken, wire on ground | 2017 | Tier 2 - Elevated | Distribution Circuit | 5 | 6 | 2017-05-06 | 1776365 | Sus | Y | Vegetation¦Treefellintoline¦ConductorOverhead¦Brokenwireonground
17-0047394 | Unknown Cause | Patrol - found nothing |  |  | 2017 | Tier 3 - Extreme | Distribution Circuit | 5 | 11 | 2017-05-11 | 1780280 | Sus | Y | UnknownCause¦Patrolfoundnothing¦¦
17-0056171 | Equipment Failure/Involved | Electrical Overload | Fuse | Failed/Faulted | 2017 | Tier 2 - Elevated | Distribution Circuit | 6 | 18 | 2017-06-18 | 1808175 | Sus | Y | EquipmentFailureInvolved¦ElectricalOverload¦Fuse¦FailedFaulted
17-0062472 | Vegetation | Tree - fell into line | Pole-Wood | Broken, wire on ground | 2017 | Tier 3 - Extreme | Distribution Circuit | 7 | 12 | 2017-07-12 | 1830301 | Sus | Y | Vegetation¦Treefellintoline¦PoleWood¦Brokenwireonground
17-0063739 | Vegetation | Tree - branch fell on line | Fuse | Failed/Faulted | 2017 | Tier 3 - Extreme | Distribution Circuit | 7 | 18 | 2017-07-18 | 1835017 | Sus | Y | Vegetation¦Treebranchfellonline¦Fuse¦FailedFaulted
17-0064208 | Unknown Cause | Patrol - found nothing |  |  | 2017 | Tier 2 - Elevated | Distribution Circuit | 7 | 20 | 2017-07-20 | 1836111 | Sus | Y | UnknownCause¦Patrolfoundnothing¦¦
17-0065140 | 3rd Party | Customer Equipment | Fuse | Failed/Faulted | 2017 | Tier 3 - Extreme | Distribution Circuit | 7 | 24 | 2017-07-24 | 1838844 | Sus | Y | 3rdParty¦CustomerEquipment¦Fuse¦FailedFaulted
17-0066687 | Unknown Cause | Patrol - found nothing |  |  | 2017 | Tier 2 - Elevated | Distribution Circuit | 7 | 31 | 2017-07-31 | 1842938 | Sus | Y | UnknownCause¦Patrolfoundnothing¦¦
17-0067559 | Animal | Other | Conductor, Overhead | Normal | 2017 | Tier 2 - Elevated | Distribution Circuit | 8 | 3 | 2017-08-03 | 1845283 | Sus | Y | Animal¦Other¦ConductorOverhead¦Normal
17-0069524 | Unknown Cause | Patrol - found nothing |  |  | 2017 | Tier 3 - Extreme | Distribution Circuit | 8 | 10 | 2017-08-10 | 1850224 | Sus | Y | UnknownCause¦Patrolfoundnothing¦¦
17-0072078 | Vegetation | Tree - fell into line | Pole-Wood | Broken, wire on ground | 2017 | Tier 2 - Elevated | Distribution Circuit | 8 | 22 | 2017-08-22 | 1857058 | Sus | Y | Vegetation¦Treefellintoline¦PoleWood¦Brokenwireonground
17-0073266 | Vegetation | Tree - branch fell on line | Conductor, Overhead | Broken, wire on ground | 2017 | Tier 3 - Extreme | Distribution Circuit | 8 | 28 | 2017-08-28 | 1860967 | Sus | Y | Vegetation¦Treebranchfellonline¦ConductorOverhead¦Brokenwireonground
17-0074123 | Equipment Failure/Involved | Overhead | Crossarm, Wood | Burned/flashed | 2017 | Tier 2 - Elevated | Transformer only | 8 | 30 | 2017-08-30 | 1863269 | Sus | Y | EquipmentFailureInvolved¦Overhead¦CrossarmWood¦Burnedflashed
17-0075696 | Equipment Failure/Involved | Overhead | Conductor, Overhead | Together | 2017 | Tier 2 - Elevated | Distribution Circuit | 9 | 3 | 2017-09-03 | 1869352 | Sus | Y | EquipmentFailureInvolved¦Overhead¦ConductorOverhead¦Together
17-0078909 | Unknown Cause | Patrol - found nothing |  |  | 2017 | Tier 2 - Elevated | Distribution Circuit | 9 | 14 | 2017-09-14 | 1878777 | Sus | Y | UnknownCause¦Patrolfoundnothing¦¦
17-0081716 | Unknown Cause | Patrol - found nothing |  |  | 2017 | Tier 3 - Extreme | Distribution Circuit | 9 | 26 | 2017-09-26 | 1885859 | Sus | Y | UnknownCause¦Patrolfoundnothing¦¦
17-0085314 | Vegetation | Tree - fell into line | Pole-Wood | Broken, wire on object | 2017 | Tier 3 - Extreme | Distribution Circuit | 10 | 8 | 2017-10-08 | 1893731 | Sus | Y | Vegetation¦Treefellintoline¦PoleWood¦Brokenwireonobject
17-0087769 | Environmental/External | Fire, Forest/Grass | Transformer (OH) | Broken | 2017 | Tier 3 - Extreme | Transformer only | 10 | 8 | 2017-10-08 | 1902051 | Sus | Y | EnvironmentalExternal¦FireForestGrass¦Transformer(OH)¦Broken
17-0088879 | Vegetation | Tree - branch fell on line | Pole-Wood | Broken | 2017 | Tier 2 - Elevated | Distribution Circuit | 10 | 20 | 2017-10-20 | 1905025 | Sus | Y | Vegetation¦Treebranchfellonline¦PoleWood¦Broken
17-0092552 | Vegetation | Tree - fell into line | Conductor, Overhead | Normal | 2017 | Tier 2 - Elevated | Distribution Circuit | 11 | 3 | 2017-11-03 | 1915455 | Sus | Y | Vegetation¦Treefellintoline¦ConductorOverhead¦Normal
17-0094056 | Unknown Cause | Patrol - found nothing |  |  | 2017 | Tier 2 - Elevated | Distribution Circuit | 11 | 9 | 2017-11-09 | 1919709 | Sus | Y | UnknownCause¦Patrolfoundnothing¦¦
17-0102172 | Unknown Cause | Patrol - found nothing |  |  | 2017 | Tier 3 - Extreme | Distribution Circuit | 12 | 16 | 2017-12-16 | 1944223 | Sus | N | UnknownCause¦Patrolfoundnothing¦¦
18-0004824 | Equipment Failure/Involved | Overhead | Lightning Arrestor | Failed/Faulted | 2018 | Tier 2 - Elevated | Distribution Circuit | 1 | 9 | 2018-01-09 | 5311 | Sus | N | EquipmentFailureInvolved¦Overhead¦LightningArrestor¦FailedFaulted
18-0011274 | Vegetation | Tree - branch fell on line | Conductor, Overhead | Normal | 2018 | Tier 2 - Elevated | Distribution Circuit | 2 | 3 | 2018-02-03 | 18671 | Sus | N | Vegetation¦Treebranchfellonline¦ConductorOverhead¦Normal
18-0015282 | Vegetation | Tree - branch fell on line | Conductor, Overhead | Normal | 2018 | Tier 2 - Elevated | Distribution Circuit | 2 | 18 | 2018-02-18 | 26859 | Sus | N | Vegetation¦Treebranchfellonline¦ConductorOverhead¦Normal
18-0017585 | Unknown Cause | Patrol - found nothing |  |  | 2018 | Tier 3 - Extreme | Distribution Circuit | 2 | 26 | 2018-02-26 | 32449 | Sus | N | UnknownCause¦Patrolfoundnothing¦¦
18-0019099 | Vegetation | Tree - branch fell on line | Conductor, Overhead | Normal | 2018 | Tier 2 - Elevated | Distribution Circuit | 3 | 2 | 2018-03-02 | 36129 | Sus | N | Vegetation¦Treebranchfellonline¦ConductorOverhead¦Normal
18-0019214 | Vegetation | Tree - fell into line | Conductor, Overhead | Normal | 2018 | Tier 2 - Elevated | Distribution Circuit | 3 | 2 | 2018-03-02 | 36585 | Sus | N | Vegetation¦Treefellintoline¦ConductorOverhead¦Normal
18-0019241 | Unknown Cause | Patrol - found nothing |  |  | 2018 | Tier 3 - Extreme | Distribution Circuit | 3 | 2 | 2018-03-02 | 36510 | Sus | N | UnknownCause¦Patrolfoundnothing¦¦
18-0021629 | Equipment Failure/Involved | Overhead | Pole-Wood | Broken, wire on ground | 2018 | Tier 2 - Elevated | Distribution Circuit | 3 | 11 | 2018-03-11 | 41809 | Sus | N | EquipmentFailureInvolved¦Overhead¦PoleWood¦Brokenwireonground
18-0023229 | Unknown Cause | Patrol - not conducted |  |  | 2018 | Tier 3 - Extreme | Distribution Circuit | 3 | 16 | 2018-03-16 | 45180 | Sus | N | UnknownCause¦Patrolnotconducted¦¦
18-0023313 | Vegetation | Tree - fell into line | Conductor, Overhead | Broken, wire on ground | 2018 | Tier 3 - Extreme | Distribution Circuit | 3 | 16 | 2018-03-16 | 45310 | Sus | N | Vegetation¦Treefellintoline¦ConductorOverhead¦Brokenwireonground
18-0023398 | Unknown Cause | Patrol - found nothing |  |  | 2018 | Tier 3 - Extreme | Distribution Circuit | 3 | 16 | 2018-03-16 | 45408 | Sus | N | UnknownCause¦Patrolfoundnothing¦¦
18-0023587 | Unknown Cause | Patrol - found nothing |  |  | 2018 | Tier 3 - Extreme | Distribution Circuit | 3 | 16 | 2018-03-16 | 45780 | Sus | N | UnknownCause¦Patrolfoundnothing¦¦
18-0024454 | Animal | Bird found | Fuse | Failed/Faulted | 2018 | Tier 2 - Elevated | Distribution Circuit | 3 | 20 | 2018-03-20 | 48612 | Sus | N | Animal¦Birdfound¦Fuse¦FailedFaulted
18-0025309 | Vegetation | Tree - branch fell on line | Conductor, Overhead | Normal | 2018 | Tier 3 - Extreme | Distribution Circuit | 3 | 22 | 2018-03-22 | 50141 | Sus | N | Vegetation¦Treebranchfellonline¦ConductorOverhead¦Normal
18-0025530 | Vegetation | Tree - fell into line | Pole-Wood | Broken | 2018 | Tier 2 - Elevated | Distribution Circuit | 3 | 22 | 2018-03-22 | 50719 | Sus | N | Vegetation¦Treefellintoline¦PoleWood¦Broken
18-0028190 | Animal | Bird found |  | Failed/Faulted | 2018 | Tier 2 - Elevated | Transformer only | 3 | 31 | 2018-03-31 | 57191 | Sus | N | Animal¦Birdfound¦¦FailedFaulted
18-0042991 | Equipment Failure/Involved | Overhead | Pole-Wood | Broken | 2018 | Tier 3 - Extreme | Distribution Circuit | 5 | 21 | 2018-05-21 | 90988 | Sus | Y | EquipmentFailureInvolved¦Overhead¦PoleWood¦Broken
18-0045886 | Equipment Failure/Involved | Overhead | Transformer (OH) | Failed/Faulted | 2018 | Tier 3 - Extreme | Distribution Circuit | 5 | 30 | 2018-05-30 | 97625 | Sus | Y | EquipmentFailureInvolved¦Overhead¦Transformer(OH)¦FailedFaulted
18-0049200 | Unknown Cause | Patrol - found nothing |  |  | 2018 | Tier 3 - Extreme | Distribution Circuit | 6 | 9 | 2018-06-09 | 104955 | Sus | Y | UnknownCause¦Patrolfoundnothing¦¦
18-0054649 | Unknown Cause | Patrol - found nothing |  |  | 2018 | Tier 2 - Elevated | Distribution Circuit | 6 | 26 | 2018-06-26 | 118684 | Sus | Y | UnknownCause¦Patrolfoundnothing¦¦
18-0055249 | Unknown Cause | Patrol - found nothing |  |  | 2018 | Tier 2 - Elevated | Distribution Circuit | 6 | 28 | 2018-06-28 | 119906 | Sus | Y | UnknownCause¦Patrolfoundnothing¦¦
18-0059620 | Equipment Failure/Involved | Underground | Secondary | Broken | 2018 | Tier 2 - Elevated | Transformer only | 7 | 13 | 2018-07-13 | 131026 | Sus | Y | EquipmentFailureInvolved¦Underground¦Secondary¦Broken
18-0062118 | Equipment Failure/Involved | Overhead | Pole-Wood | Broken, wire on ground | 2018 | Tier 2 - Elevated | Distribution Circuit | 7 | 20 | 2018-07-20 | 136569 | Sus | Y | EquipmentFailureInvolved¦Overhead¦PoleWood¦Brokenwireonground
18-0064658 | Unknown Cause | Patrol - found nothing |  |  | 2018 | Tier 2 - Elevated | Distribution Circuit | 7 | 29 | 2018-07-29 | 143492 | Sus | Y | UnknownCause¦Patrolfoundnothing¦¦
18-0065759 | Equipment Failure/Involved | Overhead | Crossarm, Wood | Broken | 2018 | Tier 3 - Extreme | Distribution Circuit | 8 | 1 | 2018-08-01 | 146412 | Sus | Y | EquipmentFailureInvolved¦Overhead¦CrossarmWood¦Broken
18-0066764 | 3rd Party | Vandalism | Other | Burned/flashed | 2018 | Tier 2 - Elevated | Distribution Circuit | 8 | 4 | 2018-08-04 | 148957 | Sus | Y | 3rdParty¦Vandalism¦Other¦Burnedflashed
18-0066921 | Unknown Cause | Patrol - not conducted |  |  | 2018 | Tier 2 - Elevated | Distribution Circuit | 8 | 5 | 2018-08-05 | 149458 | Sus | Y | UnknownCause¦Patrolnotconducted¦¦
18-0068968 | Equipment Failure/Involved | Electrical Overload | Cutout, fuse holder | Broken | 2018 | Tier 2 - Elevated | Distribution Circuit | 8 | 11 | 2018-08-11 | 153411 | Sus | Y | EquipmentFailureInvolved¦ElectricalOverload¦Cutoutfuseholder¦Broken
18-0069962 | Animal | Bird found | Conductor, Overhead | Normal | 2018 | Tier 2 - Elevated | Distribution Circuit | 8 | 14 | 2018-08-14 | 155578 | Sus | Y | Animal¦Birdfound¦ConductorOverhead¦Normal
18-0071275 | Unknown Cause | Patrol - found nothing |  |  | 2018 | Tier 2 - Elevated | Transformer only | 8 | 17 | 2018-08-17 | 157339 | Sus | Y | UnknownCause¦Patrolfoundnothing¦¦
18-0082566 | Unknown Cause | Patrol - not conducted |  |  | 2018 | Tier 2 - Elevated | Distribution Circuit | 9 | 23 | 2018-09-23 | 179759 | Sus | Y | UnknownCause¦Patrolnotconducted¦¦
18-0086860 | Equipment Failure/Involved | Overhead | Transformer | Failed/Faulted | 2018 | Tier 2 - Elevated | Transformer only | 10 | 4 | 2018-10-04 | 188414 | Sus | Y | EquipmentFailureInvolved¦Overhead¦Transformer¦FailedFaulted
18-0088545 | Equipment Failure/Involved | Underground | Switch (UG) | Broken | 2018 | Tier 2 - Elevated | Distribution Circuit | 10 | 25 | 2018-10-25 | 202137 | Sus | Y | EquipmentFailureInvolved¦Underground¦Switch(UG)¦Broken
18-0094330 | 3rd Party | Vehicle | Pole-Wood | Broken | 2018 | Tier 2 - Elevated | Distribution Circuit | 10 | 25 | 2018-10-25 | 202550 | Sus | Y | 3rdParty¦Vehicle¦PoleWood¦Broken
18-0095094 | Animal | Squirrel | Conductor, Overhead | Normal | 2018 | Tier 2 - Elevated | Distribution Circuit | 10 | 29 | 2018-10-29 | 204191 | Sus | Y | Animal¦Squirrel¦ConductorOverhead¦Normal
18-0095437 | Wildfire Mitigation | CWSP - Vegetation Removal |  |  | 2018 | Tier 3 - Extreme | Distribution Circuit | 10 | 30 | 2018-10-30 | 205228 | Sus | Y | WildfireMitigation¦CWSPVegetationRemoval¦¦
18-0101112 | Equipment Failure/Involved | Electrical Overload | Transformer (OH) | Broken | 2018 | Tier 2 - Elevated | Transformer only | 11 | 16 | 2018-11-16 | 218371 | Sus | Y | EquipmentFailureInvolved¦ElectricalOverload¦Transformer(OH)¦Broken
18-0102775 | Vegetation | Tree - fell into line | Conductor, Overhead | Broken, wire on ground | 2018 | Tier 3 - Extreme | Distribution Circuit | 11 | 24 | 2018-11-24 | 223561 | Sus | Y | Vegetation¦Treefellintoline¦ConductorOverhead¦Brokenwireonground
18-0102798 | Vegetation | Tree - branch fell on line | Conductor, Overhead | Broken, wire on ground | 2018 | Tier 3 - Extreme | Distribution Circuit | 11 | 24 | 2018-11-24 | 223686 | Sus | Y | Vegetation¦Treebranchfellonline¦ConductorOverhead¦Brokenwireonground
18-0106018 | Unknown Cause | Patrol - not conducted |  |  | 2018 | Tier 3 - Extreme | Distribution Circuit | 12 | 1 | 2018-12-01 | 231387 | Sus | N | UnknownCause¦Patrolnotconducted¦¦
18-0108931 | Unknown Cause | Patrol - found nothing |  |  | 2018 | Tier 2 - Elevated | Distribution Circuit | 12 | 13 | 2018-12-13 | 239073 | Sus | N | UnknownCause¦Patrolfoundnothing¦¦
18-0110588 | Vegetation | Tree - fell into line | Conductor, Overhead | Broken, wire on ground | 2018 | Tier 3 - Extreme | Distribution Circuit | 12 | 24 | 2018-12-24 | 246244 | Sus | N | Vegetation¦Treefellintoline¦ConductorOverhead¦Brokenwireonground
18-0111217 | Vegetation | Tree - branch fell on line | Conductor, Overhead | Normal | 2018 | Tier 3 - Extreme | Distribution Circuit | 12 | 31 | 2018-12-31 | 250069 | Sus | N | Vegetation¦Treebranchfellonline¦ConductorOverhead¦Normal
19-0003648 | 3rd Party | Tree - cutting, 3rd party | Conductor, Overhead | Broken, wire on ground | 2019 | Tier 3 - Extreme | Distribution Circuit | 1 | 2 | 2019-01-02 | 251987 | Sus | N | 3rdParty¦Treecutting3rdparty¦ConductorOverhead¦Brokenwireonground
19-0010293 | Unknown Cause | Patrol - not conducted |  |  | 2019 | Tier 3 - Extreme | Distribution Circuit | 1 | 16 | 2019-01-16 | 270727 | Sus | N | UnknownCause¦Patrolnotconducted¦¦
19-0010668 | Vegetation | Tree - branch fell on line | Conductor, Overhead | Normal | 2019 | Tier 2 - Elevated | Distribution Circuit | 1 | 17 | 2019-01-17 | 272669 | Sus | N | Vegetation¦Treebranchfellonline¦ConductorOverhead¦Normal
19-0011287 | Unknown Cause | Patrol - found nothing |  |  | 2019 | Tier 2 - Elevated | Distribution Circuit | 1 | 17 | 2019-01-17 | 274515 | Sus | N | UnknownCause¦Patrolfoundnothing¦¦
19-0011381 | Equipment Failure/Involved | Overhead | Transformer | Broken | 2019 | Tier 3 - Extreme | Transformer only | 1 | 16 | 2019-01-16 | 266823 | Sus | N | EquipmentFailureInvolved¦Overhead¦Transformer¦Broken
19-0016750 | Vegetation | Tree - branch fell on line | Conductor, Overhead | Normal | 2019 | Tier 3 - Extreme | Distribution Circuit | 2 | 1 | 2019-02-01 | 285610 | Sus | N | Vegetation¦Treebranchfellonline¦ConductorOverhead¦Normal
19-0016982 | Vegetation | Tree - bark fell into line | Conductor, Overhead | Normal | 2019 | Tier 2 - Elevated | Distribution Circuit | 2 | 2 | 2019-02-02 | 286460 | Sus | N | Vegetation¦Treebarkfellintoline¦ConductorOverhead¦Normal
19-0017166 | Vegetation | Tree - fell into line | Pole-Wood | Broken | 2019 | Tier 2 - Elevated | Distribution Circuit | 2 | 2 | 2019-02-02 | 286158 | Sus | N | Vegetation¦Treefellintoline¦PoleWood¦Broken
19-0017405 | Equipment Failure/Involved | Overhead | Transformer | Failed/Faulted | 2019 | Tier 2 - Elevated | Transformer only | 2 | 2 | 2019-02-02 | 287928 | Sus | N | EquipmentFailureInvolved¦Overhead¦Transformer¦FailedFaulted
19-0017629 | Unknown Cause | Patrol - not conducted |  |  | 2019 | Tier 2 - Elevated | Distribution Circuit | 2 | 3 | 2019-02-03 | 289274 | Sus | N | UnknownCause¦Patrolnotconducted¦¦
19-0025094 | Vegetation | Tree - fell into line | Conductor, Overhead | Together | 2019 | Tier 3 - Extreme | Distribution Circuit | 2 | 17 | 2019-02-17 | 315381 | Sus | N | Vegetation¦Treefellintoline¦ConductorOverhead¦Together
19-0025327 | Vegetation | Tree - fell into line | Conductor, Overhead | Broken, wire on ground | 2019 | Tier 2 - Elevated | Distribution Circuit | 2 | 17 | 2019-02-17 | 316966 | Sus | N | Vegetation¦Treefellintoline¦ConductorOverhead¦Brokenwireonground
19-0028688 | Vegetation | Tree - branch fell on line | Conductor, Overhead | Broken, wire on ground | 2019 | Tier 2 - Elevated | Distribution Circuit | 2 | 26 | 2019-02-26 | 325726 | Sus | N | Vegetation¦Treebranchfellonline¦ConductorOverhead¦Brokenwireonground
19-0029138 | Vegetation | Tree - fell into line | Conductor, Overhead | Broken, wire on ground | 2019 | Tier 2 - Elevated | Distribution Circuit | 2 | 27 | 2019-02-27 | 326844 | Sus | N | Vegetation¦Treefellintoline¦ConductorOverhead¦Brokenwireonground
19-0031070 | Vegetation | Tree - fell into line | Conductor, Overhead | Normal | 2019 | Tier 3 - Extreme | Distribution Circuit | 3 | 6 | 2019-03-06 | 332080 | Sus | N | Vegetation¦Treefellintoline¦ConductorOverhead¦Normal
19-0031260 | Vegetation | Tree - fell into line | Conductor, Overhead | Broken, wire on ground | 2019 | Tier 2 - Elevated | Distribution Circuit | 3 | 6 | 2019-03-06 | 332211 | Sus | N | Vegetation¦Treefellintoline¦ConductorOverhead¦Brokenwireonground
19-0037510 | Equipment Failure/Involved | Overhead | Transformer (OH) | Failed/Faulted | 2019 | Tier 3 - Extreme | Distribution Circuit | 3 | 27 | 2019-03-27 | 348562 | Sus | N | EquipmentFailureInvolved¦Overhead¦Transformer(OH)¦FailedFaulted
19-0041927 | Unknown Cause | Patrol - found nothing |  |  | 2019 | Tier 2 - Elevated | Distribution Circuit | 4 | 12 | 2019-04-12 | 359584 | Sus | N | UnknownCause¦Patrolfoundnothing¦¦
19-0047674 | Equipment Failure/Involved | Overhead | Crossarm, Wood | Broken | 2019 | Tier 2 - Elevated | Distribution Circuit | 4 | 30 | 2019-04-30 | 371212 | Sus | N | EquipmentFailureInvolved¦Overhead¦CrossarmWood¦Broken
19-0053458 | Vegetation | Tree - fell into line | Conductor, Overhead | Broken, wire on ground | 2019 | Tier 2 - Elevated | Distribution Circuit | 5 | 17 | 2019-05-17 | 383761 | Sus | Y | Vegetation¦Treefellintoline¦ConductorOverhead¦Brokenwireonground
19-0058378 | Unknown Cause | Patrol - found nothing |  |  | 2019 | Tier 3 - Extreme | Distribution Circuit | 5 | 28 | 2019-05-28 | 391466 | Sus | Y | UnknownCause¦Patrolfoundnothing¦¦
19-0058683 | Equipment Failure/Involved | Overhead | Transformer | Failed/Faulted | 2019 | Tier 2 - Elevated | Transformer only | 5 | 28 | 2019-05-28 | 392158 | Sus | Y | EquipmentFailureInvolved¦Overhead¦Transformer¦FailedFaulted
19-0064329 | Vegetation | Tree - fell into line | Pole-Wood | Broken | 2019 | Tier 2 - Elevated | Distribution Circuit | 6 | 7 | 2019-06-07 | 400832 | Sus | Y | Vegetation¦Treefellintoline¦PoleWood¦Broken
19-0077382 | Equipment Failure/Involved | Overhead | Crossarm, Wood | Broken | 2019 | Tier 2 - Elevated | Distribution Circuit | 7 | 15 | 2019-07-15 | 450461 | Sus | Y | EquipmentFailureInvolved¦Overhead¦CrossarmWood¦Broken
19-0079530 | 3rd Party | Vehicle | Pole-Wood | Broken, wire on ground | 2019 | Tier 2 - Elevated | Distribution Circuit | 7 | 20 | 2019-07-20 | 464861 | Sus | Y | 3rdParty¦Vehicle¦PoleWood¦Brokenwireonground
19-0083801 | Unknown Cause | Patrol - found nothing |  |  | 2019 | Tier 2 - Elevated | Distribution Circuit | 8 | 2 | 2019-08-02 | 477773 | Sus | Y | UnknownCause¦Patrolfoundnothing¦¦
19-0087792 | Equipment Failure/Involved | Underground | Transformer (UG) | Normal | 2019 | Tier 2 - Elevated | Distribution Circuit | 8 | 14 | 2019-08-14 | 509773 | Sus | Y | EquipmentFailureInvolved¦Underground¦Transformer(UG)¦Normal
19-0093047 | Unknown Cause | Patrol - found nothing |  |  | 2019 | Tier 2 - Elevated | Distribution Circuit | 8 | 28 | 2019-08-28 | 544157 | Sus | Y | UnknownCause¦Patrolfoundnothing¦¦
19-0099064 | Animal | Bird found | Conductor, Overhead | Normal | 2019 | Tier 2 - Elevated | Distribution Circuit | 9 | 13 | 2019-09-13 | 579716 | Sus | Y | Animal¦Birdfound¦ConductorOverhead¦Normal
19-0115108 | Unknown Cause | Patrol - found nothing |  |  | 2019 | Tier 2 - Elevated | Distribution Circuit | 10 | 23 | 2019-10-23 | 677572 | Sus | Y | UnknownCause¦Patrolfoundnothing¦¦
19-0126527 | Unknown Cause | Patrol - found nothing |  |  | 2019 | Tier 2 - Elevated | Distribution Circuit | 11 | 19 | 2019-11-19 | 710453 | Sus | Y | UnknownCause¦Patrolfoundnothing¦¦
19-0129646 | Equipment Failure/Involved | Overhead | Conductor, Overhead | Together | 2019 | Tier 3 - Extreme | Distribution Circuit | 11 | 26 | 2019-11-26 | 718419 | Sus | Y | EquipmentFailureInvolved¦Overhead¦ConductorOverhead¦Together
19-0129683 | Unknown Cause | Patrol - found nothing |  |  | 2019 | Tier 2 - Elevated | Distribution Circuit | 11 | 26 | 2019-11-26 | 717370 | Sus | Y | UnknownCause¦Patrolfoundnothing¦¦
19-0130050 | Unknown Cause | Patrol - found nothing |  |  | 2019 | Tier 3 - Extreme | Distribution Circuit | 11 | 26 | 2019-11-26 | 718997 | Sus | Y | UnknownCause¦Patrolfoundnothing¦¦
19-0130320 | Equipment Failure/Involved | Overhead | Jumper | Broken | 2019 | Tier 2 - Elevated | Transformer only | 11 | 26 | 2019-11-26 | 716089 | Sus | Y | EquipmentFailureInvolved¦Overhead¦Jumper¦Broken
19-0131062 | Unknown Cause | Patrol - not conducted |  |  | 2019 | Tier 2 - Elevated | Distribution Circuit | 11 | 29 | 2019-11-29 | 723456 | Sus | Y | UnknownCause¦Patrolnotconducted¦¦
19-0131971 | Unknown Cause | Patrol - found nothing |  |  | 2019 | Zone 1 - HHZ | Distribution Circuit | 12 | 1 | 2019-12-01 | 725993 | Sus | N | UnknownCause¦Patrolfoundnothing¦¦
19-0135002 | Vegetation | Tree - branch fell on line | Conductor, Overhead | Normal | 2019 | Tier 3 - Extreme | Distribution Circuit | 12 | 8 | 2019-12-08 | 733537 | Sus | N | Vegetation¦Treebranchfellonline¦ConductorOverhead¦Normal
19-0136560 | Unknown Cause | Patrol - found nothing |  |  | 2019 | Tier 2 - Elevated | Distribution Circuit | 12 | 14 | 2019-12-14 | 739577 | Sus | N | UnknownCause¦Patrolfoundnothing¦¦
19-0137662 | Equipment Failure/Involved | Overhead | Transformer | Failed/Faulted | 2019 | Tier 3 - Extreme | Transformer only | 12 | 22 | 2019-12-22 | 748865 | Sus | N | EquipmentFailureInvolved¦Overhead¦Transformer¦FailedFaulted
19-0137765 | Vegetation | Tree - fell into line | Conductor, Overhead | Broken, wire on ground | 2019 | Tier 3 - Extreme | Distribution Circuit | 12 | 23 | 2019-12-23 | 749573 | Sus | N | Vegetation¦Treefellintoline¦ConductorOverhead¦Brokenwireonground
20-0007974 | Vegetation | Tree - fell into line | Pole-Wood | Broken, wire on ground | 2020 | Tier 3 - Extreme | Transformer only | 1 | 13 | 2020-01-13 | 760150 | Sus | N | Vegetation¦Treefellintoline¦PoleWood¦Brokenwireonground
20-0016916 | Unknown Cause | Patrol - found nothing |  |  | 2020 | Tier 2 - Elevated | Distribution Circuit | 2 | 3 | 2020-02-03 | 777224 | Sus | N | UnknownCause¦Patrolfoundnothing¦¦
20-0019481 | Vegetation | Tree - branch fell on line | Conductor, Overhead | Broken, wire on ground | 2020 | Tier 2 - Elevated | Distribution Circuit | 2 | 9 | 2020-02-09 | 785485 | Sus | N | Vegetation¦Treebranchfellonline¦ConductorOverhead¦Brokenwireonground
20-0024512 | Animal | Bird found | Fuse | Failed/Faulted | 2020 | Tier 2 - Elevated | Distribution Circuit | 2 | 21 | 2020-02-21 | 797521 | Sus | N | Animal¦Birdfound¦Fuse¦FailedFaulted
20-0032031 | 3rd Party | Vehicle | Pole-Wood | Broken | 2020 | Tier 3 - Extreme | Distribution Circuit | 3 | 14 | 2020-03-14 | 851086 | Sus | N | 3rdParty¦Vehicle¦PoleWood¦Broken
20-0037842 | Equipment Failure/Involved | Overhead | Transformer | Malfunctioning | 2020 | Tier 2 - Elevated | Transformer only | 4 | 1 | 2020-04-01 | 878108 | Sus | N | EquipmentFailureInvolved¦Overhead¦Transformer¦Malfunctioning
20-0040911 | Vegetation | Tree - branch fell on line | Conductor, Overhead | Normal | 2020 | Tier 3 - Extreme | Distribution Circuit | 4 | 13 | 2020-04-13 | 894580 | Sus | N | Vegetation¦Treebranchfellonline¦ConductorOverhead¦Normal
20-0042526 | Unknown Cause | Patrol - found nothing |  |  | 2020 | Tier 2 - Elevated | Distribution Circuit | 4 | 18 | 2020-04-18 | 897343 | Sus | N | UnknownCause¦Patrolfoundnothing¦¦
20-0044313 | Unknown Cause | Patrol - found nothing |  |  | 2020 | Tier 2 - Elevated | Distribution Circuit | 4 | 24 | 2020-04-24 | 900490 | Sus | N | UnknownCause¦Patrolfoundnothing¦¦
20-0044679 | Vegetation | Tree - branch fell on line | Conductor, Overhead | Broken, wire on ground | 2020 | Tier 2 - Elevated | Distribution Circuit | 4 | 26 | 2020-04-26 | 901861 | Sus | N | Vegetation¦Treebranchfellonline¦ConductorOverhead¦Brokenwireonground
20-0051495 | Equipment Failure/Involved | Overhead | Conductor, Overhead | Broken, wire on ground | 2020 | Tier 2 - Elevated | Distribution Circuit | 5 | 18 | 2020-05-18 | 917008 | Sus | Y | EquipmentFailureInvolved¦Overhead¦ConductorOverhead¦Brokenwireonground
20-0052764 | Animal | Squirrel | Fuse | Failed/Faulted | 2020 | Tier 2 - Elevated | Distribution Circuit | 5 | 21 | 2020-05-21 | 918781 | Sus | Y | Animal¦Squirrel¦Fuse¦FailedFaulted
20-0057755 | Vegetation | Tree - branch fell on line | Conductor, Overhead | Normal | 2020 | Tier 2 - Elevated | Distribution Circuit | 6 | 4 | 2020-06-04 | 930928 | Sus | Y | Vegetation¦Treebranchfellonline¦ConductorOverhead¦Normal
20-0065995 | Unknown Cause | Patrol - found nothing |  |  | 2020 | Tier 2 - Elevated | Distribution Circuit | 6 | 29 | 2020-06-29 | 949632 | Sus | Y | UnknownCause¦Patrolfoundnothing¦¦
20-0066218 | Vegetation | Tree - fell into line | Conductor, Overhead | Broken, wire on ground | 2020 | Tier 2 - Elevated | Distribution Circuit | 6 | 29 | 2020-06-29 | 953711 | Sus | Y | Vegetation¦Treefellintoline¦ConductorOverhead¦Brokenwireonground
20-0068226 | Equipment Failure/Involved | Overhead | Transformer |  | 2020 | Tier 2 - Elevated | Transformer only | 7 | 3 | 2020-07-03 | 957311 | Sus | Y | EquipmentFailureInvolved¦Overhead¦Transformer¦
20-0068942 | Unknown Cause | Patrol - found nothing |  |  | 2020 | Tier 2 - Elevated | Distribution Circuit | 7 | 6 | 2020-07-06 | 959034 | Sus | Y | UnknownCause¦Patrolfoundnothing¦¦
20-0081468 | Unknown Cause | Patrol - found nothing |  |  | 2020 | Tier 2 - Elevated | Distribution Circuit | 8 | 10 | 2020-08-10 | 987766 | Sus | Y | UnknownCause¦Patrolfoundnothing¦¦
20-0092981 | Animal | Bird found | Conductor, Overhead | Normal | 2020 | Tier 2 - Elevated | Distribution Circuit | 9 | 3 | 2020-09-03 | 1051015 | Sus | Y | Animal¦Birdfound¦ConductorOverhead¦Normal
20-0098036 | Animal | Squirrel | Fuse | Failed/Faulted | 2020 | Tier 2 - Elevated | Distribution Circuit | 9 | 16 | 2020-09-16 | 1073973 | Sus | Y | Animal¦Squirrel¦Fuse¦FailedFaulted
20-0098228 | Equipment Failure/Involved | Underground | Conductor, Underground | Burned/flashed | 2020 | Tier 2 - Elevated | Distribution Circuit | 9 | 16 | 2020-09-16 | 1075934 | Sus | Y | EquipmentFailureInvolved¦Underground¦ConductorUnderground¦Burnedflashed
20-0099819 | Environmental/External | Fire, Forest/Grass | Conductor, Overhead | Burned/flashed | 2020 | Tier 3 - Extreme | Distribution Circuit | 9 | 7 | 2020-09-07 | 1086126 | Sus | Y | EnvironmentalExternal¦FireForestGrass¦ConductorOverhead¦Burnedflashed
20-0101885 | Unknown Cause | Patrol - found nothing |  |  | 2020 | Tier 2 - Elevated | Distribution Circuit | 9 | 26 | 2020-09-26 | 1094257 | Sus | Y | UnknownCause¦Patrolfoundnothing¦¦
20-0102085 | Wildfire Mitigation | Public Safety Power Shut-off | Conductor, Overhead | Normal | 2020 | Tier 3 - Extreme | Distribution Circuit | 9 | 27 | 2020-09-27 | 1095747 | Sus | Y | WildfireMitigation¦PublicSafetyPowerShutoff¦ConductorOverhead¦Normal
20-0103975 | Equipment Failure/Involved | Overhead | Transformer (OH) | Failed/Faulted | 2020 | Tier 3 - Extreme | Transformer only | 10 | 1 | 2020-10-01 | 1104567 | Sus | Y | EquipmentFailureInvolved¦Overhead¦Transformer(OH)¦FailedFaulted
20-0105757 | Equipment Failure/Involved | Overhead | Pole-Wood | Broken | 2020 | Tier 3 - Extreme | Distribution Circuit | 10 | 6 | 2020-10-06 | 1112310 | Sus | Y | EquipmentFailureInvolved¦Overhead¦PoleWood¦Broken
20-0109418 | Wildfire Mitigation | Public Safety Power Shut-off | Conductor, Overhead | Normal | 2020 | Tier 2 - Elevated | Distribution Circuit | 10 | 15 | 2020-10-15 | 1118999 | Sus | Y | WildfireMitigation¦PublicSafetyPowerShutoff¦ConductorOverhead¦Normal
20-0110843 | Equipment Failure/Involved | Overhead | Transformer (OH) | Broken | 2020 | Tier 3 - Extreme | Transformer only | 10 | 20 | 2020-10-20 | 1121722 | Sus | Y | EquipmentFailureInvolved¦Overhead¦Transformer(OH)¦Broken
20-0114641 | Vegetation | Tree - fell into line | Conductor, Overhead | Broken, wire on ground | 2020 | Tier 2 - Elevated | Distribution Circuit | 10 | 29 | 2020-10-29 | 1131214 | Sus | Y | Vegetation¦Treefellintoline¦ConductorOverhead¦Brokenwireonground
20-0128403 | Unknown Cause | Patrol - found nothing |  |  | 2020 | Tier 2 - Elevated | Distribution Circuit | 12 | 7 | 2020-12-07 | 1167379 | Sus | N | UnknownCause¦Patrolfoundnothing¦¦
20-0130619 | Company Initiated | Coordination failure | Relay | Normal | 2020 | Tier 2 - Elevated | Substation - Transmission | 12 | 15 | 2020-12-15 | 1188793 | Sus | N | CompanyInitiated¦Coordinationfailure¦Relay¦Normal
20-0130884 | Unknown Cause | Patrol - not conducted |  |  | 2020 | Tier 2 - Elevated | Distribution Circuit | 12 | 17 | 2020-12-17 | 1192051 | Sus | N | UnknownCause¦Patrolnotconducted¦¦
21-0004920 | Equipment Failure/Involved | Overhead | Transformer (OH) | Broken | 2021 | Tier 3 - Extreme | Distribution Circuit | 1 | 4 | 2021-01-04 | 1204125 | Sus | N | EquipmentFailureInvolved¦Overhead¦Transformer(OH)¦Broken
21-0007022 | Unknown Cause | Patrol - found nothing |  |  | 2021 | Tier 2 - Elevated | Transformer only | 1 | 10 | 2021-01-10 | 1207729 | Sus | N | UnknownCause¦Patrolfoundnothing¦¦
21-0010368 | Vegetation | Tree - branch fell on line | Conductor, Overhead | Normal | 2021 | Tier 3 - Extreme | Distribution Circuit | 1 | 19 | 2021-01-19 | 1213522 | Sus | N | Vegetation¦Treebranchfellonline¦ConductorOverhead¦Normal
21-0010889 | Vegetation | Tree - branch fell on line | Conductor, Overhead | Normal | 2021 | Tier 3 - Extreme | Distribution Circuit | 1 | 19 | 2021-01-19 | 1217103 | Sus | N | Vegetation¦Treebranchfellonline¦ConductorOverhead¦Normal
21-0013267 | Equipment Failure/Involved | Overhead | Crossarm, Wood | Broken, wire on ground | 2021 | Tier 3 - Extreme | Distribution Circuit | 1 | 18 | 2021-01-18 | 1221794 | Sus | N | EquipmentFailureInvolved¦Overhead¦CrossarmWood¦Brokenwireonground
21-0013792 | Vegetation | Tree - fell into line | Conductor, Overhead | Broken, wire on ground | 2021 | Tier 2 - Elevated | Distribution Circuit | 1 | 25 | 2021-01-25 | 1224145 | Sus | N | Vegetation¦Treefellintoline¦ConductorOverhead¦Brokenwireonground
21-0014132 | Unknown Cause | Patrol - found nothing |  |  | 2021 | Tier 2 - Elevated | Distribution Circuit | 1 | 25 | 2021-01-25 | 1224836 | Sus | N | UnknownCause¦Patrolfoundnothing¦¦
21-0015428 | Vegetation | Tree - fell into line | Service conductor | Broken, wire on ground | 2021 | Tier 2 - Elevated | Transformer only | 1 | 26 | 2021-01-26 | 1230306 | Sus | N | Vegetation¦Treefellintoline¦Serviceconductor¦Brokenwireonground
21-0017023 | Vegetation | Tree - fell into line | Conductor, Overhead | Normal | 2021 | Tier 2 - Elevated | Distribution Circuit | 1 | 27 | 2021-01-27 | 1238119 | Sus | N | Vegetation¦Treefellintoline¦ConductorOverhead¦Normal
21-0017283 | Vegetation | Tree - fell into line | Transformer | Bent or Twisted | 2021 | Tier 3 - Extreme | Transformer only | 1 | 28 | 2021-01-28 | 1238747 | Sus | N | Vegetation¦Treefellintoline¦Transformer¦BentorTwisted
21-0018645 | Equipment Failure/Involved | Overhead | Crossarm, Wood | Broken, wire on ground | 2021 | Tier 2 - Elevated | Distribution Circuit | 1 | 29 | 2021-01-29 | 1242124 | Sus | N | EquipmentFailureInvolved¦Overhead¦CrossarmWood¦Brokenwireonground
21-0021799 | Company Initiated | Personnel, company | Fuse | Normal | 2021 | Tier 3 - Extreme | Distribution Circuit | 2 | 3 | 2021-02-03 | 1247460 | Sus | N | CompanyInitiated¦Personnelcompany¦Fuse¦Normal
21-0022650 | Equipment Failure/Involved | Overhead | Transformer | Malfunctioning | 2021 | Tier 2 - Elevated | Transformer only | 2 | 5 | 2021-02-05 | 1249350 | Sus | N | EquipmentFailureInvolved¦Overhead¦Transformer¦Malfunctioning
21-0029567 | Vegetation | Tree - fell into line | Conductor, Overhead | Broken, wire on ground | 2021 | Tier 3 - Extreme | Distribution Circuit | 2 | 24 | 2021-02-24 | 1261667 | Sus | N | Vegetation¦Treefellintoline¦ConductorOverhead¦Brokenwireonground
21-0029950 | Equipment Failure/Involved | Overhead | Transformer (OH) | Failed/Faulted | 2021 | Tier 2 - Elevated | Transformer only | 2 | 26 | 2021-02-26 | 1262894 | Sus | N | EquipmentFailureInvolved¦Overhead¦Transformer(OH)¦FailedFaulted
21-0030504 | Unknown Cause | Patrol - not conducted |  |  | 2021 | Tier 2 - Elevated | Distribution Circuit | 3 | 1 | 2021-03-01 | 1264356 | Sus | N | UnknownCause¦Patrolnotconducted¦¦
21-0040195 | Equipment Failure/Involved | Overhead |  | Broken | 2021 | Tier 3 - Extreme | Transformer only | 3 | 23 | 2021-03-23 | 1294261 | Sus | N | EquipmentFailureInvolved¦Overhead¦¦Broken
21-0047033 | 3rd Party | Metallic Balloon | Conductor, Overhead | Normal | 2021 | Tier 2 - Elevated | Distribution Circuit | 4 | 9 | 2021-04-09 | 1312338 | Sus | N | 3rdParty¦MetallicBalloon¦ConductorOverhead¦Normal
21-0048114 | Equipment Failure/Involved | Overhead | Connector or Splice (OH) | Deteriorated | 2021 | Tier 3 - Extreme | Transformer only | 4 | 13 | 2021-04-13 | 1314959 | Sus | N | EquipmentFailureInvolved¦Overhead¦ConnectororSplice(OH)¦Deteriorated
21-0055535 | Equipment Failure/Involved | Overhead | Transformer (OH) | Failed/Faulted | 2021 | Tier 2 - Elevated | Transformer only | 4 | 30 | 2021-04-30 | 1338040 | Sus | N | EquipmentFailureInvolved¦Overhead¦Transformer(OH)¦FailedFaulted
21-0055895 | Vegetation | Tree - fell into line | Conductor, Overhead | Broken | 2021 | Tier 3 - Extreme | Distribution Circuit | 5 | 2 | 2021-05-02 | 1339246 | Sus | Y | Vegetation¦Treefellintoline¦ConductorOverhead¦Broken
21-0057527 | Equipment Failure/Involved | Overhead | Transformer (OH) | Failed/Faulted | 2021 | Tier 2 - Elevated | Distribution Circuit | 5 | 5 | 2021-05-05 | 1341832 | Sus | Y | EquipmentFailureInvolved¦Overhead¦Transformer(OH)¦FailedFaulted
21-0067721 | Equipment Failure/Involved | Overhead | Transformer | Failed/Faulted | 2021 | Tier 3 - Extreme | Transformer only | 5 | 29 | 2021-05-29 | 1361234 | Sus | Y | EquipmentFailureInvolved¦Overhead¦Transformer¦FailedFaulted
21-0070484 | Unknown Cause | Patrol - found nothing |  |  | 2021 | Tier 2 - Elevated | Distribution Circuit | 6 | 5 | 2021-06-05 | 1366555 | Sus | Y | UnknownCause¦Patrolfoundnothing¦¦
21-0073616 | Equipment Failure/Involved | Overhead | Transformer (OH) | Failed/Faulted | 2021 | Tier 2 - Elevated | Transformer only | 6 | 13 | 2021-06-13 | 1372010 | Sus | Y | EquipmentFailureInvolved¦Overhead¦Transformer(OH)¦FailedFaulted
21-0077252 | Equipment Failure/Involved | Overhead | Transformer (OH) | Failed/Faulted | 2021 | Tier 3 - Extreme | Transformer only | 6 | 21 | 2021-06-21 | 1381339 | Sus | Y | EquipmentFailureInvolved¦Overhead¦Transformer(OH)¦FailedFaulted
21-0078203 | Equipment Failure/Involved | Overhead | Pole-Wood | Broken | 2021 | Tier 2 - Elevated | Distribution Circuit | 6 | 23 | 2021-06-23 | 1383165 | Sus | Y | EquipmentFailureInvolved¦Overhead¦PoleWood¦Broken
21-0080091 | Equipment Failure/Involved | Overhead | Transformer (OH) | Leaking | 2021 | Tier 3 - Extreme | Transformer only | 6 | 25 | 2021-06-25 | 1385289 | Sus | Y | EquipmentFailureInvolved¦Overhead¦Transformer(OH)¦Leaking
21-0087869 | Animal | Bird found | Conductor, Overhead | Normal | 2021 | Tier 2 - Elevated | Distribution Circuit | 7 | 12 | 2021-07-12 | 1399980 | Sus | Y | Animal¦Birdfound¦ConductorOverhead¦Normal
21-0094539 | Vegetation | Tree - grew into line | Conductor, Overhead | Normal | 2021 | Tier 3 - Extreme | Distribution Circuit | 7 | 24 | 2021-07-24 | 1413666 | Sus | Y | Vegetation¦Treegrewintoline¦ConductorOverhead¦Normal
21-0105765 | Wildfire Mitigation | Public Safety Power Shut-off | Conductor, Overhead | Normal | 2021 | Tier 2 - Elevated | Distribution Circuit | 8 | 17 | 2021-08-17 | 1445449 | Sus | Y | WildfireMitigation¦PublicSafetyPowerShutoff¦ConductorOverhead¦Normal
21-0107650 | Equipment Failure/Involved | Overhead | Pole-Wood | Deteriorated | 2021 | Tier 2 - Elevated | Distribution Circuit | 8 | 21 | 2021-08-21 | 1449306 | Sus | Y | EquipmentFailureInvolved¦Overhead¦PoleWood¦Deteriorated
21-0113564 | Equipment Failure/Involved | Overhead | Transformer (OH) | Arcing | 2021 | Tier 3 - Extreme | Transformer only | 9 | 3 | 2021-09-03 | 1461743 | Sus | Y | EquipmentFailureInvolved¦Overhead¦Transformer(OH)¦Arcing
21-0114515 | Unknown Cause | Patrol - found nothing |  |  | 2021 | Tier 2 - Elevated | Distribution Circuit | 9 | 8 | 2021-09-08 | 1464233 | Sus | Y | UnknownCause¦Patrolfoundnothing¦¦
21-0117009 | Unknown Cause | Patrol - found nothing |  |  | 2021 | Tier 2 - Elevated | Distribution Circuit | 9 | 13 | 2021-09-13 | 1470949 | Sus | Y | UnknownCause¦Patrolfoundnothing¦¦
21-0142149 | Wildfire Mitigation | CWSP - Vegetation Removal | Conductor, Overhead | Normal | 2021 | Tier 3 - Extreme | Distribution Circuit | 11 | 4 | 2021-11-04 | 1534753 | Sus | Y | WildfireMitigation¦CWSPVegetationRemoval¦ConductorOverhead¦Normal
21-0157401 | Unknown Cause | Patrol - found nothing |  |  | 2021 | Tier 2 - Elevated | Distribution Circuit | 12 | 13 | 2021-12-13 | 1567404 | Sus | N | UnknownCause¦Patrolfoundnothing¦¦
21-0157591 | Vegetation | Tree - fell into line | Conductor, Overhead | Broken, wire on ground | 2021 | Tier 2 - Elevated | Distribution Circuit | 12 | 13 | 2021-12-13 | 1568773 | Sus | N | Vegetation¦Treefellintoline¦ConductorOverhead¦Brokenwireonground
21-0161348 | Vegetation | Tree - fell into line | Conductor, Overhead | Broken, wire on ground | 2021 | Tier 2 - Elevated | Distribution Circuit | 12 | 27 | 2021-12-27 | 1584526 | Sus | N | Vegetation¦Treefellintoline¦ConductorOverhead¦Brokenwireonground
21-0161580 | Vegetation | Tree - branch fell on line | Conductor, Overhead | Normal | 2021 | Tier 3 - Extreme | Distribution Circuit | 12 | 27 | 2021-12-27 | 1584560 | Sus | N | Vegetation¦Treebranchfellonline¦ConductorOverhead¦Normal
21-0161949 | Vegetation | Tree - fell into line | Pole-Wood | Broken, wire on ground | 2021 | Tier 3 - Extreme | Distribution Circuit | 12 | 27 | 2021-12-27 | 1590245 | Sus | N | Vegetation¦Treefellintoline¦PoleWood¦Brokenwireonground
21-0162039 | Vegetation | Tree - fell into line | Conductor, Overhead | Broken, wire on ground | 2021 | Tier 2 - Elevated | Distribution Circuit | 12 | 27 | 2021-12-27 | 1583885 | Sus | N | Vegetation¦Treefellintoline¦ConductorOverhead¦Brokenwireonground
21-0162044 | Vegetation | Tree - branch fell on line | Fuse | Broken | 2021 | Tier 3 - Extreme | Distribution Circuit | 12 | 27 | 2021-12-27 | 1590994 | Sus | N | Vegetation¦Treebranchfellonline¦Fuse¦Broken
22-0005062 | Vegetation | Tree - fell into line | Pole-Wood | Broken | 2021 | Tier 3 - Extreme | Distribution Circuit | 12 | 26 | 2021-12-26 | 1591694 | Sus | N | Vegetation¦Treefellintoline¦PoleWood¦Broken
22-0005563 | Vegetation | Tree - branch fell on line | Conductor, Overhead | Normal | 2022 | Tier 2 - Elevated | Distribution Circuit | 1 | 2 | 2022-01-02 | 1592205 | Sus | N | Vegetation¦Treebranchfellonline¦ConductorOverhead¦Normal
22-0005589 | Vegetation | Tree - branch fell on line | Pole-Wood | Broken | 2021 | Tier 2 - Elevated | Distribution Circuit | 12 | 26 | 2021-12-26 | 1593801 | Sus | N | Vegetation¦Treebranchfellonline¦PoleWood¦Broken
22-0007714 | Vegetation | Tree - fell into line | Pole-Wood | Broken | 2022 | Tier 3 - Extreme | Distribution Circuit | 1 | 9 | 2022-01-09 | 1598470 | Sus | N | Vegetation¦Treefellintoline¦PoleWood¦Broken
22-0013218 | Equipment Failure/Involved | Overhead | Transformer (OH) | Failed/Faulted | 2022 | Tier 2 - Elevated | Transformer only | 1 | 23 | 2022-01-23 | 1609962 | Sus | N | EquipmentFailureInvolved¦Overhead¦Transformer(OH)¦FailedFaulted
22-0042628 | Unknown Cause | Patrol - not conducted |  |  | 2022 | Tier 2 - Elevated | Distribution Circuit | 4 | 5 | 2022-04-05 | 1662990 | Sus | N | UnknownCause¦Patrolnotconducted¦¦
22-0043081 | Equipment Failure/Involved | Overhead | Transformer | Failed/Faulted | 2022 | Tier 2 - Elevated | Transformer only | 4 | 5 | 2022-04-05 | 1663559 | Sus | N | EquipmentFailureInvolved¦Overhead¦Transformer¦FailedFaulted
22-0043663 | Equipment Failure/Involved | Overhead | Fuse | Broken | 2022 | Tier 2 - Elevated | Distribution Circuit | 4 | 6 | 2022-04-06 | 1664538 | Sus | N | EquipmentFailureInvolved¦Overhead¦Fuse¦Broken
22-0048280 | Unknown Cause | Patrol - found nothing |  |  | 2022 | Tier 2 - Elevated | Distribution Circuit | 4 | 14 | 2022-04-14 | 1672522 | Sus | N | UnknownCause¦Patrolfoundnothing¦¦
22-0052423 | Equipment Failure/Involved | Overhead | Cutout, fuse holder | Broken | 2022 | Tier 2 - Elevated | Distribution Circuit | 4 | 21 | 2022-04-21 | 1677987 | Sus | N | EquipmentFailureInvolved¦Overhead¦Cutoutfuseholder¦Broken
22-0053174 | Vegetation | Tree - fell into line | Conductor, Overhead | Normal | 2022 | Tier 2 - Elevated | Distribution Circuit | 4 | 22 | 2022-04-22 | 1679219 | Sus | N | Vegetation¦Treefellintoline¦ConductorOverhead¦Normal
22-0053645 | Equipment Failure/Involved | Overhead | Transformer (OH) | Leaking | 2022 | Tier 3 - Extreme | Transformer only | 4 | 23 | 2022-04-23 | 1679920 | Sus | N | EquipmentFailureInvolved¦Overhead¦Transformer(OH)¦Leaking
22-0068064 | Vegetation | Tree - fell into line | Conductor, Overhead | Broken, wire on ground | 2022 | Tier 3 - Extreme | Distribution Circuit | 5 | 30 | 2022-05-30 | 1714026 | Sus | Y | Vegetation¦Treefellintoline¦ConductorOverhead¦Brokenwireonground
22-0074455 | Animal | Bird found | Fuse | Burned Open | 2022 | Tier 2 - Elevated | Transformer only | 6 | 15 | 2022-06-15 | 1731739 | Sus | Y | Animal¦Birdfound¦Fuse¦BurnedOpen
22-0075830 | Environmental/External | Lightning | Fuse | Failed/Faulted | 2022 | Tier 2 - Elevated | Distribution Circuit | 6 | 17 | 2022-06-17 | 1734237 | Sus | Y | EnvironmentalExternal¦Lightning¦Fuse¦FailedFaulted
22-0078750 | Equipment Failure/Involved | Electrical Overload | Transformer | Failed/Faulted | 2022 | Tier 2 - Elevated | Transformer only | 6 | 26 | 2022-06-26 | 1742693 | Sus | Y | EquipmentFailureInvolved¦ElectricalOverload¦Transformer¦FailedFaulted
22-0080872 | 3rd Party | Metallic Balloon | Transformer (OH) | Leaking | 2022 | Tier 2 - Elevated | Transformer only | 7 | 1 | 2022-07-01 | 1746896 | Sus | Y | 3rdParty¦MetallicBalloon¦Transformer(OH)¦Leaking
22-0086154 | Unknown Cause | Patrol - found nothing |  |  | 2022 | Tier 3 - Extreme | Distribution Circuit | 7 | 16 | 2022-07-16 | 1757875 | Sus | Y | UnknownCause¦Patrolfoundnothing¦¦
22-0092724 | Vegetation | Tree - fell into line | Conductor, Overhead | Broken, wire on ground | 2022 | Tier 2 - Elevated | Distribution Circuit | 8 | 2 | 2022-08-02 | 1771258 | Sus | Y | Vegetation¦Treefellintoline¦ConductorOverhead¦Brokenwireonground
22-0094274 | Equipment Failure/Involved | Fire, pole | Pole-Wood | Burned/flashed | 2022 | Tier 2 - Elevated | Distribution Circuit | 8 | 5 | 2022-08-05 | 1774190 | Sus | Y | EquipmentFailureInvolved¦Firepole¦PoleWood¦Burnedflashed
22-0097349 | 3rd Party | Customer Equipment | Transformer (OH) | Failed/Faulted | 2022 | Tier 2 - Elevated | Distribution Circuit | 8 | 14 | 2022-08-14 | 1780803 | Sus | Y | 3rdParty¦CustomerEquipment¦Transformer(OH)¦FailedFaulted
22-0097366 | Equipment Failure/Involved | Overhead | Transformer (OH) | Failed/Faulted | 2022 | Tier 2 - Elevated | Distribution Circuit | 8 | 14 | 2022-08-14 | 1780885 | Sus | Y | EquipmentFailureInvolved¦Overhead¦Transformer(OH)¦FailedFaulted
22-0105205 | Equipment Failure/Involved | Underground | Transformer (UG) | Failed/Faulted | 2022 | Tier 2 - Elevated | Distribution Circuit | 9 | 2 | 2022-09-02 | 1797621 | Sus | Y | EquipmentFailureInvolved¦Underground¦Transformer(UG)¦FailedFaulted
22-0107739 | Equipment Failure/Involved | Underground | Transformer (UG) | Failed/Faulted | 2022 | Tier 2 - Elevated | Distribution Circuit | 9 | 8 | 2022-09-08 | 1805409 | Sus | Y | EquipmentFailureInvolved¦Underground¦Transformer(UG)¦FailedFaulted
22-0112005 | Unknown Cause | Patrol - found nothing |  |  | 2022 | Tier 2 - Elevated | Distribution Circuit | 9 | 18 | 2022-09-18 | 1816103 | Sus | Y | UnknownCause¦Patrolfoundnothing¦¦
22-0113389 | Unknown Cause | Patrol - found nothing |  |  | 2022 | Tier 2 - Elevated | Distribution Circuit | 9 | 21 | 2022-09-21 | 1818768 | Sus | Y | UnknownCause¦Patrolfoundnothing¦¦
22-0116483 | Unknown Cause | Patrol - found nothing |  |  | 2022 | Tier 2 - Elevated | Distribution Circuit | 9 | 30 | 2022-09-30 | 1824785 | Sus | Y | UnknownCause¦Patrolfoundnothing¦¦
22-0123997 | Equipment Failure/Involved | Overhead | Pole-Wood | Deteriorated | 2022 | Tier 2 - Elevated | Distribution Circuit | 10 | 23 | 2022-10-23 | 1843293 | Sus | Y | EquipmentFailureInvolved¦Overhead¦PoleWood¦Deteriorated
22-0125642 | Equipment Failure/Involved | Overhead | Jumper | Burned Open | 2022 | Tier 2 - Elevated | Distribution Circuit | 10 | 28 | 2022-10-28 | 1847425 | Sus | Y | EquipmentFailureInvolved¦Overhead¦Jumper¦BurnedOpen
22-0126799 | Equipment Failure/Involved | Overhead | Transformer | Failed/Faulted | 2022 | Tier 3 - Extreme | Transformer only | 11 | 1 | 2022-11-01 | 1850915 | Sus | Y | EquipmentFailureInvolved¦Overhead¦Transformer¦FailedFaulted
22-0127061 | 3rd Party | Dig in, 3rd party | Conductor, Underground | Broken | 2022 | Tier 2 - Elevated | Distribution Circuit | 11 | 2 | 2022-11-02 | 1851490 | Sus | Y | 3rdParty¦Digin3rdparty¦ConductorUnderground¦Broken
22-0128779 | Vegetation | Tree - branch fell on line | Conductor, Overhead | Broken, wire on ground | 2022 | Tier 3 - Extreme | Distribution Circuit | 11 | 8 | 2022-11-08 | 1856627 | Sus | Y | Vegetation¦Treebranchfellonline¦ConductorOverhead¦Brokenwireonground
22-0129546 | Environmental/External | Ice or snow | Conductor, Overhead | Normal | 2022 | Tier 3 - Extreme | Transformer only | 11 | 9 | 2022-11-09 | 1858993 | Sus | Y | EnvironmentalExternal¦Iceorsnow¦ConductorOverhead¦Normal
22-0138732 | Vegetation | Tree - fell into line | Conductor, Overhead | Broken, wire on ground | 2022 | Tier 2 - Elevated | Distribution Circuit | 12 | 10 | 2022-12-10 | 1880630 | Sus | N | Vegetation¦Treefellintoline¦ConductorOverhead¦Brokenwireonground
22-0139168 | Animal | Squirrel | Fuse | Normal | 2022 | Tier 3 - Extreme | Transformer only | 12 | 11 | 2022-12-11 | 1886408 | Sus | N | Animal¦Squirrel¦Fuse¦Normal
22-0139917 | Equipment Failure/Involved | Overhead | Transformer (OH) | Failed/Faulted | 2022 | Tier 2 - Elevated | Transformer only | 12 | 14 | 2022-12-14 | 1889298 | Sus | N | EquipmentFailureInvolved¦Overhead¦Transformer(OH)¦FailedFaulted
15-0012326 | Equipment Failure/Involved | Lightning | Transformer | Broken | 2015 | Tier 3 - Extreme | Transformer only | 2 | 9 | 2015-02-09 | 1187061 | Sus | N | EquipmentFailureInvolved¦Lightning¦Transformer¦Broken
15-0012476 | Equipment Failure/Involved | Other | Pole-Wood | Burned/flashed | 2015 | Tier 2 - Elevated | Distribution Circuit | 2 | 10 | 2015-02-10 | 1187849 | Sus | N | EquipmentFailureInvolved¦Other¦PoleWood¦Burnedflashed
15-0012483 | Unknown Cause | Patrol - found nothing |  |  | 2015 | Tier 2 - Elevated | Distribution Circuit | 2 | 9 | 2015-02-09 | 1187258 | Sus | N | UnknownCause¦Patrolfoundnothing¦¦
15-0018016 | Equipment Failure/Involved | Other | Transformer | Leaking | 2015 | Tier 3 - Extreme | Transformer only | 3 | 7 | 2015-03-07 | 1200584 | Sus | N | EquipmentFailureInvolved¦Other¦Transformer¦Leaking
15-0018818 | Vegetation | Tree - fell into line | Conductor, Overhead | Broken, wire on ground | 2015 | Tier 3 - Extreme | Distribution Circuit | 3 | 11 | 2015-03-11 | 1202113 | Sus | N | Vegetation¦Treefellintoline¦ConductorOverhead¦Brokenwireonground
15-0027841 | Unknown Cause | Patrol - found nothing |  |  | 2015 | Tier 2 - Elevated | Distribution Circuit | 4 | 20 | 2015-04-20 | 1221915 | Sus | N | UnknownCause¦Patrolfoundnothing¦¦
15-0037235 | Unknown Cause | Patrol - found nothing |  |  | 2015 | Tier 3 - Extreme | Distribution Circuit | 5 | 29 | 2015-05-29 | 1240971 | Sus | Y | UnknownCause¦Patrolfoundnothing¦¦
15-0039046 | 3rd Party | Metallic Balloon | Conductor, Overhead | Normal | 2015 | Tier 2 - Elevated | Distribution Circuit | 6 | 6 | 2015-06-06 | 1244839 | Sus | Y | 3rdParty¦MetallicBalloon¦ConductorOverhead¦Normal
15-0041199 | Unknown Cause | Patrol - found nothing |  |  | 2015 | Tier 2 - Elevated | Distribution Circuit | 6 | 15 | 2015-06-15 | 1251402 | Sus | Y | UnknownCause¦Patrolfoundnothing¦¦
15-0043773 | Vegetation | Tree - fell into line | Conductor, Overhead | Normal | 2015 | Tier 3 - Extreme | Distribution Circuit | 6 | 27 | 2015-06-27 | 1257757 | Sus | Y | Vegetation¦Treefellintoline¦ConductorOverhead¦Normal
15-0045489 | Environmental/External | Lightning | Cutout, fuse holder | Normal | 2015 | Tier 2 - Elevated | Distribution Circuit | 7 | 4 | 2015-07-04 | 1262870 | Sus | Y | EnvironmentalExternal¦Lightning¦Cutoutfuseholder¦Normal
15-0046591 | Unknown Cause | Patrol - not conducted |  |  | 2015 | Tier 3 - Extreme | Distribution Circuit | 7 | 9 | 2015-07-09 | 1265581 | Sus | Y | UnknownCause¦Patrolnotconducted¦¦
15-0050826 | Environmental/External | Lightning | Other | Failed/Faulted | 2015 | Tier 2 - Elevated | Transformer only | 7 | 27 | 2015-07-27 | 1277916 | Sus | Y | EnvironmentalExternal¦Lightning¦Other¦FailedFaulted
15-0052141 | Animal | Squirrel | Pothead(Riser Termination) | Normal | 2015 | Tier 3 - Extreme | Distribution Circuit | 8 | 2 | 2015-08-02 | 1281453 | Sus | Y | Animal¦Squirrel¦Pothead(RiserTermination)¦Normal
15-0056827 | Vegetation | Tree - branch fell on line | Pole-Wood | Broken, wire on ground | 2015 | Tier 2 - Elevated | Distribution Circuit | 8 | 23 | 2015-08-23 | 1293328 | Sus | Y | Vegetation¦Treebranchfellonline¦PoleWood¦Brokenwireonground
15-0057279 | Equipment Failure/Involved | Overhead | Transformer | Failed/Faulted | 2015 | Tier 2 - Elevated | Transformer only | 8 | 25 | 2015-08-25 | 1294402 | Sus | Y | EquipmentFailureInvolved¦Overhead¦Transformer¦FailedFaulted
15-0057620 | Environmental/External | Fire, Forest/Grass | Other | Burned/flashed | 2015 | Tier 3 - Extreme | Transformer only | 8 | 27 | 2015-08-27 | 1295297 | Sus | Y | EnvironmentalExternal¦FireForestGrass¦Other¦Burnedflashed
15-0058213 | Equipment Failure/Involved | Overhead | Connector or Splice (OH) | Broken, wire on ground | 2015 | Tier 3 - Extreme | Distribution Circuit | 8 | 29 | 2015-08-29 | 1296951 | Sus | Y | EquipmentFailureInvolved¦Overhead¦ConnectororSplice(OH)¦Brokenwireonground
15-0062382 | Unknown Cause | Patrol - found nothing |  |  | 2015 | Tier 2 - Elevated | Distribution Circuit | 9 | 20 | 2015-09-20 | 1308887 | Sus | Y | UnknownCause¦Patrolfoundnothing¦¦
15-0065882 | Equipment Failure/Involved | Overhead | Jumper | Broken | 2015 | Tier 2 - Elevated | Distribution Circuit | 9 | 27 | 2015-09-27 | 1312617 | Sus | Y | EquipmentFailureInvolved¦Overhead¦Jumper¦Broken
15-0075105 | Unknown Cause | Patrol - found nothing |  |  | 2015 | Tier 3 - Extreme | Distribution Circuit | 11 | 2 | 2015-11-02 | 1333972 | Sus | Y | UnknownCause¦Patrolfoundnothing¦¦
15-0078970 | Equipment Failure/Involved | Electrical Overload | Transformer | Failed/Faulted | 2015 | Tier 2 - Elevated | Transformer only | 11 | 18 | 2015-11-18 | 1344831 | Sus | Y | EquipmentFailureInvolved¦ElectricalOverload¦Transformer¦FailedFaulted
15-0079002 | Animal | Other | Pothead(Riser Termination) | Deteriorated | 2015 | Tier 3 - Extreme | Distribution Circuit | 11 | 18 | 2015-11-18 | 1345008 | Sus | Y | Animal¦Other¦Pothead(RiserTermination)¦Deteriorated
15-0080625 | Vegetation | Tree - fell into line | Conductor, Overhead | Broken, wire on ground | 2015 | Tier 2 - Elevated | Distribution Circuit | 11 | 24 | 2015-11-24 | 1348015 | Sus | Y | Vegetation¦Treefellintoline¦ConductorOverhead¦Brokenwireonground
15-0081064 | Unknown Cause | Patrol - found nothing |  |  | 2015 | Tier 2 - Elevated | Distribution Circuit | 11 | 25 | 2015-11-25 | 1348449 | Sus | Y | UnknownCause¦Patrolfoundnothing¦¦
15-0086998 | Environmental/External | Flood/Erosion | Pole-Wood | Broken | 2015 | Tier 2 - Elevated | Distribution Circuit | 12 | 23 | 2015-12-23 | 1370496 | Sus | N | EnvironmentalExternal¦FloodErosion¦PoleWood¦Broken
15-0087061 | Vegetation | Tree - fell into line | Crossarm, Wood | Broken, wire on ground | 2015 | Tier 2 - Elevated | Distribution Circuit | 12 | 24 | 2015-12-24 | 1370702 | Sus | N | Vegetation¦Treefellintoline¦CrossarmWood¦Brokenwireonground
16-0003055 | Equipment Failure/Involved | Overhead | Pole-Wood | Broken | 2016 | Tier 3 - Extreme | Distribution Circuit | 1 | 5 | 2016-01-05 | 1377364 | Sus | N | EquipmentFailureInvolved¦Overhead¦PoleWood¦Broken
16-0003873 | Unknown Cause | Patrol - found nothing |  |  | 2016 | Tier 2 - Elevated | Distribution Circuit | 1 | 7 | 2016-01-07 | 1379701 | Sus | N | UnknownCause¦Patrolfoundnothing¦¦
16-0006001 | Vegetation | Tree - fell into line | Conductor, Overhead | Broken, wire on ground | 2016 | Tier 3 - Extreme | Distribution Circuit | 1 | 18 | 2016-01-18 | 1385873 | Sus | N | Vegetation¦Treefellintoline¦ConductorOverhead¦Brokenwireonground
16-0010406 | Equipment Failure/Involved | Overhead | Crossarm, Wood | Broken | 2016 | Tier 3 - Extreme | Transformer only | 2 | 3 | 2016-02-03 | 1397974 | Sus | N | EquipmentFailureInvolved¦Overhead¦CrossarmWood¦Broken
16-0013218 | Vegetation | Tree - fell into line | Conductor, Overhead | Normal | 2016 | Tier 2 - Elevated | Distribution Circuit | 2 | 17 | 2016-02-17 | 1405542 | Sus | N | Vegetation¦Treefellintoline¦ConductorOverhead¦Normal
16-0014300 | Equipment Failure/Involved | Overhead | Transformer (OH) | Failed/Faulted | 2016 | Tier 2 - Elevated | Distribution Circuit | 2 | 19 | 2016-02-19 | 1409407 | Sus | N | EquipmentFailureInvolved¦Overhead¦Transformer(OH)¦FailedFaulted
16-0016876 | Vegetation | Tree - branch fell on line | Insulator | Broken | 2016 | Tier 3 - Extreme | Distribution Circuit | 3 | 2 | 2016-03-02 | 1414970 | Sus | N | Vegetation¦Treebranchfellonline¦Insulator¦Broken
16-0017465 | Equipment Failure/Involved | Overhead | Conductor, Overhead | Broken, wire on ground | 2016 | Tier 3 - Extreme | Distribution Circuit | 3 | 5 | 2016-03-05 | 1416594 | Sus | N | EquipmentFailureInvolved¦Overhead¦ConductorOverhead¦Brokenwireonground
16-0020690 | Unknown Cause | Patrol - found nothing |  |  | 2016 | Tier 2 - Elevated | Distribution Circuit | 3 | 11 | 2016-03-11 | 1428405 | Sus | N | UnknownCause¦Patrolfoundnothing¦¦
16-0024994 | Vegetation | Tree - cutting, PG&E contractor | Pole-Wood | Broken, wire on ground | 2016 | Tier 2 - Elevated | Distribution Circuit | 3 | 30 | 2016-03-30 | 1441569 | Sus | N | Vegetation¦TreecuttingPG&Econtractor¦PoleWood¦Brokenwireonground
16-0025378 | 3rd Party | Vehicle | Conductor, Overhead | Together | 2016 | Tier 2 - Elevated | Distribution Circuit | 3 | 31 | 2016-03-31 | 1442367 | Sus | N | 3rdParty¦Vehicle¦ConductorOverhead¦Together
16-0030892 | Environmental/External | Lightning | Other | Failed/Faulted | 2016 | Tier 3 - Extreme | Transformer only | 4 | 22 | 2016-04-22 | 1456337 | Sus | N | EnvironmentalExternal¦Lightning¦Other¦FailedFaulted
16-0031418 | Equipment Failure/Involved | Overhead | Jumper | Burned Open | 2016 | Tier 3 - Extreme | Distribution Circuit | 4 | 25 | 2016-04-25 | 1458596 | Sus | N | EquipmentFailureInvolved¦Overhead¦Jumper¦BurnedOpen
16-0034612 | 3rd Party | Vehicle | Pole-Wood | Broken, wire on ground | 2016 | Tier 2 - Elevated | Distribution Circuit | 5 | 7 | 2016-05-07 | 1466258 | Sus | Y | 3rdParty¦Vehicle¦PoleWood¦Brokenwireonground
16-0037135 | Equipment Failure/Involved | Electrical Overload | Transformer | Failed/Faulted | 2016 | Tier 2 - Elevated | Transformer only | 5 | 19 | 2016-05-19 | 1472797 | Sus | Y | EquipmentFailureInvolved¦ElectricalOverload¦Transformer¦FailedFaulted
16-0039619 | Vegetation | Tree - fell into line | Conductor, Overhead | On Ground | 2016 | Tier 3 - Extreme | Distribution Circuit | 5 | 29 | 2016-05-29 | 1478900 | Sus | Y | Vegetation¦Treefellintoline¦ConductorOverhead¦OnGround
16-0040813 | Vegetation | Tree - fell into line | Conductor, Overhead | Broken, wire on ground | 2016 | Tier 2 - Elevated | Distribution Circuit | 6 | 3 | 2016-06-03 | 1482095 | Sus | Y | Vegetation¦Treefellintoline¦ConductorOverhead¦Brokenwireonground
16-0043623 | Equipment Failure/Involved | Overhead | Insulator | Broken | 2016 | Tier 3 - Extreme | Distribution Circuit | 6 | 16 | 2016-06-16 | 1489765 | Sus | Y | EquipmentFailureInvolved¦Overhead¦Insulator¦Broken
16-0044577 | Vegetation | Tree - fell into line | Conductor, Overhead | Broken, wire on ground | 2016 | Tier 2 - Elevated | Distribution Circuit | 6 | 20 | 2016-06-20 | 1492877 | Sus | Y | Vegetation¦Treefellintoline¦ConductorOverhead¦Brokenwireonground
16-0044753 | Equipment Failure/Involved | Overhead | Conductor, Overhead | Normal | 2016 | Tier 2 - Elevated | Distribution Circuit | 6 | 21 | 2016-06-21 | 1493259 | Sus | Y | EquipmentFailureInvolved¦Overhead¦ConductorOverhead¦Normal
16-0046137 | Vegetation | Tree - fell into line | Service conductor | Broken | 2016 | Tier 2 - Elevated | Transformer only | 6 | 27 | 2016-06-27 | 1496961 | Sus | Y | Vegetation¦Treefellintoline¦Serviceconductor¦Broken
16-0059431 | Unknown Cause | Patrol - found nothing |  |  | 2016 | Tier 2 - Elevated | Transformer only | 8 | 23 | 2016-08-23 | 1530864 | Sus | Y | UnknownCause¦Patrolfoundnothing¦¦
16-0066375 | Vegetation | Tree - fell into line | Conductor, Overhead | Normal | 2016 | Tier 2 - Elevated | Distribution Circuit | 9 | 21 | 2016-09-21 | 1545558 | Sus | Y | Vegetation¦Treefellintoline¦ConductorOverhead¦Normal
16-0070429 | Equipment Failure/Involved | Overhead | Transformer | Failed/Faulted | 2016 | Tier 2 - Elevated | Transformer only | 10 | 7 | 2016-10-07 | 1554544 | Sus | Y | EquipmentFailureInvolved¦Overhead¦Transformer¦FailedFaulted
16-0081124 | Vegetation | Tree - fell into line | Other | Together | 2016 | Tier 3 - Extreme | Transformer only | 11 | 19 | 2016-11-19 | 1584682 | Sus | Y | Vegetation¦Treefellintoline¦Other¦Together
16-0081525 | Vegetation | Tree - fell into line | Conductor, Overhead | Broken, wire on ground | 2016 | Tier 2 - Elevated | Distribution Circuit | 11 | 21 | 2016-11-21 | 1586842 | Sus | Y | Vegetation¦Treefellintoline¦ConductorOverhead¦Brokenwireonground
16-0084456 | Vegetation | Tree - fell into line | Conductor, Overhead | Normal | 2016 | Tier 2 - Elevated | Distribution Circuit | 12 | 7 | 2016-12-07 | 1596502 | Sus | N | Vegetation¦Treefellintoline¦ConductorOverhead¦Normal
16-0085632 | Vegetation | Tree - fell into line | Conductor, Overhead | Broken, wire on ground | 2016 | Tier 2 - Elevated | Distribution Circuit | 12 | 15 | 2016-12-15 | 1602216 | Sus | N | Vegetation¦Treefellintoline¦ConductorOverhead¦Brokenwireonground
16-0086405 | Vegetation | Tree - branch fell on line | Conductor, Overhead | Arcing | 2016 | Tier 2 - Elevated | Distribution Circuit | 12 | 19 | 2016-12-19 | 1606731 | Sus | N | Vegetation¦Treebranchfellonline¦ConductorOverhead¦Arcing
17-0004982 | Vegetation | Tree - fell into line | Conductor, Overhead | Broken, wire on ground | 2017 | Tier 2 - Elevated | Distribution Circuit | 1 | 8 | 2017-01-08 | 1622773 | Sus | N | Vegetation¦Treefellintoline¦ConductorOverhead¦Brokenwireonground
17-0006813 | Unknown Cause | Patrol - found nothing |  |  | 2017 | Tier 3 - Extreme | Distribution Circuit | 1 | 10 | 2017-01-10 | 1633845 | Sus | N | UnknownCause¦Patrolfoundnothing¦¦
17-0007263 | Equipment Failure/Involved | Overhead | Fuse | Broken | 2017 | Tier 2 - Elevated | Distribution Circuit | 1 | 10 | 2017-01-10 | 1637641 | Sus | N | EquipmentFailureInvolved¦Overhead¦Fuse¦Broken
17-0007420 | Vegetation | Tree - bark fell into line | Conductor, Overhead | Normal | 2017 | Tier 3 - Extreme | Distribution Circuit | 1 | 11 | 2017-01-11 | 1638460 | Sus | N | Vegetation¦Treebarkfellintoline¦ConductorOverhead¦Normal
17-0007619 | Unknown Cause | Patrol - found nothing |  |  | 2017 | Tier 2 - Elevated | Distribution Circuit | 1 | 11 | 2017-01-11 | 1639251 | Sus | N | UnknownCause¦Patrolfoundnothing¦¦
17-0007728 | Unknown Cause | Patrol - found nothing |  |  | 2017 | Tier 3 - Extreme | Transformer only | 1 | 11 | 2017-01-11 | 1640027 | Sus | N | UnknownCause¦Patrolfoundnothing¦¦
17-0007927 | Environmental/External | Flood/Erosion | Anchor or Guy | Deteriorated | 2017 | Tier 2 - Elevated | Distribution Circuit | 1 | 11 | 2017-01-11 | 1640688 | Sus | N | EnvironmentalExternal¦FloodErosion¦AnchororGuy¦Deteriorated
17-0008227 | Vegetation | Tree - fell into line | Conductor, Overhead | Broken, wire on ground | 2017 | Tier 3 - Extreme | Distribution Circuit | 1 | 10 | 2017-01-10 | 1637618 | Sus | N | Vegetation¦Treefellintoline¦ConductorOverhead¦Brokenwireonground
17-0008639 | Unknown Cause | Patrol - not conducted |  |  | 2017 | Tier 2 - Elevated | Distribution Circuit | 1 | 13 | 2017-01-13 | 1642127 | Sus | N | UnknownCause¦Patrolnotconducted¦¦
17-0008729 | Equipment Failure/Involved | Overhead | Transformer | Broken | 2017 | Tier 3 - Extreme | Transformer only | 1 | 13 | 2017-01-13 | 1642508 | Sus | N | EquipmentFailureInvolved¦Overhead¦Transformer¦Broken
17-0010057 | Vegetation | Tree - branch fell on line | Conductor, Overhead | Normal | 2017 | Tier 2 - Elevated | Distribution Circuit | 1 | 18 | 2017-01-18 | 1646198 | Sus | N | Vegetation¦Treebranchfellonline¦ConductorOverhead¦Normal
17-0011234 | Vegetation | Tree - fell into line | Conductor, Overhead | Broken, wire on ground | 2017 | Tier 2 - Elevated | Distribution Circuit | 1 | 20 | 2017-01-20 | 1652521 | Sus | N | Vegetation¦Treefellintoline¦ConductorOverhead¦Brokenwireonground
17-0011959 | Equipment Failure/Involved | Overhead | Transformer | Failed/Faulted | 2017 | Tier 2 - Elevated | Distribution Circuit | 1 | 21 | 2017-01-21 | 1655556 | Sus | N | EquipmentFailureInvolved¦Overhead¦Transformer¦FailedFaulted
17-0013239 | Vegetation | Tree - fell into line | Conductor, Overhead | Broken, wire on ground | 2017 | Tier 2 - Elevated | Distribution Circuit | 1 | 22 | 2017-01-22 | 1661177 | Sus | N | Vegetation¦Treefellintoline¦ConductorOverhead¦Brokenwireonground
17-0013925 | Unknown Cause | Patrol - found nothing |  |  | 2017 | Tier 2 - Elevated | Distribution Circuit | 1 | 23 | 2017-01-23 | 1662869 | Sus | N | UnknownCause¦Patrolfoundnothing¦¦
17-0015420 | Unknown Cause | Patrol - not conducted |  |  | 2017 | Tier 2 - Elevated | Distribution Circuit | 1 | 27 | 2017-01-27 | 1668576 | Sus | N | UnknownCause¦Patrolnotconducted¦¦
17-0015420 | Unknown Cause | Patrol - not conducted |  |  | 2017 | Tier 2 - Elevated | Distribution Circuit | 1 | 27 | 2017-01-27 | 1668576 | Sus | N | UnknownCause¦Patrolnotconducted¦¦
17-0016615 | Unknown Cause | Patrol - not conducted |  |  | 2017 | Tier 2 - Elevated | Distribution Circuit | 2 | 1 | 2017-02-01 | 1671940 | Sus | N | UnknownCause¦Patrolnotconducted¦¦
17-0017102 | Vegetation | Tree - fell into line | Transformer | Broken | 2017 | Tier 2 - Elevated | Transformer only | 2 | 3 | 2017-02-03 | 1673578 | Sus | N | Vegetation¦Treefellintoline¦Transformer¦Broken
17-0017360 | Equipment Failure/Involved | Overhead | Transformer | Failed/Faulted | 2017 | Tier 2 - Elevated | Transformer only | 2 | 3 | 2017-02-03 | 1674263 | Sus | N | EquipmentFailureInvolved¦Overhead¦Transformer¦FailedFaulted
17-0017929 | Vegetation | Tree - branch fell on line | Conductor, Overhead | Normal | 2017 | Tier 2 - Elevated | Distribution Circuit | 2 | 6 | 2017-02-06 | 1676936 | Sus | N | Vegetation¦Treebranchfellonline¦ConductorOverhead¦Normal
17-0018038 | Unknown Cause | Patrol - not conducted |  |  | 2017 | Tier 2 - Elevated | Distribution Circuit | 2 | 6 | 2017-02-06 | 1677373 | Sus | N | UnknownCause¦Patrolnotconducted¦¦
17-0018101 | Vegetation | Tree - fell into line | Conductor, Overhead | Broken, wire on ground | 2017 | Tier 2 - Elevated | Distribution Circuit | 2 | 7 | 2017-02-07 | 1677629 | Sus | N | Vegetation¦Treefellintoline¦ConductorOverhead¦Brokenwireonground
17-0018518 | Environmental/External | Flood/Erosion | Fuse | Normal | 2017 | Tier 3 - Extreme | Distribution Circuit | 2 | 7 | 2017-02-07 | 1679980 | Sus | N | EnvironmentalExternal¦FloodErosion¦Fuse¦Normal
17-0020883 | Equipment Failure/Involved | Overhead | Jumper | Broken | 2017 | Tier 3 - Extreme | Transformer only | 2 | 10 | 2017-02-10 | 1684980 | Sus | N | EquipmentFailureInvolved¦Overhead¦Jumper¦Broken
17-0024732 | Vegetation | Tree - branch fell on line | Conductor, Overhead | Normal | 2017 | Tier 3 - Extreme | Distribution Circuit | 2 | 20 | 2017-02-20 | 1706750 | Sus | N | Vegetation¦Treebranchfellonline¦ConductorOverhead¦Normal
17-0024870 | Vegetation | Tree - fell into line | Secondary | Together | 2017 | Tier 3 - Extreme | Distribution Circuit | 2 | 21 | 2017-02-21 | 1707329 | Sus | N | Vegetation¦Treefellintoline¦Secondary¦Together
17-0026411 | Equipment Failure/Involved | Overhead | Pole-Wood | Broken | 2017 | Tier 3 - Extreme | Distribution Circuit | 2 | 24 | 2017-02-24 | 1712919 | Sus | N | EquipmentFailureInvolved¦Overhead¦PoleWood¦Broken
17-0031663 | Unknown Cause | Patrol - found nothing |  |  | 2017 | Tier 2 - Elevated | Distribution Circuit | 3 | 18 | 2017-03-18 | 1729657 | Sus | N | UnknownCause¦Patrolfoundnothing¦¦
17-0032131 | Equipment Failure/Involved | Overhead | Metering Equipment | Failed/Faulted | 2017 | Tier 2 - Elevated | Distribution Circuit | 3 | 20 | 2017-03-20 | 1731220 | Sus | N | EquipmentFailureInvolved¦Overhead¦MeteringEquipment¦FailedFaulted
17-0033257 | Unknown Cause | Patrol - found nothing |  |  | 2017 | Tier 2 - Elevated | Distribution Circuit | 3 | 23 | 2017-03-23 | 1734225 | Sus | N | UnknownCause¦Patrolfoundnothing¦¦
17-0035990 | Unknown Cause | Patrol - found nothing |  |  | 2017 | Tier 3 - Extreme | Distribution Circuit | 4 | 3 | 2017-04-03 | 1742644 | Sus | N | UnknownCause¦Patrolfoundnothing¦¦
17-0036781 | Unknown Cause | Patrol - found nothing |  |  | 2017 | Tier 3 - Extreme | Distribution Circuit | 4 | 5 | 2017-04-05 | 1744714 | Sus | N | UnknownCause¦Patrolfoundnothing¦¦
17-0036787 | Unknown Cause | Patrol - found nothing |  |  | 2017 | Tier 2 - Elevated | Distribution Circuit | 4 | 5 | 2017-04-05 | 1744810 | Sus | N | UnknownCause¦Patrolfoundnothing¦¦
17-0040393 | Vegetation | Tree - fell into line | Conductor, Overhead | Broken, wire on ground | 2017 | Tier 2 - Elevated | Distribution Circuit | 4 | 14 | 2017-04-14 | 1757999 | Sus | N | Vegetation¦Treefellintoline¦ConductorOverhead¦Brokenwireonground
17-0040851 | Vegetation | Tree - branch fell on line | Conductor, Overhead | Normal | 2017 | Tier 2 - Elevated | Distribution Circuit | 4 | 17 | 2017-04-17 | 1759349 | Sus | N | Vegetation¦Treebranchfellonline¦ConductorOverhead¦Normal
17-0042132 | 3rd Party | Metallic Balloon | Conductor, Overhead | Together | 2017 | Tier 3 - Extreme | Distribution Circuit | 4 | 22 | 2017-04-22 | 1764878 | Sus | N | 3rdParty¦MetallicBalloon¦ConductorOverhead¦Together
17-0042433 | Unknown Cause | Patrol - found nothing |  |  | 2017 | Tier 3 - Extreme | Distribution Circuit | 4 | 24 | 2017-04-24 | 1765877 | Sus | N | UnknownCause¦Patrolfoundnothing¦¦
17-0045837 | Vegetation | Tree - branch fell on line | Conductor, Overhead | Burned/flashed | 2017 | Tier 2 - Elevated | Transformer only | 5 | 6 | 2017-05-06 | 1776322 | Sus | Y | Vegetation¦Treebranchfellonline¦ConductorOverhead¦Burnedflashed
17-0052664 | Equipment Failure/Involved | Overhead | Transformer | Failed/Faulted | 2017 | Tier 2 - Elevated | Distribution Circuit | 6 | 4 | 2017-06-04 | 1796812 | Sus | Y | EquipmentFailureInvolved¦Overhead¦Transformer¦FailedFaulted
17-0072949 | Vegetation | Tree - fell into line | Conductor, Overhead | Normal | 2017 | Tier 2 - Elevated | Distribution Circuit | 8 | 25 | 2017-08-25 | 1859563 | Sus | Y | Vegetation¦Treefellintoline¦ConductorOverhead¦Normal
17-0073563 | Vegetation | Tree - branch fell on line | Conductor, Overhead | Normal | 2017 | Tier 2 - Elevated | Distribution Circuit | 8 | 28 | 2017-08-28 | 1861568 | Sus | Y | Vegetation¦Treebranchfellonline¦ConductorOverhead¦Normal
17-0075132 | Vegetation | Tree - fell into line | Conductor, Overhead | Broken, wire on ground | 2017 | Tier 3 - Extreme | Distribution Circuit | 9 | 2 | 2017-09-02 | 1866220 | Sus | Y | Vegetation¦Treefellintoline¦ConductorOverhead¦Brokenwireonground
17-0075905 | Vegetation | Tree - fell into line | Conductor, Overhead | Broken, wire on ground | 2017 | Tier 2 - Elevated | Distribution Circuit | 9 | 4 | 2017-09-04 | 1870131 | Sus | Y | Vegetation¦Treefellintoline¦ConductorOverhead¦Brokenwireonground
17-0077639 | Equipment Failure/Involved | Overhead | Transformer | Failed/Faulted | 2017 | Tier 2 - Elevated | Transformer only | 9 | 11 | 2017-09-11 | 1874862 | Sus | Y | EquipmentFailureInvolved¦Overhead¦Transformer¦FailedFaulted
17-0077797 | Environmental/External | Lightning | Transformer | Failed/Faulted | 2017 | Tier 2 - Elevated | Transformer only | 9 | 11 | 2017-09-11 | 1875691 | Sus | Y | EnvironmentalExternal¦Lightning¦Transformer¦FailedFaulted
17-0079057 | Unknown Cause | Patrol - found nothing |  |  | 2017 | Tier 2 - Elevated | Distribution Circuit | 9 | 14 | 2017-09-14 | 1879133 | Sus | Y | UnknownCause¦Patrolfoundnothing¦¦
17-0084330 | Animal | Bird found | Conductor, Overhead | Normal | 2017 | Tier 3 - Extreme | Distribution Circuit | 10 | 5 | 2017-10-05 | 1891160 | Sus | Y | Animal¦Birdfound¦ConductorOverhead¦Normal
17-0086236 | Vegetation | Tree - fell into line | Pole-Wood | Broken, wire on ground | 2017 | Tier 2 - Elevated | Distribution Circuit | 10 | 10 | 2017-10-10 | 1898104 | Sus | Y | Vegetation¦Treefellintoline¦PoleWood¦Brokenwireonground
17-0087200 | Environmental/External | Fire, Forest/Grass | Customer Equipment | Burned/flashed | 2017 | Tier 3 - Extreme | Distribution Circuit | 10 | 8 | 2017-10-08 | 1900336 | Sus | Y | EnvironmentalExternal¦FireForestGrass¦CustomerEquipment¦Burnedflashed
17-0087373 | Environmental/External | Fire, Forest/Grass | Pole-Wood | Burned/flashed | 2017 | Tier 3 - Extreme | Distribution Circuit | 10 | 8 | 2017-10-08 | 1900806 | Sus | Y | EnvironmentalExternal¦FireForestGrass¦PoleWood¦Burnedflashed
17-0089238 | Environmental/External | Fire, Forest/Grass | Pole-Wood | Burned/flashed | 2017 | Tier 3 - Extreme | Distribution Circuit | 10 | 16 | 2017-10-16 | 1906328 | Sus | Y | EnvironmentalExternal¦FireForestGrass¦PoleWood¦Burnedflashed
17-0092063 | Unknown Cause | Patrol - found nothing |  |  | 2017 | Tier 2 - Elevated | Distribution Circuit | 11 | 2 | 2017-11-02 | 1914303 | Sus | Y | UnknownCause¦Patrolfoundnothing¦¦
17-0094661 | Unknown Cause | Patrol - found nothing |  |  | 2017 | Tier 2 - Elevated | Distribution Circuit | 11 | 13 | 2017-11-13 | 1921271 | Sus | Y | UnknownCause¦Patrolfoundnothing¦¦
17-0097998 | Unknown Cause | Patrol - not conducted |  |  | 2017 | Tier 2 - Elevated | Distribution Circuit | 11 | 28 | 2017-11-28 | 1930680 | Sus | Y | UnknownCause¦Patrolnotconducted¦¦
17-0099748 | Vegetation | Tree - fell into line | Conductor, Overhead | Together | 2017 | Tier 3 - Extreme | Distribution Circuit | 12 | 4 | 2017-12-04 | 1935549 | Sus | N | Vegetation¦Treefellintoline¦ConductorOverhead¦Together
17-0101063 | Equipment Failure/Involved | Overhead | Pole-Wood | Broken | 2017 | Tier 2 - Elevated | Distribution Circuit | 12 | 11 | 2017-12-11 | 1940357 | Sus | N | EquipmentFailureInvolved¦Overhead¦PoleWood¦Broken
18-0003741 | Vegetation | Tree - branch fell on line | Conductor, Overhead | Broken, wire on ground | 2018 | Tier 2 - Elevated | Distribution Circuit | 1 | 4 | 2018-01-04 | 2327 | Sus | N | Vegetation¦Treebranchfellonline¦ConductorOverhead¦Brokenwireonground
18-0006238 | Animal | Other | Transformer (OH) | Normal | 2018 | Tier 3 - Extreme | Transformer only | 1 | 15 | 2018-01-15 | 8582 | Sus | N | Animal¦Other¦Transformer(OH)¦Normal
18-0011390 | 3rd Party | Tree - cutting, 3rd party | Conductor, Overhead | Normal | 2018 | Tier 2 - Elevated | Distribution Circuit | 2 | 4 | 2018-02-04 | 19132 | Sus | N | 3rdParty¦Treecutting3rdparty¦ConductorOverhead¦Normal
18-0019041 | Vegetation | Tree - fell into line | Conductor, Overhead | Broken, wire on ground | 2018 | Tier 2 - Elevated | Distribution Circuit | 3 | 2 | 2018-03-02 | 36122 | Sus | N | Vegetation¦Treefellintoline¦ConductorOverhead¦Brokenwireonground
18-0019117 | Environmental/External | Ice or snow | Insulator | Broken, wire on object | 2018 | Tier 2 - Elevated | Distribution Circuit | 3 | 2 | 2018-03-02 | 36319 | Sus | N | EnvironmentalExternal¦Iceorsnow¦Insulator¦Brokenwireonobject
18-0019205 | Equipment Failure/Involved | Overhead | Conductor, Overhead | Broken | 2018 | Tier 2 - Elevated | Distribution Circuit | 3 | 2 | 2018-03-02 | 36446 | Sus | N | EquipmentFailureInvolved¦Overhead¦ConductorOverhead¦Broken
18-0019312 | Vegetation | Tree - fell into line | Conductor, Overhead | Normal | 2018 | Tier 3 - Extreme | Distribution Circuit | 3 | 3 | 2018-03-03 | 37068 | Sus | N | Vegetation¦Treefellintoline¦ConductorOverhead¦Normal
18-0023449 | Vegetation | Tree - branch fell on line | Conductor, Overhead | Normal | 2018 | Tier 3 - Extreme | Distribution Circuit | 3 | 16 | 2018-03-16 | 45938 | Sus | N | Vegetation¦Treebranchfellonline¦ConductorOverhead¦Normal
18-0023869 | Unknown Cause | Patrol - found nothing |  |  | 2018 | Tier 2 - Elevated | Distribution Circuit | 3 | 18 | 2018-03-18 | 47168 | Sus | N | UnknownCause¦Patrolfoundnothing¦¦
18-0026819 | Equipment Failure/Involved | Other | Customer Equipment | Malfunctioning | 2018 | Tier 2 - Elevated | Transformer only | 3 | 26 | 2018-03-26 | 53786 | Sus | N | EquipmentFailureInvolved¦Other¦CustomerEquipment¦Malfunctioning
18-0027878 | Equipment Failure/Involved | Overhead | Conductor, Overhead | Broken, wire on ground | 2018 | Tier 2 - Elevated | Distribution Circuit | 3 | 30 | 2018-03-30 | 56311 | Sus | N | EquipmentFailureInvolved¦Overhead¦ConductorOverhead¦Brokenwireonground
18-0027891 | Unknown Cause | Patrol - not conducted |  |  | 2018 | Tier 2 - Elevated | Distribution Circuit | 3 | 30 | 2018-03-30 | 56327 | Sus | N | UnknownCause¦Patrolnotconducted¦¦
18-0030537 | Unknown Cause | Patrol - found nothing |  |  | 2018 | Tier 2 - Elevated | Distribution Circuit | 4 | 9 | 2018-04-09 | 62783 | Sus | N | UnknownCause¦Patrolfoundnothing¦¦
18-0031413 | Vegetation | Tree - fell into line | Secondary | Broken, wire on ground | 2018 | Tier 2 - Elevated | Transformer only | 4 | 11 | 2018-04-11 | 64772 | Sus | N | Vegetation¦Treefellintoline¦Secondary¦Brokenwireonground
18-0033409 | Equipment Failure/Involved | Underground | Conductor, Underground | Broken | 2018 | Tier 2 - Elevated | Distribution Circuit | 4 | 18 | 2018-04-18 | 69333 | Sus | N | EquipmentFailureInvolved¦Underground¦ConductorUnderground¦Broken
18-0051668 | Vegetation | Tree - fell into line | Conductor, Overhead | Together | 2018 | Tier 2 - Elevated | Distribution Circuit | 6 | 16 | 2018-06-16 | 110979 | Sus | Y | Vegetation¦Treefellintoline¦ConductorOverhead¦Together
18-0057628 | Equipment Failure/Involved | Underground | Conductor, Underground | Burned/flashed | 2018 | Tier 2 - Elevated | Distribution Circuit | 7 | 7 | 2018-07-07 | 125836 | Sus | Y | EquipmentFailureInvolved¦Underground¦ConductorUnderground¦Burnedflashed
18-0066117 | Animal | Bird found | Cutout, fuse holder | Normal | 2018 | Tier 3 - Extreme | Distribution Circuit | 8 | 2 | 2018-08-02 | 147454 | Sus | Y | Animal¦Birdfound¦Cutoutfuseholder¦Normal
18-0086546 | Equipment Failure/Involved | Fire, pole | Pole-Wood | Broken, wire on ground | 2018 | Tier 2 - Elevated | Distribution Circuit | 10 | 3 | 2018-10-03 | 187815 | Sus | Y | EquipmentFailureInvolved¦Firepole¦PoleWood¦Brokenwireonground
18-0091350 | Wildfire Mitigation | CWSP - Vegetation Removal |  |  | 2018 | Tier 3 - Extreme | Distribution Circuit | 10 | 17 | 2018-10-17 | 197449 | Sus | Y | WildfireMitigation¦CWSPVegetationRemoval¦¦
18-0094706 | Equipment Failure/Involved | Overhead | Transformer | Failed/Faulted | 2018 | Tier 3 - Extreme | Distribution Circuit | 10 | 26 | 2018-10-26 | 203179 | Sus | Y | EquipmentFailureInvolved¦Overhead¦Transformer¦FailedFaulted
18-0098830 | Equipment Failure/Involved | Overhead | Transformer (OH) | Leaking | 2018 | Tier 3 - Extreme | Transformer only | 11 | 10 | 2018-11-10 | 212993 | Sus | Y | EquipmentFailureInvolved¦Overhead¦Transformer(OH)¦Leaking
18-0102119 | Environmental/External | Fire, Forest/Grass | Pole-Wood | Burned/flashed | 2018 | Tier 3 - Extreme | Distribution Circuit | 11 | 8 | 2018-11-08 | 221109 | Sus | Y | EnvironmentalExternal¦FireForestGrass¦PoleWood¦Burnedflashed
18-0108747 | Unknown Cause | Patrol - not conducted |  |  | 2018 | Tier 3 - Extreme | Distribution Circuit | 12 | 12 | 2018-12-12 | 238326 | Sus | N | UnknownCause¦Patrolnotconducted¦¦
19-0003658 | Animal | Squirrel | Transformer (OH) | Normal | 2019 | Tier 2 - Elevated | Distribution Circuit | 1 | 2 | 2019-01-02 | 251861 | Sus | N | Animal¦Squirrel¦Transformer(OH)¦Normal
19-0004786 | Unknown Cause | Patrol - not conducted |  |  | 2019 | Tier 3 - Extreme | Distribution Circuit | 1 | 5 | 2019-01-05 | 254020 | Sus | N | UnknownCause¦Patrolnotconducted¦¦
19-0005120 | Vegetation | Tree - fell into line | Conductor, Overhead | Broken, wire on ground | 2019 | Tier 3 - Extreme | Distribution Circuit | 1 | 6 | 2019-01-06 | 255338 | Sus | N | Vegetation¦Treefellintoline¦ConductorOverhead¦Brokenwireonground
19-0006657 | Unknown Cause | Patrol - found nothing |  |  | 2019 | Tier 3 - Extreme | Distribution Circuit | 1 | 9 | 2019-01-09 | 261213 | Sus | N | UnknownCause¦Patrolfoundnothing¦¦
19-0008981 | Equipment Failure/Involved | Underground | Conductor, Underground | Broken | 2019 | Tier 2 - Elevated | Distribution Circuit | 1 | 15 | 2019-01-15 | 265502 | Sus | N | EquipmentFailureInvolved¦Underground¦ConductorUnderground¦Broken
19-0009917 | Vegetation | Tree - fell into line | Pole-Wood | Broken, wire on ground | 2019 | Tier 2 - Elevated | Distribution Circuit | 1 | 16 | 2019-01-16 | 267328 | Sus | N | Vegetation¦Treefellintoline¦PoleWood¦Brokenwireonground
19-0010355 | Vegetation | Tree - fell into line | Crossarm, Wood | Broken | 2019 | Tier 2 - Elevated | Distribution Circuit | 1 | 16 | 2019-01-16 | 271183 | Sus | N | Vegetation¦Treefellintoline¦CrossarmWood¦Broken
19-0010591 | Vegetation | Tree - fell into line | Conductor, Overhead | Normal | 2019 | Tier 3 - Extreme | Distribution Circuit | 1 | 17 | 2019-01-17 | 272649 | Sus | N | Vegetation¦Treefellintoline¦ConductorOverhead¦Normal
19-0011402 | Unknown Cause | Patrol - found nothing |  |  | 2019 | Tier 2 - Elevated | Distribution Circuit | 1 | 17 | 2019-01-17 | 274841 | Sus | N | UnknownCause¦Patrolfoundnothing¦¦
19-0011674 | Vegetation | Tree - branch fell on line | Conductor, Overhead | Broken, wire on ground | 2019 | Tier 3 - Extreme | Distribution Circuit | 1 | 18 | 2019-01-18 | 275313 | Sus | N | Vegetation¦Treebranchfellonline¦ConductorOverhead¦Brokenwireonground
19-0011731 | Unknown Cause | Patrol - found nothing |  |  | 2019 | Tier 3 - Extreme | Distribution Circuit | 1 | 17 | 2019-01-17 | 274386 | Sus | N | UnknownCause¦Patrolfoundnothing¦¦
19-0014932 | Equipment Failure/Involved | Overhead | Transformer | Failed/Faulted | 2019 | Tier 2 - Elevated | Transformer only | 1 | 28 | 2019-01-28 | 282393 | Sus | N | EquipmentFailureInvolved¦Overhead¦Transformer¦FailedFaulted
19-0015724 | Unknown Cause | Patrol - not conducted |  |  | 2019 | Tier 2 - Elevated | Distribution Circuit | 1 | 29 | 2019-01-29 | 283617 | Sus | N | UnknownCause¦Patrolnotconducted¦¦
19-0019438 | Vegetation | Tree - fell into line | Conductor, Overhead | Broken, wire on ground | 2019 | Tier 2 - Elevated | Distribution Circuit | 2 | 4 | 2019-02-04 | 294948 | Sus | N | Vegetation¦Treefellintoline¦ConductorOverhead¦Brokenwireonground
19-0020792 | Vegetation | Tree - fell into line | Pole-Wood | Broken | 2019 | Tier 2 - Elevated | Distribution Circuit | 2 | 10 | 2019-02-10 | 298314 | Sus | N | Vegetation¦Treefellintoline¦PoleWood¦Broken
19-0021824 | Equipment Failure/Involved | Overhead | Conductor, Overhead | Broken, wire on ground | 2019 | Tier 3 - Extreme | Transmission line | 2 | 13 | 2019-02-13 | 302687 | Sus | N | EquipmentFailureInvolved¦Overhead¦ConductorOverhead¦Brokenwireonground
19-0024444 | Vegetation | Tree - fell into line | Conductor, Overhead | Broken, wire on ground | 2019 | Tier 3 - Extreme | Distribution Circuit | 2 | 16 | 2019-02-16 | 313702 | Sus | N | Vegetation¦Treefellintoline¦ConductorOverhead¦Brokenwireonground
19-0024534 | Vegetation | Tree - fell into line | Pole-Wood | Broken | 2019 | Tier 2 - Elevated | Distribution Circuit | 2 | 12 | 2019-02-12 | 314085 | Sus | N | Vegetation¦Treefellintoline¦PoleWood¦Broken
19-0024539 | Unknown Cause | Patrol - found nothing |  |  | 2019 | Tier 2 - Elevated | Distribution Circuit | 2 | 16 | 2019-02-16 | 314150 | Sus | N | UnknownCause¦Patrolfoundnothing¦¦
19-0028671 | Vegetation | Tree - fell into line | Conductor, Overhead | Broken, wire on ground | 2019 | Tier 2 - Elevated | Distribution Circuit | 2 | 26 | 2019-02-26 | 325553 | Sus | N | Vegetation¦Treefellintoline¦ConductorOverhead¦Brokenwireonground
19-0029550 | Vegetation | Tree - branch fell on line | Conductor, Overhead | Normal | 2019 | Tier 3 - Extreme | Distribution Circuit | 2 | 28 | 2019-02-28 | 328258 | Sus | N | Vegetation¦Treebranchfellonline¦ConductorOverhead¦Normal
19-0030028 | Vegetation | Tree - branch fell on line | Conductor, Overhead | Normal | 2019 | Tier 2 - Elevated | Distribution Circuit | 3 | 2 | 2019-03-02 | 329494 | Sus | N | Vegetation¦Treebranchfellonline¦ConductorOverhead¦Normal
19-0032719 | 3rd Party | Tree - cutting, 3rd party | Crossarm, Wood | Broken, wire on ground | 2019 | Tier 2 - Elevated | Distribution Circuit | 3 | 11 | 2019-03-11 | 336333 | Sus | N | 3rdParty¦Treecutting3rdparty¦CrossarmWood¦Brokenwireonground
19-0035135 | Equipment Failure/Involved | Overhead | Transformer | Failed/Faulted | 2019 | Tier 3 - Extreme | Transformer only | 3 | 19 | 2019-03-19 | 342828 | Sus | N | EquipmentFailureInvolved¦Overhead¦Transformer¦FailedFaulted
19-0036209 | Animal | Bird found | Conductor, Overhead | Normal | 2019 | Tier 2 - Elevated | Distribution Circuit | 3 | 22 | 2019-03-22 | 345572 | Sus | N | Animal¦Birdfound¦ConductorOverhead¦Normal
19-0045518 | Unknown Cause | Patrol - not conducted |  |  | 2019 | Tier 2 - Elevated | Distribution Circuit | 4 | 24 | 2019-04-24 | 366787 | Sus | N | UnknownCause¦Patrolnotconducted¦¦
19-0052655 | Vegetation | Tree - fell into line | Conductor, Overhead | Broken, wire on ground | 2019 | Tier 2 - Elevated | Distribution Circuit | 5 | 16 | 2019-05-16 | 382262 | Sus | Y | Vegetation¦Treefellintoline¦ConductorOverhead¦Brokenwireonground
19-0053170 | Environmental/External | Lightning | Transformer | Failed/Faulted | 2019 | Tier 2 - Elevated | Transformer only | 5 | 17 | 2019-05-17 | 383247 | Sus | Y | EnvironmentalExternal¦Lightning¦Transformer¦FailedFaulted
19-0056451 | Equipment Failure/Involved | Overhead | Insulator | Broken | 2019 | Tier 2 - Elevated | Distribution Circuit | 5 | 23 | 2019-05-23 | 389072 | Sus | Y | EquipmentFailureInvolved¦Overhead¦Insulator¦Broken
19-0061471 | Unknown Cause | Patrol - found nothing |  |  | 2019 | Tier 2 - Elevated | Distribution Circuit | 6 | 2 | 2019-06-02 | 395616 | Sus | Y | UnknownCause¦Patrolfoundnothing¦¦
19-0061740 | Equipment Failure/Involved | Overhead | Jumper | Arcing | 2019 | Tier 2 - Elevated | Distribution Circuit | 6 | 3 | 2019-06-03 | 396103 | Sus | Y | EquipmentFailureInvolved¦Overhead¦Jumper¦Arcing
19-0074144 | Unknown Cause | Patrol - found nothing |  |  | 2019 | Tier 2 - Elevated | Distribution Circuit | 7 | 2 | 2019-07-02 | 440098 | Sus | Y | UnknownCause¦Patrolfoundnothing¦¦
19-0076927 | Equipment Failure/Involved | Overhead | Anchor or Guy | Broken | 2019 | Tier 2 - Elevated | Distribution Circuit | 7 | 12 | 2019-07-12 | 447653 | Sus | Y | EquipmentFailureInvolved¦Overhead¦AnchororGuy¦Broken
19-0082574 | Equipment Failure/Involved | Overhead | Pole-Wood | Broken | 2019 | Tier 2 - Elevated | Distribution Circuit | 7 | 30 | 2019-07-30 | 475515 | Sus | Y | EquipmentFailureInvolved¦Overhead¦PoleWood¦Broken
19-0086480 | Equipment Failure/Involved | Overhead | Transformer (OH) | Failed/Faulted | 2019 | Tier 2 - Elevated | Distribution Circuit | 8 | 10 | 2019-08-10 | 499093 | Sus | Y | EquipmentFailureInvolved¦Overhead¦Transformer(OH)¦FailedFaulted
19-0086572 | Vegetation | Tree - fell into line | Conductor, Overhead | Broken, wire on ground | 2019 | Tier 2 - Elevated | Distribution Circuit | 8 | 10 | 2019-08-10 | 501414 | Sus | Y | Vegetation¦Treefellintoline¦ConductorOverhead¦Brokenwireonground
19-0086582 | Equipment Failure/Involved | Underground | Connector or Splice (UG) | Failed/Faulted | 2019 | Tier 3 - Extreme | Distribution Circuit | 8 | 10 | 2019-08-10 | 501542 | Sus | Y | EquipmentFailureInvolved¦Underground¦ConnectororSplice(UG)¦FailedFaulted
19-0095068 | Equipment Failure/Involved | Overhead | Pole-Wood | Broken | 2019 | Tier 3 - Extreme | Distribution Circuit | 9 | 4 | 2019-09-04 | 552111 | Sus | Y | EquipmentFailureInvolved¦Overhead¦PoleWood¦Broken
19-0098830 | Unknown Cause | Patrol - found nothing |  |  | 2019 | Tier 3 - Extreme | Distribution Circuit | 9 | 13 | 2019-09-13 | 578234 | Sus | Y | UnknownCause¦Patrolfoundnothing¦¦
19-0114769 | Wildfire Mitigation | Public Safety Power Shut-off | Conductor, Overhead | Normal | 2019 | Tier 3 - Extreme | Distribution Circuit | 10 | 23 | 2019-10-23 | 678819 | Sus | Y | WildfireMitigation¦PublicSafetyPowerShutoff¦ConductorOverhead¦Normal
19-0117543 | Wildfire Mitigation | Public Safety Power Shut-off | Conductor, Overhead | Broken, wire on ground | 2019 | Tier 3 - Extreme | Distribution Circuit | 10 | 26 | 2019-10-26 | 690716 | Sus | Y | WildfireMitigation¦PublicSafetyPowerShutoff¦ConductorOverhead¦Brokenwireonground
19-0117976 | Wildfire Mitigation | Public Safety Power Shut-off | Conductor, Overhead | Broken, wire on ground | 2019 | Tier 3 - Extreme | Distribution Circuit | 10 | 26 | 2019-10-26 | 692042 | Sus | Y | WildfireMitigation¦PublicSafetyPowerShutoff¦ConductorOverhead¦Brokenwireonground
19-0121197 | Animal | Bird found | Conductor, Overhead | Normal | 2019 | Tier 2 - Elevated | Distribution Circuit | 11 | 5 | 2019-11-05 | 699746 | Sus | Y | Animal¦Birdfound¦ConductorOverhead¦Normal
19-0129529 | Equipment Failure/Involved | Overhead | Conductor, Overhead | Broken, wire on ground | 2019 | Tier 3 - Extreme | Distribution Circuit | 11 | 26 | 2019-11-26 | 716982 | Sus | Y | EquipmentFailureInvolved¦Overhead¦ConductorOverhead¦Brokenwireonground
19-0129980 | Vegetation | Tree - fell into line | Crossarm, Wood | Broken, wire on ground | 2019 | Tier 3 - Extreme | Distribution Circuit | 11 | 26 | 2019-11-26 | 719133 | Sus | Y | Vegetation¦Treefellintoline¦CrossarmWood¦Brokenwireonground
19-0130305 | Vegetation | Tree - branch fell on line | Crossarm, Wood | Broken | 2019 | Tier 3 - Extreme | Distribution Circuit | 11 | 27 | 2019-11-27 | 720397 | Sus | Y | Vegetation¦Treebranchfellonline¦CrossarmWood¦Broken
19-0131113 | 3rd Party | Vehicle | Pole-Wood | Broken | 2019 | Tier 2 - Elevated | Distribution Circuit | 11 | 29 | 2019-11-29 | 723822 | Sus | Y | 3rdParty¦Vehicle¦PoleWood¦Broken
19-0131580 | Vegetation | Tree - fell into line | Conductor, Overhead | Broken, wire on ground | 2019 | Tier 3 - Extreme | Distribution Circuit | 11 | 30 | 2019-11-30 | 725178 | Sus | Y | Vegetation¦Treefellintoline¦ConductorOverhead¦Brokenwireonground
19-0131990 | Equipment Failure/Involved | Overhead | Transformer | Failed/Faulted | 2019 | Tier 2 - Elevated | Transformer only | 12 | 1 | 2019-12-01 | 726006 | Sus | N | EquipmentFailureInvolved¦Overhead¦Transformer¦FailedFaulted
19-0136714 | 3rd Party | Tree - cutting, 3rd party | Conductor, Overhead | Broken, wire on ground | 2019 | Tier 2 - Elevated | Distribution Circuit | 12 | 16 | 2019-12-16 | 740962 | Sus | N | 3rdParty¦Treecutting3rdparty¦ConductorOverhead¦Brokenwireonground
19-0137183 | Vegetation | Tree - fell into line | Conductor, Overhead | Broken, wire on ground | 2019 | Tier 3 - Extreme | Distribution Circuit | 12 | 18 | 2019-12-18 | 745824 | Sus | N | Vegetation¦Treefellintoline¦ConductorOverhead¦Brokenwireonground
20-0005365 | Animal | Bird found | Fuse | Failed/Faulted | 2020 | Tier 3 - Extreme | Distribution Circuit | 1 | 6 | 2020-01-06 | 755289 | Sus | N | Animal¦Birdfound¦Fuse¦FailedFaulted
20-0008353 | Unknown Cause | Patrol - not conducted |  |  | 2020 | Tier 2 - Elevated | Distribution Circuit | 1 | 13 | 2020-01-13 | 760513 | Sus | N | UnknownCause¦Patrolnotconducted¦¦
20-0011469 | Vegetation | Tree - branch fell on line | Conductor, Overhead | Normal | 2020 | Tier 2 - Elevated | Distribution Circuit | 1 | 21 | 2020-01-21 | 766917 | Sus | N | Vegetation¦Treebranchfellonline¦ConductorOverhead¦Normal
20-0012442 | Vegetation | Tree - fell into line | Conductor, Overhead | Normal | 2020 | Tier 2 - Elevated | Distribution Circuit | 1 | 22 | 2020-01-22 | 768170 | Sus | N | Vegetation¦Treefellintoline¦ConductorOverhead¦Normal
20-0017995 | Unknown Cause | Patrol - found nothing |  |  | 2020 | Tier 2 - Elevated | Distribution Circuit | 2 | 6 | 2020-02-06 | 779184 | Sus | N | UnknownCause¦Patrolfoundnothing¦¦
20-0018906 | Vegetation | Tree - fell into line | Pole-Wood | Broken | 2020 | Tier 3 - Extreme | Distribution Circuit | 2 | 9 | 2020-02-09 | 780943 | Sus | N | Vegetation¦Treefellintoline¦PoleWood¦Broken
20-0021734 | 3rd Party | Tree - cutting, 3rd party | Crossarm, Wood | Broken, wire on ground | 2020 | Tier 3 - Extreme | Distribution Circuit | 2 | 13 | 2020-02-13 | 790173 | Sus | N | 3rdParty¦Treecutting3rdparty¦CrossarmWood¦Brokenwireonground
20-0027297 | Equipment Failure/Involved | Overhead | Pole-Wood | Broken | 2020 | Tier 2 - Elevated | Distribution Circuit | 2 | 29 | 2020-02-29 | 819998 | Sus | N | EquipmentFailureInvolved¦Overhead¦PoleWood¦Broken
20-0030617 | Company Initiated | Personnel, company | Jumper | Broken | 2020 | Tier 3 - Extreme | Distribution Circuit | 3 | 10 | 2020-03-10 | 843233 | Sus | N | CompanyInitiated¦Personnelcompany¦Jumper¦Broken
20-0032142 | Vegetation | Tree - fell into line | Conductor, Overhead | Broken, wire on ground | 2020 | Tier 2 - Elevated | Distribution Circuit | 3 | 14 | 2020-03-14 | 851571 | Sus | N | Vegetation¦Treefellintoline¦ConductorOverhead¦Brokenwireonground
20-0032209 | Vegetation | Tree - fell into line | Pole-Wood | Broken, wire on ground | 2020 | Tier 3 - Extreme | Transmission line | 3 | 15 | 2020-03-15 | 851882 | Sus | N | Vegetation¦Treefellintoline¦PoleWood¦Brokenwireonground
20-0032265 | Vegetation | Tree - fell into line | Conductor, Overhead | Together | 2020 | Tier 2 - Elevated | Distribution Circuit | 3 | 15 | 2020-03-15 | 852027 | Sus | N | Vegetation¦Treefellintoline¦ConductorOverhead¦Together
20-0033154 | Vegetation | Tree - fell into line | Conductor, Overhead | Broken, wire on ground | 2020 | Tier 3 - Extreme | Distribution Circuit | 3 | 16 | 2020-03-16 | 856299 | Sus | N | Vegetation¦Treefellintoline¦ConductorOverhead¦Brokenwireonground
20-0033267 | Equipment Failure/Involved | Overhead | Other | Broken | 2020 | Tier 2 - Elevated | Distribution Circuit | 3 | 17 | 2020-03-17 | 856166 | Sus | N | EquipmentFailureInvolved¦Overhead¦Other¦Broken
20-0034557 | Unknown Cause | Patrol - found nothing |  |  | 2020 | Tier 2 - Elevated | Distribution Circuit | 3 | 20 | 2020-03-20 | 859428 | Sus | N | UnknownCause¦Patrolfoundnothing¦¦
20-0036350 | Company Initiated | Construction Activity/equip, company | Transformer (OH) | Normal | 2020 | Tier 2 - Elevated | Distribution Circuit | 3 | 26 | 2020-03-26 | 867037 | Sus | N | CompanyInitiated¦ConstructionActivityequipcompany¦Transformer(OH)¦Normal
20-0038864 | Vegetation | Tree - fell into line | Conductor, Overhead | Broken, wire on ground | 2020 | Tier 3 - Extreme | Distribution Circuit | 4 | 6 | 2020-04-06 | 884998 | Sus | N | Vegetation¦Treefellintoline¦ConductorOverhead¦Brokenwireonground
20-0045586 | Animal | Other | Pole-Wood | Broken | 2020 | Tier 2 - Elevated | Distribution Circuit | 4 | 29 | 2020-04-29 | 903792 | Sus | N | Animal¦Other¦PoleWood¦Broken
20-0050973 | Vegetation | Tree - branch fell on line | Conductor, Overhead | Normal | 2020 | Tier 3 - Extreme | Distribution Circuit | 5 | 17 | 2020-05-17 | 915049 | Sus | Y | Vegetation¦Treebranchfellonline¦ConductorOverhead¦Normal
20-0057521 | Equipment Failure/Involved | Overhead | Transformer (OH) | Leaking | 2020 | Tier 2 - Elevated | Transformer only | 6 | 4 | 2020-06-04 | 930431 | Sus | Y | EquipmentFailureInvolved¦Overhead¦Transformer(OH)¦Leaking
20-0059099 | Equipment Failure/Involved | Overhead | Pole-Wood | Broken | 2020 | Tier 2 - Elevated | Distribution Circuit | 6 | 9 | 2020-06-09 | 935010 | Sus | Y | EquipmentFailureInvolved¦Overhead¦PoleWood¦Broken
20-0060818 | Environmental/External | Lightning | Transformer | Failed/Faulted | 2020 | Tier 3 - Extreme | Distribution Circuit | 6 | 12 | 2020-06-12 | 938172 | Sus | Y | EnvironmentalExternal¦Lightning¦Transformer¦FailedFaulted
20-0064234 | Unknown Cause | Patrol - found nothing |  |  | 2020 | Tier 2 - Elevated | Distribution Circuit | 6 | 24 | 2020-06-24 | 945836 | Sus | Y | UnknownCause¦Patrolfoundnothing¦¦
20-0064667 | Equipment Failure/Involved | Underground | Transformer (UG) | Failed/Faulted | 2020 | Tier 2 - Elevated | Distribution Circuit | 6 | 24 | 2020-06-24 | 946659 | Sus | Y | EquipmentFailureInvolved¦Underground¦Transformer(UG)¦FailedFaulted
20-0080874 | Unknown Cause | Patrol - found nothing |  |  | 2020 | Tier 2 - Elevated | Distribution Circuit | 8 | 7 | 2020-08-07 | 983199 | Sus | Y | UnknownCause¦Patrolfoundnothing¦¦
20-0085208 | Vegetation | Tree - bark fell into line | Conductor, Overhead | Normal | 2020 | Tier 3 - Extreme | Distribution Circuit | 8 | 16 | 2020-08-16 | 1010613 | Sus | Y | Vegetation¦Treebarkfellintoline¦ConductorOverhead¦Normal
20-0085295 | Equipment Failure/Involved | Overhead | Transformer (OH) | Failed/Faulted | 2020 | Tier 2 - Elevated | Distribution Circuit | 8 | 16 | 2020-08-16 | 1013729 | Sus | Y | EquipmentFailureInvolved¦Overhead¦Transformer(OH)¦FailedFaulted
20-0089155 | Environmental/External | Lightning | Transformer (OH) | Burned/flashed | 2020 | Tier 2 - Elevated | Distribution Circuit | 8 | 24 | 2020-08-24 | 1028046 | Sus | Y | EnvironmentalExternal¦Lightning¦Transformer(OH)¦Burnedflashed
20-0090383 | Environmental/External | Fire, Forest/Grass | Pole-Wood | Broken, wire on ground | 2020 | Tier 3 - Extreme | Distribution Circuit | 8 | 20 | 2020-08-20 | 1033229 | Sus | Y | EnvironmentalExternal¦FireForestGrass¦PoleWood¦Brokenwireonground
20-0092997 | Equipment Failure/Involved | Overhead | Crossarm, Wood | Deteriorated | 2020 | Tier 3 - Extreme | Distribution Circuit | 9 | 3 | 2020-09-03 | 1051680 | Sus | Y | EquipmentFailureInvolved¦Overhead¦CrossarmWood¦Deteriorated
20-0096031 | Environmental/External | Fire, Forest/Grass | Transformer | Normal | 2020 | Tier 3 - Extreme | Transformer only | 8 | 20 | 2020-08-20 | 1063506 | Sus | Y | EnvironmentalExternal¦FireForestGrass¦Transformer¦Normal
20-0097900 | Animal | Other | Fuse | Failed/Faulted | 2020 | Tier 2 - Elevated | Distribution Circuit | 9 | 15 | 2020-09-15 | 1073495 | Sus | Y | Animal¦Other¦Fuse¦FailedFaulted
20-0104798 | Vegetation | Tree - branch fell on line | Conductor, Overhead | Normal | 2020 | Tier 3 - Extreme | Distribution Circuit | 10 | 3 | 2020-10-03 | 1109657 | Sus | Y | Vegetation¦Treebranchfellonline¦ConductorOverhead¦Normal
20-0104852 | Equipment Failure/Involved | Overhead |  | Broken | 2020 | Tier 3 - Extreme | Transformer only | 10 | 3 | 2020-10-03 | 1110326 | Sus | Y | EquipmentFailureInvolved¦Overhead¦¦Broken
20-0108600 | Unknown Cause | Patrol - found nothing |  |  | 2020 | Tier 2 - Elevated | Distribution Circuit | 10 | 14 | 2020-10-14 | 1117249 | Sus | Y | UnknownCause¦Patrolfoundnothing¦¦
20-0108859 | Equipment Failure/Involved | Overhead | Crossarm, Wood | Broken | 2020 | Tier 2 - Elevated | Transformer only | 10 | 14 | 2020-10-14 | 1117474 | Sus | Y | EquipmentFailureInvolved¦Overhead¦CrossarmWood¦Broken
20-0114049 | Vegetation | Tree - branch fell on line | Conductor, Overhead | Normal | 2020 | Tier 3 - Extreme | Distribution Circuit | 10 | 27 | 2020-10-27 | 1130275 | Sus | Y | Vegetation¦Treebranchfellonline¦ConductorOverhead¦Normal
20-0116229 | Animal | Squirrel | Fuse | Failed/Faulted | 2020 | Tier 2 - Elevated | Distribution Circuit | 11 | 2 | 2020-11-02 | 1134666 | Sus | Y | Animal¦Squirrel¦Fuse¦FailedFaulted
20-0116505 | Equipment Failure/Involved | Overhead | Crossarm, Wood | Broken | 2020 | Tier 2 - Elevated | Transformer only | 11 | 3 | 2020-11-03 | 1135155 | Sus | Y | EquipmentFailureInvolved¦Overhead¦CrossarmWood¦Broken
20-0116723 | Equipment Failure/Involved | Overhead | Jumper | Burned Open | 2020 | Tier 2 - Elevated | Distribution Circuit | 11 | 3 | 2020-11-03 | 1135180 | Sus | Y | EquipmentFailureInvolved¦Overhead¦Jumper¦BurnedOpen
20-0122975 | Vegetation | Tree - fell into line | Conductor, Overhead | Normal | 2020 | Tier 3 - Extreme | Distribution Circuit | 11 | 19 | 2020-11-19 | 1149396 | Sus | Y | Vegetation¦Treefellintoline¦ConductorOverhead¦Normal
20-0128380 | Unknown Cause | Patrol - found nothing |  |  | 2020 | Tier 3 - Extreme | Distribution Circuit | 12 | 7 | 2020-12-07 | 1167334 | Sus | N | UnknownCause¦Patrolfoundnothing¦¦
20-0128489 | Vegetation | Tree - fell into line | Crossarm, Wood | Broken, wire on ground | 2020 | Tier 3 - Extreme | Distribution Circuit | 12 | 7 | 2020-12-07 | 1168428 | Sus | N | Vegetation¦Treefellintoline¦CrossarmWood¦Brokenwireonground
20-0131193 | Vegetation | Tree - bark fell into line | Transformer | Bent or Twisted | 2020 | Tier 3 - Extreme | Transformer only | 12 | 19 | 2020-12-19 | 1195247 | Sus | N | Vegetation¦Treebarkfellintoline¦Transformer¦BentorTwisted
20-0131576 | Equipment Failure/Involved | Overhead | Secondary | Broken | 2020 | Tier 2 - Elevated | Transformer only | 12 | 23 | 2020-12-23 | 1197685 | Sus | N | EquipmentFailureInvolved¦Overhead¦Secondary¦Broken
21-0009623 | Unknown Cause | Patrol - found nothing |  |  | 2021 | Tier 3 - Extreme | Distribution Circuit | 1 | 18 | 2021-01-18 | 1212204 | Sus | N | UnknownCause¦Patrolfoundnothing¦¦
21-0009995 | 3rd Party | Other | Conductor, Overhead | Normal | 2021 | Tier 2 - Elevated | Distribution Circuit | 1 | 19 | 2021-01-19 | 1213984 | Sus | N | 3rdParty¦Other¦ConductorOverhead¦Normal
21-0010373 | Vegetation | Tree - fell into line | Conductor, Overhead | Broken | 2021 | Tier 3 - Extreme | Distribution Circuit | 1 | 19 | 2021-01-19 | 1214331 | Sus | N | Vegetation¦Treefellintoline¦ConductorOverhead¦Broken
21-0010442 | Vegetation | Tree - fell into line | Conductor, Overhead | Normal | 2021 | Tier 3 - Extreme | Distribution Circuit | 1 | 19 | 2021-01-19 | 1214361 | Sus | N | Vegetation¦Treefellintoline¦ConductorOverhead¦Normal
21-0011223 | Vegetation | Tree - fell into line | Pole-Wood | Broken, wire on ground | 2021 | Tier 2 - Elevated | Distribution Circuit | 1 | 19 | 2021-01-19 | 1218142 | Sus | N | Vegetation¦Treefellintoline¦PoleWood¦Brokenwireonground
21-0015177 | Vegetation | Tree - fell into line | Conductor, Overhead | Broken, wire on ground | 2021 | Tier 3 - Extreme | Distribution Circuit | 1 | 26 | 2021-01-26 | 1229202 | Sus | N | Vegetation¦Treefellintoline¦ConductorOverhead¦Brokenwireonground
21-0015758 | Equipment Failure/Involved | Overhead | Service conductor | Broken | 2021 | Tier 2 - Elevated | Distribution Circuit | 1 | 26 | 2021-01-26 | 1230058 | Sus | N | EquipmentFailureInvolved¦Overhead¦Serviceconductor¦Broken
21-0016500 | Unknown Cause | Patrol - found nothing |  |  | 2021 | Tier 2 - Elevated | Distribution Circuit | 1 | 26 | 2021-01-26 | 1230806 | Sus | N | UnknownCause¦Patrolfoundnothing¦¦
21-0016693 | Vegetation | Tree - fell into line | Conductor, Overhead | Broken, wire on ground | 2021 | Tier 2 - Elevated | Distribution Circuit | 1 | 26 | 2021-01-26 | 1236897 | Sus | N | Vegetation¦Treefellintoline¦ConductorOverhead¦Brokenwireonground
21-0016837 | Environmental/External | Ice or snow | Conductor, Overhead | Broken, wire on ground | 2021 | Tier 3 - Extreme | Distribution Circuit | 1 | 27 | 2021-01-27 | 1236669 | Sus | N | EnvironmentalExternal¦Iceorsnow¦ConductorOverhead¦Brokenwireonground
21-0016849 | Equipment Failure/Involved | Overhead | Transformer | Broken | 2021 | Tier 2 - Elevated | Transformer only | 1 | 27 | 2021-01-27 | 1244808 | Sus | N | EquipmentFailureInvolved¦Overhead¦Transformer¦Broken
21-0022672 | Equipment Failure/Involved | Overhead | Transformer | Failed/Faulted | 2021 | Tier 3 - Extreme | Transformer only | 2 | 5 | 2021-02-05 | 1249325 | Sus | N | EquipmentFailureInvolved¦Overhead¦Transformer¦FailedFaulted
21-0028989 | Equipment Failure/Involved | Overhead | Conductor, Overhead | Broken, wire on ground | 2021 | Tier 2 - Elevated | Transmission line | 2 | 24 | 2021-02-24 | 1261049 | Sus | N | EquipmentFailureInvolved¦Overhead¦ConductorOverhead¦Brokenwireonground
21-0033104 | Vegetation | Tree - fell into line | Conductor, Overhead | On Ground | 2021 | Tier 2 - Elevated | Distribution Circuit | 3 | 6 | 2021-03-06 | 1272027 | Sus | N | Vegetation¦Treefellintoline¦ConductorOverhead¦OnGround
21-0033109 | Vegetation | Tree - branch fell on line | Conductor, Overhead | Normal | 2021 | Tier 3 - Extreme | Distribution Circuit | 3 | 6 | 2021-03-06 | 1272571 | Sus | N | Vegetation¦Treebranchfellonline¦ConductorOverhead¦Normal
21-0038076 | 3rd Party | Tree - cutting, 3rd party | Crossarm, Wood | Broken | 2021 | Tier 3 - Extreme | Distribution Circuit | 3 | 18 | 2021-03-18 | 1287764 | Sus | N | 3rdParty¦Treecutting3rdparty¦CrossarmWood¦Broken
21-0039213 | Unknown Cause | Patrol - found nothing |  |  | 2021 | Tier 3 - Extreme | Distribution Circuit | 3 | 21 | 2021-03-21 | 1290976 | Sus | N | UnknownCause¦Patrolfoundnothing¦¦
21-0058204 | Vegetation | Tree - bark fell into line | Conductor, Overhead | Normal | 2021 | Tier 2 - Elevated | Distribution Circuit | 5 | 7 | 2021-05-07 | 1342954 | Sus | Y | Vegetation¦Treebarkfellintoline¦ConductorOverhead¦Normal
21-0062959 | Animal | Other | Conductor, Overhead | Broken, wire on ground | 2021 | Tier 2 - Elevated | Distribution Circuit | 5 | 18 | 2021-05-18 | 1352687 | Sus | Y | Animal¦Other¦ConductorOverhead¦Brokenwireonground
21-0068561 | Equipment Failure/Involved | Overhead | Transformer (OH) | Failed/Faulted | 2021 | Tier 2 - Elevated | Distribution Circuit | 6 | 1 | 2021-06-01 | 1363279 | Sus | Y | EquipmentFailureInvolved¦Overhead¦Transformer(OH)¦FailedFaulted
21-0076705 | Equipment Failure/Involved | Overhead | Connector or Splice (OH) | Broken, wire on ground | 2021 | Tier 2 - Elevated | Distribution Circuit | 6 | 19 | 2021-06-19 | 1379974 | Sus | Y | EquipmentFailureInvolved¦Overhead¦ConnectororSplice(OH)¦Brokenwireonground
21-0080224 | Equipment Failure/Involved | Overhead | Transformer (OH) | Broken | 2021 | Tier 2 - Elevated | Transformer only | 6 | 25 | 2021-06-25 | 1385393 | Sus | Y | EquipmentFailureInvolved¦Overhead¦Transformer(OH)¦Broken
21-0080509 | Animal | Bird found | Transformer (OH) | Normal | 2021 | Tier 2 - Elevated | Transformer only | 6 | 27 | 2021-06-27 | 1386158 | Sus | Y | Animal¦Birdfound¦Transformer(OH)¦Normal
21-0087347 | Equipment Failure/Involved | Overhead | Transformer (OH) | Failed/Faulted | 2021 | Tier 2 - Elevated | Distribution Circuit | 7 | 9 | 2021-07-09 | 1396649 | Sus | Y | EquipmentFailureInvolved¦Overhead¦Transformer(OH)¦FailedFaulted
21-0102624 | Company Initiated | Construction Activity/equip, company | Elbow | Broken | 2021 | Tier 3 - Extreme | Distribution Circuit | 8 | 10 | 2021-08-10 | 1439319 | Sus | Y | CompanyInitiated¦ConstructionActivityequipcompany¦Elbow¦Broken
21-0102881 | Unknown Cause | Patrol - found nothing |  |  | 2021 | Tier 3 - Extreme | Distribution Circuit | 8 | 11 | 2021-08-11 | 1439764 | Sus | Y | UnknownCause¦Patrolfoundnothing¦¦
21-0107071 | Vegetation | Tree - branch fell on line | Conductor, Overhead | Broken, wire on ground | 2021 | Tier 2 - Elevated | Distribution Circuit | 8 | 19 | 2021-08-19 | 1447867 | Sus | Y | Vegetation¦Treebranchfellonline¦ConductorOverhead¦Brokenwireonground
21-0108557 | Equipment Failure/Involved | Overhead | Pole-Wood | Broken | 2021 | Tier 3 - Extreme | Transformer only | 8 | 24 | 2021-08-24 | 1451539 | Sus | Y | EquipmentFailureInvolved¦Overhead¦PoleWood¦Broken
21-0108585 | Equipment Failure/Involved | Overhead | Pole-Wood | Deteriorated | 2021 | Tier 2 - Elevated | Distribution Circuit | 8 | 23 | 2021-08-23 | 1451582 | Sus | Y | EquipmentFailureInvolved¦Overhead¦PoleWood¦Deteriorated
21-0115008 | Equipment Failure/Involved | Overhead | Transformer (OH) | Failed/Faulted | 2021 | Tier 2 - Elevated | Transformer only | 9 | 8 | 2021-09-08 | 1465125 | Sus | Y | EquipmentFailureInvolved¦Overhead¦Transformer(OH)¦FailedFaulted
21-0118695 | Animal | Bird found | Conductor, Overhead | Together | 2021 | Tier 2 - Elevated | Distribution Circuit | 9 | 17 | 2021-09-17 | 1473592 | Sus | Y | Animal¦Birdfound¦ConductorOverhead¦Together
21-0119652 | Wildfire Mitigation | Public Safety Power Shut-off | Conductor, Overhead | Normal | 2021 | Tier 2 - Elevated | Distribution Circuit | 9 | 20 | 2021-09-20 | 1475844 | Sus | Y | WildfireMitigation¦PublicSafetyPowerShutoff¦ConductorOverhead¦Normal
21-0127050 | Unknown Cause | Patrol - found nothing |  |  | 2021 | Tier 3 - Extreme | Distribution Circuit | 10 | 7 | 2021-10-07 | 1489274 | Sus | Y | UnknownCause¦Patrolfoundnothing¦¦
21-0127569 | Unknown Cause | Patrol - found nothing |  |  | 2021 | Tier 3 - Extreme | Distribution Circuit | 10 | 8 | 2021-10-08 | 1490088 | Sus | Y | UnknownCause¦Patrolfoundnothing¦¦
21-0131388 | Unknown Cause | Patrol - not conducted |  |  | 2021 | Tier 2 - Elevated | Distribution Circuit | 10 | 15 | 2021-10-15 | 1498010 | Sus | Y | UnknownCause¦Patrolnotconducted¦¦
21-0134603 | Unknown Cause | Patrol - found nothing |  |  | 2021 | Tier 2 - Elevated | Distribution Circuit | 10 | 21 | 2021-10-21 | 1504668 | Sus | Y | UnknownCause¦Patrolfoundnothing¦¦
21-0135555 | Vegetation | Tree - fell into line | Conductor, Overhead | Normal | 2021 | Tier 2 - Elevated | Distribution Circuit | 10 | 23 | 2021-10-23 | 1507111 | Sus | Y | Vegetation¦Treefellintoline¦ConductorOverhead¦Normal
21-0136660 | Unknown Cause | Patrol - found nothing |  |  | 2021 | Tier 3 - Extreme | Distribution Circuit | 10 | 24 | 2021-10-24 | 1515023 | Sus | Y | UnknownCause¦Patrolfoundnothing¦¦
21-0145350 | Equipment Failure/Involved | Overhead | Transformer (OH) | Broken | 2021 | Tier 3 - Extreme | Distribution Circuit | 11 | 13 | 2021-11-13 | 1543453 | Sus | Y | EquipmentFailureInvolved¦Overhead¦Transformer(OH)¦Broken
21-0146335 | Vegetation | Tree - fell into line | Crossarm, Wood | Broken, wire on ground | 2021 | Tier 2 - Elevated | Distribution Circuit | 11 | 16 | 2021-11-16 | 1546860 | Sus | Y | Vegetation¦Treefellintoline¦CrossarmWood¦Brokenwireonground
21-0146335 | Vegetation | Tree - fell into line | Crossarm, Wood | Broken, wire on ground | 2021 | Tier 2 - Elevated | Distribution Circuit | 11 | 16 | 2021-11-16 | 1546860 | Sus | Y | Vegetation¦Treefellintoline¦CrossarmWood¦Brokenwireonground
21-0149402 | Unknown Cause | Patrol - found nothing |  |  | 2021 | Tier 2 - Elevated | Distribution Circuit | 11 | 22 | 2021-11-22 | 1552845 | Sus | Y | UnknownCause¦Patrolfoundnothing¦¦
21-0150873 | Unknown Cause | Patrol - found nothing |  |  | 2021 | Tier 3 - Extreme | Distribution Circuit | 11 | 24 | 2021-11-24 | 1554294 | Sus | Y | UnknownCause¦Patrolfoundnothing¦¦
21-0155584 | Unknown Cause | Patrol - found nothing |  |  | 2021 | Tier 2 - Elevated | Distribution Circuit | 12 | 7 | 2021-12-07 | 1561019 | Sus | N | UnknownCause¦Patrolfoundnothing¦¦
21-0156976 | Unknown Cause | Patrol - found nothing |  |  | 2021 | Tier 3 - Extreme | Distribution Circuit | 12 | 13 | 2021-12-13 | 1565730 | Sus | N | UnknownCause¦Patrolfoundnothing¦¦
21-0158114 | Unknown Cause | Patrol - found nothing |  |  | 2021 | Tier 3 - Extreme | Distribution Circuit | 12 | 14 | 2021-12-14 | 1570588 | Sus | N | UnknownCause¦Patrolfoundnothing¦¦
21-0158180 | Unknown Cause | Patrol - found nothing |  |  | 2021 | Tier 2 - Elevated | Distribution Circuit | 12 | 14 | 2021-12-14 | 1570976 | Sus | N | UnknownCause¦Patrolfoundnothing¦¦
21-0160038 | Vegetation | Tree - fell into line | Conductor, Overhead | Broken, wire on ground | 2021 | Tier 3 - Extreme | Distribution Circuit | 12 | 21 | 2021-12-21 | 1578876 | Sus | N | Vegetation¦Treefellintoline¦ConductorOverhead¦Brokenwireonground
21-0160345 | Vegetation | Tree - fell into line | Pole-Wood | Broken | 2021 | Tier 2 - Elevated | Distribution Circuit | 12 | 23 | 2021-12-23 | 1580143 | Sus | N | Vegetation¦Treefellintoline¦PoleWood¦Broken
21-0161511 | Vegetation | Tree - fell into line | Conductor, Overhead | Together | 2021 | Tier 3 - Extreme | Distribution Circuit | 12 | 27 | 2021-12-27 | 1588081 | Sus | N | Vegetation¦Treefellintoline¦ConductorOverhead¦Together
21-0161572 | Equipment Failure/Involved | Overhead | Insulator | Broken | 2021 | Tier 3 - Extreme | Distribution Circuit | 12 | 29 | 2021-12-29 | 1587796 | Sus | N | EquipmentFailureInvolved¦Overhead¦Insulator¦Broken
21-0161623 | Vegetation | Tree - fell into line | Conductor, Overhead | Broken, wire on ground | 2021 | Tier 3 - Extreme | Distribution Circuit | 12 | 29 | 2021-12-29 | 1588340 | Sus | N | Vegetation¦Treefellintoline¦ConductorOverhead¦Brokenwireonground
21-0161702 | Equipment Failure/Involved | Fire, pole | Pole-Wood | Broken | 2021 | Tier 3 - Extreme | Distribution Circuit | 12 | 29 | 2021-12-29 | 1588064 | Sus | N | EquipmentFailureInvolved¦Firepole¦PoleWood¦Broken
22-0005429 | Equipment Failure/Involved | Overhead | Fuse | Normal | 2021 | Tier 3 - Extreme | Transformer only | 12 | 29 | 2021-12-29 | 1588050 | Sus | N | EquipmentFailureInvolved¦Overhead¦Fuse¦Normal
22-0005736 | Equipment Failure/Involved | Overhead | Fuse | Broken | 2022 | Tier 2 - Elevated | Transformer only | 1 | 3 | 2022-01-03 | 1594007 | Sus | N | EquipmentFailureInvolved¦Overhead¦Fuse¦Broken
22-0006085 | Vegetation | Tree - fell into line | Pole-Wood | Broken | 2021 | Tier 3 - Extreme | Distribution Circuit | 12 | 27 | 2021-12-27 | 1593824 | Sus | N | Vegetation¦Treefellintoline¦PoleWood¦Broken
22-0006186 | Vegetation | Tree - branch fell on line | Conductor, Overhead | Broken, wire on ground | 2021 | Tier 2 - Elevated | Distribution Circuit | 12 | 28 | 2021-12-28 | 1587222 | Sus | N | Vegetation¦Treebranchfellonline¦ConductorOverhead¦Brokenwireonground
22-0006640 | Vegetation | Tree - fell into line | Service conductor | Broken, wire on ground | 2022 | Tier 3 - Extreme | Transformer only | 1 | 5 | 2022-01-05 | 1596225 | Sus | N | Vegetation¦Treefellintoline¦Serviceconductor¦Brokenwireonground
22-0006724 | Vegetation | Tree - fell into line | Conductor, Overhead | Normal | 2022 | Tier 3 - Extreme | Distribution Circuit | 1 | 6 | 2022-01-06 | 1596361 | Sus | N | Vegetation¦Treefellintoline¦ConductorOverhead¦Normal
22-0007054 | Vegetation | Tree - fell into line | Pole-Wood | Broken | 2021 | Tier 2 - Elevated | Distribution Circuit | 12 | 27 | 2021-12-27 | 1596837 | Sus | N | Vegetation¦Treefellintoline¦PoleWood¦Broken
22-0007218 | Equipment Failure/Involved | Overhead | Transformer (OH) | Failed/Faulted | 2022 | Tier 2 - Elevated | Distribution Circuit | 1 | 5 | 2022-01-05 | 1595658 | Sus | N | EquipmentFailureInvolved¦Overhead¦Transformer(OH)¦FailedFaulted
22-0012905 | Vegetation | Tree - branch fell on line | Secondary | Broken, wire on object | 2022 | Tier 3 - Extreme | Transformer only | 1 | 22 | 2022-01-22 | 1608636 | Sus | N | Vegetation¦Treebranchfellonline¦Secondary¦Brokenwireonobject
22-0019170 | Animal | Bird found | Conductor, Overhead | Normal | 2022 | Tier 2 - Elevated | Distribution Circuit | 2 | 7 | 2022-02-07 | 1622403 | Sus | N | Animal¦Birdfound¦ConductorOverhead¦Normal
22-0021799 | Equipment Failure/Involved | Overhead | Transformer (OH) | Broken | 2022 | Tier 2 - Elevated | Transformer only | 2 | 12 | 2022-02-12 | 1626343 | Sus | N | EquipmentFailureInvolved¦Overhead¦Transformer(OH)¦Broken
22-0023243 | Environmental/External | Lightning | Transformer | Leaking | 2022 | Tier 2 - Elevated | Transformer only | 2 | 16 | 2022-02-16 | 1629509 | Sus | N | EnvironmentalExternal¦Lightning¦Transformer¦Leaking
22-0045106 | Equipment Failure/Involved | Overhead | Secondary | Bent or Twisted | 2022 | Tier 3 - Extreme | Transformer only | 4 | 10 | 2022-04-10 | 1667405 | Sus | N | EquipmentFailureInvolved¦Overhead¦Secondary¦BentorTwisted
22-0046355 | Equipment Failure/Involved | Overhead | Lightning Arrestor | Burned/flashed | 2022 | Tier 3 - Extreme | Distribution Circuit | 4 | 11 | 2022-04-11 | 1670331 | Sus | N | EquipmentFailureInvolved¦Overhead¦LightningArrestor¦Burnedflashed
22-0050629 | Unknown Cause | Patrol - found nothing |  |  | 2022 | Tier 2 - Elevated | Distribution Circuit | 4 | 16 | 2022-04-16 | 1674559 | Sus | N | UnknownCause¦Patrolfoundnothing¦¦
22-0055906 | Equipment Failure/Involved | Overhead | Insulator | Broken | 2022 | Tier 2 - Elevated | Distribution Circuit | 4 | 29 | 2022-04-29 | 1684465 | Sus | N | EquipmentFailureInvolved¦Overhead¦Insulator¦Broken
22-0061533 | 3rd Party | Vehicle | Pole-Wood | Broken | 2022 | Tier 3 - Extreme | Distribution Circuit | 5 | 12 | 2022-05-12 | 1694948 | Sus | Y | 3rdParty¦Vehicle¦PoleWood¦Broken
22-0067293 | Unknown Cause | Patrol - found nothing |  |  | 2022 | Tier 2 - Elevated | Transformer only | 5 | 27 | 2022-05-27 | 1712203 | Sus | Y | UnknownCause¦Patrolfoundnothing¦¦
22-0068547 | Vegetation | Tree - branch fell on line | Conductor, Overhead | Broken, wire on ground | 2022 | Tier 2 - Elevated | Distribution Circuit | 5 | 31 | 2022-05-31 | 1715129 | Sus | Y | Vegetation¦Treebranchfellonline¦ConductorOverhead¦Brokenwireonground
22-0069931 | Equipment Failure/Involved | Overhead | Crossarm, Wood | Broken | 2022 | Tier 3 - Extreme | Distribution Circuit | 6 | 3 | 2022-06-03 | 1717652 | Sus | Y | EquipmentFailureInvolved¦Overhead¦CrossarmWood¦Broken
22-0072716 | Vegetation | Tree - grew into line | Conductor, Overhead | Normal | 2022 | Tier 2 - Elevated | Distribution Circuit | 6 | 10 | 2022-06-10 | 1727251 | Sus | Y | Vegetation¦Treegrewintoline¦ConductorOverhead¦Normal
22-0075860 | Environmental/External | Lightning | Transformer (OH) | Failed/Faulted | 2022 | Tier 3 - Extreme | Transformer only | 6 | 18 | 2022-06-18 | 1734434 | Sus | Y | EnvironmentalExternal¦Lightning¦Transformer(OH)¦FailedFaulted
22-0077697 | Company Initiated | Contact with High Voltage, company | Transformer (OH) | Failed/Faulted | 2022 | Tier 2 - Elevated | Transformer only | 6 | 23 | 2022-06-23 | 1739807 | Sus | Y | CompanyInitiated¦ContactwithHighVoltagecompany¦Transformer(OH)¦FailedFaulted
22-0083585 | Equipment Failure/Involved | Overhead | Transformer (OH) | Failed/Faulted | 2022 | Tier 2 - Elevated | Transformer only | 7 | 9 | 2022-07-09 | 1752298 | Sus | Y | EquipmentFailureInvolved¦Overhead¦Transformer(OH)¦FailedFaulted
22-0086960 | Equipment Failure/Involved | Overhead | Insulator | Broken | 2022 | Tier 3 - Extreme | Distribution Circuit | 7 | 19 | 2022-07-19 | 1760006 | Sus | Y | EquipmentFailureInvolved¦Overhead¦Insulator¦Broken
22-0087934 | Animal | Bird found | Conductor, Overhead | Normal | 2022 | Tier 3 - Extreme | Distribution Circuit | 7 | 20 | 2022-07-20 | 1761861 | Sus | Y | Animal¦Birdfound¦ConductorOverhead¦Normal
22-0097789 | Equipment Failure/Involved | Overhead | Transformer (OH) | Failed/Faulted | 2022 | Tier 2 - Elevated | Distribution Circuit | 8 | 15 | 2022-08-15 | 1781728 | Sus | Y | EquipmentFailureInvolved¦Overhead¦Transformer(OH)¦FailedFaulted
22-0098183 | Unknown Cause | Patrol - found nothing |  |  | 2022 | Tier 2 - Elevated | Distribution Circuit | 8 | 16 | 2022-08-16 | 1782336 | Sus | Y | UnknownCause¦Patrolfoundnothing¦¦
22-0105530 | Equipment Failure/Involved | Overhead | Transformer (OH) | Leaking | 2022 | Tier 2 - Elevated | Transformer only | 9 | 3 | 2022-09-03 | 1798396 | Sus | Y | EquipmentFailureInvolved¦Overhead¦Transformer(OH)¦Leaking
22-0106784 | Unknown Cause | Patrol - found nothing |  |  | 2022 | Tier 2 - Elevated | Distribution Circuit | 9 | 6 | 2022-09-06 | 1802673 | Sus | Y | UnknownCause¦Patrolfoundnothing¦¦
22-0106810 | Vegetation | Tree - branch fell on line | Secondary | Normal | 2022 | Tier 3 - Extreme | Transformer only | 9 | 6 | 2022-09-06 | 1802601 | Sus | Y | Vegetation¦Treebranchfellonline¦Secondary¦Normal
22-0108124 | Equipment Failure/Involved | Underground | Transformer | Failed/Faulted | 2022 | Tier 2 - Elevated | Distribution Circuit | 9 | 8 | 2022-09-08 | 1806383 | Sus | Y | EquipmentFailureInvolved¦Underground¦Transformer¦FailedFaulted
22-0111921 | Equipment Failure/Involved | Overhead | Pole-Wood | Deteriorated | 2022 | Tier 2 - Elevated | Distribution Circuit | 9 | 19 | 2022-09-19 | 1815909 | Sus | Y | EquipmentFailureInvolved¦Overhead¦PoleWood¦Deteriorated
22-0123472 | Equipment Failure/Involved | Overhead | Conductor, Overhead | Deteriorated | 2022 | Tier 3 - Extreme | Distribution Circuit | 10 | 21 | 2022-10-21 | 1842120 | Sus | Y | EquipmentFailureInvolved¦Overhead¦ConductorOverhead¦Deteriorated
22-0125870 | Equipment Failure/Involved | Overhead | Crossarm, Wood | Broken | 2022 | Tier 2 - Elevated | Transformer only | 10 | 28 | 2022-10-28 | 1848056 | Sus | Y | EquipmentFailureInvolved¦Overhead¦CrossarmWood¦Broken
22-0129118 | Vegetation | Tree - fell into line | Conductor, Overhead | Normal | 2022 | Tier 3 - Extreme | Distribution Circuit | 11 | 8 | 2022-11-08 | 1857504 | Sus | Y | Vegetation¦Treefellintoline¦ConductorOverhead¦Normal
22-0129264 | Equipment Failure/Involved | Overhead | Transformer (OH) | Failed/Faulted | 2022 | Tier 2 - Elevated | Transformer only | 11 | 8 | 2022-11-08 | 1857737 | Sus | Y | EquipmentFailureInvolved¦Overhead¦Transformer(OH)¦FailedFaulted
22-0129416 | Equipment Failure/Involved | Overhead | Transformer | Failed/Faulted | 2022 | Tier 2 - Elevated | Transformer only | 11 | 8 | 2022-11-08 | 1857515 | Sus | Y | EquipmentFailureInvolved¦Overhead¦Transformer¦FailedFaulted
22-0129547 | Vegetation | Tree - fell into line | Conductor, Overhead | Broken, wire on ground | 2022 | Tier 2 - Elevated | Distribution Circuit | 11 | 9 | 2022-11-09 | 1858764 | Sus | Y | Vegetation¦Treefellintoline¦ConductorOverhead¦Brokenwireonground
22-0130606 | Equipment Failure/Involved | Electrical Overload | Fuse | Broken | 2022 | Tier 2 - Elevated | Transformer only | 11 | 12 | 2022-11-12 | 1861426 | Sus | Y | EquipmentFailureInvolved¦ElectricalOverload¦Fuse¦Broken
22-0137876 | Equipment Failure/Involved | Overhead | Lightning Arrestor | Failed/Faulted | 2022 | Tier 3 - Extreme | Distribution Circuit | 12 | 9 | 2022-12-09 | 1879686 | Sus | N | EquipmentFailureInvolved¦Overhead¦LightningArrestor¦FailedFaulted
22-0139085 | Unknown Cause | Patrol - found nothing |  |  | 2022 | Tier 2 - Elevated | Distribution Circuit | 12 | 10 | 2022-12-10 | 1884329 | Sus | N | UnknownCause¦Patrolfoundnothing¦¦
22-0140400 | Equipment Failure/Involved | Overhead | Pole-Wood | Broken | 2022 | Tier 2 - Elevated | Distribution Circuit | 12 | 16 | 2022-12-16 | 1891356 | Sus | N | EquipmentFailureInvolved¦Overhead¦PoleWood¦Broken
22-0141196 | Equipment Failure/Involved | Overhead | Transformer (OH) | Failed/Faulted | 2022 | Tier 2 - Elevated | Transformer only | 12 | 24 | 2022-12-24 | 1896901 | Sus | N | EquipmentFailureInvolved¦Overhead¦Transformer(OH)¦FailedFaulted
22-0142592 | Unknown Cause | Patrol - found nothing |  |  | 2022 | Tier 3 - Extreme | Distribution Circuit | 12 | 31 | 2022-12-31 | 1904183 | Sus | N | UnknownCause¦Patrolfoundnothing¦¦
15-0010415 | Vegetation | Tree - fell into line | Conductor, Overhead | Normal | 2015 | Tier 3 - Extreme | Distribution Circuit | 2 | 6 | 2015-02-06 | 1175710 | Sus | N | Vegetation¦Treefellintoline¦ConductorOverhead¦Normal
15-0011282 | Vegetation | Tree - fell into line | Conductor, Overhead | Broken, wire on ground | 2015 | Tier 2 - Elevated | Distribution Circuit | 2 | 6 | 2015-02-06 | 1179382 | Sus | N | Vegetation¦Treefellintoline¦ConductorOverhead¦Brokenwireonground
15-0015466 | Animal | Other | Secondary | Failed/Faulted | 2015 | Tier 3 - Extreme | Distribution Circuit | 2 | 24 | 2015-02-24 | 1195269 | Sus | N | Animal¦Other¦Secondary¦FailedFaulted
15-0016051 | Vegetation | Tree - fell into line | Conductor, Overhead | Broken, wire on object | 2015 | Tier 3 - Extreme | Distribution Circuit | 2 | 26 | 2015-02-26 | 1196445 | Sus | N | Vegetation¦Treefellintoline¦ConductorOverhead¦Brokenwireonobject
15-0017105 | Unknown Cause | Patrol - not conducted |  |  | 2015 | Tier 2 - Elevated | Distribution Circuit | 3 | 4 | 2015-03-04 | 1199020 | Sus | N | UnknownCause¦Patrolnotconducted¦¦
15-0029800 | Vegetation | Tree - fell into line | Transformer | Burned/flashed | 2015 | Tier 3 - Extreme | Transformer only | 4 | 27 | 2015-04-27 | 1225562 | Sus | N | Vegetation¦Treefellintoline¦Transformer¦Burnedflashed
15-0033207 | Unknown Cause | Patrol - found nothing |  |  | 2015 | Tier 2 - Elevated | Distribution Circuit | 5 | 11 | 2015-05-11 | 1232449 | Sus | Y | UnknownCause¦Patrolfoundnothing¦¦
15-0034773 | Environmental/External | Lightning | Transformer | Failed/Faulted | 2015 | Tier 2 - Elevated | Transformer only | 5 | 17 | 2015-05-17 | 1236054 | Sus | Y | EnvironmentalExternal¦Lightning¦Transformer¦FailedFaulted
15-0040448 | Equipment Failure/Involved | Underground | Bus | Failed/Faulted | 2015 | Tier 2 - Elevated | Distribution Circuit | 6 | 11 | 2015-06-11 | 1249334 | Sus | Y | EquipmentFailureInvolved¦Underground¦Bus¦FailedFaulted
15-0042947 | Vegetation | Tree - branch fell on line | Crossarm, Wood | Broken, wire on object | 2015 | Tier 2 - Elevated | Distribution Circuit | 6 | 23 | 2015-06-23 | 1255533 | Sus | Y | Vegetation¦Treebranchfellonline¦CrossarmWood¦Brokenwireonobject
15-0043556 | Equipment Failure/Involved | Overhead | Connector or Splice (OH) | Broken | 2015 | Tier 2 - Elevated | Transformer only | 6 | 26 | 2015-06-26 | 1256897 | Sus | Y | EquipmentFailureInvolved¦Overhead¦ConnectororSplice(OH)¦Broken
15-0047566 | Animal | Bird found | Fuse | Failed/Faulted | 2015 | Tier 2 - Elevated | Distribution Circuit | 7 | 15 | 2015-07-15 | 1268343 | Sus | Y | Animal¦Birdfound¦Fuse¦FailedFaulted
15-0048654 | Equipment Failure/Involved | Overhead | Jumper | Burned Open | 2015 | Tier 3 - Extreme | Distribution Circuit | 7 | 19 | 2015-07-19 | 1272263 | Sus | Y | EquipmentFailureInvolved¦Overhead¦Jumper¦BurnedOpen
15-0049278 | Equipment Failure/Involved | Overhead |  | Broken | 2015 | Tier 2 - Elevated | Transformer only | 7 | 20 | 2015-07-20 | 1273300 | Sus | Y | EquipmentFailureInvolved¦Overhead¦¦Broken
15-0053554 | Equipment Failure/Involved | Overhead | Transformer (OH) | Failed/Faulted | 2015 | Tier 3 - Extreme | Transformer only | 8 | 7 | 2015-08-07 | 1284391 | Sus | Y | EquipmentFailureInvolved¦Overhead¦Transformer(OH)¦FailedFaulted
15-0053690 | Equipment Failure/Involved | Overhead | Transformer | Failed/Faulted | 2015 | Tier 2 - Elevated | Distribution Circuit | 8 | 7 | 2015-08-07 | 1284732 | Sus | Y | EquipmentFailureInvolved¦Overhead¦Transformer¦FailedFaulted
15-0059077 | Animal | Squirrel | Conductor, Overhead | Normal | 2015 | Tier 2 - Elevated | Distribution Circuit | 9 | 3 | 2015-09-03 | 1299538 | Sus | Y | Animal¦Squirrel¦ConductorOverhead¦Normal
15-0061232 | Environmental/External | Fire, Forest/Grass | Conductor, Overhead | Burned/flashed | 2015 | Tier 3 - Extreme | Distribution Circuit | 9 | 10 | 2015-09-10 | 1305472 | Sus | Y | EnvironmentalExternal¦FireForestGrass¦ConductorOverhead¦Burnedflashed
15-0061595 | Environmental/External | Fire, Forest/Grass | Connector or Splice (OH) | Burned/flashed | 2015 | Tier 2 - Elevated | Distribution Circuit | 9 | 10 | 2015-09-10 | 1306497 | Sus | Y | EnvironmentalExternal¦FireForestGrass¦ConnectororSplice(OH)¦Burnedflashed
15-0062013 | Environmental/External | Fire, Forest/Grass | Pole-Wood | Burned/flashed | 2015 | Tier 3 - Extreme | Distribution Circuit | 9 | 12 | 2015-09-12 | 1307808 | Sus | Y | EnvironmentalExternal¦FireForestGrass¦PoleWood¦Burnedflashed
15-0062799 | Environmental/External | Fire, Forest/Grass | Pole-Wood | Burned/flashed | 2015 | Tier 2 - Elevated | Distribution Circuit | 9 | 10 | 2015-09-10 | 1310531 | Sus | Y | EnvironmentalExternal¦FireForestGrass¦PoleWood¦Burnedflashed
15-0062998 | Environmental/External | Fire, Forest/Grass | Pole-Wood | Burned/flashed | 2015 | Tier 2 - Elevated | Distribution Circuit | 9 | 10 | 2015-09-10 | 1311022 | Sus | Y | EnvironmentalExternal¦FireForestGrass¦PoleWood¦Burnedflashed
15-0063625 | Environmental/External | Fire, Forest/Grass | Pole-Wood | Burned/flashed | 2015 | Tier 3 - Extreme | Distribution Circuit | 9 | 12 | 2015-09-12 | 1312007 | Sus | Y | EnvironmentalExternal¦FireForestGrass¦PoleWood¦Burnedflashed
15-0068110 | Unknown Cause | Patrol - found nothing |  |  | 2015 | Tier 3 - Extreme | Distribution Circuit | 10 | 5 | 2015-10-05 | 1317281 | Sus | Y | UnknownCause¦Patrolfoundnothing¦¦
15-0072585 | Equipment Failure/Involved | Overhead | Jumper | Burned Open | 2015 | Tier 2 - Elevated | Transformer only | 10 | 21 | 2015-10-21 | 1327507 | Sus | Y | EquipmentFailureInvolved¦Overhead¦Jumper¦BurnedOpen
15-0075006 | Unknown Cause | Patrol - found nothing |  |  | 2015 | Tier 3 - Extreme | Distribution Circuit | 11 | 2 | 2015-11-02 | 1333643 | Sus | Y | UnknownCause¦Patrolfoundnothing¦¦
15-0076709 | Unknown Cause | Patrol - found nothing |  |  | 2015 | Tier 2 - Elevated | Distribution Circuit | 11 | 9 | 2015-11-09 | 1337884 | Sus | Y | UnknownCause¦Patrolfoundnothing¦¦
15-0082525 | Equipment Failure/Involved | Overhead | Cutout, fuse holder | Broken | 2015 | Tier 2 - Elevated | Distribution Circuit | 12 | 3 | 2015-12-03 | 1352877 | Sus | N | EquipmentFailureInvolved¦Overhead¦Cutoutfuseholder¦Broken
15-0083743 | Vegetation | Tree - branch fell on line | Conductor, Overhead | Normal | 2015 | Tier 2 - Elevated | Distribution Circuit | 12 | 10 | 2015-12-10 | 1356955 | Sus | N | Vegetation¦Treebranchfellonline¦ConductorOverhead¦Normal
15-0084553 | Vegetation | Tree - branch fell on line | Conductor, Overhead | Normal | 2015 | Tier 2 - Elevated | Distribution Circuit | 12 | 13 | 2015-12-13 | 1359899 | Sus | N | Vegetation¦Treebranchfellonline¦ConductorOverhead¦Normal
15-0085026 | Vegetation | Tree - branch fell on line | Conductor, Overhead | On Ground | 2015 | Tier 2 - Elevated | Distribution Circuit | 12 | 13 | 2015-12-13 | 1362297 | Sus | N | Vegetation¦Treebranchfellonline¦ConductorOverhead¦OnGround
15-0086317 | Unknown Cause | Patrol - found nothing |  |  | 2015 | Tier 3 - Extreme | Distribution Circuit | 12 | 20 | 2015-12-20 | 1367136 | Sus | N | UnknownCause¦Patrolfoundnothing¦¦
15-0086629 | Vegetation | Tree - branch fell on line | Conductor, Overhead | Broken | 2015 | Tier 3 - Extreme | Distribution Circuit | 12 | 22 | 2015-12-22 | 1368605 | Sus | N | Vegetation¦Treebranchfellonline¦ConductorOverhead¦Broken
15-0086818 | Unknown Cause | Patrol - found nothing |  |  | 2015 | Tier 3 - Extreme | Distribution Circuit | 12 | 22 | 2015-12-22 | 1369594 | Sus | N | UnknownCause¦Patrolfoundnothing¦¦
15-0087102 | Vegetation | Tree - fell into line | Conductor, Overhead | Normal | 2015 | Tier 3 - Extreme | Distribution Circuit | 12 | 24 | 2015-12-24 | 1370846 | Sus | N | Vegetation¦Treefellintoline¦ConductorOverhead¦Normal
15-0087228 | Vegetation | Tree - fell into line | Conductor, Overhead | Arcing | 2015 | Tier 2 - Elevated | Distribution Circuit | 12 | 24 | 2015-12-24 | 1371452 | Sus | N | Vegetation¦Treefellintoline¦ConductorOverhead¦Arcing
16-0003288 | Vegetation | Tree - branch fell on line | Conductor, Overhead | Broken, wire on ground | 2016 | Tier 2 - Elevated | Distribution Circuit | 1 | 6 | 2016-01-06 | 1378014 | Sus | N | Vegetation¦Treebranchfellonline¦ConductorOverhead¦Brokenwireonground
16-0003367 | Equipment Failure/Involved | Overhead | Lightning Arrestor | Failed/Faulted | 2016 | Tier 3 - Extreme | Distribution Circuit | 1 | 6 | 2016-01-06 | 1378216 | Sus | N | EquipmentFailureInvolved¦Overhead¦LightningArrestor¦FailedFaulted
16-0003626 | Unknown Cause | Patrol - found nothing |  |  | 2016 | Tier 3 - Extreme | Distribution Circuit | 1 | 6 | 2016-01-06 | 1378853 | Sus | N | UnknownCause¦Patrolfoundnothing¦¦
16-0003924 | Unknown Cause | Patrol - found nothing |  |  | 2016 | Tier 3 - Extreme | Distribution Circuit | 1 | 7 | 2016-01-07 | 1379951 | Sus | N | UnknownCause¦Patrolfoundnothing¦¦
16-0004505 | 3rd Party | Vehicle | Pole-Wood | Broken, wire on ground | 2016 | Tier 3 - Extreme | Distribution Circuit | 1 | 11 | 2016-01-11 | 1381464 | Sus | N | 3rdParty¦Vehicle¦PoleWood¦Brokenwireonground
16-0010054 | Unknown Cause | Patrol - found nothing |  |  | 2016 | Tier 3 - Extreme | Distribution Circuit | 2 | 2 | 2016-02-02 | 1396985 | Sus | N | UnknownCause¦Patrolfoundnothing¦¦
16-0015619 | Equipment Failure/Involved | Overhead | Crossarm, Wood | Broken | 2016 | Tier 2 - Elevated | Distribution Circuit | 2 | 25 | 2016-02-25 | 1412191 | Sus | N | EquipmentFailureInvolved¦Overhead¦CrossarmWood¦Broken
16-0017523 | Unknown Cause | Patrol - found nothing |  |  | 2016 | Tier 2 - Elevated | Distribution Circuit | 3 | 5 | 2016-03-05 | 1416882 | Sus | N | UnknownCause¦Patrolfoundnothing¦¦
16-0017882 | Vegetation | Tree - fell into line | Pole-Wood | Broken | 2016 | Tier 2 - Elevated | Distribution Circuit | 3 | 5 | 2016-03-05 | 1417275 | Sus | N | Vegetation¦Treefellintoline¦PoleWood¦Broken
16-0018202 | Unknown Cause | Patrol - not conducted |  |  | 2016 | Tier 2 - Elevated | Distribution Circuit | 3 | 6 | 2016-03-06 | 1420740 | Sus | N | UnknownCause¦Patrolnotconducted¦¦
16-0018367 | Unknown Cause | Patrol - found nothing |  |  | 2016 | Tier 3 - Extreme | Distribution Circuit | 3 | 6 | 2016-03-06 | 1421167 | Sus | N | UnknownCause¦Patrolfoundnothing¦¦
16-0018460 | Unknown Cause | Patrol - found nothing |  |  | 2016 | Tier 3 - Extreme | Distribution Circuit | 3 | 6 | 2016-03-06 | 1420377 | Sus | N | UnknownCause¦Patrolfoundnothing¦¦
16-0023423 | Vegetation | Tree - fell into line | Anchor or Guy | Broken | 2016 | Tier 2 - Elevated | Distribution Circuit | 3 | 23 | 2016-03-23 | 1436698 | Sus | N | Vegetation¦Treefellintoline¦AnchororGuy¦Broken
16-0024611 | Vegetation | Tree - bark fell into line | Secondary | Broken | 2016 | Tier 3 - Extreme | Transformer only | 3 | 28 | 2016-03-28 | 1440451 | Sus | N | Vegetation¦Treebarkfellintoline¦Secondary¦Broken
16-0028620 | Vegetation | Tree - fell into line | Conductor, Overhead | Broken | 2016 | Tier 2 - Elevated | Distribution Circuit | 4 | 14 | 2016-04-14 | 1450622 | Sus | N | Vegetation¦Treefellintoline¦ConductorOverhead¦Broken
16-0029188 | Equipment Failure/Involved | Overhead | Transformer | Failed/Faulted | 2016 | Tier 2 - Elevated | Transformer only | 4 | 17 | 2016-04-17 | 1452295 | Sus | N | EquipmentFailureInvolved¦Overhead¦Transformer¦FailedFaulted
16-0029354 | Equipment Failure/Involved | Overhead | Crossarm, Wood | Broken | 2016 | Tier 2 - Elevated | Distribution Circuit | 4 | 18 | 2016-04-18 | 1452923 | Sus | N | EquipmentFailureInvolved¦Overhead¦CrossarmWood¦Broken
16-0032497 | Vegetation | Tree - fell into line | Conductor, Overhead | Broken, wire on ground | 2016 | Tier 2 - Elevated | Distribution Circuit | 4 | 28 | 2016-04-28 | 1461145 | Sus | N | Vegetation¦Treefellintoline¦ConductorOverhead¦Brokenwireonground
16-0038231 | Vegetation | Tree - fell into line | Fuse | Failed/Faulted | 2016 | Tier 2 - Elevated | Distribution Circuit | 5 | 24 | 2016-05-24 | 1476154 | Sus | Y | Vegetation¦Treefellintoline¦Fuse¦FailedFaulted
16-0057361 | 3rd Party | Tree - cutting, 3rd party | Conductor, Overhead | Broken, wire on ground | 2016 | Tier 3 - Extreme | Distribution Circuit | 8 | 15 | 2016-08-15 | 1526643 | Sus | Y | 3rdParty¦Treecutting3rdparty¦ConductorOverhead¦Brokenwireonground
16-0057511 | Environmental/External | Fire, Forest/Grass | Conductor, Overhead | Normal | 2016 | Tier 2 - Elevated | Distribution Circuit | 8 | 15 | 2016-08-15 | 1526987 | Sus | Y | EnvironmentalExternal¦FireForestGrass¦ConductorOverhead¦Normal
16-0062806 | Unknown Cause | Patrol - found nothing |  |  | 2016 | Tier 3 - Extreme | Distribution Circuit | 9 | 7 | 2016-09-07 | 1537603 | Sus | Y | UnknownCause¦Patrolfoundnothing¦¦
16-0065425 | Animal | Squirrel |  | Failed/Faulted | 2016 | Tier 2 - Elevated | Transformer only | 9 | 18 | 2016-09-18 | 1543485 | Sus | Y | Animal¦Squirrel¦¦FailedFaulted
16-0068131 | Animal | Squirrel | Cutout, fuse holder | Normal | 2016 | Tier 2 - Elevated | Distribution Circuit | 9 | 28 | 2016-09-28 | 1549282 | Sus | Y | Animal¦Squirrel¦Cutoutfuseholder¦Normal
16-0071819 | Unknown Cause | Patrol - found nothing |  |  | 2016 | Tier 2 - Elevated | Distribution Circuit | 10 | 13 | 2016-10-13 | 1557882 | Sus | Y | UnknownCause¦Patrolfoundnothing¦¦
16-0072562 | Vegetation | Tree - fell into line | Conductor, Overhead | Together | 2016 | Tier 2 - Elevated | Distribution Circuit | 10 | 15 | 2016-10-15 | 1561251 | Sus | Y | Vegetation¦Treefellintoline¦ConductorOverhead¦Together
16-0073059 | Equipment Failure/Involved | Overhead | Transformer | Failed/Faulted | 2016 | Tier 3 - Extreme | Transformer only | 10 | 16 | 2016-10-16 | 1563689 | Sus | Y | EquipmentFailureInvolved¦Overhead¦Transformer¦FailedFaulted
16-0073579 | Vegetation | Tree - branch fell on line | Insulator | Broken | 2016 | Tier 3 - Extreme | Distribution Circuit | 10 | 18 | 2016-10-18 | 1565140 | Sus | Y | Vegetation¦Treebranchfellonline¦Insulator¦Broken
16-0075633 | Animal | Squirrel | Fuse | Failed/Faulted | 2016 | Tier 2 - Elevated | Distribution Circuit | 10 | 26 | 2016-10-26 | 1570267 | Sus | Y | Animal¦Squirrel¦Fuse¦FailedFaulted
16-0076371 | Vegetation | Tree - branch fell on line | Conductor, Overhead | Broken | 2016 | Tier 3 - Extreme | Distribution Circuit | 10 | 28 | 2016-10-28 | 1571837 | Sus | Y | Vegetation¦Treebranchfellonline¦ConductorOverhead¦Broken
16-0077105 | Vegetation | Tree - fell into line | Conductor, Overhead | Normal | 2016 | Tier 3 - Extreme | Distribution Circuit | 10 | 31 | 2016-10-31 | 1574263 | Sus | Y | Vegetation¦Treefellintoline¦ConductorOverhead¦Normal
16-0077612 | Animal | Squirrel | Fuse | Normal | 2016 | Tier 2 - Elevated | Distribution Circuit | 11 | 2 | 2016-11-02 | 1575442 | Sus | Y | Animal¦Squirrel¦Fuse¦Normal
16-0077612 | Animal | Squirrel | Fuse | Normal | 2016 | Tier 2 - Elevated | Distribution Circuit | 11 | 2 | 2016-11-02 | 1575442 | Sus | Y | Animal¦Squirrel¦Fuse¦Normal
16-0080357 | Unknown Cause | Patrol - not conducted |  |  | 2016 | Tier 2 - Elevated | Distribution Circuit | 11 | 16 | 2016-11-16 | 1582507 | Sus | Y | UnknownCause¦Patrolnotconducted¦¦
16-0082198 | Unknown Cause | Patrol - found nothing |  |  | 2016 | Tier 3 - Extreme | Distribution Circuit | 11 | 25 | 2016-11-25 | 1588645 | Sus | Y | UnknownCause¦Patrolfoundnothing¦¦
16-0085535 | 3rd Party | Customer Equipment | Transformer | Arcing | 2016 | Tier 3 - Extreme | Transformer only | 12 | 14 | 2016-12-14 | 1601614 | Sus | N | 3rdParty¦CustomerEquipment¦Transformer¦Arcing
17-0002732 | Unknown Cause | Patrol - found nothing |  |  | 2017 | Tier 3 - Extreme | Distribution Circuit | 1 | 1 | 2017-01-01 | 1614376 | Sus | N | UnknownCause¦Patrolfoundnothing¦¦
17-0004694 | Environmental/External | Ice or snow | Conductor, Overhead | Bent or Twisted | 2017 | Tier 2 - Elevated | Distribution Circuit | 1 | 7 | 2017-01-07 | 1621556 | Sus | N | EnvironmentalExternal¦Iceorsnow¦ConductorOverhead¦BentorTwisted
17-0004730 | Unknown Cause | Patrol - not conducted |  |  | 2017 | Tier 3 - Extreme | Distribution Circuit | 1 | 7 | 2017-01-07 | 1621895 | Sus | N | UnknownCause¦Patrolnotconducted¦¦
17-0005923 | Vegetation | Tree - fell into line | Conductor, Overhead | Broken, wire on ground | 2017 | Tier 2 - Elevated | Distribution Circuit | 1 | 9 | 2017-01-09 | 1630434 | Sus | N | Vegetation¦Treefellintoline¦ConductorOverhead¦Brokenwireonground
17-0006250 | Vegetation | Tree - branch fell on line | Conductor, Overhead | Normal | 2017 | Tier 3 - Extreme | Transformer only | 1 | 9 | 2017-01-09 | 1631586 | Sus | N | Vegetation¦Treebranchfellonline¦ConductorOverhead¦Normal
17-0008413 | Environmental/External | Lightning | Cutout, fuse holder | Broken | 2017 | Tier 2 - Elevated | Distribution Circuit | 1 | 12 | 2017-01-12 | 1641084 | Sus | N | EnvironmentalExternal¦Lightning¦Cutoutfuseholder¦Broken
17-0011721 | Vegetation | Tree - fell into line | Conductor, Overhead | Broken, wire on ground | 2017 | Tier 2 - Elevated | Distribution Circuit | 1 | 20 | 2017-01-20 | 1654559 | Sus | N | Vegetation¦Treefellintoline¦ConductorOverhead¦Brokenwireonground
17-0011737 | Vegetation | Tree - fell into line | Conductor, Overhead | Normal | 2017 | Tier 3 - Extreme | Distribution Circuit | 1 | 20 | 2017-01-20 | 1654814 | Sus | N | Vegetation¦Treefellintoline¦ConductorOverhead¦Normal
17-0013218 | Vegetation | Tree - fell into line | Conductor, Overhead | On Ground | 2017 | Tier 3 - Extreme | Distribution Circuit | 1 | 21 | 2017-01-21 | 1657288 | Sus | N | Vegetation¦Treefellintoline¦ConductorOverhead¦OnGround
17-0013525 | Vegetation | Tree - fell into line | Conductor, Overhead | Broken, wire on ground | 2017 | Tier 2 - Elevated | Distribution Circuit | 1 | 22 | 2017-01-22 | 1662544 | Sus | N | Vegetation¦Treefellintoline¦ConductorOverhead¦Brokenwireonground
17-0015959 | 3rd Party | Vehicle | Pole-Wood | Broken | 2017 | Tier 2 - Elevated | Distribution Circuit | 1 | 29 | 2017-01-29 | 1670112 | Sus | N | 3rdParty¦Vehicle¦PoleWood¦Broken
17-0017560 | 3rd Party | Vehicle | Pole-Wood | Broken, wire on ground | 2017 | Tier 2 - Elevated | Distribution Circuit | 2 | 5 | 2017-02-05 | 1675453 | Sus | N | 3rdParty¦Vehicle¦PoleWood¦Brokenwireonground
17-0019215 | Vegetation | Tree - fell into line | Conductor, Overhead | Broken, wire on ground | 2017 | Tier 2 - Elevated | Distribution Circuit | 2 | 9 | 2017-02-09 | 1682660 | Sus | N | Vegetation¦Treefellintoline¦ConductorOverhead¦Brokenwireonground
17-0019338 | Vegetation | Tree - fell into line | Conductor, Overhead | Broken, wire on ground | 2017 | Tier 2 - Elevated | Distribution Circuit | 2 | 9 | 2017-02-09 | 1683016 | Sus | N | Vegetation¦Treefellintoline¦ConductorOverhead¦Brokenwireonground
17-0019777 | Equipment Failure/Involved | Overhead | Insulator | Broken | 2017 | Tier 2 - Elevated | Distribution Circuit | 2 | 10 | 2017-02-10 | 1684599 | Sus | N | EquipmentFailureInvolved¦Overhead¦Insulator¦Broken
17-0022386 | Vegetation | Tree - fell into line | Pole-Wood | Broken, wire on ground | 2017 | Tier 2 - Elevated | Distribution Circuit | 2 | 17 | 2017-02-17 | 1696697 | Sus | N | Vegetation¦Treefellintoline¦PoleWood¦Brokenwireonground
17-0023467 | Vegetation | Tree - fell into line | Pole-Wood | Broken, wire on ground | 2017 | Tier 2 - Elevated | Distribution Circuit | 2 | 17 | 2017-02-17 | 1701693 | Sus | N | Vegetation¦Treefellintoline¦PoleWood¦Brokenwireonground
17-0023494 | Vegetation | Tree - fell into line | Connector or Splice (OH) | Broken, wire on ground | 2017 | Tier 2 - Elevated | Distribution Circuit | 2 | 19 | 2017-02-19 | 1701859 | Sus | N | Vegetation¦Treefellintoline¦ConnectororSplice(OH)¦Brokenwireonground
17-0023517 | Equipment Failure/Involved | Overhead | Transformer | Failed/Faulted | 2017 | Tier 2 - Elevated | Transformer only | 2 | 19 | 2017-02-19 | 1701908 | Sus | N | EquipmentFailureInvolved¦Overhead¦Transformer¦FailedFaulted
17-0024003 | Vegetation | Tree - fell into line | Crossarm, Wood | Broken, wire on ground | 2017 | Tier 2 - Elevated | Distribution Circuit | 2 | 20 | 2017-02-20 | 1705142 | Sus | N | Vegetation¦Treefellintoline¦CrossarmWood¦Brokenwireonground
17-0024740 | Unknown Cause | Patrol - not conducted |  |  | 2017 | Tier 2 - Elevated | Distribution Circuit | 2 | 20 | 2017-02-20 | 1706584 | Sus | N | UnknownCause¦Patrolnotconducted¦¦
17-0025181 | Vegetation | Tree - fell into line | Conductor, Overhead | Together | 2017 | Tier 3 - Extreme | Distribution Circuit | 2 | 21 | 2017-02-21 | 1707414 | Sus | N | Vegetation¦Treefellintoline¦ConductorOverhead¦Together
17-0025477 | Vegetation | Tree - fell into line | Conductor, Overhead | On Ground | 2017 | Tier 2 - Elevated | Distribution Circuit | 2 | 20 | 2017-02-20 | 1710290 | Sus | N | Vegetation¦Treefellintoline¦ConductorOverhead¦OnGround
17-0026018 | Unknown Cause | Patrol - found nothing |  |  | 2017 | Tier 2 - Elevated | Distribution Circuit | 2 | 23 | 2017-02-23 | 1711923 | Sus | N | UnknownCause¦Patrolfoundnothing¦¦
17-0027056 | Vegetation | Tree - branch fell on line | Conductor, Overhead | Normal | 2017 | Tier 3 - Extreme | Distribution Circuit | 2 | 27 | 2017-02-27 | 1715080 | Sus | N | Vegetation¦Treebranchfellonline¦ConductorOverhead¦Normal
17-0028509 | Environmental/External | Lightning | Transformer | Failed/Faulted | 2017 | Tier 2 - Elevated | Transformer only | 3 | 5 | 2017-03-05 | 1719941 | Sus | N | EnvironmentalExternal¦Lightning¦Transformer¦FailedFaulted
17-0035779 | Vegetation | Tree - branch fell on line | Fuse | Failed/Faulted | 2017 | Tier 2 - Elevated | Distribution Circuit | 4 | 1 | 2017-04-01 | 1741911 | Sus | N | Vegetation¦Treebranchfellonline¦Fuse¦FailedFaulted
17-0037908 | Vegetation | Tree - fell into line | Conductor, Overhead | Broken, wire on ground | 2017 | Tier 3 - Extreme | Distribution Circuit | 4 | 7 | 2017-04-07 | 1750770 | Sus | N | Vegetation¦Treefellintoline¦ConductorOverhead¦Brokenwireonground
17-0038400 | 3rd Party | Vehicle | Pole-Wood | Broken, wire on ground | 2017 | Tier 2 - Elevated | Distribution Circuit | 4 | 9 | 2017-04-09 | 1753246 | Sus | N | 3rdParty¦Vehicle¦PoleWood¦Brokenwireonground
17-0040061 | Environmental/External | Lightning | Transformer | Failed/Faulted | 2017 | Tier 2 - Elevated | Transformer only | 4 | 13 | 2017-04-13 | 1757176 | Sus | N | EnvironmentalExternal¦Lightning¦Transformer¦FailedFaulted
17-0048596 | Animal | Bird found | Fuse | Normal | 2017 | Tier 2 - Elevated | Distribution Circuit | 5 | 17 | 2017-05-17 | 1784131 | Sus | Y | Animal¦Birdfound¦Fuse¦Normal
17-0061515 | Environmental/External | Fire, Forest/Grass | Conductor, Overhead | Normal | 2017 | Tier 2 - Elevated | Distribution Circuit | 7 | 9 | 2017-07-09 | 1827226 | Sus | Y | EnvironmentalExternal¦FireForestGrass¦ConductorOverhead¦Normal
17-0063392 | Vegetation | Tree - fell into line | Conductor, Overhead | Normal | 2017 | Tier 3 - Extreme | Distribution Circuit | 7 | 17 | 2017-07-17 | 1833409 | Sus | Y | Vegetation¦Treefellintoline¦ConductorOverhead¦Normal
17-0066760 | Animal | Squirrel | Fuse | Failed/Faulted | 2017 | Tier 3 - Extreme | Distribution Circuit | 7 | 31 | 2017-07-31 | 1843192 | Sus | Y | Animal¦Squirrel¦Fuse¦FailedFaulted
17-0068591 | Equipment Failure/Involved | Overhead | Insulator | Broken | 2017 | Tier 2 - Elevated | Distribution Circuit | 8 | 7 | 2017-08-07 | 1848159 | Sus | Y | EquipmentFailureInvolved¦Overhead¦Insulator¦Broken
17-0070287 | Unknown Cause | Patrol - found nothing |  |  | 2017 | Tier 2 - Elevated | Distribution Circuit | 8 | 14 | 2017-08-14 | 1852605 | Sus | Y | UnknownCause¦Patrolfoundnothing¦¦
17-0073188 | Equipment Failure/Involved | Overhead | Connector or Splice (OH) | Burned Open | 2017 | Tier 2 - Elevated | Transformer only | 8 | 27 | 2017-08-27 | 1860557 | Sus | Y | EquipmentFailureInvolved¦Overhead¦ConnectororSplice(OH)¦BurnedOpen
17-0075209 | Equipment Failure/Involved | Overhead | Transformer | Failed/Faulted | 2017 | Tier 3 - Extreme | Transformer only | 9 | 2 | 2017-09-02 | 1866710 | Sus | Y | EquipmentFailureInvolved¦Overhead¦Transformer¦FailedFaulted
17-0077989 | Equipment Failure/Involved | Overhead | Insulator | Burned/flashed | 2017 | Tier 2 - Elevated | Transformer only | 9 | 11 | 2017-09-11 | 1876503 | Sus | Y | EquipmentFailureInvolved¦Overhead¦Insulator¦Burnedflashed
17-0080818 | Vegetation | Tree - fell into line | Fuse | Failed/Faulted | 2017 | Tier 3 - Extreme | Distribution Circuit | 9 | 21 | 2017-09-21 | 1883593 | Sus | Y | Vegetation¦Treefellintoline¦Fuse¦FailedFaulted
17-0081216 | 3rd Party | Tree - cutting, 3rd party | Conductor, Overhead | Broken, wire on ground | 2017 | Tier 2 - Elevated | Distribution Circuit | 9 | 23 | 2017-09-23 | 1884647 | Sus | Y | 3rdParty¦Treecutting3rdparty¦ConductorOverhead¦Brokenwireonground
17-0084908 | Equipment Failure/Involved | Overhead | Conductor, Overhead | Broken, wire on ground | 2017 | Tier 2 - Elevated | Distribution Circuit | 10 | 7 | 2017-10-07 | 1892341 | Sus | Y | EquipmentFailureInvolved¦Overhead¦ConductorOverhead¦Brokenwireonground
17-0086153 | Environmental/External | Fire, Forest/Grass | Pole-Wood | Burned/flashed | 2017 | Tier 2 - Elevated | Distribution Circuit | 10 | 8 | 2017-10-08 | 1897921 | Sus | Y | EnvironmentalExternal¦FireForestGrass¦PoleWood¦Burnedflashed
17-0087204 | Vegetation | Tree - fell into line | Crossarm, Wood | Broken, wire on ground | 2017 | Tier 3 - Extreme | Distribution Circuit | 10 | 9 | 2017-10-09 | 1900344 | Sus | Y | Vegetation¦Treefellintoline¦CrossarmWood¦Brokenwireonground
17-0087293 | 3rd Party | Vehicle | Pole-Wood | Broken | 2017 | Tier 3 - Extreme | Distribution Circuit | 10 | 14 | 2017-10-14 | 1900517 | Sus | Y | 3rdParty¦Vehicle¦PoleWood¦Broken
17-0087534 | Equipment Failure/Involved | Underground | Conductor, Underground | Broken | 2017 | Tier 2 - Elevated | Distribution Circuit | 10 | 9 | 2017-10-09 | 1901342 | Sus | Y | EquipmentFailureInvolved¦Underground¦ConductorUnderground¦Broken
17-0087839 | Environmental/External | Fire, Forest/Grass | Conductor, Overhead | Burned/flashed | 2017 | Tier 2 - Elevated | Distribution Circuit | 10 | 11 | 2017-10-11 | 1902246 | Sus | Y | EnvironmentalExternal¦FireForestGrass¦ConductorOverhead¦Burnedflashed
17-0089340 | Vegetation | Tree - fell into line | Conductor, Overhead | Normal | 2017 | Tier 3 - Extreme | Distribution Circuit | 10 | 21 | 2017-10-21 | 1906680 | Sus | Y | Vegetation¦Treefellintoline¦ConductorOverhead¦Normal
17-0089463 | Equipment Failure/Involved | Underground | Transformer (UG) | Broken | 2017 | Tier 2 - Elevated | Distribution Circuit | 10 | 22 | 2017-10-22 | 1907176 | Sus | Y | EquipmentFailureInvolved¦Underground¦Transformer(UG)¦Broken
17-0090488 | Equipment Failure/Involved | Overhead | Pole-Wood | Broken | 2017 | Tier 3 - Extreme | Transformer only | 10 | 26 | 2017-10-26 | 1909841 | Sus | Y | EquipmentFailureInvolved¦Overhead¦PoleWood¦Broken
17-0091727 | Equipment Failure/Involved | Overhead | Transformer | Failed/Faulted | 2017 | Tier 2 - Elevated | Transformer only | 11 | 1 | 2017-11-01 | 1913451 | Sus | Y | EquipmentFailureInvolved¦Overhead¦Transformer¦FailedFaulted
17-0097449 | 3rd Party | Vehicle | Pole-Wood | Broken, wire on ground | 2017 | Tier 2 - Elevated | Distribution Circuit | 11 | 25 | 2017-11-25 | 1928852 | Sus | Y | 3rdParty¦Vehicle¦PoleWood¦Brokenwireonground
17-0097449 | 3rd Party | Vehicle | Pole-Wood | Broken, wire on ground | 2017 | Tier 2 - Elevated | Distribution Circuit | 11 | 25 | 2017-11-25 | 1928852 | Sus | Y | 3rdParty¦Vehicle¦PoleWood¦Brokenwireonground
17-0098456 | Equipment Failure/Involved | Overhead | Conductor, Overhead | Broken, wire on ground | 2017 | Tier 3 - Extreme | Distribution Circuit | 11 | 29 | 2017-11-29 | 1932196 | Sus | Y | EquipmentFailureInvolved¦Overhead¦ConductorOverhead¦Brokenwireonground
17-0099541 | Vegetation | Tree - fell into line | Conductor, Overhead | Broken, wire on ground | 2017 | Tier 3 - Extreme | Transmission line | 12 | 4 | 2017-12-04 | 1934757 | Sus | N | Vegetation¦Treefellintoline¦ConductorOverhead¦Brokenwireonground
17-0102264 | Vegetation | Tree - fell into line | Conductor, Overhead | Broken, wire on object | 2017 | Tier 2 - Elevated | Distribution Circuit | 12 | 16 | 2017-12-16 | 1945975 | Sus | N | Vegetation¦Treefellintoline¦ConductorOverhead¦Brokenwireonobject
18-0009902 | Vegetation | Other ground vegetation | Other | Normal | 2018 | Tier 2 - Elevated | Distribution Circuit | 1 | 29 | 2018-01-29 | 15945 | Sus | N | Vegetation¦Othergroundvegetation¦Other¦Normal
18-0010099 | Unknown Cause | Patrol - found nothing |  |  | 2018 | Tier 2 - Elevated | Distribution Circuit | 1 | 30 | 2018-01-30 | 16264 | Sus | N | UnknownCause¦Patrolfoundnothing¦¦
18-0013009 | Equipment Failure/Involved | Overhead | Transformer | Failed/Faulted | 2018 | Tier 2 - Elevated | Transformer only | 2 | 9 | 2018-02-09 | 22120 | Sus | N | EquipmentFailureInvolved¦Overhead¦Transformer¦FailedFaulted
18-0017572 | Vegetation | Tree - fell into line | Conductor, Overhead | Normal | 2018 | Tier 2 - Elevated | Distribution Circuit | 2 | 26 | 2018-02-26 | 32401 | Sus | N | Vegetation¦Treefellintoline¦ConductorOverhead¦Normal
18-0020176 | Vegetation | Tree - branch fell on line | Fuse | Failed/Faulted | 2018 | Tier 2 - Elevated | Distribution Circuit | 3 | 6 | 2018-03-06 | 38894 | Sus | N | Vegetation¦Treebranchfellonline¦Fuse¦FailedFaulted
18-0023333 | Vegetation | Tree - fell into line | Conductor, Overhead | Normal | 2018 | Tier 3 - Extreme | Distribution Circuit | 3 | 16 | 2018-03-16 | 45485 | Sus | N | Vegetation¦Treefellintoline¦ConductorOverhead¦Normal
18-0025803 | Vegetation | Tree - fell into line | Conductor, Overhead | Together | 2018 | Tier 2 - Elevated | Distribution Circuit | 3 | 22 | 2018-03-22 | 51260 | Sus | N | Vegetation¦Treefellintoline¦ConductorOverhead¦Together
18-0042656 | Equipment Failure/Involved | Overhead | Transformer | Deteriorated | 2018 | Tier 2 - Elevated | Transformer only | 5 | 20 | 2018-05-20 | 90233 | Sus | Y | EquipmentFailureInvolved¦Overhead¦Transformer¦Deteriorated
18-0044491 | Environmental/External | Lightning | Fuse | Failed/Faulted | 2018 | Tier 2 - Elevated | Distribution Circuit | 5 | 25 | 2018-05-25 | 93684 | Sus | Y | EnvironmentalExternal¦Lightning¦Fuse¦FailedFaulted
18-0046556 | Animal | Squirrel | Fuse | Failed/Faulted | 2018 | Tier 3 - Extreme | Distribution Circuit | 6 | 2 | 2018-06-02 | 99191 | Sus | Y | Animal¦Squirrel¦Fuse¦FailedFaulted
18-0047173 | Vegetation | Tree - branch fell on line | Conductor, Overhead | Normal | 2018 | Tier 3 - Extreme | Distribution Circuit | 6 | 4 | 2018-06-04 | 101017 | Sus | Y | Vegetation¦Treebranchfellonline¦ConductorOverhead¦Normal
18-0049130 | Vegetation | Tree - fell into line | Conductor, Overhead | Broken, wire on ground | 2018 | Tier 2 - Elevated | Distribution Circuit | 6 | 8 | 2018-06-08 | 104714 | Sus | Y | Vegetation¦Treefellintoline¦ConductorOverhead¦Brokenwireonground
18-0049219 | Vegetation | Tree - bark fell into line | Conductor, Overhead | Broken, wire on ground | 2018 | Tier 2 - Elevated | Distribution Circuit | 6 | 9 | 2018-06-09 | 105089 | Sus | Y | Vegetation¦Treebarkfellintoline¦ConductorOverhead¦Brokenwireonground
18-0054343 | Equipment Failure/Involved | Overhead | Crossarm, Wood | Broken | 2018 | Tier 2 - Elevated | Distribution Circuit | 6 | 25 | 2018-06-25 | 117952 | Sus | Y | EquipmentFailureInvolved¦Overhead¦CrossarmWood¦Broken
18-0059956 | Environmental/External | Lightning | Transformer (OH) | Failed/Faulted | 2018 | Tier 2 - Elevated | Transformer only | 7 | 15 | 2018-07-15 | 132243 | Sus | Y | EnvironmentalExternal¦Lightning¦Transformer(OH)¦FailedFaulted
18-0061919 | Company Initiated | Improper Construction | Conductor, Overhead | Normal | 2018 | Tier 2 - Elevated | Distribution Circuit | 7 | 20 | 2018-07-20 | 136405 | Sus | Y | CompanyInitiated¦ImproperConstruction¦ConductorOverhead¦Normal
18-0066173 | Environmental/External | Fire, Forest/Grass | Secondary | Burned/flashed | 2018 | Tier 2 - Elevated | Distribution Circuit | 7 | 26 | 2018-07-26 | 146969 | Sus | Y | EnvironmentalExternal¦FireForestGrass¦Secondary¦Burnedflashed
18-0069082 | Environmental/External | Fire, Forest/Grass | Pole-Wood | Burned/flashed | 2018 | Tier 3 - Extreme | Distribution Circuit | 8 | 12 | 2018-08-12 | 154008 | Sus | Y | EnvironmentalExternal¦FireForestGrass¦PoleWood¦Burnedflashed
18-0070878 | Unknown Cause | Patrol - found nothing |  |  | 2018 | Tier 2 - Elevated | Distribution Circuit | 8 | 16 | 2018-08-16 | 156663 | Sus | Y | UnknownCause¦Patrolfoundnothing¦¦
18-0073580 | Vegetation | Tree - fell into line | Conductor, Overhead | Together | 2018 | Tier 2 - Elevated | Distribution Circuit | 8 | 26 | 2018-08-26 | 162596 | Sus | Y | Vegetation¦Treefellintoline¦ConductorOverhead¦Together
18-0078816 | Vegetation | Tree - fell into line | Conductor, Overhead | Broken, wire on ground | 2018 | Tier 3 - Extreme | Distribution Circuit | 9 | 12 | 2018-09-12 | 172771 | Sus | Y | Vegetation¦Treefellintoline¦ConductorOverhead¦Brokenwireonground
18-0083006 | Vegetation | Tree - branch fell on line | Conductor, Overhead | Normal | 2018 | Tier 3 - Extreme | Distribution Circuit | 9 | 24 | 2018-09-24 | 180562 | Sus | Y | Vegetation¦Treebranchfellonline¦ConductorOverhead¦Normal
18-0083041 | Vegetation | Tree - branch fell on line | Conductor, Overhead | Normal | 2018 | Tier 3 - Extreme | Distribution Circuit | 9 | 25 | 2018-09-25 | 180722 | Sus | Y | Vegetation¦Treebranchfellonline¦ConductorOverhead¦Normal
18-0085496 | Unknown Cause | Patrol - found nothing |  |  | 2018 | Tier 2 - Elevated | Distribution Circuit | 10 | 2 | 2018-10-02 | 185474 | Sus | Y | UnknownCause¦Patrolfoundnothing¦¦
18-0086460 | Environmental/External | Lightning | Transformer | Failed/Faulted | 2018 | Tier 2 - Elevated | Transformer only | 10 | 3 | 2018-10-03 | 187791 | Sus | Y | EnvironmentalExternal¦Lightning¦Transformer¦FailedFaulted
18-0087998 | Vegetation | Tree - fell into line | Conductor, Overhead | Normal | 2018 | Tier 2 - Elevated | Distribution Circuit | 10 | 7 | 2018-10-07 | 190454 | Sus | Y | Vegetation¦Treefellintoline¦ConductorOverhead¦Normal
18-0088066 | Unknown Cause | Patrol - found nothing |  |  | 2018 | Tier 3 - Extreme | Distribution Circuit | 10 | 8 | 2018-10-08 | 190571 | Sus | Y | UnknownCause¦Patrolfoundnothing¦¦
18-0090754 | Wildfire Mitigation | CWSP - Vegetation Removal |  |  | 2018 | Tier 3 - Extreme | Distribution Circuit | 10 | 16 | 2018-10-16 | 196120 | Sus | Y | WildfireMitigation¦CWSPVegetationRemoval¦¦
18-0094996 | Vegetation | Tree - fell into line | Conductor, Overhead | Broken, wire on ground | 2018 | Tier 3 - Extreme | Distribution Circuit | 10 | 29 | 2018-10-29 | 203997 | Sus | Y | Vegetation¦Treefellintoline¦ConductorOverhead¦Brokenwireonground
18-0097506 | Animal | Bird found | Transformer (OH) | Failed/Faulted | 2018 | Tier 2 - Elevated | Distribution Circuit | 11 | 6 | 2018-11-06 | 209910 | Sus | Y | Animal¦Birdfound¦Transformer(OH)¦FailedFaulted
18-0099154 | Animal | Squirrel | Fuse | Failed/Faulted | 2018 | Tier 3 - Extreme | Distribution Circuit | 11 | 12 | 2018-11-12 | 213752 | Sus | Y | Animal¦Squirrel¦Fuse¦FailedFaulted
18-0101125 | Environmental/External | Fire, Forest/Grass | Pole-Wood | Burned/flashed | 2018 | Tier 3 - Extreme | Distribution Circuit | 11 | 8 | 2018-11-08 | 218381 | Sus | Y | EnvironmentalExternal¦FireForestGrass¦PoleWood¦Burnedflashed
18-0102333 | Environmental/External | Fire, Forest/Grass | Pole-Wood | Burned/flashed | 2018 | Tier 3 - Extreme | Distribution Circuit | 11 | 8 | 2018-11-08 | 221980 | Sus | Y | EnvironmentalExternal¦FireForestGrass¦PoleWood¦Burnedflashed
18-0102458 | Unknown Cause | Patrol - found nothing |  |  | 2018 | Tier 3 - Extreme | Distribution Circuit | 11 | 23 | 2018-11-23 | 222553 | Sus | Y | UnknownCause¦Patrolfoundnothing¦¦
18-0103037 | Vegetation | Tree - fell into line | Conductor, Overhead | Broken, wire on ground | 2018 | Tier 3 - Extreme | Distribution Circuit | 11 | 25 | 2018-11-25 | 224016 | Sus | Y | Vegetation¦Treefellintoline¦ConductorOverhead¦Brokenwireonground
18-0105694 | Vegetation | Other ground vegetation | Conductor, Overhead | Normal | 2018 | Tier 3 - Extreme | Distribution Circuit | 11 | 30 | 2018-11-30 | 230588 | Sus | Y | Vegetation¦Othergroundvegetation¦ConductorOverhead¦Normal
18-0106164 | Environmental/External | Fire, Forest/Grass | Pole-Wood | Burned/flashed | 2018 | Tier 3 - Extreme | Distribution Circuit | 11 | 8 | 2018-11-08 | 231964 | Sus | Y | EnvironmentalExternal¦FireForestGrass¦PoleWood¦Burnedflashed
18-0109318 | Unknown Cause | Patrol - not conducted |  |  | 2018 | Tier 2 - Elevated | Distribution Circuit | 12 | 14 | 2018-12-14 | 240753 | Sus | N | UnknownCause¦Patrolnotconducted¦¦
18-0109477 | Unknown Cause | Patrol - found nothing |  |  | 2018 | Tier 2 - Elevated | Distribution Circuit | 12 | 16 | 2018-12-16 | 241432 | Sus | N | UnknownCause¦Patrolfoundnothing¦¦
18-0109618 | Vegetation | Tree - fell into line | Fuse | Failed/Faulted | 2018 | Tier 3 - Extreme | Distribution Circuit | 12 | 17 | 2018-12-17 | 242056 | Sus | N | Vegetation¦Treefellintoline¦Fuse¦FailedFaulted
18-0110285 | Equipment Failure/Involved | Overhead | Transformer (OH) | Failed/Faulted | 2018 | Tier 3 - Extreme | Distribution Circuit | 12 | 21 | 2018-12-21 | 245289 | Sus | N | EquipmentFailureInvolved¦Overhead¦Transformer(OH)¦FailedFaulted
19-0004845 | Equipment Failure/Involved | Overhead | Conductor, Overhead | Together | 2019 | Tier 3 - Extreme | Distribution Circuit | 1 | 5 | 2019-01-05 | 254469 | Sus | N | EquipmentFailureInvolved¦Overhead¦ConductorOverhead¦Together
19-0009277 | Unknown Cause | Patrol - found nothing |  |  | 2019 | Tier 2 - Elevated | Distribution Circuit | 1 | 15 | 2019-01-15 | 266079 | Sus | N | UnknownCause¦Patrolfoundnothing¦¦
19-0009330 | Equipment Failure/Involved | Overhead | Pole-Wood | Burned/flashed | 2019 | Tier 2 - Elevated | Distribution Circuit | 1 | 15 | 2019-01-15 | 266250 | Sus | N | EquipmentFailureInvolved¦Overhead¦PoleWood¦Burnedflashed
19-0009575 | Vegetation | Tree - branch fell on line | Conductor, Overhead | Broken, wire on ground | 2019 | Tier 3 - Extreme | Distribution Circuit | 1 | 16 | 2019-01-16 | 266734 | Sus | N | Vegetation¦Treebranchfellonline¦ConductorOverhead¦Brokenwireonground
19-0011849 | Vegetation | Tree - fell into line | Pole-Wood | Broken, wire on ground | 2019 | Tier 3 - Extreme | Distribution Circuit | 1 | 17 | 2019-01-17 | 275935 | Sus | N | Vegetation¦Treefellintoline¦PoleWood¦Brokenwireonground
19-0011980 | Unknown Cause | Patrol - found nothing |  |  | 2019 | Tier 3 - Extreme | Distribution Circuit | 1 | 18 | 2019-01-18 | 276078 | Sus | N | UnknownCause¦Patrolfoundnothing¦¦
19-0014945 | Animal | Bird found | Fuse | Failed/Faulted | 2019 | Tier 3 - Extreme | Distribution Circuit | 1 | 28 | 2019-01-28 | 282378 | Sus | N | Animal¦Birdfound¦Fuse¦FailedFaulted
19-0018731 | Vegetation | Tree - fell into line | Conductor, Overhead | Normal | 2019 | Tier 2 - Elevated | Distribution Circuit | 2 | 5 | 2019-02-05 | 293124 | Sus | N | Vegetation¦Treefellintoline¦ConductorOverhead¦Normal
19-0020029 | Vegetation | Tree - fell into line | Bushing | Broken | 2019 | Tier 3 - Extreme | Distribution Circuit | 2 | 8 | 2019-02-08 | 296227 | Sus | N | Vegetation¦Treefellintoline¦Bushing¦Broken
19-0020075 | Vegetation | Tree - branch fell on line | Conductor, Overhead | Together | 2019 | Tier 2 - Elevated | Distribution Circuit | 2 | 8 | 2019-02-08 | 296274 | Sus | N | Vegetation¦Treebranchfellonline¦ConductorOverhead¦Together
19-0020582 | Equipment Failure/Involved | Overhead | Conductor, Overhead | Broken, wire on ground | 2019 | Tier 2 - Elevated | Distribution Circuit | 2 | 10 | 2019-02-10 | 298156 | Sus | N | EquipmentFailureInvolved¦Overhead¦ConductorOverhead¦Brokenwireonground
19-0020820 | Vegetation | Tree - fell into line | Conductor, Overhead | Together | 2019 | Tier 2 - Elevated | Distribution Circuit | 2 | 10 | 2019-02-10 | 299306 | Sus | N | Vegetation¦Treefellintoline¦ConductorOverhead¦Together
19-0020947 | Equipment Failure/Involved | Overhead | Conductor, Overhead | Broken, wire on ground | 2019 | Tier 3 - Extreme | Distribution Circuit | 2 | 11 | 2019-02-11 | 299525 | Sus | N | EquipmentFailureInvolved¦Overhead¦ConductorOverhead¦Brokenwireonground
19-0021443 | Equipment Failure/Involved | Overhead | Insulator | Broken | 2019 | Tier 2 - Elevated | Distribution Circuit | 2 | 12 | 2019-02-12 | 300707 | Sus | N | EquipmentFailureInvolved¦Overhead¦Insulator¦Broken
19-0023141 | Vegetation | Tree - fell into line | Conductor, Overhead | Broken, wire on ground | 2019 | Tier 2 - Elevated | Distribution Circuit | 2 | 13 | 2019-02-13 | 308677 | Sus | N | Vegetation¦Treefellintoline¦ConductorOverhead¦Brokenwireonground
19-0023243 | Vegetation | Tree - fell into line | Conductor, Overhead | Broken, wire on ground | 2019 | Tier 2 - Elevated | Distribution Circuit | 2 | 14 | 2019-02-14 | 307396 | Sus | N | Vegetation¦Treefellintoline¦ConductorOverhead¦Brokenwireonground
19-0023299 | Vegetation | Tree - fell into line | Conductor, Overhead | Broken, wire on ground | 2019 | Tier 3 - Extreme | Distribution Circuit | 2 | 14 | 2019-02-14 | 307717 | Sus | N | Vegetation¦Treefellintoline¦ConductorOverhead¦Brokenwireonground
19-0023349 | Vegetation | Tree - fell into line | Pole-Wood | Broken, wire on ground | 2019 | Tier 2 - Elevated | Distribution Circuit | 2 | 14 | 2019-02-14 | 309596 | Sus | N | Vegetation¦Treefellintoline¦PoleWood¦Brokenwireonground
19-0024580 | Vegetation | Tree - bark fell into line | Secondary | Broken | 2019 | Tier 2 - Elevated | Transformer only | 2 | 12 | 2019-02-12 | 314518 | Sus | N | Vegetation¦Treebarkfellintoline¦Secondary¦Broken
19-0024664 | Vegetation | Tree - fell into line | Conductor, Overhead | Normal | 2019 | Tier 2 - Elevated | Distribution Circuit | 2 | 16 | 2019-02-16 | 314754 | Sus | N | Vegetation¦Treefellintoline¦ConductorOverhead¦Normal
19-0026600 | Environmental/External | Ice or snow | Transformer | Broken | 2019 | Tier 2 - Elevated | Transformer only | 2 | 19 | 2019-02-19 | 320000 | Sus | N | EnvironmentalExternal¦Iceorsnow¦Transformer¦Broken
19-0027216 | Unknown Cause | Patrol - found nothing |  |  | 2019 | Tier 3 - Extreme | Transformer only | 2 | 22 | 2019-02-22 | 321072 | Sus | N | UnknownCause¦Patrolfoundnothing¦¦
19-0028428 | Company Initiated | Construction Activity/equip, company | Conductor, Overhead | Together | 2019 | Tier 3 - Extreme | Distribution Circuit | 2 | 26 | 2019-02-26 | 324661 | Sus | N | CompanyInitiated¦ConstructionActivityequipcompany¦ConductorOverhead¦Together
19-0028507 | Vegetation | Tree - fell into line | Conductor, Overhead | Broken, wire on ground | 2019 | Tier 2 - Elevated | Distribution Circuit | 2 | 26 | 2019-02-26 | 324987 | Sus | N | Vegetation¦Treefellintoline¦ConductorOverhead¦Brokenwireonground
19-0028511 | Equipment Failure/Involved | Overhead | Conductor, Overhead | Together | 2019 | Tier 3 - Extreme | Distribution Circuit | 2 | 26 | 2019-02-26 | 324986 | Sus | N | EquipmentFailureInvolved¦Overhead¦ConductorOverhead¦Together
19-0030637 | Equipment Failure/Involved | Overhead | Transformer (OH) | Failed/Faulted | 2019 | Tier 3 - Extreme | Distribution Circuit | 3 | 4 | 2019-03-04 | 331136 | Sus | N | EquipmentFailureInvolved¦Overhead¦Transformer(OH)¦FailedFaulted
19-0032389 | Vegetation | Tree - branch fell on line | Conductor, Overhead | Broken, wire on ground | 2019 | Tier 3 - Extreme | Distribution Circuit | 3 | 10 | 2019-03-10 | 335372 | Sus | N | Vegetation¦Treebranchfellonline¦ConductorOverhead¦Brokenwireonground
19-0033024 | Equipment Failure/Involved | Overhead | Woodpin | Broken | 2019 | Tier 2 - Elevated | Distribution Circuit | 3 | 12 | 2019-03-12 | 337193 | Sus | N | EquipmentFailureInvolved¦Overhead¦Woodpin¦Broken
19-0034157 | Animal | Squirrel | Transformer (OH) | Failed/Faulted | 2019 | Tier 3 - Extreme | Distribution Circuit | 3 | 15 | 2019-03-15 | 340142 | Sus | N | Animal¦Squirrel¦Transformer(OH)¦FailedFaulted
19-0034401 | Equipment Failure/Involved | Overhead |  | Broken | 2019 | Tier 2 - Elevated | Transformer only | 3 | 16 | 2019-03-16 | 340820 | Sus | N | EquipmentFailureInvolved¦Overhead¦¦Broken
19-0035886 | Equipment Failure/Involved | Underground | Fuse | Failed/Faulted | 2019 | Tier 3 - Extreme | Distribution Circuit | 3 | 21 | 2019-03-21 | 344914 | Sus | N | EquipmentFailureInvolved¦Underground¦Fuse¦FailedFaulted
19-0037665 | Unknown Cause | Patrol - found nothing |  |  | 2019 | Tier 3 - Extreme | Distribution Circuit | 3 | 27 | 2019-03-27 | 348721 | Sus | N | UnknownCause¦Patrolfoundnothing¦¦
19-0038947 | Equipment Failure/Involved | Overhead | Insulator | Burned/flashed | 2019 | Tier 2 - Elevated | Distribution Circuit | 4 | 2 | 2019-04-02 | 352087 | Sus | N | EquipmentFailureInvolved¦Overhead¦Insulator¦Burnedflashed
19-0044002 | Equipment Failure/Involved | Overhead | Crossarm, Wood | Broken | 2019 | Tier 2 - Elevated | Distribution Circuit | 4 | 18 | 2019-04-18 | 363111 | Sus | N | EquipmentFailureInvolved¦Overhead¦CrossarmWood¦Broken
19-0045391 | Equipment Failure/Involved | Overhead | Crossarm, Wood | Broken | 2019 | Tier 3 - Extreme | Transformer only | 4 | 23 | 2019-04-23 | 366572 | Sus | N | EquipmentFailureInvolved¦Overhead¦CrossarmWood¦Broken
19-0047711 | Equipment Failure/Involved | Overhead | Insulator | Broken | 2019 | Tier 2 - Elevated | Distribution Circuit | 5 | 1 | 2019-05-01 | 371305 | Sus | Y | EquipmentFailureInvolved¦Overhead¦Insulator¦Broken
19-0048921 | Equipment Failure/Involved | Overhead | Transformer | Failed/Faulted | 2019 | Tier 3 - Extreme | Transformer only | 5 | 4 | 2019-05-04 | 373782 | Sus | Y | EquipmentFailureInvolved¦Overhead¦Transformer¦FailedFaulted
19-0051081 | Equipment Failure/Involved | Overhead | Conductor, Overhead | Deteriorated | 2019 | Tier 3 - Extreme | Distribution Circuit | 5 | 11 | 2019-05-11 | 378733 | Sus | Y | EquipmentFailureInvolved¦Overhead¦ConductorOverhead¦Deteriorated
19-0055234 | Environmental/External | Ice or snow | Conductor, Overhead | Normal | 2019 | Tier 3 - Extreme | Distribution Circuit | 5 | 21 | 2019-05-21 | 387588 | Sus | Y | EnvironmentalExternal¦Iceorsnow¦ConductorOverhead¦Normal
19-0055279 | Equipment Failure/Involved | Overhead | Pole-Wood | Broken | 2019 | Tier 2 - Elevated | Distribution Circuit | 5 | 22 | 2019-05-22 | 387708 | Sus | Y | EquipmentFailureInvolved¦Overhead¦PoleWood¦Broken
19-0057053 | Unknown Cause | Patrol - found nothing |  |  | 2019 | Tier 2 - Elevated | Distribution Circuit | 5 | 24 | 2019-05-24 | 389827 | Sus | Y | UnknownCause¦Patrolfoundnothing¦¦
19-0064491 | Equipment Failure/Involved | Overhead | Transformer | Failed/Faulted | 2019 | Tier 2 - Elevated | Transformer only | 6 | 7 | 2019-06-07 | 401140 | Sus | Y | EquipmentFailureInvolved¦Overhead¦Transformer¦FailedFaulted
19-0066590 | Vegetation | Tree - fell into line | Pole-Wood | Broken | 2019 | Tier 2 - Elevated | Distribution Circuit | 6 | 12 | 2019-06-12 | 407284 | Sus | Y | Vegetation¦Treefellintoline¦PoleWood¦Broken
19-0068204 | 3rd Party | Vehicle | Pole-Wood | Broken, wire on ground | 2019 | Tier 2 - Elevated | Distribution Circuit | 6 | 16 | 2019-06-16 | 415696 | Sus | Y | 3rdParty¦Vehicle¦PoleWood¦Brokenwireonground
19-0075333 | Equipment Failure/Involved | Overhead | Jumper | Broken, wire on ground | 2019 | Tier 2 - Elevated | Distribution Circuit | 7 | 29 | 2019-07-29 | 474414 | Sus | Y | EquipmentFailureInvolved¦Overhead¦Jumper¦Brokenwireonground
19-0077711 | Vegetation | Tree - fell into line | Conductor, Overhead | Broken, wire on ground | 2019 | Tier 3 - Extreme | Distribution Circuit | 7 | 15 | 2019-07-15 | 453147 | Sus | Y | Vegetation¦Treefellintoline¦ConductorOverhead¦Brokenwireonground
19-0079989 | Equipment Failure/Involved | Overhead | Transformer | Failed/Faulted | 2019 | Tier 3 - Extreme | Transformer only | 7 | 22 | 2019-07-22 | 468196 | Sus | Y | EquipmentFailureInvolved¦Overhead¦Transformer¦FailedFaulted
19-0084845 | Equipment Failure/Involved | Overhead | Transformer | Failed/Faulted | 2019 | Tier 3 - Extreme | Transformer only | 8 | 6 | 2019-08-06 | 487249 | Sus | Y | EquipmentFailureInvolved¦Overhead¦Transformer¦FailedFaulted
19-0092405 | Equipment Failure/Involved | Overhead | Transformer (OH) | Leaking | 2019 | Tier 2 - Elevated | Transformer only | 8 | 26 | 2019-08-26 | 540930 | Sus | Y | EquipmentFailureInvolved¦Overhead¦Transformer(OH)¦Leaking
19-0096466 | Environmental/External | Fire, Forest/Grass | Fuse | Normal | 2019 | Tier 2 - Elevated | Distribution Circuit | 9 | 7 | 2019-09-07 | 562130 | Sus | Y | EnvironmentalExternal¦FireForestGrass¦Fuse¦Normal
19-0096836 | Animal | Squirrel | Conductor, Overhead | Normal | 2019 | Tier 2 - Elevated | Distribution Circuit | 9 | 9 | 2019-09-09 | 563395 | Sus | Y | Animal¦Squirrel¦ConductorOverhead¦Normal
19-0102181 | Equipment Failure/Involved | Overhead | Transformer (OH) | Failed/Faulted | 2019 | Tier 3 - Extreme | Distribution Circuit | 9 | 21 | 2019-09-21 | 603161 | Sus | Y | EquipmentFailureInvolved¦Overhead¦Transformer(OH)¦FailedFaulted
19-0104031 | Equipment Failure/Involved | Overhead | Cutout, fuse holder | Broken | 2019 | Tier 3 - Extreme | Transformer only | 9 | 26 | 2019-09-26 | 617725 | Sus | Y | EquipmentFailureInvolved¦Overhead¦Cutoutfuseholder¦Broken
19-0112165 | Unknown Cause | Patrol - found nothing |  |  | 2019 | Tier 2 - Elevated | Distribution Circuit | 10 | 16 | 2019-10-16 | 660042 | Sus | Y | UnknownCause¦Patrolfoundnothing¦¦
19-0112432 | Equipment Failure/Involved | Overhead | Insulator | Broken | 2019 | Tier 3 - Extreme | Distribution Circuit | 10 | 16 | 2019-10-16 | 662154 | Sus | Y | EquipmentFailureInvolved¦Overhead¦Insulator¦Broken
19-0121140 | Unknown Cause | Patrol - found nothing |  |  | 2019 | Tier 2 - Elevated | Distribution Circuit | 11 | 4 | 2019-11-04 | 699696 | Sus | Y | UnknownCause¦Patrolfoundnothing¦¦
19-0122859 | Equipment Failure/Involved | Overhead | Footings, Tower or Pole | Broken | 2019 | Tier 2 - Elevated | Distribution Circuit | 11 | 8 | 2019-11-08 | 702700 | Sus | Y | EquipmentFailureInvolved¦Overhead¦FootingsTowerorPole¦Broken
19-0123273 | Animal | Squirrel | Transformer (OH) | Failed/Faulted | 2019 | Tier 2 - Elevated | Distribution Circuit | 11 | 9 | 2019-11-09 | 703206 | Sus | Y | Animal¦Squirrel¦Transformer(OH)¦FailedFaulted
19-0129298 | Vegetation | Tree - fell into line | Conductor, Overhead | Normal | 2019 | Tier 3 - Extreme | Distribution Circuit | 11 | 26 | 2019-11-26 | 716409 | Sus | Y | Vegetation¦Treefellintoline¦ConductorOverhead¦Normal
19-0131897 | Unknown Cause | Patrol - found nothing |  |  | 2019 | Tier 3 - Extreme | Distribution Circuit | 12 | 1 | 2019-12-01 | 725758 | Sus | N | UnknownCause¦Patrolfoundnothing¦¦
19-0134115 | Unknown Cause | Patrol - found nothing |  |  | 2019 | Tier 3 - Extreme | Distribution Circuit | 12 | 5 | 2019-12-05 | 730954 | Sus | N | UnknownCause¦Patrolfoundnothing¦¦
19-0137316 | Vegetation | Tree - branch fell on line | Conductor, Overhead | Together | 2019 | Tier 3 - Extreme | Distribution Circuit | 12 | 20 | 2019-12-20 | 746777 | Sus | N | Vegetation¦Treebranchfellonline¦ConductorOverhead¦Together
19-0137806 | Equipment Failure/Involved | Overhead | Transformer | Failed/Faulted | 2019 | Tier 2 - Elevated | Distribution Circuit | 12 | 23 | 2019-12-23 | 749726 | Sus | N | EquipmentFailureInvolved¦Overhead¦Transformer¦FailedFaulted
20-0009489 | Vegetation | Tree - fell into line | Conductor, Overhead | Broken, wire on ground | 2020 | Tier 2 - Elevated | Distribution Circuit | 1 | 16 | 2020-01-16 | 761942 | Sus | N | Vegetation¦Treefellintoline¦ConductorOverhead¦Brokenwireonground
20-0011066 | 3rd Party | Vehicle | Pole-Wood | Broken | 2020 | Tier 2 - Elevated | Distribution Circuit | 1 | 18 | 2020-01-18 | 765478 | Sus | N | 3rdParty¦Vehicle¦PoleWood¦Broken
20-0013750 | Equipment Failure/Involved | Overhead | Regulator | Malfunctioning | 2020 | Tier 2 - Elevated | Distribution Circuit | 1 | 26 | 2020-01-26 | 770288 | Sus | N | EquipmentFailureInvolved¦Overhead¦Regulator¦Malfunctioning
20-0016599 | Vegetation | Tree - branch fell on line | Conductor, Overhead | Normal | 2020 | Tier 3 - Extreme | Distribution Circuit | 2 | 3 | 2020-02-03 | 776491 | Sus | N | Vegetation¦Treebranchfellonline¦ConductorOverhead¦Normal
20-0017107 | Equipment Failure/Involved | Overhead | Other | Broken | 2020 | Tier 3 - Extreme | Distribution Circuit | 2 | 4 | 2020-02-04 | 777312 | Sus | N | EquipmentFailureInvolved¦Overhead¦Other¦Broken
20-0020139 | Equipment Failure/Involved | Overhead | Transformer | Failed/Faulted | 2020 | Tier 2 - Elevated | Transformer only | 2 | 10 | 2020-02-10 | 787661 | Sus | N | EquipmentFailureInvolved¦Overhead¦Transformer¦FailedFaulted
20-0031752 | 3rd Party | Vehicle | Pole-Wood | Broken, wire on ground | 2020 | Tier 2 - Elevated | Distribution Circuit | 3 | 13 | 2020-03-13 | 849313 | Sus | N | 3rdParty¦Vehicle¦PoleWood¦Brokenwireonground
20-0033259 | Vegetation | Tree - branch fell on line | Conductor, Overhead | On Ground | 2020 | Tier 2 - Elevated | Distribution Circuit | 3 | 16 | 2020-03-16 | 856474 | Sus | N | Vegetation¦Treebranchfellonline¦ConductorOverhead¦OnGround
20-0033563 | Vegetation | Tree - branch fell on line | Other | Broken | 2020 | Tier 2 - Elevated | Distribution Circuit | 3 | 16 | 2020-03-16 | 857185 | Sus | N | Vegetation¦Treebranchfellonline¦Other¦Broken
20-0036994 | Vegetation | Tree - fell into line | Pole-Wood | Broken, wire on ground | 2020 | Tier 2 - Elevated | Distribution Circuit | 3 | 29 | 2020-03-29 | 869257 | Sus | N | Vegetation¦Treefellintoline¦PoleWood¦Brokenwireonground
20-0042792 | Equipment Failure/Involved | Overhead | Transformer (OH) | Failed/Faulted | 2020 | Tier 3 - Extreme | Transformer only | 4 | 20 | 2020-04-20 | 898031 | Sus | N | EquipmentFailureInvolved¦Overhead¦Transformer(OH)¦FailedFaulted
20-0044021 | Equipment Failure/Involved | Overhead | Transformer | Failed/Faulted | 2020 | Tier 2 - Elevated | Transformer only | 4 | 23 | 2020-04-23 | 900011 | Sus | N | EquipmentFailureInvolved¦Overhead¦Transformer¦FailedFaulted
20-0046571 | Unknown Cause | Patrol - found nothing |  |  | 2020 | Tier 2 - Elevated | Distribution Circuit | 5 | 2 | 2020-05-02 | 905770 | Sus | Y | UnknownCause¦Patrolfoundnothing¦¦
20-0051146 | Equipment Failure/Involved | Underground | Transformer (UG) | Failed/Faulted | 2020 | Tier 3 - Extreme | Distribution Circuit | 5 | 18 | 2020-05-18 | 915672 | Sus | Y | EquipmentFailureInvolved¦Underground¦Transformer(UG)¦FailedFaulted
20-0061648 | Equipment Failure/Involved | Underground | Transformer (UG) | Leaking | 2020 | Tier 2 - Elevated | Distribution Circuit | 6 | 16 | 2020-06-16 | 939963 | Sus | Y | EquipmentFailureInvolved¦Underground¦Transformer(UG)¦Leaking
20-0064160 | Unknown Cause | Patrol - found nothing |  |  | 2020 | Tier 3 - Extreme | Distribution Circuit | 6 | 23 | 2020-06-23 | 945593 | Sus | Y | UnknownCause¦Patrolfoundnothing¦¦
20-0072472 | Vegetation | Tree - fell into line | Pole-Wood | Broken | 2020 | Tier 2 - Elevated | Distribution Circuit | 7 | 16 | 2020-07-16 | 965670 | Sus | Y | Vegetation¦Treefellintoline¦PoleWood¦Broken
20-0084406 | Equipment Failure/Involved | Overhead | Transformer (OH) | Burned/flashed | 2020 | Tier 3 - Extreme | Transformer only | 8 | 15 | 2020-08-15 | 1005471 | Sus | Y | EquipmentFailureInvolved¦Overhead¦Transformer(OH)¦Burnedflashed
20-0088056 | Environmental/External | Fire, Forest/Grass | Conductor, Overhead | Normal | 2020 | Tier 2 - Elevated | Distribution Circuit | 8 | 20 | 2020-08-20 | 1025631 | Sus | Y | EnvironmentalExternal¦FireForestGrass¦ConductorOverhead¦Normal
20-0096042 | 3rd Party | Customer Equipment | Other | Normal | 2020 | Tier 3 - Extreme | Transformer only | 8 | 20 | 2020-08-20 | 1063538 | Sus | Y | 3rdParty¦CustomerEquipment¦Other¦Normal
20-0100333 | Environmental/External | Fire, Forest/Grass | Conductor, Overhead | Burned/flashed | 2020 | Tier 3 - Extreme | Distribution Circuit | 9 | 7 | 2020-09-07 | 1088596 | Sus | Y | EnvironmentalExternal¦FireForestGrass¦ConductorOverhead¦Burnedflashed
20-0104667 | Unknown Cause | Patrol - found nothing |  |  | 2020 | Tier 2 - Elevated | Distribution Circuit | 10 | 2 | 2020-10-02 | 1108181 | Sus | Y | UnknownCause¦Patrolfoundnothing¦¦
20-0106498 | Unknown Cause | Patrol - found nothing |  |  | 2020 | Tier 2 - Elevated | Distribution Circuit | 10 | 8 | 2020-10-08 | 1113485 | Sus | Y | UnknownCause¦Patrolfoundnothing¦¦
20-0117860 | Equipment Failure/Involved | Underground | Transformer (UG) | Failed/Faulted | 2020 | Tier 2 - Elevated | Distribution Circuit | 11 | 6 | 2020-11-06 | 1137617 | Sus | Y | EquipmentFailureInvolved¦Underground¦Transformer(UG)¦FailedFaulted
20-0119608 | Unknown Cause | Patrol - not conducted |  |  | 2020 | Tier 2 - Elevated | Distribution Circuit | 11 | 11 | 2020-11-11 | 1141676 | Sus | Y | UnknownCause¦Patrolnotconducted¦¦
20-0121003 | Unknown Cause | Patrol - found nothing |  |  | 2020 | Tier 2 - Elevated | Distribution Circuit | 11 | 14 | 2020-11-14 | 1145207 | Sus | Y | UnknownCause¦Patrolfoundnothing¦¦
20-0125938 | Animal | Squirrel | Conductor, Overhead | Normal | 2020 | Tier 2 - Elevated | Distribution Circuit | 11 | 30 | 2020-11-30 | 1156332 | Sus | Y | Animal¦Squirrel¦ConductorOverhead¦Normal
20-0128726 | Vegetation | Tree - fell into line | Crossarm, Wood | Broken | 2020 | Tier 3 - Extreme | Distribution Circuit | 12 | 7 | 2020-12-07 | 1169899 | Sus | N | Vegetation¦Treefellintoline¦CrossarmWood¦Broken
20-0131261 | Equipment Failure/Involved | Overhead | Transformer (OH) | Failed/Faulted | 2020 | Tier 2 - Elevated | Transformer only | 12 | 20 | 2020-12-20 | 1195849 | Sus | N | EquipmentFailureInvolved¦Overhead¦Transformer(OH)¦FailedFaulted
21-0010246 | Vegetation | Tree - branch fell on line | Conductor, Overhead | Normal | 2021 | Tier 3 - Extreme | Distribution Circuit | 1 | 19 | 2021-01-19 | 1214800 | Sus | N | Vegetation¦Treebranchfellonline¦ConductorOverhead¦Normal
21-0010431 | Unknown Cause | Patrol - found nothing |  |  | 2021 | Tier 2 - Elevated | Distribution Circuit | 1 | 19 | 2021-01-19 | 1215191 | Sus | N | UnknownCause¦Patrolfoundnothing¦¦
21-0010941 | Vegetation | Tree - fell into line | Conductor, Overhead | Broken, wire on ground | 2021 | Tier 2 - Elevated | Distribution Circuit | 1 | 19 | 2021-01-19 | 1217448 | Sus | N | Vegetation¦Treefellintoline¦ConductorOverhead¦Brokenwireonground
21-0012875 | Wildfire Mitigation | Public Safety Power Shut-off | Conductor, Overhead | Normal | 2021 | Tier 3 - Extreme | Distribution Circuit | 1 | 19 | 2021-01-19 | 1221450 | Sus | N | WildfireMitigation¦PublicSafetyPowerShutoff¦ConductorOverhead¦Normal
21-0013399 | Equipment Failure/Involved | Overhead | Bushing | Broken | 2021 | Tier 3 - Extreme | Transformer only | 1 | 23 | 2021-01-23 | 1222177 | Sus | N | EquipmentFailureInvolved¦Overhead¦Bushing¦Broken
21-0016079 | Equipment Failure/Involved | Overhead | Conductor, Overhead | Broken, wire on ground | 2021 | Tier 3 - Extreme | Distribution Circuit | 1 | 26 | 2021-01-26 | 1231018 | Sus | N | EquipmentFailureInvolved¦Overhead¦ConductorOverhead¦Brokenwireonground
21-0016371 | Vegetation | Tree - fell into line | Conductor, Overhead | Broken, wire on ground | 2021 | Tier 2 - Elevated | Distribution Circuit | 1 | 27 | 2021-01-27 | 1235242 | Sus | N | Vegetation¦Treefellintoline¦ConductorOverhead¦Brokenwireonground
21-0016489 | Unknown Cause | Patrol - found nothing |  |  | 2021 | Tier 3 - Extreme | Distribution Circuit | 1 | 27 | 2021-01-27 | 1235103 | Sus | N | UnknownCause¦Patrolfoundnothing¦¦
21-0017132 | Vegetation | Tree - fell into line | Conductor, Overhead | Broken, wire on ground | 2021 | Tier 3 - Extreme | Distribution Circuit | 1 | 28 | 2021-01-28 | 1238542 | Sus | N | Vegetation¦Treefellintoline¦ConductorOverhead¦Brokenwireonground
21-0017559 | Equipment Failure/Involved | Overhead | Transformer | Failed/Faulted | 2021 | Tier 2 - Elevated | Transformer only | 1 | 28 | 2021-01-28 | 1239477 | Sus | N | EquipmentFailureInvolved¦Overhead¦Transformer¦FailedFaulted
21-0017918 | Vegetation | Tree - fell into line | Conductor, Overhead | Broken, wire on ground | 2021 | Tier 3 - Extreme | Distribution Circuit | 1 | 26 | 2021-01-26 | 1240514 | Sus | N | Vegetation¦Treefellintoline¦ConductorOverhead¦Brokenwireonground
21-0019229 | Equipment Failure/Involved | Overhead | Crossarm, Wood | Broken | 2021 | Tier 3 - Extreme | Distribution Circuit | 1 | 28 | 2021-01-28 | 1242950 | Sus | N | EquipmentFailureInvolved¦Overhead¦CrossarmWood¦Broken
21-0019380 | Vegetation | Tree - fell into line | Conductor, Overhead | Broken, wire on ground | 2021 | Tier 3 - Extreme | Distribution Circuit | 1 | 30 | 2021-01-30 | 1243523 | Sus | N | Vegetation¦Treefellintoline¦ConductorOverhead¦Brokenwireonground
21-0021386 | Unknown Cause | Patrol - found nothing |  |  | 2021 | Tier 3 - Extreme | Transformer only | 2 | 3 | 2021-02-03 | 1246799 | Sus | N | UnknownCause¦Patrolfoundnothing¦¦
21-0022469 | Unknown Cause | Patrol - found nothing |  |  | 2021 | Tier 2 - Elevated | Transformer only | 2 | 5 | 2021-02-05 | 1248738 | Sus | N | UnknownCause¦Patrolfoundnothing¦¦
21-0028300 | Equipment Failure/Involved | Overhead | Conductor, Overhead | Bent or Twisted | 2021 | Tier 3 - Extreme | Distribution Circuit | 2 | 22 | 2021-02-22 | 1259803 | Sus | N | EquipmentFailureInvolved¦Overhead¦ConductorOverhead¦BentorTwisted
21-0033159 | Vegetation | Tree - bark fell into line | Conductor, Overhead | Normal | 2021 | Tier 3 - Extreme | Distribution Circuit | 3 | 7 | 2021-03-07 | 1272737 | Sus | N | Vegetation¦Treebarkfellintoline¦ConductorOverhead¦Normal
21-0034441 | Unknown Cause | Patrol - found nothing |  |  | 2021 | Tier 3 - Extreme | Distribution Circuit | 3 | 10 | 2021-03-10 | 1277042 | Sus | N | UnknownCause¦Patrolfoundnothing¦¦
21-0039429 | Equipment Failure/Involved | Overhead | Transformer (OH) | Failed/Faulted | 2021 | Tier 2 - Elevated | Transformer only | 3 | 22 | 2021-03-22 | 1291832 | Sus | N | EquipmentFailureInvolved¦Overhead¦Transformer(OH)¦FailedFaulted
21-0041864 | Animal | Other | Transformer | Failed/Faulted | 2021 | Tier 2 - Elevated | Transformer only | 3 | 27 | 2021-03-27 | 1301784 | Sus | N | Animal¦Other¦Transformer¦FailedFaulted
21-0044755 | Equipment Failure/Involved | Overhead | Connector or Splice (OH) | Broken | 2021 | Tier 2 - Elevated | Distribution Circuit | 4 | 5 | 2021-04-05 | 1307110 | Sus | N | EquipmentFailureInvolved¦Overhead¦ConnectororSplice(OH)¦Broken
21-0049992 | 3rd Party | Customer Equipment | Service conductor | Normal | 2021 | Tier 2 - Elevated | Distribution Circuit | 4 | 17 | 2021-04-17 | 1321603 | Sus | N | 3rdParty¦CustomerEquipment¦Serviceconductor¦Normal
21-0050370 | Equipment Failure/Involved | Overhead | Other | Broken | 2021 | Tier 3 - Extreme | Distribution Circuit | 4 | 19 | 2021-04-19 | 1324056 | Sus | N | EquipmentFailureInvolved¦Overhead¦Other¦Broken
21-0050459 | Vegetation | Tree - branch fell on line | Switch (OH) | Normal | 2021 | Tier 3 - Extreme | Distribution Circuit | 4 | 19 | 2021-04-19 | 1323536 | Sus | N | Vegetation¦Treebranchfellonline¦Switch(OH)¦Normal
21-0056957 | Unknown Cause | Patrol - found nothing |  |  | 2021 | Tier 2 - Elevated | Distribution Circuit | 5 | 4 | 2021-05-04 | 1340937 | Sus | Y | UnknownCause¦Patrolfoundnothing¦¦
21-0058734 | Equipment Failure/Involved | Overhead | Transformer | Failed/Faulted | 2021 | Tier 2 - Elevated | Transformer only | 5 | 7 | 2021-05-07 | 1343372 | Sus | Y | EquipmentFailureInvolved¦Overhead¦Transformer¦FailedFaulted
21-0058845 | Equipment Failure/Involved | Overhead | Crossarm, Wood | Broken | 2021 | Tier 2 - Elevated | Distribution Circuit | 5 | 8 | 2021-05-08 | 1343997 | Sus | Y | EquipmentFailureInvolved¦Overhead¦CrossarmWood¦Broken
21-0064002 | Equipment Failure/Involved | Overhead | Conductor, Overhead | Together | 2021 | Tier 2 - Elevated | Distribution Circuit | 5 | 20 | 2021-05-20 | 1354560 | Sus | Y | EquipmentFailureInvolved¦Overhead¦ConductorOverhead¦Together
21-0065237 | Animal | Bird found | Conductor, Overhead | Normal | 2021 | Tier 3 - Extreme | Distribution Circuit | 5 | 24 | 2021-05-24 | 1357477 | Sus | Y | Animal¦Birdfound¦ConductorOverhead¦Normal
21-0072923 | Equipment Failure/Involved | Overhead | Insulator | Broken | 2021 | Tier 3 - Extreme | Distribution Circuit | 6 | 10 | 2021-06-10 | 1370451 | Sus | Y | EquipmentFailureInvolved¦Overhead¦Insulator¦Broken
21-0080308 | Vegetation | Tree - branch fell on line | Transformer (OH) | Broken, wire on ground | 2021 | Tier 2 - Elevated | Transformer only | 6 | 26 | 2021-06-26 | 1385717 | Sus | Y | Vegetation¦Treebranchfellonline¦Transformer(OH)¦Brokenwireonground
21-0085783 | Unknown Cause | Patrol - found nothing |  |  | 2021 | Tier 3 - Extreme | Distribution Circuit | 7 | 7 | 2021-07-07 | 1393579 | Sus | Y | UnknownCause¦Patrolfoundnothing¦¦
21-0086000 | Equipment Failure/Involved | Overhead | Crossarm, Wood | Deteriorated | 2021 | Tier 2 - Elevated | Distribution Circuit | 7 | 7 | 2021-07-07 | 1393878 | Sus | Y | EquipmentFailureInvolved¦Overhead¦CrossarmWood¦Deteriorated
21-0088237 | Equipment Failure/Involved | Overhead | Transformer (OH) | Failed/Faulted | 2021 | Tier 3 - Extreme | Transformer only | 7 | 12 | 2021-07-12 | 1402045 | Sus | Y | EquipmentFailureInvolved¦Overhead¦Transformer(OH)¦FailedFaulted
21-0096039 | Animal | Squirrel | Conductor, Overhead | Normal | 2021 | Tier 2 - Elevated | Distribution Circuit | 7 | 28 | 2021-07-28 | 1416963 | Sus | Y | Animal¦Squirrel¦ConductorOverhead¦Normal
21-0101753 | Vegetation | Tree - fell into line | Secondary | Together | 2021 | Tier 3 - Extreme | Transformer only | 8 | 8 | 2021-08-08 | 1437480 | Sus | Y | Vegetation¦Treefellintoline¦Secondary¦Together
21-0109157 | Unknown Cause | Patrol - found nothing |  |  | 2021 | Tier 2 - Elevated | Distribution Circuit | 8 | 25 | 2021-08-25 | 1452924 | Sus | Y | UnknownCause¦Patrolfoundnothing¦¦
21-0110372 | Environmental/External | Fire, Forest/Grass | Fuse | Normal | 2021 | Tier 2 - Elevated | Distribution Circuit | 8 | 27 | 2021-08-27 | 1455807 | Sus | Y | EnvironmentalExternal¦FireForestGrass¦Fuse¦Normal
21-0126040 | Equipment Failure/Involved | Overhead | Transformer (OH) | Deteriorated | 2021 | Tier 3 - Extreme | Transformer only | 10 | 5 | 2021-10-05 | 1487236 | Sus | Y | EquipmentFailureInvolved¦Overhead¦Transformer(OH)¦Deteriorated
21-0129469 | Vegetation | Tree - fell into line | Pole-Wood | Broken, wire on ground | 2021 | Tier 2 - Elevated | Distribution Circuit | 10 | 11 | 2021-10-11 | 1495296 | Sus | Y | Vegetation¦Treefellintoline¦PoleWood¦Brokenwireonground
21-0130767 | Unknown Cause | Patrol - found nothing |  |  | 2021 | Tier 2 - Elevated | Distribution Circuit | 10 | 13 | 2021-10-13 | 1497149 | Sus | Y | UnknownCause¦Patrolfoundnothing¦¦
21-0133351 | Unknown Cause | Patrol - found nothing |  |  | 2021 | Tier 2 - Elevated | Distribution Circuit | 10 | 19 | 2021-10-19 | 1502359 | Sus | Y | UnknownCause¦Patrolfoundnothing¦¦
21-0134474 | Unknown Cause | Patrol - found nothing |  |  | 2021 | Tier 2 - Elevated | Distribution Circuit | 10 | 21 | 2021-10-21 | 1504513 | Sus | Y | UnknownCause¦Patrolfoundnothing¦¦
21-0142818 | Equipment Failure/Involved | Overhead | Bushing | Broken | 2021 | Tier 2 - Elevated | Distribution Circuit | 11 | 5 | 2021-11-05 | 1535777 | Sus | Y | EquipmentFailureInvolved¦Overhead¦Bushing¦Broken
21-0143601 | Vegetation | Tree - fell into line | Conductor, Overhead | Broken, wire on ground | 2021 | Tier 2 - Elevated | Distribution Circuit | 11 | 8 | 2021-11-08 | 1537816 | Sus | Y | Vegetation¦Treefellintoline¦ConductorOverhead¦Brokenwireonground
21-0146307 | Equipment Failure/Involved | Underground | Secondary | Burned/flashed | 2021 | Tier 2 - Elevated | Transformer only | 11 | 16 | 2021-11-16 | 1546779 | Sus | Y | EquipmentFailureInvolved¦Underground¦Secondary¦Burnedflashed
21-0156765 | Vegetation | Tree - fell into line | Crossarm, Wood | Broken, wire on ground | 2021 | Tier 2 - Elevated | Distribution Circuit | 12 | 12 | 2021-12-12 | 1564983 | Sus | N | Vegetation¦Treefellintoline¦CrossarmWood¦Brokenwireonground
21-0157852 | Vegetation | Tree - fell into line | Bushing | Broken | 2021 | Tier 2 - Elevated | Transformer only | 12 | 14 | 2021-12-14 | 1569853 | Sus | N | Vegetation¦Treefellintoline¦Bushing¦Broken
21-0158032 | Unknown Cause | Patrol - found nothing |  |  | 2021 | Tier 3 - Extreme | Transformer only | 12 | 14 | 2021-12-14 | 1570687 | Sus | N | UnknownCause¦Patrolfoundnothing¦¦
21-0161042 | Vegetation | Tree - fell into line | Conductor, Overhead | Broken, wire on ground | 2021 | Tier 2 - Elevated | Distribution Circuit | 12 | 27 | 2021-12-27 | 1585050 | Sus | N | Vegetation¦Treefellintoline¦ConductorOverhead¦Brokenwireonground
21-0161209 | Vegetation | Tree - fell into line | Conductor, Overhead | Broken, wire on ground | 2021 | Tier 2 - Elevated | Distribution Circuit | 12 | 27 | 2021-12-27 | 1584253 | Sus | N | Vegetation¦Treefellintoline¦ConductorOverhead¦Brokenwireonground
21-0161576 | Equipment Failure/Involved | Overhead | Jumper | Broken | 2021 | Tier 2 - Elevated | Distribution Circuit | 12 | 27 | 2021-12-27 | 1587102 | Sus | N | EquipmentFailureInvolved¦Overhead¦Jumper¦Broken
22-0011999 | 3rd Party | Other | Generator | Normal | 2022 | Tier 3 - Extreme | Distribution Circuit | 1 | 20 | 2022-01-20 | 1606409 | Sus | N | 3rdParty¦Other¦Generator¦Normal
22-0012974 | Equipment Failure/Involved | Overhead | Secondary | Broken, wire on ground | 2022 | Tier 3 - Extreme | Distribution Circuit | 1 | 22 | 2022-01-22 | 1608837 | Sus | N | EquipmentFailureInvolved¦Overhead¦Secondary¦Brokenwireonground
22-0013101 | Vegetation | Tree - fell into line | Conductor, Overhead | Broken, wire on ground | 2022 | Tier 3 - Extreme | Distribution Circuit | 1 | 22 | 2022-01-22 | 1608439 | Sus | N | Vegetation¦Treefellintoline¦ConductorOverhead¦Brokenwireonground
22-0013107 | Vegetation | Tree - bark fell into line | Conductor, Overhead | Broken | 2022 | Tier 3 - Extreme | Distribution Circuit | 1 | 22 | 2022-01-22 | 1609549 | Sus | N | Vegetation¦Treebarkfellintoline¦ConductorOverhead¦Broken
22-0019958 | Vegetation | Tree - branch fell on line | Conductor, Overhead | Normal | 2022 | Tier 3 - Extreme | Distribution Circuit | 2 | 8 | 2022-02-08 | 1623546 | Sus | N | Vegetation¦Treebranchfellonline¦ConductorOverhead¦Normal
22-0020605 | Vegetation | Tree - branch fell on line | Jumper | Broken | 2022 | Tier 3 - Extreme | Distribution Circuit | 2 | 10 | 2022-02-10 | 1624466 | Sus | N | Vegetation¦Treebranchfellonline¦Jumper¦Broken
22-0020615 | Equipment Failure/Involved | Overhead | Connector or Splice (OH) | Burned Open | 2022 | Tier 3 - Extreme | Transformer only | 2 | 10 | 2022-02-10 | 1624478 | Sus | N | EquipmentFailureInvolved¦Overhead¦ConnectororSplice(OH)¦BurnedOpen
22-0024148 | Company Initiated | Construction Activity/equip, company | Conductor, Overhead | Normal | 2022 | Tier 2 - Elevated | Distribution Circuit | 2 | 18 | 2022-02-18 | 1632174 | Sus | N | CompanyInitiated¦ConstructionActivityequipcompany¦ConductorOverhead¦Normal
22-0036164 | Equipment Failure/Involved | Overhead | Transformer (OH) | Failed/Faulted | 2022 | Tier 3 - Extreme | Transformer only | 3 | 20 | 2022-03-20 | 1652153 | Sus | N | EquipmentFailureInvolved¦Overhead¦Transformer(OH)¦FailedFaulted
22-0037975 | Equipment Failure/Involved | Overhead | Transformer (OH) | Broken | 2022 | Tier 2 - Elevated | Transformer only | 3 | 24 | 2022-03-24 | 1654703 | Sus | N | EquipmentFailureInvolved¦Overhead¦Transformer(OH)¦Broken
22-0052242 | Vegetation | Tree - fell into line | Conductor, Overhead | Broken, wire on ground | 2022 | Tier 2 - Elevated | Distribution Circuit | 4 | 20 | 2022-04-20 | 1677831 | Sus | N | Vegetation¦Treefellintoline¦ConductorOverhead¦Brokenwireonground
22-0052946 | Equipment Failure/Involved | Overhead | Transformer (OH) | Failed/Faulted | 2022 | Tier 2 - Elevated | Distribution Circuit | 4 | 21 | 2022-04-21 | 1678658 | Sus | N | EquipmentFailureInvolved¦Overhead¦Transformer(OH)¦FailedFaulted
22-0059391 | Equipment Failure/Involved | Overhead | Transformer (OH) | Leaking | 2022 | Tier 3 - Extreme | Transformer only | 5 | 7 | 2022-05-07 | 1690978 | Sus | Y | EquipmentFailureInvolved¦Overhead¦Transformer(OH)¦Leaking
22-0064672 | Vegetation | Tree - branch fell on line | Conductor, Overhead | Normal | 2022 | Tier 3 - Extreme | Distribution Circuit | 5 | 20 | 2022-05-20 | 1706334 | Sus | Y | Vegetation¦Treebranchfellonline¦ConductorOverhead¦Normal
22-0064964 | Unknown Cause | Patrol - found nothing |  |  | 2022 | Tier 3 - Extreme | Distribution Circuit | 5 | 22 | 2022-05-22 | 1707394 | Sus | Y | UnknownCause¦Patrolfoundnothing¦¦
22-0069729 | 3rd Party | Vehicle | Anchor or Guy | Bent or Twisted | 2022 | Tier 2 - Elevated | Distribution Circuit | 6 | 3 | 2022-06-03 | 1717270 | Sus | Y | 3rdParty¦Vehicle¦AnchororGuy¦BentorTwisted
22-0073305 | Unknown Cause | Patrol - found nothing |  |  | 2022 | Tier 2 - Elevated | Transformer only | 6 | 11 | 2022-06-11 | 1728903 | Sus | Y | UnknownCause¦Patrolfoundnothing¦¦
22-0073622 | Animal | Bird found | Conductor, Overhead | Burned/flashed | 2022 | Tier 3 - Extreme | Distribution Circuit | 6 | 13 | 2022-06-13 | 1730065 | Sus | Y | Animal¦Birdfound¦ConductorOverhead¦Burnedflashed
22-0078824 | Unknown Cause | Patrol - found nothing |  |  | 2022 | Tier 2 - Elevated | Distribution Circuit | 6 | 27 | 2022-06-27 | 1742914 | Sus | Y | UnknownCause¦Patrolfoundnothing¦¦
22-0079239 | Unknown Cause | Patrol - found nothing |  |  | 2022 | Tier 2 - Elevated | Distribution Circuit | 6 | 27 | 2022-06-27 | 1743786 | Sus | Y | UnknownCause¦Patrolfoundnothing¦¦
22-0083615 | Animal | Bird found | Conductor, Overhead | Normal | 2022 | Tier 2 - Elevated | Distribution Circuit | 7 | 10 | 2022-07-10 | 1752379 | Sus | Y | Animal¦Birdfound¦ConductorOverhead¦Normal
22-0086231 | Vegetation | Tree - branch fell on line | Conductor, Overhead | Broken, wire on ground | 2022 | Tier 3 - Extreme | Distribution Circuit | 7 | 16 | 2022-07-16 | 1758035 | Sus | Y | Vegetation¦Treebranchfellonline¦ConductorOverhead¦Brokenwireonground
22-0086510 | Company Initiated | Coordination failure | Recloser | Normal | 2022 | Tier 2 - Elevated | Distribution Circuit | 7 | 18 | 2022-07-18 | 1759169 | Sus | Y | CompanyInitiated¦Coordinationfailure¦Recloser¦Normal
22-0089430 | Equipment Failure/Involved | Overhead | Transformer (OH) | Leaking | 2022 | Tier 2 - Elevated | Transformer only | 7 | 25 | 2022-07-25 | 1765153 | Sus | Y | EquipmentFailureInvolved¦Overhead¦Transformer(OH)¦Leaking
22-0091499 | Equipment Failure/Involved | Underground | Transformer (UG) | Failed/Faulted | 2022 | Tier 3 - Extreme | Distribution Circuit | 7 | 29 | 2022-07-29 | 1768390 | Sus | Y | EquipmentFailureInvolved¦Underground¦Transformer(UG)¦FailedFaulted
22-0093444 | Unknown Cause | Patrol - found nothing |  |  | 2022 | Tier 3 - Extreme | Distribution Circuit | 8 | 4 | 2022-08-04 | 1772646 | Sus | Y | UnknownCause¦Patrolfoundnothing¦¦
22-0096085 | Equipment Failure/Involved | Overhead | Transformer (OH) | Failed/Faulted | 2022 | Tier 2 - Elevated | Distribution Circuit | 8 | 10 | 2022-08-10 | 1778165 | Sus | Y | EquipmentFailureInvolved¦Overhead¦Transformer(OH)¦FailedFaulted
22-0100124 | Unknown Cause | Patrol - found nothing |  |  | 2022 | Tier 2 - Elevated | Distribution Circuit | 8 | 20 | 2022-08-20 | 1786170 | Sus | Y | UnknownCause¦Patrolfoundnothing¦¦
22-0102739 | Vegetation | Tree - branch fell on line | Conductor, Overhead | Broken, wire on ground | 2022 | Tier 2 - Elevated | Distribution Circuit | 8 | 27 | 2022-08-27 | 1793204 | Sus | Y | Vegetation¦Treebranchfellonline¦ConductorOverhead¦Brokenwireonground
22-0117361 | Equipment Failure/Involved | Overhead | Transformer (OH) | Failed/Faulted | 2022 | Tier 2 - Elevated | Distribution Circuit | 10 | 3 | 2022-10-03 | 1826985 | Sus | Y | EquipmentFailureInvolved¦Overhead¦Transformer(OH)¦FailedFaulted
22-0125121 | Vegetation | Tree - fell into line | Conductor, Overhead | Broken, wire on ground | 2022 | Tier 2 - Elevated | Distribution Circuit | 10 | 26 | 2022-10-26 | 1846293 | Sus | Y | Vegetation¦Treefellintoline¦ConductorOverhead¦Brokenwireonground
22-0128395 | Unknown Cause | Patrol - found nothing |  |  | 2022 | Tier 3 - Extreme | Transformer only | 11 | 7 | 2022-11-07 | 1855600 | Sus | Y | UnknownCause¦Patrolfoundnothing¦¦
22-0128942 | Equipment Failure/Involved | Overhead | Transformer (OH) | Failed/Faulted | 2022 | Tier 2 - Elevated | Distribution Circuit | 11 | 8 | 2022-11-08 | 1856905 | Sus | Y | EquipmentFailureInvolved¦Overhead¦Transformer(OH)¦FailedFaulted
22-0129052 | Vegetation | Tree - branch fell on line | Conductor, Overhead | Broken, wire on ground | 2022 | Tier 3 - Extreme | Distribution Circuit | 11 | 8 | 2022-11-08 | 1857149 | Sus | Y | Vegetation¦Treebranchfellonline¦ConductorOverhead¦Brokenwireonground
22-0129391 | Environmental/External | Lightning | Transformer (OH) | Failed/Faulted | 2022 | Tier 2 - Elevated | Transformer only | 11 | 8 | 2022-11-08 | 1858221 | Sus | Y | EnvironmentalExternal¦Lightning¦Transformer(OH)¦FailedFaulted
22-0129513 | Equipment Failure/Involved | Overhead | Transformer (OH) | Failed/Faulted | 2022 | Tier 2 - Elevated | Transformer only | 11 | 9 | 2022-11-09 | 1858957 | Sus | Y | EquipmentFailureInvolved¦Overhead¦Transformer(OH)¦FailedFaulted
22-0129531 | Equipment Failure/Involved | Overhead | Transformer (OH) | Failed/Faulted | 2022 | Tier 2 - Elevated | Transformer only | 11 | 8 | 2022-11-08 | 1858367 | Sus | Y | EquipmentFailureInvolved¦Overhead¦Transformer(OH)¦FailedFaulted
22-0135589 | Vegetation | Tree - branch fell on line | Conductor, Overhead | Normal | 2022 | Tier 2 - Elevated | Distribution Circuit | 12 | 1 | 2022-12-01 | 1872878 | Sus | N | Vegetation¦Treebranchfellonline¦ConductorOverhead¦Normal
22-0136486 | Vegetation | Tree - fell into line | Transformer (OH) |  | 2022 | Tier 3 - Extreme | Transformer only | 12 | 4 | 2022-12-04 | 1876037 | Sus | N | Vegetation¦Treefellintoline¦Transformer(OH)¦
22-0138295 | Equipment Failure/Involved | Overhead | Pole-Wood | Broken, wire on ground | 2022 | Tier 2 - Elevated | Distribution Circuit | 12 | 10 | 2022-12-10 | 1881318 | Sus | N | EquipmentFailureInvolved¦Overhead¦PoleWood¦Brokenwireonground
22-0138688 | Unknown Cause | Patrol - not conducted |  |  | 2022 | Tier 2 - Elevated | Distribution Circuit | 12 | 10 | 2022-12-10 | 1883614 | Sus | N | UnknownCause¦Patrolnotconducted¦¦
22-0138885 | Environmental/External | Ice or snow | Conductor, Overhead | Broken, wire on ground | 2022 | Tier 2 - Elevated | Distribution Circuit | 12 | 11 | 2022-12-11 | 1884945 | Sus | N | EnvironmentalExternal¦Iceorsnow¦ConductorOverhead¦Brokenwireonground
22-0138924 | Unknown Cause | Patrol - found nothing |  |  | 2022 | Tier 3 - Extreme | Distribution Circuit | 12 | 11 | 2022-12-11 | 1885816 | Sus | N | UnknownCause¦Patrolfoundnothing¦¦
22-0139046 | Equipment Failure/Involved | Overhead | Conductor, Overhead | Broken, wire on ground | 2022 | Tier 3 - Extreme | Distribution Circuit | 12 | 11 | 2022-12-11 | 1886254 | Sus | N | EquipmentFailureInvolved¦Overhead¦ConductorOverhead¦Brokenwireonground
22-0140721 | Environmental/External | Earthquake | Conductor, Overhead | Normal | 2022 | Tier 2 - Elevated | Transmission line | 12 | 20 | 2022-12-20 | 1893876 | Sus | N | EnvironmentalExternal¦Earthquake¦ConductorOverhead¦Normal
22-0140989 | Equipment Failure/Involved | Overhead | Cutout, fuse holder | Broken | 2022 | Tier 2 - Elevated | Distribution Circuit | 12 | 22 | 2022-12-22 | 1895692 | Sus | N | EquipmentFailureInvolved¦Overhead¦Cutoutfuseholder¦Broken
22-0141443 | Vegetation | Tree - fell into line | Conductor, Overhead | Normal | 2022 | Tier 2 - Elevated | Distribution Circuit | 12 | 27 | 2022-12-27 | 1897912 | Sus | N | Vegetation¦Treefellintoline¦ConductorOverhead¦Normal
15-0002354 | Vegetation | Tree - fell into line | Conductor, Overhead | Broken, wire on ground | 2015 | Tier 3 - Extreme | Distribution Circuit | 1 | 4 | 2015-01-04 | 1159092 | Sus | N | Vegetation¦Treefellintoline¦ConductorOverhead¦Brokenwireonground
15-0012102 | Vegetation | Tree - branch fell on line | Conductor, Overhead | Broken, wire on ground | 2015 | Tier 2 - Elevated | Distribution Circuit | 2 | 9 | 2015-02-09 | 1185312 | Sus | N | Vegetation¦Treebranchfellonline¦ConductorOverhead¦Brokenwireonground
15-0021867 | Equipment Failure/Involved | Other | Transformer | Deteriorated | 2015 | Tier 3 - Extreme | Distribution Circuit | 3 | 24 | 2015-03-24 | 1207483 | Sus | N | EquipmentFailureInvolved¦Other¦Transformer¦Deteriorated
15-0024306 | Equipment Failure/Involved | Other | Transformer | Failed/Faulted | 2015 | Tier 3 - Extreme | Transformer only | 4 | 6 | 2015-04-06 | 1213080 | Sus | N | EquipmentFailureInvolved¦Other¦Transformer¦FailedFaulted
15-0032837 | Environmental/External | Lightning | Transformer | Failed/Faulted | 2015 | Tier 2 - Elevated | Transformer only | 5 | 8 | 2015-05-08 | 1231513 | Sus | Y | EnvironmentalExternal¦Lightning¦Transformer¦FailedFaulted
15-0033860 | 3rd Party | Vehicle | Pole-Wood | Broken, wire on ground | 2015 | Tier 2 - Elevated | Distribution Circuit | 5 | 13 | 2015-05-13 | 1233839 | Sus | Y | 3rdParty¦Vehicle¦PoleWood¦Brokenwireonground
15-0034709 | Unknown Cause | Patrol - found nothing |  |  | 2015 | Tier 2 - Elevated | Distribution Circuit | 5 | 17 | 2015-05-17 | 1235755 | Sus | Y | UnknownCause¦Patrolfoundnothing¦¦
15-0035538 | Environmental/External | Lightning | Transformer (OH) | Failed/Faulted | 2015 | Tier 2 - Elevated | Transformer only | 5 | 20 | 2015-05-20 | 1237571 | Sus | Y | EnvironmentalExternal¦Lightning¦Transformer(OH)¦FailedFaulted
15-0045427 | Equipment Failure/Involved | Overhead | Transformer (OH) | Failed/Faulted | 2015 | Tier 2 - Elevated | Transformer only | 7 | 3 | 2015-07-03 | 1262590 | Sus | Y | EquipmentFailureInvolved¦Overhead¦Transformer(OH)¦FailedFaulted
15-0045675 | Vegetation | Tree - fell into line | Conductor, Overhead | Normal | 2015 | Tier 2 - Elevated | Distribution Circuit | 7 | 6 | 2015-07-06 | 1263536 | Sus | Y | Vegetation¦Treefellintoline¦ConductorOverhead¦Normal
15-0055133 | Unknown Cause | Patrol - found nothing |  |  | 2015 | Tier 2 - Elevated | Distribution Circuit | 8 | 14 | 2015-08-14 | 1288395 | Sus | Y | UnknownCause¦Patrolfoundnothing¦¦
15-0055154 | Equipment Failure/Involved | Overhead | Insulator | Broken | 2015 | Tier 3 - Extreme | Distribution Circuit | 8 | 14 | 2015-08-14 | 1288503 | Sus | Y | EquipmentFailureInvolved¦Overhead¦Insulator¦Broken
15-0057053 | Vegetation | Tree - branch fell on line | Conductor, Overhead | Normal | 2015 | Tier 2 - Elevated | Distribution Circuit | 8 | 24 | 2015-08-24 | 1293908 | Sus | Y | Vegetation¦Treebranchfellonline¦ConductorOverhead¦Normal
15-0058132 | 3rd Party | Fire, house or bldg. | Transformer | Failed/Faulted | 2015 | Tier 3 - Extreme | Transformer only | 8 | 29 | 2015-08-29 | 1296567 | Sus | Y | 3rdParty¦Firehouseorbldg¦Transformer¦FailedFaulted
15-0058246 | Animal | Squirrel | Cutout, fuse holder | Normal | 2015 | Tier 3 - Extreme | Distribution Circuit | 8 | 30 | 2015-08-30 | 1297109 | Sus | Y | Animal¦Squirrel¦Cutoutfuseholder¦Normal
15-0061779 | Unknown Cause | Patrol - found nothing |  |  | 2015 | Tier 2 - Elevated | Distribution Circuit | 9 | 16 | 2015-09-16 | 1307008 | Sus | Y | UnknownCause¦Patrolfoundnothing¦¦
15-0062344 | 3rd Party | Vehicle | Pole-Wood | Broken, wire on object | 2015 | Tier 2 - Elevated | Distribution Circuit | 9 | 20 | 2015-09-20 | 1308795 | Sus | Y | 3rdParty¦Vehicle¦PoleWood¦Brokenwireonobject
15-0062360 | Environmental/External | Fire, Forest/Grass | Pole-Wood | Burned/flashed | 2015 | Tier 2 - Elevated | Distribution Circuit | 9 | 12 | 2015-09-12 | 1308856 | Sus | Y | EnvironmentalExternal¦FireForestGrass¦PoleWood¦Burnedflashed
15-0066165 | Unknown Cause | Patrol - found nothing |  |  | 2015 | Tier 2 - Elevated | Distribution Circuit | 9 | 28 | 2015-09-28 | 1313217 | Sus | Y | UnknownCause¦Patrolfoundnothing¦¦
15-0071903 | Equipment Failure/Involved | Overhead | Crossarm, Wood | Burned/flashed | 2015 | Tier 3 - Extreme | Distribution Circuit | 10 | 19 | 2015-10-19 | 1326214 | Sus | Y | EquipmentFailureInvolved¦Overhead¦CrossarmWood¦Burnedflashed
15-0073714 | Unknown Cause | Patrol - found nothing |  |  | 2015 | Tier 3 - Extreme | Distribution Circuit | 10 | 27 | 2015-10-27 | 1330088 | Sus | Y | UnknownCause¦Patrolfoundnothing¦¦
15-0074721 | Equipment Failure/Involved | Overhead | Jumper | Broken | 2015 | Tier 3 - Extreme | Distribution Circuit | 11 | 2 | 2015-11-02 | 1333017 | Sus | Y | EquipmentFailureInvolved¦Overhead¦Jumper¦Broken
15-0077240 | 3rd Party | Dig in, 3rd party | Service conductor | Broken | 2015 | Tier 2 - Elevated | Transformer only | 11 | 11 | 2015-11-11 | 1339586 | Sus | Y | 3rdParty¦Digin3rdparty¦Serviceconductor¦Broken
15-0082339 | Unknown Cause | Patrol - found nothing |  |  | 2015 | Tier 2 - Elevated | Distribution Circuit | 12 | 3 | 2015-12-03 | 1352204 | Sus | N | UnknownCause¦Patrolfoundnothing¦¦
15-0082503 | Vegetation | Tree - bark fell into line | Conductor, Overhead | Normal | 2015 | Tier 2 - Elevated | Distribution Circuit | 12 | 3 | 2015-12-03 | 1352712 | Sus | N | Vegetation¦Treebarkfellintoline¦ConductorOverhead¦Normal
15-0083778 | Unknown Cause | Patrol - found nothing |  |  | 2015 | Tier 2 - Elevated | Distribution Circuit | 12 | 10 | 2015-12-10 | 1357019 | Sus | N | UnknownCause¦Patrolfoundnothing¦¦
15-0084259 | Environmental/External | Lightning | Transformer (UG) | Burned/flashed | 2015 | Tier 3 - Extreme | Distribution Circuit | 12 | 11 | 2015-12-11 | 1358564 | Sus | N | EnvironmentalExternal¦Lightning¦Transformer(UG)¦Burnedflashed
15-0086503 | Vegetation | Tree - fell into line | Fuse | Failed/Faulted | 2015 | Tier 3 - Extreme | Distribution Circuit | 12 | 21 | 2015-12-21 | 1368230 | Sus | N | Vegetation¦Treefellintoline¦Fuse¦FailedFaulted
15-0086759 | Vegetation | Tree - branch fell on line | Conductor, Overhead | Normal | 2015 | Tier 3 - Extreme | Distribution Circuit | 12 | 22 | 2015-12-22 | 1368962 | Sus | N | Vegetation¦Treebranchfellonline¦ConductorOverhead¦Normal
15-0086909 | Vegetation | Tree - fell into line | Conductor, Overhead | Broken, wire on ground | 2015 | Tier 2 - Elevated | Distribution Circuit | 12 | 22 | 2015-12-22 | 1369990 | Sus | N | Vegetation¦Treefellintoline¦ConductorOverhead¦Brokenwireonground
15-0087305 | Vegetation | Tree - fell into line | Conductor, Overhead | Broken, wire on ground | 2015 | Tier 2 - Elevated | Distribution Circuit | 12 | 25 | 2015-12-25 | 1371564 | Sus | N | Vegetation¦Treefellintoline¦ConductorOverhead¦Brokenwireonground
16-0006004 | Equipment Failure/Involved | Overhead | Pole-Wood | Broken, wire on object | 2016 | Tier 2 - Elevated | Distribution Circuit | 1 | 18 | 2016-01-18 | 1385902 | Sus | N | EquipmentFailureInvolved¦Overhead¦PoleWood¦Brokenwireonobject
16-0007651 | Vegetation | Tree - branch fell on line | Conductor, Overhead | Normal | 2016 | Tier 2 - Elevated | Distribution Circuit | 1 | 22 | 2016-01-22 | 1390405 | Sus | N | Vegetation¦Treebranchfellonline¦ConductorOverhead¦Normal
16-0009796 | Vegetation | Tree - fell into line | Conductor, Overhead | Broken, wire on ground | 2016 | Tier 2 - Elevated | Distribution Circuit | 2 | 1 | 2016-02-01 | 1395505 | Sus | N | Vegetation¦Treefellintoline¦ConductorOverhead¦Brokenwireonground
16-0011410 | Vegetation | Tree - branch fell on line | Conductor, Overhead | Normal | 2016 | Tier 2 - Elevated | Distribution Circuit | 2 | 8 | 2016-02-08 | 1400426 | Sus | N | Vegetation¦Treebranchfellonline¦ConductorOverhead¦Normal
16-0012691 | Animal | Other | Anchor or Guy | Bent or Twisted | 2016 | Tier 2 - Elevated | Distribution Circuit | 2 | 15 | 2016-02-15 | 1403775 | Sus | N | Animal¦Other¦AnchororGuy¦BentorTwisted
16-0013308 | Vegetation | Tree - branch fell on line | Fuse | Failed/Faulted | 2016 | Tier 3 - Extreme | Distribution Circuit | 2 | 17 | 2016-02-17 | 1405502 | Sus | N | Vegetation¦Treebranchfellonline¦Fuse¦FailedFaulted
16-0013773 | Vegetation | Tree - fell into line | Conductor, Overhead | Broken, wire on ground | 2016 | Tier 2 - Elevated | Distribution Circuit | 2 | 17 | 2016-02-17 | 1406650 | Sus | N | Vegetation¦Treefellintoline¦ConductorOverhead¦Brokenwireonground
16-0017549 | Vegetation | Tree - fell into line | Pole-Wood | Broken, wire on ground | 2016 | Tier 2 - Elevated | Distribution Circuit | 3 | 5 | 2016-03-05 | 1416493 | Sus | N | Vegetation¦Treefellintoline¦PoleWood¦Brokenwireonground
16-0018574 | Vegetation | Tree - branch fell on line | Fuse | Failed/Faulted | 2016 | Tier 3 - Extreme | Distribution Circuit | 3 | 6 | 2016-03-06 | 1422576 | Sus | N | Vegetation¦Treebranchfellonline¦Fuse¦FailedFaulted
16-0025077 | Equipment Failure/Involved | Overhead | Transformer | Failed/Faulted | 2016 | Tier 3 - Extreme | Transformer only | 3 | 30 | 2016-03-30 | 1441703 | Sus | N | EquipmentFailureInvolved¦Overhead¦Transformer¦FailedFaulted
16-0025169 | Equipment Failure/Involved | Overhead | Transformer | Failed/Faulted | 2016 | Tier 2 - Elevated | Transformer only | 3 | 31 | 2016-03-31 | 1441966 | Sus | N | EquipmentFailureInvolved¦Overhead¦Transformer¦FailedFaulted
16-0028867 | Unknown Cause | Patrol - found nothing |  |  | 2016 | Tier 3 - Extreme | Distribution Circuit | 4 | 15 | 2016-04-15 | 1451152 | Sus | N | UnknownCause¦Patrolfoundnothing¦¦
16-0029103 | Vegetation | Tree - fell into line | Conductor, Overhead | Normal | 2016 | Tier 3 - Extreme | Distribution Circuit | 4 | 16 | 2016-04-16 | 1451882 | Sus | N | Vegetation¦Treefellintoline¦ConductorOverhead¦Normal
16-0029271 | Unknown Cause | Patrol - found nothing |  |  | 2016 | Tier 2 - Elevated | Distribution Circuit | 4 | 18 | 2016-04-18 | 1452628 | Sus | N | UnknownCause¦Patrolfoundnothing¦¦
16-0031172 | Environmental/External | Lightning | Transformer (OH) | Failed/Faulted | 2016 | Tier 2 - Elevated | Distribution Circuit | 4 | 24 | 2016-04-24 | 1457589 | Sus | N | EnvironmentalExternal¦Lightning¦Transformer(OH)¦FailedFaulted
16-0036856 | Equipment Failure/Involved | Overhead | Pole-Wood | Broken | 2016 | Tier 3 - Extreme | Distribution Circuit | 5 | 18 | 2016-05-18 | 1472208 | Sus | Y | EquipmentFailureInvolved¦Overhead¦PoleWood¦Broken
16-0038771 | Equipment Failure/Involved | Overhead | Transformer | Deteriorated | 2016 | Tier 2 - Elevated | Transformer only | 5 | 26 | 2016-05-26 | 1477494 | Sus | Y | EquipmentFailureInvolved¦Overhead¦Transformer¦Deteriorated
16-0041144 | Unknown Cause | Patrol - found nothing |  |  | 2016 | Tier 2 - Elevated | Distribution Circuit | 6 | 5 | 2016-06-05 | 1483188 | Sus | Y | UnknownCause¦Patrolfoundnothing¦¦
16-0047551 | Equipment Failure/Involved | Overhead | Conductor, Overhead | Together | 2016 | Tier 2 - Elevated | Distribution Circuit | 7 | 2 | 2016-07-02 | 1499952 | Sus | Y | EquipmentFailureInvolved¦Overhead¦ConductorOverhead¦Together
16-0055311 | Vegetation | Tree - fell into line | Conductor, Overhead | Broken, wire on ground | 2016 | Tier 3 - Extreme | Distribution Circuit | 8 | 5 | 2016-08-05 | 1522007 | Sus | Y | Vegetation¦Treefellintoline¦ConductorOverhead¦Brokenwireonground
16-0057197 | Equipment Failure/Involved | Overhead | Transformer | Failed/Faulted | 2016 | Tier 3 - Extreme | Transformer only | 8 | 14 | 2016-08-14 | 1526152 | Sus | Y | EquipmentFailureInvolved¦Overhead¦Transformer¦FailedFaulted
16-0058692 | Unknown Cause | Patrol - found nothing |  |  | 2016 | Tier 3 - Extreme | Distribution Circuit | 8 | 19 | 2016-08-19 | 1529188 | Sus | Y | UnknownCause¦Patrolfoundnothing¦¦
16-0062759 | Unknown Cause | Patrol - not conducted |  |  | 2016 | Tier 3 - Extreme | Transformer only | 9 | 6 | 2016-09-06 | 1537554 | Sus | Y | UnknownCause¦Patrolnotconducted¦¦
16-0068866 | 3rd Party | Vandalism | Conductor, Overhead | Broken, wire on ground | 2016 | Tier 2 - Elevated | Distribution Circuit | 10 | 1 | 2016-10-01 | 1550849 | Sus | Y | 3rdParty¦Vandalism¦ConductorOverhead¦Brokenwireonground
16-0072548 | Unknown Cause | Patrol - found nothing |  |  | 2016 | Tier 3 - Extreme | Distribution Circuit | 10 | 15 | 2016-10-15 | 1561249 | Sus | Y | UnknownCause¦Patrolfoundnothing¦¦
16-0074063 | Unknown Cause | Patrol - found nothing |  |  | 2016 | Tier 2 - Elevated | Distribution Circuit | 10 | 19 | 2016-10-19 | 1566143 | Sus | Y | UnknownCause¦Patrolfoundnothing¦¦
16-0074723 | Equipment Failure/Involved | Overhead | Transformer | Failed/Faulted | 2016 | Tier 3 - Extreme | Transformer only | 10 | 21 | 2016-10-21 | 1567356 | Sus | Y | EquipmentFailureInvolved¦Overhead¦Transformer¦FailedFaulted
16-0077320 | Unknown Cause | Patrol - found nothing |  |  | 2016 | Tier 2 - Elevated | Distribution Circuit | 11 | 1 | 2016-11-01 | 1574736 | Sus | Y | UnknownCause¦Patrolfoundnothing¦¦
16-0081100 | Unknown Cause | Patrol - found nothing |  |  | 2016 | Tier 2 - Elevated | Distribution Circuit | 11 | 19 | 2016-11-19 | 1584839 | Sus | Y | UnknownCause¦Patrolfoundnothing¦¦
16-0085719 | Unknown Cause | Patrol - found nothing |  |  | 2016 | Tier 3 - Extreme | Distribution Circuit | 12 | 15 | 2016-12-15 | 1602690 | Sus | N | UnknownCause¦Patrolfoundnothing¦¦
17-0002735 | Animal | Bird found | Conductor, Overhead | Normal | 2017 | Tier 2 - Elevated | Distribution Circuit | 1 | 1 | 2017-01-01 | 1614399 | Sus | N | Animal¦Birdfound¦ConductorOverhead¦Normal
17-0003780 | Unknown Cause | Patrol - not conducted |  |  | 2017 | Tier 2 - Elevated | Distribution Circuit | 1 | 4 | 2017-01-04 | 1618805 | Sus | N | UnknownCause¦Patrolnotconducted¦¦
17-0005334 | Vegetation | Tree - fell into line | Conductor, Overhead | Broken, wire on ground | 2017 | Tier 2 - Elevated | Distribution Circuit | 1 | 8 | 2017-01-08 | 1626914 | Sus | N | Vegetation¦Treefellintoline¦ConductorOverhead¦Brokenwireonground
17-0005808 | Vegetation | Tree - branch fell on line | Conductor, Overhead | Normal | 2017 | Tier 2 - Elevated | Distribution Circuit | 1 | 8 | 2017-01-08 | 1629678 | Sus | N | Vegetation¦Treebranchfellonline¦ConductorOverhead¦Normal
17-0006039 | Unknown Cause | Patrol - found nothing |  |  | 2017 | Tier 2 - Elevated | Distribution Circuit | 1 | 8 | 2017-01-08 | 1628189 | Sus | N | UnknownCause¦Patrolfoundnothing¦¦
17-0006586 | Equipment Failure/Involved | Overhead | Cutout, fuse holder | Broken | 2017 | Tier 2 - Elevated | Transformer only | 1 | 10 | 2017-01-10 | 1633006 | Sus | N | EquipmentFailureInvolved¦Overhead¦Cutoutfuseholder¦Broken
17-0007211 | Environmental/External | Flood/Erosion | Conductor, Overhead | Broken, wire on ground | 2017 | Tier 3 - Extreme | Distribution Circuit | 1 | 10 | 2017-01-10 | 1637006 | Sus | N | EnvironmentalExternal¦FloodErosion¦ConductorOverhead¦Brokenwireonground
17-0008445 | Unknown Cause | Patrol - found nothing |  |  | 2017 | Tier 2 - Elevated | Distribution Circuit | 1 | 12 | 2017-01-12 | 1641000 | Sus | N | UnknownCause¦Patrolfoundnothing¦¦
17-0009941 | Vegetation | Tree - branch fell on line | Conductor, Overhead | Normal | 2017 | Tier 2 - Elevated | Distribution Circuit | 1 | 18 | 2017-01-18 | 1646012 | Sus | N | Vegetation¦Treebranchfellonline¦ConductorOverhead¦Normal
17-0010436 | Vegetation | Tree - branch fell on line | Conductor, Overhead | Normal | 2017 | Tier 2 - Elevated | Distribution Circuit | 1 | 18 | 2017-01-18 | 1648668 | Sus | N | Vegetation¦Treebranchfellonline¦ConductorOverhead¦Normal
17-0011396 | Vegetation | Tree - fell into line | Conductor, Overhead | Broken | 2017 | Tier 2 - Elevated | Transformer only | 1 | 20 | 2017-01-20 | 1653171 | Sus | N | Vegetation¦Treefellintoline¦ConductorOverhead¦Broken
17-0011822 | Unknown Cause | Patrol - found nothing |  |  | 2017 | Tier 3 - Extreme | Transmission line | 1 | 20 | 2017-01-20 | 1655061 | Sus | N | UnknownCause¦Patrolfoundnothing¦¦
17-0011969 | Equipment Failure/Involved | Overhead | Pole-Wood | Broken, wire on ground | 2017 | Tier 3 - Extreme | Distribution Circuit | 1 | 21 | 2017-01-21 | 1655328 | Sus | N | EquipmentFailureInvolved¦Overhead¦PoleWood¦Brokenwireonground
17-0015997 | Equipment Failure/Involved | Overhead | Connector or Splice (OH) | Broken | 2017 | Tier 2 - Elevated | Distribution Circuit | 1 | 30 | 2017-01-30 | 1670206 | Sus | N | EquipmentFailureInvolved¦Overhead¦ConnectororSplice(OH)¦Broken
17-0018291 | Vegetation | Tree - fell into line | Conductor, Overhead | Broken, wire on ground | 2017 | Tier 2 - Elevated | Distribution Circuit | 2 | 7 | 2017-02-07 | 1677772 | Sus | N | Vegetation¦Treefellintoline¦ConductorOverhead¦Brokenwireonground
17-0018338 | Vegetation | Tree - fell into line | Conductor, Overhead | Normal | 2017 | Tier 2 - Elevated | Distribution Circuit | 2 | 7 | 2017-02-07 | 1677518 | Sus | N | Vegetation¦Treefellintoline¦ConductorOverhead¦Normal
17-0019499 | Vegetation | Tree - branch fell on line | Conductor, Overhead | Normal | 2017 | Tier 3 - Extreme | Distribution Circuit | 2 | 9 | 2017-02-09 | 1683438 | Sus | N | Vegetation¦Treebranchfellonline¦ConductorOverhead¦Normal
17-0022321 | Unknown Cause | Patrol - found nothing |  |  | 2017 | Tier 3 - Extreme | Distribution Circuit | 2 | 17 | 2017-02-17 | 1694471 | Sus | N | UnknownCause¦Patrolfoundnothing¦¦
17-0022903 | Vegetation | Tree - fell into line | Conductor, Overhead | Broken, wire on ground | 2017 | Tier 2 - Elevated | Distribution Circuit | 2 | 17 | 2017-02-17 | 1698735 | Sus | N | Vegetation¦Treefellintoline¦ConductorOverhead¦Brokenwireonground
17-0022950 | Vegetation | Tree - fell into line | Fuse | Failed/Faulted | 2017 | Tier 2 - Elevated | Distribution Circuit | 2 | 17 | 2017-02-17 | 1699299 | Sus | N | Vegetation¦Treefellintoline¦Fuse¦FailedFaulted
17-0023156 | Equipment Failure/Involved | Overhead | Jumper | Broken | 2017 | Tier 3 - Extreme | Transformer only | 2 | 17 | 2017-02-17 | 1691559 | Sus | N | EquipmentFailureInvolved¦Overhead¦Jumper¦Broken
17-0023672 | Unknown Cause | Patrol - found nothing |  |  | 2017 | Tier 2 - Elevated | Distribution Circuit | 2 | 19 | 2017-02-19 | 1702201 | Sus | N | UnknownCause¦Patrolfoundnothing¦¦
17-0023764 | Vegetation | Tree - fell into line | Crossarm, Wood | Broken, wire on ground | 2017 | Tier 3 - Extreme | Distribution Circuit | 2 | 20 | 2017-02-20 | 1703085 | Sus | N | Vegetation¦Treefellintoline¦CrossarmWood¦Brokenwireonground
17-0023882 | Vegetation | Tree - fell into line | Pole-Wood | Broken, wire on ground | 2017 | Tier 2 - Elevated | Distribution Circuit | 2 | 20 | 2017-02-20 | 1703495 | Sus | N | Vegetation¦Treefellintoline¦PoleWood¦Brokenwireonground
17-0025627 | Vegetation | Tree - branch fell on line | Fuse | Failed/Faulted | 2017 | Tier 3 - Extreme | Distribution Circuit | 2 | 22 | 2017-02-22 | 1710762 | Sus | N | Vegetation¦Treebranchfellonline¦Fuse¦FailedFaulted
17-0025984 | Vegetation | Tree - fell into line | Conductor, Overhead | Broken, wire on ground | 2017 | Tier 3 - Extreme | Distribution Circuit | 2 | 23 | 2017-02-23 | 1711707 | Sus | N | Vegetation¦Treefellintoline¦ConductorOverhead¦Brokenwireonground
17-0027051 | Vegetation | Tree - fell into line | Conductor, Overhead | Normal | 2017 | Tier 2 - Elevated | Distribution Circuit | 2 | 27 | 2017-02-27 | 1714924 | Sus | N | Vegetation¦Treefellintoline¦ConductorOverhead¦Normal
17-0028645 | Equipment Failure/Involved | Overhead | Transformer | Failed/Faulted | 2017 | Tier 2 - Elevated | Transformer only | 3 | 6 | 2017-03-06 | 1720624 | Sus | N | EquipmentFailureInvolved¦Overhead¦Transformer¦FailedFaulted
17-0041784 | Equipment Failure/Involved | Overhead | Crossarm, Wood | Broken | 2017 | Tier 2 - Elevated | Distribution Circuit | 4 | 20 | 2017-04-20 | 1761836 | Sus | N | EquipmentFailureInvolved¦Overhead¦CrossarmWood¦Broken
17-0042089 | Unknown Cause | Patrol - found nothing |  |  | 2017 | Tier 3 - Extreme | Distribution Circuit | 4 | 22 | 2017-04-22 | 1764615 | Sus | N | UnknownCause¦Patrolfoundnothing¦¦
17-0046089 | Vegetation | Tree - fell into line | Conductor, Overhead | Broken, wire on ground | 2017 | Tier 2 - Elevated | Distribution Circuit | 5 | 8 | 2017-05-08 | 1777348 | Sus | Y | Vegetation¦Treefellintoline¦ConductorOverhead¦Brokenwireonground
17-0050738 | Equipment Failure/Involved | Overhead | Connector or Splice (OH) | Burned/flashed | 2017 | Tier 2 - Elevated | Transformer only | 5 | 25 | 2017-05-25 | 1790554 | Sus | Y | EquipmentFailureInvolved¦Overhead¦ConnectororSplice(OH)¦Burnedflashed
17-0056475 | Unknown Cause | Patrol - found nothing |  |  | 2017 | Tier 2 - Elevated | Distribution Circuit | 6 | 19 | 2017-06-19 | 1810000 | Sus | Y | UnknownCause¦Patrolfoundnothing¦¦
17-0059644 | Vegetation | Tree - branch fell on line | Conductor, Overhead | Together | 2017 | Tier 3 - Extreme | Distribution Circuit | 6 | 29 | 2017-06-29 | 1821063 | Sus | Y | Vegetation¦Treebranchfellonline¦ConductorOverhead¦Together
17-0064854 | Vegetation | Tree - fell into line | Conductor, Overhead | Broken, wire on ground | 2017 | Tier 2 - Elevated | Distribution Circuit | 7 | 23 | 2017-07-23 | 1838215 | Sus | Y | Vegetation¦Treefellintoline¦ConductorOverhead¦Brokenwireonground
17-0065417 | Unknown Cause | Patrol - found nothing |  |  | 2017 | Tier 2 - Elevated | Distribution Circuit | 7 | 25 | 2017-07-25 | 1839673 | Sus | Y | UnknownCause¦Patrolfoundnothing¦¦
17-0072307 | Equipment Failure/Involved | Overhead | Transformer | Failed/Faulted | 2017 | Tier 3 - Extreme | Transformer only | 8 | 23 | 2017-08-23 | 1857423 | Sus | Y | EquipmentFailureInvolved¦Overhead¦Transformer¦FailedFaulted
17-0077665 | Vegetation | Tree - fell into line | Conductor, Overhead | Normal | 2017 | Tier 3 - Extreme | Distribution Circuit | 9 | 11 | 2017-09-11 | 1875370 | Sus | Y | Vegetation¦Treefellintoline¦ConductorOverhead¦Normal
17-0078419 | Equipment Failure/Involved | Overhead | Transformer (OH) | Broken | 2017 | Tier 2 - Elevated | Distribution Circuit | 9 | 12 | 2017-09-12 | 1877550 | Sus | Y | EquipmentFailureInvolved¦Overhead¦Transformer(OH)¦Broken
17-0078695 | Vegetation | Tree - fell into line | Conductor, Overhead | Broken, wire on ground | 2017 | Tier 2 - Elevated | Distribution Circuit | 9 | 13 | 2017-09-13 | 1878404 | Sus | Y | Vegetation¦Treefellintoline¦ConductorOverhead¦Brokenwireonground
17-0080158 | Vegetation | Tree - fell into line | Conductor, Overhead | Normal | 2017 | Tier 3 - Extreme | Distribution Circuit | 9 | 19 | 2017-09-19 | 1882039 | Sus | Y | Vegetation¦Treefellintoline¦ConductorOverhead¦Normal
17-0086809 | Environmental/External | Fire, Forest/Grass | Transformer (OH) | Burned/flashed | 2017 | Tier 2 - Elevated | Distribution Circuit | 10 | 8 | 2017-10-08 | 1899466 | Sus | Y | EnvironmentalExternal¦FireForestGrass¦Transformer(OH)¦Burnedflashed
17-0087510 | Equipment Failure/Involved | Overhead | Service conductor | Broken | 2017 | Tier 2 - Elevated | Distribution Circuit | 10 | 8 | 2017-10-08 | 1901308 | Sus | Y | EquipmentFailureInvolved¦Overhead¦Serviceconductor¦Broken
17-0087598 | Environmental/External | Fire, Forest/Grass | Pole-Wood | Broken | 2017 | Tier 2 - Elevated | Distribution Circuit | 10 | 9 | 2017-10-09 | 1901450 | Sus | Y | EnvironmentalExternal¦FireForestGrass¦PoleWood¦Broken
17-0088285 | Environmental/External | Fire, Forest/Grass | Customer Equipment | Burned/flashed | 2017 | Tier 2 - Elevated | Transformer only | 10 | 14 | 2017-10-14 | 1903307 | Sus | Y | EnvironmentalExternal¦FireForestGrass¦CustomerEquipment¦Burnedflashed
17-0088674 | Animal | Squirrel | Fuse | Failed/Faulted | 2017 | Tier 3 - Extreme | Distribution Circuit | 10 | 19 | 2017-10-19 | 1904183 | Sus | Y | Animal¦Squirrel¦Fuse¦FailedFaulted
17-0101957 | Vegetation | Tree - fell into line | Conductor, Overhead | Broken, wire on ground | 2017 | Tier 3 - Extreme | Distribution Circuit | 12 | 16 | 2017-12-16 | 1944224 | Sus | N | Vegetation¦Treefellintoline¦ConductorOverhead¦Brokenwireonground
18-0005610 | Unknown Cause | Patrol - not conducted |  |  | 2018 | Tier 2 - Elevated | Distribution Circuit | 1 | 12 | 2018-01-12 | 7057 | Sus | N | UnknownCause¦Patrolnotconducted¦¦
18-0008015 | Equipment Failure/Involved | Overhead | Transformer | Burned/flashed | 2018 | Tier 2 - Elevated | Transformer only | 1 | 22 | 2018-01-22 | 12259 | Sus | N | EquipmentFailureInvolved¦Overhead¦Transformer¦Burnedflashed
18-0011410 | Equipment Failure/Involved | Overhead | Transformer (OH) | Broken | 2018 | Tier 2 - Elevated | Distribution Circuit | 2 | 4 | 2018-02-04 | 19190 | Sus | N | EquipmentFailureInvolved¦Overhead¦Transformer(OH)¦Broken
18-0013232 | Vegetation | Tree - branch fell on line | Conductor, Overhead | Normal | 2018 | Tier 2 - Elevated | Distribution Circuit | 2 | 11 | 2018-02-11 | 22719 | Sus | N | Vegetation¦Treebranchfellonline¦ConductorOverhead¦Normal
18-0016925 | Unknown Cause | Patrol - found nothing |  |  | 2018 | Tier 3 - Extreme | Distribution Circuit | 2 | 24 | 2018-02-24 | 30668 | Sus | N | UnknownCause¦Patrolfoundnothing¦¦
18-0018563 | Vegetation | Tree - branch fell on line | Conductor, Overhead | Broken, wire on ground | 2018 | Tier 2 - Elevated | Distribution Circuit | 3 | 1 | 2018-03-01 | 34794 | Sus | N | Vegetation¦Treebranchfellonline¦ConductorOverhead¦Brokenwireonground
18-0018816 | Vegetation | Tree - fell into line | Crossarm, Wood | Broken, wire on ground | 2018 | Tier 3 - Extreme | Distribution Circuit | 3 | 1 | 2018-03-01 | 35614 | Sus | N | Vegetation¦Treefellintoline¦CrossarmWood¦Brokenwireonground
18-0018960 | Vegetation | Tree - fell into line | Conductor, Overhead | Broken, wire on ground | 2018 | Tier 3 - Extreme | Distribution Circuit | 3 | 1 | 2018-03-01 | 35850 | Sus | N | Vegetation¦Treefellintoline¦ConductorOverhead¦Brokenwireonground
18-0022147 | Unknown Cause | Patrol - found nothing |  |  | 2018 | Tier 3 - Extreme | Distribution Circuit | 3 | 13 | 2018-03-13 | 43010 | Sus | N | UnknownCause¦Patrolfoundnothing¦¦
18-0025220 | Equipment Failure/Involved | Overhead | Fuse | Failed/Faulted | 2018 | Tier 3 - Extreme | Distribution Circuit | 3 | 21 | 2018-03-21 | 49880 | Sus | N | EquipmentFailureInvolved¦Overhead¦Fuse¦FailedFaulted
18-0025342 | Vegetation | Tree - fell into line | Conductor, Overhead | Broken, wire on ground | 2018 | Tier 2 - Elevated | Distribution Circuit | 3 | 22 | 2018-03-22 | 50320 | Sus | N | Vegetation¦Treefellintoline¦ConductorOverhead¦Brokenwireonground
18-0025853 | Environmental/External | Lightning | Transformer | Failed/Faulted | 2018 | Tier 2 - Elevated | Transformer only | 3 | 22 | 2018-03-22 | 51246 | Sus | N | EnvironmentalExternal¦Lightning¦Transformer¦FailedFaulted
18-0026590 | Unknown Cause | Patrol - found nothing |  |  | 2018 | Tier 2 - Elevated | Distribution Circuit | 3 | 26 | 2018-03-26 | 53301 | Sus | N | UnknownCause¦Patrolfoundnothing¦¦
18-0030051 | Equipment Failure/Involved | Overhead | Transformer (OH) | Broken | 2018 | Tier 3 - Extreme | Transformer only | 4 | 6 | 2018-04-06 | 61084 | Sus | N | EquipmentFailureInvolved¦Overhead¦Transformer(OH)¦Broken
18-0034480 | Vegetation | Tree - bark fell into line | Transformer (OH) | Normal | 2018 | Tier 2 - Elevated | Distribution Circuit | 4 | 23 | 2018-04-23 | 71818 | Sus | N | Vegetation¦Treebarkfellintoline¦Transformer(OH)¦Normal
18-0040477 | Vegetation | Tree - branch fell on line | Conductor, Overhead | Normal | 2018 | Tier 3 - Extreme | Distribution Circuit | 5 | 12 | 2018-05-12 | 84632 | Sus | Y | Vegetation¦Treebranchfellonline¦ConductorOverhead¦Normal
18-0053006 | Unknown Cause | Patrol - found nothing |  |  | 2018 | Tier 3 - Extreme | Distribution Circuit | 6 | 21 | 2018-06-21 | 114179 | Sus | Y | UnknownCause¦Patrolfoundnothing¦¦
18-0055211 | Vegetation | Tree - branch fell on line | Conductor, Overhead | On Ground | 2018 | Tier 2 - Elevated | Distribution Circuit | 6 | 27 | 2018-06-27 | 119854 | Sus | Y | Vegetation¦Treebranchfellonline¦ConductorOverhead¦OnGround
18-0060435 | Equipment Failure/Involved | Overhead | Transformer (OH) | Broken | 2018 | Tier 2 - Elevated | Distribution Circuit | 7 | 17 | 2018-07-17 | 133468 | Sus | Y | EquipmentFailureInvolved¦Overhead¦Transformer(OH)¦Broken
18-0062209 | Unknown Cause | Patrol - found nothing |  |  | 2018 | Tier 2 - Elevated | Distribution Circuit | 7 | 21 | 2018-07-21 | 136838 | Sus | Y | UnknownCause¦Patrolfoundnothing¦¦
18-0065368 | Unknown Cause | Patrol - found nothing |  |  | 2018 | Tier 2 - Elevated | Distribution Circuit | 7 | 31 | 2018-07-31 | 145868 | Sus | Y | UnknownCause¦Patrolfoundnothing¦¦
18-0069213 | Unknown Cause | Patrol - found nothing |  |  | 2018 | Tier 3 - Extreme | Transformer only | 8 | 12 | 2018-08-12 | 153875 | Sus | Y | UnknownCause¦Patrolfoundnothing¦¦
18-0070315 | Environmental/External | Fire, Forest/Grass | Pole-Wood | Burned/flashed | 2018 | Tier 2 - Elevated | Distribution Circuit | 7 | 23 | 2018-07-23 | 156003 | Sus | Y | EnvironmentalExternal¦FireForestGrass¦PoleWood¦Burnedflashed
18-0098863 | Equipment Failure/Involved | Overhead | Lightning Arrestor | Failed/Faulted | 2018 | Tier 2 - Elevated | Distribution Circuit | 11 | 10 | 2018-11-10 | 213019 | Sus | Y | EquipmentFailureInvolved¦Overhead¦LightningArrestor¦FailedFaulted
18-0100862 | Environmental/External | Fire, Forest/Grass | Pole-Wood | Burned/flashed | 2018 | Tier 3 - Extreme | Distribution Circuit | 11 | 8 | 2018-11-08 | 217919 | Sus | Y | EnvironmentalExternal¦FireForestGrass¦PoleWood¦Burnedflashed
18-0101974 | Vegetation | Tree - branch fell on line | Conductor, Overhead | Normal | 2018 | Tier 3 - Extreme | Distribution Circuit | 11 | 21 | 2018-11-21 | 220438 | Sus | Y | Vegetation¦Treebranchfellonline¦ConductorOverhead¦Normal
18-0103726 | Environmental/External | Fire, Forest/Grass | Pole-Wood | Burned/flashed | 2018 | Tier 3 - Extreme | Distribution Circuit | 11 | 8 | 2018-11-08 | 225417 | Sus | Y | EnvironmentalExternal¦FireForestGrass¦PoleWood¦Burnedflashed
18-0103798 | Environmental/External | Fire, Forest/Grass | Pole-Wood | Burned/flashed | 2018 | Tier 3 - Extreme | Distribution Circuit | 11 | 8 | 2018-11-08 | 225595 | Sus | Y | EnvironmentalExternal¦FireForestGrass¦PoleWood¦Burnedflashed
18-0104665 | Vegetation | Tree - fell into line | Conductor, Overhead | Broken, wire on ground | 2018 | Tier 2 - Elevated | Distribution Circuit | 11 | 29 | 2018-11-29 | 227377 | Sus | Y | Vegetation¦Treefellintoline¦ConductorOverhead¦Brokenwireonground
18-0104855 | Vegetation | Tree - fell into line | Conductor, Overhead | On Ground | 2018 | Tier 2 - Elevated | Transformer only | 11 | 29 | 2018-11-29 | 227834 | Sus | Y | Vegetation¦Treefellintoline¦ConductorOverhead¦OnGround
18-0111214 | Equipment Failure/Involved | Overhead | Transformer | Failed/Faulted | 2018 | Tier 2 - Elevated | Transformer only | 12 | 31 | 2018-12-31 | 250077 | Sus | N | EquipmentFailureInvolved¦Overhead¦Transformer¦FailedFaulted
19-0004613 | Vegetation | Tree - branch fell on line | Conductor, Overhead | Normal | 2019 | Tier 2 - Elevated | Distribution Circuit | 1 | 5 | 2019-01-05 | 253473 | Sus | N | Vegetation¦Treebranchfellonline¦ConductorOverhead¦Normal
19-0006094 | Animal | Bird found | Conductor, Overhead | Normal | 2019 | Tier 2 - Elevated | Distribution Circuit | 1 | 8 | 2019-01-08 | 260133 | Sus | N | Animal¦Birdfound¦ConductorOverhead¦Normal
19-0009241 | Vegetation | Tree - branch fell on line | Conductor, Overhead | Normal | 2019 | Tier 3 - Extreme | Distribution Circuit | 1 | 15 | 2019-01-15 | 265986 | Sus | N | Vegetation¦Treebranchfellonline¦ConductorOverhead¦Normal
19-0009770 | Vegetation | Tree - branch fell on line | Conductor, Overhead | Broken, wire on ground | 2019 | Tier 3 - Extreme | Distribution Circuit | 1 | 16 | 2019-01-16 | 267208 | Sus | N | Vegetation¦Treebranchfellonline¦ConductorOverhead¦Brokenwireonground
19-0010136 | Vegetation | Tree - branch fell on line | Conductor, Overhead | Broken, wire on ground | 2019 | Tier 2 - Elevated | Distribution Circuit | 1 | 16 | 2019-01-16 | 270139 | Sus | N | Vegetation¦Treebranchfellonline¦ConductorOverhead¦Brokenwireonground
19-0010577 | Vegetation | Tree - fell into line | Conductor, Overhead | Broken, wire on ground | 2019 | Tier 3 - Extreme | Distribution Circuit | 1 | 16 | 2019-01-16 | 272510 | Sus | N | Vegetation¦Treefellintoline¦ConductorOverhead¦Brokenwireonground
19-0013653 | Vegetation | Tree - cutting, PG&E contractor | Transformer (OH) | Normal | 2019 | Tier 3 - Extreme | Transformer only | 1 | 23 | 2019-01-23 | 279864 | Sus | N | Vegetation¦TreecuttingPG&Econtractor¦Transformer(OH)¦Normal
19-0016369 | Equipment Failure/Involved | Overhead | Transformer | Failed/Faulted | 2019 | Tier 2 - Elevated | Transformer only | 1 | 31 | 2019-01-31 | 284746 | Sus | N | EquipmentFailureInvolved¦Overhead¦Transformer¦FailedFaulted
19-0017036 | Vegetation | Tree - branch fell on line | Conductor, Overhead | Broken, wire on ground | 2019 | Tier 3 - Extreme | Distribution Circuit | 2 | 2 | 2019-02-02 | 286993 | Sus | N | Vegetation¦Treebranchfellonline¦ConductorOverhead¦Brokenwireonground
19-0017330 | Unknown Cause | Patrol - not conducted |  |  | 2019 | Tier 3 - Extreme | Distribution Circuit | 2 | 2 | 2019-02-02 | 287866 | Sus | N | UnknownCause¦Patrolnotconducted¦¦
19-0017570 | Equipment Failure/Involved | Overhead | Transformer | Failed/Faulted | 2019 | Tier 2 - Elevated | Transformer only | 2 | 3 | 2019-02-03 | 288875 | Sus | N | EquipmentFailureInvolved¦Overhead¦Transformer¦FailedFaulted
19-0017715 | Vegetation | Tree - fell into line | Conductor, Overhead | Normal | 2019 | Tier 3 - Extreme | Distribution Circuit | 2 | 4 | 2019-02-04 | 289561 | Sus | N | Vegetation¦Treefellintoline¦ConductorOverhead¦Normal
19-0018287 | Vegetation | Tree - fell into line | Conductor, Overhead | Broken, wire on ground | 2019 | Tier 2 - Elevated | Distribution Circuit | 2 | 5 | 2019-02-05 | 291840 | Sus | N | Vegetation¦Treefellintoline¦ConductorOverhead¦Brokenwireonground
19-0018299 | Vegetation | Tree - fell into line | Conductor, Overhead | Together | 2019 | Tier 3 - Extreme | Distribution Circuit | 2 | 5 | 2019-02-05 | 291932 | Sus | N | Vegetation¦Treefellintoline¦ConductorOverhead¦Together
19-0018958 | Vegetation | Tree - fell into line | Conductor, Overhead | Together | 2019 | Tier 3 - Extreme | Distribution Circuit | 2 | 4 | 2019-02-04 | 293637 | Sus | N | Vegetation¦Treefellintoline¦ConductorOverhead¦Together
19-0019096 | Vegetation | Tree - fell into line | Pole-Wood | Broken, wire on ground | 2019 | Tier 3 - Extreme | Distribution Circuit | 2 | 5 | 2019-02-05 | 294177 | Sus | N | Vegetation¦Treefellintoline¦PoleWood¦Brokenwireonground
19-0020825 | Vegetation | Tree - bark fell into line | Fuse | Failed/Faulted | 2019 | Tier 3 - Extreme | Distribution Circuit | 2 | 10 | 2019-02-10 | 298534 | Sus | N | Vegetation¦Treebarkfellintoline¦Fuse¦FailedFaulted
19-0022332 | Equipment Failure/Involved | Overhead | Conductor, Overhead | Broken, wire on ground | 2019 | Tier 2 - Elevated | Distribution Circuit | 2 | 13 | 2019-02-13 | 304757 | Sus | N | EquipmentFailureInvolved¦Overhead¦ConductorOverhead¦Brokenwireonground
19-0022882 | Equipment Failure/Involved | Overhead | Crossarm, Wood | Broken | 2019 | Tier 2 - Elevated | Distribution Circuit | 2 | 14 | 2019-02-14 | 306927 | Sus | N | EquipmentFailureInvolved¦Overhead¦CrossarmWood¦Broken
19-0023084 | Vegetation | Tree - fell into line | Conductor, Overhead | Broken, wire on ground | 2019 | Tier 2 - Elevated | Distribution Circuit | 2 | 13 | 2019-02-13 | 305595 | Sus | N | Vegetation¦Treefellintoline¦ConductorOverhead¦Brokenwireonground
19-0023626 | Vegetation | Tree - fell into line | Conductor, Overhead | Together | 2019 | Tier 3 - Extreme | Distribution Circuit | 2 | 12 | 2019-02-12 | 310671 | Sus | N | Vegetation¦Treefellintoline¦ConductorOverhead¦Together
19-0023659 | Vegetation | Tree - fell into line | Conductor, Overhead | Broken, wire on ground | 2019 | Tier 2 - Elevated | Distribution Circuit | 2 | 12 | 2019-02-12 | 310768 | Sus | N | Vegetation¦Treefellintoline¦ConductorOverhead¦Brokenwireonground
19-0023896 | Equipment Failure/Involved | Overhead | Conductor, Overhead | Together | 2019 | Tier 2 - Elevated | Distribution Circuit | 2 | 15 | 2019-02-15 | 311313 | Sus | N | EquipmentFailureInvolved¦Overhead¦ConductorOverhead¦Together
19-0025095 | Vegetation | Tree - fell into line | Conductor, Overhead | Broken, wire on ground | 2019 | Tier 3 - Extreme | Distribution Circuit | 2 | 16 | 2019-02-16 | 314908 | Sus | N | Vegetation¦Treefellintoline¦ConductorOverhead¦Brokenwireonground
19-0025135 | Vegetation | Tree - fell into line | Conductor, Overhead | Normal | 2019 | Tier 3 - Extreme | Distribution Circuit | 2 | 16 | 2019-02-16 | 314061 | Sus | N | Vegetation¦Treefellintoline¦ConductorOverhead¦Normal
19-0025145 | Equipment Failure/Involved | Overhead | Conductor, Overhead | Broken, wire on ground | 2019 | Tier 2 - Elevated | Distribution Circuit | 2 | 15 | 2019-02-15 | 315885 | Sus | N | EquipmentFailureInvolved¦Overhead¦ConductorOverhead¦Brokenwireonground
19-0025555 | Vegetation | Tree - fell into line | Pole-Wood | Broken | 2019 | Tier 3 - Extreme | Distribution Circuit | 2 | 17 | 2019-02-17 | 315759 | Sus | N | Vegetation¦Treefellintoline¦PoleWood¦Broken
19-0025705 | Unknown Cause | Patrol - found nothing |  |  | 2019 | Tier 2 - Elevated | Distribution Circuit | 2 | 13 | 2019-02-13 | 318021 | Sus | N | UnknownCause¦Patrolfoundnothing¦¦
19-0025744 | Environmental/External | Ice or snow | Conductor, Overhead | Normal | 2019 | Tier 2 - Elevated | Distribution Circuit | 2 | 12 | 2019-02-12 | 318172 | Sus | N | EnvironmentalExternal¦Iceorsnow¦ConductorOverhead¦Normal
19-0036663 | Vegetation | Tree - branch fell on line | Conductor, Overhead | Normal | 2019 | Tier 3 - Extreme | Distribution Circuit | 3 | 25 | 2019-03-25 | 346665 | Sus | N | Vegetation¦Treebranchfellonline¦ConductorOverhead¦Normal
19-0036957 | Equipment Failure/Involved | Overhead | Crossarm, Wood | Deteriorated | 2019 | Tier 2 - Elevated | Transformer only | 3 | 26 | 2019-03-26 | 347505 | Sus | N | EquipmentFailureInvolved¦Overhead¦CrossarmWood¦Deteriorated
19-0040355 | Unknown Cause | Patrol - not conducted |  |  | 2019 | Tier 2 - Elevated | Distribution Circuit | 4 | 7 | 2019-04-07 | 355128 | Sus | N | UnknownCause¦Patrolnotconducted¦¦
19-0041390 | Vegetation | Tree - fell into line | Conductor, Overhead | Broken, wire on ground | 2019 | Tier 2 - Elevated | Distribution Circuit | 4 | 10 | 2019-04-10 | 358212 | Sus | N | Vegetation¦Treefellintoline¦ConductorOverhead¦Brokenwireonground
19-0054339 | Vegetation | Tree - fell into line | Conductor, Overhead | Normal | 2019 | Tier 3 - Extreme | Distribution Circuit | 5 | 20 | 2019-05-20 | 386144 | Sus | Y | Vegetation¦Treefellintoline¦ConductorOverhead¦Normal
19-0055039 | Vegetation | Tree - fell into line | Conductor, Overhead | Normal | 2019 | Tier 3 - Extreme | Distribution Circuit | 5 | 21 | 2019-05-21 | 387264 | Sus | Y | Vegetation¦Treefellintoline¦ConductorOverhead¦Normal
19-0057616 | Unknown Cause | Patrol - not conducted |  |  | 2019 | Tier 2 - Elevated | Distribution Circuit | 5 | 25 | 2019-05-25 | 390201 | Sus | Y | UnknownCause¦Patrolnotconducted¦¦
19-0058351 | Equipment Failure/Involved | Overhead | Insulator | Broken | 2019 | Tier 2 - Elevated | Distribution Circuit | 5 | 28 | 2019-05-28 | 391407 | Sus | Y | EquipmentFailureInvolved¦Overhead¦Insulator¦Broken
19-0060827 | Equipment Failure/Involved | Underground | Transformer (UG) | Failed/Faulted | 2019 | Tier 2 - Elevated | Distribution Circuit | 5 | 31 | 2019-05-31 | 394341 | Sus | Y | EquipmentFailureInvolved¦Underground¦Transformer(UG)¦FailedFaulted
19-0064216 | Vegetation | Tree - fell into line | Conductor, Overhead | On Ground | 2019 | Tier 2 - Elevated | Distribution Circuit | 6 | 7 | 2019-06-07 | 400545 | Sus | Y | Vegetation¦Treefellintoline¦ConductorOverhead¦OnGround
19-0066425 | Vegetation | Tree - fell into line | Cutout, fuse holder | Broken | 2019 | Tier 2 - Elevated | Distribution Circuit | 6 | 12 | 2019-06-12 | 407108 | Sus | Y | Vegetation¦Treefellintoline¦Cutoutfuseholder¦Broken
19-0072828 | Unknown Cause | Patrol - found nothing |  |  | 2019 | Tier 3 - Extreme | Distribution Circuit | 6 | 27 | 2019-06-27 | 430993 | Sus | Y | UnknownCause¦Patrolfoundnothing¦¦
19-0079553 | Animal | Squirrel | Transformer (OH) | Normal | 2019 | Tier 3 - Extreme | Distribution Circuit | 7 | 21 | 2019-07-21 | 464943 | Sus | Y | Animal¦Squirrel¦Transformer(OH)¦Normal
19-0083962 | Vegetation | Tree - grew into line | Service conductor | Burned Open | 2019 | Tier 3 - Extreme | Transformer only | 8 | 2 | 2019-08-02 | 478133 | Sus | Y | Vegetation¦Treegrewintoline¦Serviceconductor¦BurnedOpen
19-0089199 | Animal | Other | Cutout, fuse holder | Broken | 2019 | Tier 2 - Elevated | Distribution Circuit | 8 | 18 | 2019-08-18 | 521613 | Sus | Y | Animal¦Other¦Cutoutfuseholder¦Broken
19-0103167 | Wildfire Mitigation | Public Safety Power Shut-off | Circuit Breaker | Normal | 2019 | Tier 2 - Elevated | Distribution Circuit | 9 | 25 | 2019-09-25 | 612302 | Sus | Y | WildfireMitigation¦PublicSafetyPowerShutoff¦CircuitBreaker¦Normal
19-0103806 | Equipment Failure/Involved | Electrical Overload | Fuse | Failed/Faulted | 2019 | Tier 2 - Elevated | Distribution Circuit | 9 | 25 | 2019-09-25 | 615547 | Sus | Y | EquipmentFailureInvolved¦ElectricalOverload¦Fuse¦FailedFaulted
19-0105414 | Equipment Failure/Involved | Overhead | Pothead(Riser Termination) | Failed/Faulted | 2019 | Tier 2 - Elevated | Distribution Circuit | 9 | 30 | 2019-09-30 | 630455 | Sus | Y | EquipmentFailureInvolved¦Overhead¦Pothead(RiserTermination)¦FailedFaulted
19-0106505 | Equipment Failure/Involved | Overhead | Conductor, Overhead | Broken | 2019 | Tier 3 - Extreme | Transformer only | 10 | 2 | 2019-10-02 | 636614 | Sus | Y | EquipmentFailureInvolved¦Overhead¦ConductorOverhead¦Broken
19-0113837 | 3rd Party | Tree - cutting, 3rd party | Service conductor | Broken | 2019 | Tier 2 - Elevated | Distribution Circuit | 10 | 20 | 2019-10-20 | 674876 | Sus | Y | 3rdParty¦Treecutting3rdparty¦Serviceconductor¦Broken
19-0130838 | Unknown Cause | Patrol - not conducted |  |  | 2019 | Tier 2 - Elevated | Distribution Circuit | 11 | 28 | 2019-11-28 | 722829 | Sus | Y | UnknownCause¦Patrolnotconducted¦¦
19-0131035 | Unknown Cause | Patrol - found nothing |  |  | 2019 | Tier 3 - Extreme | Distribution Circuit | 11 | 29 | 2019-11-29 | 723280 | Sus | Y | UnknownCause¦Patrolfoundnothing¦¦
19-0134363 | Equipment Failure/Involved | Overhead | Transformer | Failed/Faulted | 2019 | Tier 3 - Extreme | Transformer only | 12 | 6 | 2019-12-06 | 731282 | Sus | N | EquipmentFailureInvolved¦Overhead¦Transformer¦FailedFaulted
19-0135899 | Equipment Failure/Involved | Overhead | Transformer | Failed/Faulted | 2019 | Tier 2 - Elevated | Transformer only | 12 | 11 | 2019-12-11 | 736434 | Sus | N | EquipmentFailureInvolved¦Overhead¦Transformer¦FailedFaulted
19-0136439 | Vegetation | Tree - branch fell on line | Secondary | Bent or Twisted | 2019 | Tier 3 - Extreme | Transformer only | 12 | 13 | 2019-12-13 | 738282 | Sus | N | Vegetation¦Treebranchfellonline¦Secondary¦BentorTwisted
20-0006857 | 3rd Party | Tree - cutting, 3rd party | Crossarm, Wood | Broken | 2020 | Tier 3 - Extreme | Distribution Circuit | 1 | 9 | 2020-01-09 | 758051 | Sus | N | 3rdParty¦Treecutting3rdparty¦CrossarmWood¦Broken
20-0007075 | Vegetation | Tree - fell into line | Pole-Wood | Broken | 2020 | Tier 2 - Elevated | Distribution Circuit | 1 | 9 | 2020-01-09 | 758261 | Sus | N | Vegetation¦Treefellintoline¦PoleWood¦Broken
20-0009474 | Equipment Failure/Involved | Overhead | Conductor, Overhead | Broken | 2020 | Tier 2 - Elevated | Distribution Circuit | 1 | 15 | 2020-01-15 | 761837 | Sus | N | EquipmentFailureInvolved¦Overhead¦ConductorOverhead¦Broken
20-0009493 | Vegetation | Tree - fell into line | Insulator | Broken | 2020 | Tier 2 - Elevated | Distribution Circuit | 1 | 16 | 2020-01-16 | 761957 | Sus | N | Vegetation¦Treefellintoline¦Insulator¦Broken
20-0010269 | Vegetation | Tree - fell into line | Conductor, Overhead | Broken | 2020 | Tier 2 - Elevated | Distribution Circuit | 1 | 16 | 2020-01-16 | 763261 | Sus | N | Vegetation¦Treefellintoline¦ConductorOverhead¦Broken
20-0015658 | 3rd Party | Tree - cutting, 3rd party | Conductor, Overhead | Normal | 2020 | Tier 3 - Extreme | Distribution Circuit | 1 | 30 | 2020-01-30 | 773766 | Sus | N | 3rdParty¦Treecutting3rdparty¦ConductorOverhead¦Normal
20-0016653 | Equipment Failure/Involved | Overhead | Jumper | Broken | 2020 | Tier 3 - Extreme | Transformer only | 2 | 3 | 2020-02-03 | 776644 | Sus | N | EquipmentFailureInvolved¦Overhead¦Jumper¦Broken
20-0019294 | Unknown Cause | Patrol - found nothing |  |  | 2020 | Tier 2 - Elevated | Distribution Circuit | 2 | 9 | 2020-02-09 | 782024 | Sus | N | UnknownCause¦Patrolfoundnothing¦¦
20-0019548 | Vegetation | Tree - fell into line | Conductor, Overhead | Broken, wire on ground | 2020 | Tier 3 - Extreme | Distribution Circuit | 2 | 9 | 2020-02-09 | 782197 | Sus | N | Vegetation¦Treefellintoline¦ConductorOverhead¦Brokenwireonground
20-0020762 | Vegetation | Tree - fell into line | Conductor, Overhead | Broken, wire on ground | 2020 | Tier 3 - Extreme | Distribution Circuit | 2 | 11 | 2020-02-11 | 789064 | Sus | N | Vegetation¦Treefellintoline¦ConductorOverhead¦Brokenwireonground
20-0024533 | Unknown Cause | Patrol - found nothing |  |  | 2020 | Tier 3 - Extreme | Distribution Circuit | 2 | 21 | 2020-02-21 | 797536 | Sus | N | UnknownCause¦Patrolfoundnothing¦¦
20-0032663 | Unknown Cause | Patrol - found nothing |  |  | 2020 | Tier 2 - Elevated | Distribution Circuit | 3 | 16 | 2020-03-16 | 853734 | Sus | N | UnknownCause¦Patrolfoundnothing¦¦
20-0033858 | Vegetation | Tree - fell into line | Conductor, Overhead | Normal | 2020 | Tier 3 - Extreme | Distribution Circuit | 3 | 17 | 2020-03-17 | 856979 | Sus | N | Vegetation¦Treefellintoline¦ConductorOverhead¦Normal
20-0036288 | Equipment Failure/Involved | Fire, pole | Pole-Wood | Burned/flashed | 2020 | Tier 3 - Extreme | Distribution Circuit | 3 | 26 | 2020-03-26 | 866114 | Sus | N | EquipmentFailureInvolved¦Firepole¦PoleWood¦Burnedflashed
20-0038395 | Vegetation | Tree - branch fell on line | Conductor, Overhead | Normal | 2020 | Tier 3 - Extreme | Distribution Circuit | 4 | 4 | 2020-04-04 | 882259 | Sus | N | Vegetation¦Treebranchfellonline¦ConductorOverhead¦Normal
20-0043827 | Vegetation | Tree - grew into line | Conductor, Overhead | Arcing | 2020 | Tier 2 - Elevated | Transformer only | 4 | 22 | 2020-04-22 | 899589 | Sus | N | Vegetation¦Treegrewintoline¦ConductorOverhead¦Arcing
20-0047884 | Animal | Bird found | Fuse | Failed/Faulted | 2020 | Tier 3 - Extreme | Distribution Circuit | 5 | 6 | 2020-05-06 | 908247 | Sus | Y | Animal¦Birdfound¦Fuse¦FailedFaulted
20-0047975 | Vegetation | Tree - fell into line | Conductor, Overhead | Broken, wire on ground | 2020 | Tier 3 - Extreme | Distribution Circuit | 5 | 6 | 2020-05-06 | 908551 | Sus | Y | Vegetation¦Treefellintoline¦ConductorOverhead¦Brokenwireonground
20-0051088 | Vegetation | Tree - fell into line | Conductor, Overhead | Broken, wire on ground | 2020 | Tier 2 - Elevated | Distribution Circuit | 5 | 17 | 2020-05-17 | 915501 | Sus | Y | Vegetation¦Treefellintoline¦ConductorOverhead¦Brokenwireonground
20-0053158 | Unknown Cause | Patrol - found nothing |  |  | 2020 | Tier 3 - Extreme | Distribution Circuit | 5 | 21 | 2020-05-21 | 919244 | Sus | Y | UnknownCause¦Patrolfoundnothing¦¦
20-0054423 | Unknown Cause | Patrol - found nothing |  |  | 2020 | Tier 2 - Elevated | Distribution Circuit | 5 | 26 | 2020-05-26 | 922579 | Sus | Y | UnknownCause¦Patrolfoundnothing¦¦
20-0056730 | Equipment Failure/Involved | Overhead | Transformer (OH) | Arcing | 2020 | Tier 3 - Extreme | Transformer only | 6 | 2 | 2020-06-02 | 928787 | Sus | Y | EquipmentFailureInvolved¦Overhead¦Transformer(OH)¦Arcing
20-0057312 | Unknown Cause | Patrol - found nothing |  |  | 2020 | Tier 2 - Elevated | Distribution Circuit | 6 | 3 | 2020-06-03 | 929749 | Sus | Y | UnknownCause¦Patrolfoundnothing¦¦
20-0060936 | Equipment Failure/Involved | Overhead | Transformer | Failed/Faulted | 2020 | Tier 2 - Elevated | Transformer only | 6 | 13 | 2020-06-13 | 938559 | Sus | Y | EquipmentFailureInvolved¦Overhead¦Transformer¦FailedFaulted
20-0064223 | Equipment Failure/Involved | Overhead | Transformer | Failed/Faulted | 2020 | Tier 2 - Elevated | Transformer only | 6 | 23 | 2020-06-23 | 945785 | Sus | Y | EquipmentFailureInvolved¦Overhead¦Transformer¦FailedFaulted
20-0065598 | Vegetation | Tree - fell into line | Conductor, Overhead | Broken, wire on ground | 2020 | Tier 2 - Elevated | Distribution Circuit | 6 | 26 | 2020-06-26 | 948316 | Sus | Y | Vegetation¦Treefellintoline¦ConductorOverhead¦Brokenwireonground
20-0067498 | Equipment Failure/Involved | Overhead | Pole-Wood | Broken | 2020 | Tier 2 - Elevated | Distribution Circuit | 7 | 2 | 2020-07-02 | 956725 | Sus | Y | EquipmentFailureInvolved¦Overhead¦PoleWood¦Broken
20-0069380 | Unknown Cause | Patrol - found nothing |  |  | 2020 | Tier 2 - Elevated | Distribution Circuit | 7 | 8 | 2020-07-08 | 959752 | Sus | Y | UnknownCause¦Patrolfoundnothing¦¦
20-0071863 | Equipment Failure/Involved | Overhead | Conductor, Overhead | Deteriorated | 2020 | Tier 3 - Extreme | Distribution Circuit | 7 | 14 | 2020-07-14 | 964612 | Sus | Y | EquipmentFailureInvolved¦Overhead¦ConductorOverhead¦Deteriorated
20-0075140 | Unknown Cause | Patrol - found nothing |  |  | 2020 | Tier 2 - Elevated | Distribution Circuit | 7 | 23 | 2020-07-23 | 970550 | Sus | Y | UnknownCause¦Patrolfoundnothing¦¦
20-0076569 | Animal | Bird found | Insulator | Broken | 2020 | Tier 2 - Elevated | Distribution Circuit | 7 | 27 | 2020-07-27 | 973224 | Sus | Y | Animal¦Birdfound¦Insulator¦Broken
20-0080192 | Equipment Failure/Involved | Overhead | Cutout, fuse holder | Broken | 2020 | Tier 2 - Elevated | Distribution Circuit | 8 | 5 | 2020-08-05 | 979745 | Sus | Y | EquipmentFailureInvolved¦Overhead¦Cutoutfuseholder¦Broken
20-0083249 | Animal | Squirrel | Bus | Normal | 2020 | Tier 2 - Elevated | Distribution Circuit | 8 | 13 | 2020-08-13 | 996836 | Sus | Y | Animal¦Squirrel¦Bus¦Normal
20-0084692 | Unknown Cause | Patrol - found nothing |  |  | 2020 | Tier 2 - Elevated | Distribution Circuit | 8 | 16 | 2020-08-16 | 1010554 | Sus | Y | UnknownCause¦Patrolfoundnothing¦¦
20-0085126 | Unknown Cause | Patrol - found nothing |  |  | 2020 | Tier 3 - Extreme | Distribution Circuit | 8 | 16 | 2020-08-16 | 1010566 | Sus | Y | UnknownCause¦Patrolfoundnothing¦¦
20-0085566 | Vegetation | Tree - fell into line | Conductor, Overhead | Broken, wire on ground | 2020 | Tier 3 - Extreme | Distribution Circuit | 8 | 16 | 2020-08-16 | 1014188 | Sus | Y | Vegetation¦Treefellintoline¦ConductorOverhead¦Brokenwireonground
20-0087390 | Unknown Cause | Patrol - found nothing |  |  | 2020 | Tier 2 - Elevated | Distribution Circuit | 8 | 19 | 2020-08-19 | 1023117 | Sus | Y | UnknownCause¦Patrolfoundnothing¦¦
20-0090279 | Environmental/External | Fire, Forest/Grass | Pole-Wood | Burned/flashed | 2020 | Tier 3 - Extreme | Distribution Circuit | 8 | 20 | 2020-08-20 | 1032639 | Sus | Y | EnvironmentalExternal¦FireForestGrass¦PoleWood¦Burnedflashed
20-0094096 | Equipment Failure/Involved | Electrical Overload | Transformer (OH) | Leaking | 2020 | Tier 2 - Elevated | Transformer only | 9 | 6 | 2020-09-06 | 1057804 | Sus | Y | EquipmentFailureInvolved¦ElectricalOverload¦Transformer(OH)¦Leaking
20-0094775 | Wildfire Mitigation | Public Safety Power Shut-off | Conductor, Overhead | Normal | 2020 | Tier 2 - Elevated | Transmission line | 9 | 8 | 2020-09-08 | 1060525 | Sus | Y | WildfireMitigation¦PublicSafetyPowerShutoff¦ConductorOverhead¦Normal
20-0096547 | Company Initiated | Personnel, company | Other | Broken | 2020 | Tier 3 - Extreme | Distribution Circuit | 9 | 11 | 2020-09-11 | 1064956 | Sus | Y | CompanyInitiated¦Personnelcompany¦Other¦Broken
20-0105155 | Animal | Squirrel | Fuse | Failed/Faulted | 2020 | Tier 3 - Extreme | Distribution Circuit | 10 | 5 | 2020-10-05 | 1111222 | Sus | Y | Animal¦Squirrel¦Fuse¦FailedFaulted
20-0112095 | Wildfire Mitigation | Public Safety Power Shut-off | Conductor, Overhead | Normal | 2020 | Tier 3 - Extreme | Distribution Circuit | 10 | 25 | 2020-10-25 | 1127928 | Sus | Y | WildfireMitigation¦PublicSafetyPowerShutoff¦ConductorOverhead¦Normal
20-0118455 | Unknown Cause | Patrol - found nothing |  |  | 2020 | Tier 3 - Extreme | Distribution Circuit | 11 | 8 | 2020-11-08 | 1139281 | Sus | Y | UnknownCause¦Patrolfoundnothing¦¦
20-0125966 | 3rd Party | Dig in, 3rd party | Service conductor | Annealed | 2020 | Tier 3 - Extreme | Transformer only | 11 | 30 | 2020-11-30 | 1156359 | Sus | Y | 3rdParty¦Digin3rdparty¦Serviceconductor¦Annealed
20-0128152 | 3rd Party | Tree - cutting, 3rd party | Service conductor | Normal | 2020 | Tier 3 - Extreme | Distribution Circuit | 12 | 5 | 2020-12-05 | 1165492 | Sus | N | 3rdParty¦Treecutting3rdparty¦Serviceconductor¦Normal
20-0131075 | Equipment Failure/Involved | Overhead | Pole-Wood | Deteriorated | 2020 | Tier 2 - Elevated | Distribution Circuit | 12 | 18 | 2020-12-18 | 1193770 | Sus | N | EquipmentFailureInvolved¦Overhead¦PoleWood¦Deteriorated
20-0131619 | Unknown Cause | Patrol - found nothing |  |  | 2020 | Tier 2 - Elevated | Distribution Circuit | 12 | 23 | 2020-12-23 | 1197899 | Sus | N | UnknownCause¦Patrolfoundnothing¦¦
21-0006038 | 3rd Party | Tree - cutting, 3rd party | Conductor, Overhead | Normal | 2021 | Tier 3 - Extreme | Distribution Circuit | 1 | 7 | 2021-01-07 | 1206159 | Sus | N | 3rdParty¦Treecutting3rdparty¦ConductorOverhead¦Normal
21-0006827 | Vegetation | Tree - bark fell into line | Conductor, Overhead | Normal | 2021 | Tier 2 - Elevated | Distribution Circuit | 1 | 9 | 2021-01-09 | 1207145 | Sus | N | Vegetation¦Treebarkfellintoline¦ConductorOverhead¦Normal
21-0008829 | Equipment Failure/Involved | Overhead | Woodpin | Broken | 2021 | Tier 2 - Elevated | Distribution Circuit | 1 | 14 | 2021-01-14 | 1210565 | Sus | N | EquipmentFailureInvolved¦Overhead¦Woodpin¦Broken
21-0010468 | Unknown Cause | Patrol - not conducted |  |  | 2021 | Tier 3 - Extreme | Distribution Circuit | 1 | 19 | 2021-01-19 | 1216055 | Sus | N | UnknownCause¦Patrolnotconducted¦¦
21-0010904 | Unknown Cause | Patrol - found nothing |  |  | 2021 | Tier 3 - Extreme | Distribution Circuit | 1 | 19 | 2021-01-19 | 1217412 | Sus | N | UnknownCause¦Patrolfoundnothing¦¦
21-0011165 | Unknown Cause | Patrol - found nothing |  |  | 2021 | Tier 3 - Extreme | Distribution Circuit | 1 | 19 | 2021-01-19 | 1217743 | Sus | N | UnknownCause¦Patrolfoundnothing¦¦
21-0013406 | Unknown Cause | Patrol - found nothing |  |  | 2021 | Tier 2 - Elevated | Distribution Circuit | 1 | 24 | 2021-01-24 | 1222304 | Sus | N | UnknownCause¦Patrolfoundnothing¦¦
21-0015938 | Vegetation | Tree - branch fell on line | Conductor, Overhead | Normal | 2021 | Tier 3 - Extreme | Distribution Circuit | 1 | 26 | 2021-01-26 | 1229373 | Sus | N | Vegetation¦Treebranchfellonline¦ConductorOverhead¦Normal
21-0017094 | Vegetation | Tree - fell into line | Pole-Wood | Broken, wire on ground | 2021 | Tier 3 - Extreme | Distribution Circuit | 1 | 27 | 2021-01-27 | 1238400 | Sus | N | Vegetation¦Treefellintoline¦PoleWood¦Brokenwireonground
21-0018426 | Equipment Failure/Involved | Overhead | Pole-Wood | Broken | 2021 | Tier 3 - Extreme | Distribution Circuit | 1 | 29 | 2021-01-29 | 1241120 | Sus | N | EquipmentFailureInvolved¦Overhead¦PoleWood¦Broken
21-0019958 | Environmental/External | Ice or snow | Other | Broken | 2021 | Tier 3 - Extreme | Transformer only | 1 | 31 | 2021-01-31 | 1243793 | Sus | N | EnvironmentalExternal¦Iceorsnow¦Other¦Broken
21-0022964 | Unknown Cause | Patrol - found nothing |  |  | 2021 | Tier 2 - Elevated | Distribution Circuit | 2 | 8 | 2021-02-08 | 1250466 | Sus | N | UnknownCause¦Patrolfoundnothing¦¦
21-0033858 | Vegetation | Tree - fell into line | Conductor, Overhead | Broken, wire on ground | 2021 | Tier 3 - Extreme | Distribution Circuit | 3 | 9 | 2021-03-09 | 1274917 | Sus | N | Vegetation¦Treefellintoline¦ConductorOverhead¦Brokenwireonground
21-0039624 | Equipment Failure/Involved | Overhead | Transformer (OH) | Failed/Faulted | 2021 | Tier 2 - Elevated | Transformer only | 3 | 22 | 2021-03-22 | 1292775 | Sus | N | EquipmentFailureInvolved¦Overhead¦Transformer(OH)¦FailedFaulted
21-0040039 | Vegetation | Tree - fell into line | Conductor, Overhead | Broken, wire on ground | 2021 | Tier 2 - Elevated | Distribution Circuit | 3 | 23 | 2021-03-23 | 1294228 | Sus | N | Vegetation¦Treefellintoline¦ConductorOverhead¦Brokenwireonground
21-0046381 | Equipment Failure/Involved | Overhead | Transformer (OH) | Failed/Faulted | 2021 | Tier 3 - Extreme | Distribution Circuit | 4 | 8 | 2021-04-08 | 1311256 | Sus | N | EquipmentFailureInvolved¦Overhead¦Transformer(OH)¦FailedFaulted
21-0055954 | Animal | Bird found | Conductor, Overhead | Normal | 2021 | Tier 2 - Elevated | Distribution Circuit | 5 | 3 | 2021-05-03 | 1339423 | Sus | Y | Animal¦Birdfound¦ConductorOverhead¦Normal
21-0056984 | Company Initiated | Other Circuits | Conductor, Overhead | Normal | 2021 | Tier 3 - Extreme | Distribution Circuit | 5 | 4 | 2021-05-04 | 1341129 | Sus | Y | CompanyInitiated¦OtherCircuits¦ConductorOverhead¦Normal
21-0058213 | Unknown Cause | Patrol - found nothing |  |  | 2021 | Tier 2 - Elevated | Distribution Circuit | 5 | 7 | 2021-05-07 | 1342959 | Sus | Y | UnknownCause¦Patrolfoundnothing¦¦
21-0062906 | Equipment Failure/Involved | Overhead | Pole-Wood | Broken | 2021 | Tier 2 - Elevated | Distribution Circuit | 5 | 18 | 2021-05-18 | 1352480 | Sus | Y | EquipmentFailureInvolved¦Overhead¦PoleWood¦Broken
21-0067872 | Equipment Failure/Involved | Overhead | Transformer (OH) | Failed/Faulted | 2021 | Tier 2 - Elevated | Distribution Circuit | 5 | 30 | 2021-05-30 | 1361905 | Sus | Y | EquipmentFailureInvolved¦Overhead¦Transformer(OH)¦FailedFaulted
21-0073523 | Vegetation | Tree - fell into line | Conductor, Overhead | Normal | 2021 | Tier 2 - Elevated | Distribution Circuit | 6 | 12 | 2021-06-12 | 1371628 | Sus | Y | Vegetation¦Treefellintoline¦ConductorOverhead¦Normal
21-0073527 | Equipment Failure/Involved | Overhead | Cutout, fuse holder | Broken | 2021 | Tier 2 - Elevated | Transformer only | 6 | 12 | 2021-06-12 | 1371651 | Sus | Y | EquipmentFailureInvolved¦Overhead¦Cutoutfuseholder¦Broken
21-0074753 | Unknown Cause | Patrol - found nothing |  |  | 2021 | Tier 2 - Elevated | Transformer only | 6 | 15 | 2021-06-15 | 1374541 | Sus | Y | UnknownCause¦Patrolfoundnothing¦¦
21-0076615 | Equipment Failure/Involved | Overhead | Pole-Wood | Broken | 2021 | Tier 3 - Extreme | Distribution Circuit | 6 | 19 | 2021-06-19 | 1379041 | Sus | Y | EquipmentFailureInvolved¦Overhead¦PoleWood¦Broken
21-0080310 | Equipment Failure/Involved | Overhead | Insulator | Broken | 2021 | Tier 2 - Elevated | Distribution Circuit | 6 | 26 | 2021-06-26 | 1385738 | Sus | Y | EquipmentFailureInvolved¦Overhead¦Insulator¦Broken
21-0081198 | Equipment Failure/Involved | Overhead | Conductor, Overhead | Together | 2021 | Tier 2 - Elevated | Distribution Circuit | 6 | 29 | 2021-06-29 | 1387597 | Sus | Y | EquipmentFailureInvolved¦Overhead¦ConductorOverhead¦Together
21-0086602 | Vegetation | Tree - fell into line | Secondary | Broken, wire on ground | 2021 | Tier 2 - Elevated | Transformer only | 7 | 8 | 2021-07-08 | 1394668 | Sus | Y | Vegetation¦Treefellintoline¦Secondary¦Brokenwireonground
21-0089879 | Equipment Failure/Involved | Overhead | Pole-Wood | Deteriorated | 2021 | Tier 2 - Elevated | Distribution Circuit | 7 | 14 | 2021-07-14 | 1405020 | Sus | Y | EquipmentFailureInvolved¦Overhead¦PoleWood¦Deteriorated
21-0090065 | Unknown Cause | Patrol - found nothing |  |  | 2021 | Tier 3 - Extreme | Distribution Circuit | 7 | 15 | 2021-07-15 | 1405230 | Sus | Y | UnknownCause¦Patrolfoundnothing¦¦
21-0093428 | Equipment Failure/Involved | Overhead | Transformer (OH) | Failed/Faulted | 2021 | Tier 3 - Extreme | Transformer only | 7 | 22 | 2021-07-22 | 1410761 | Sus | Y | EquipmentFailureInvolved¦Overhead¦Transformer(OH)¦FailedFaulted
21-0095312 | Vegetation | Tree - branch fell on line | Conductor, Overhead | Normal | 2021 | Tier 2 - Elevated | Distribution Circuit | 7 | 27 | 2021-07-27 | 1415467 | Sus | Y | Vegetation¦Treebranchfellonline¦ConductorOverhead¦Normal
21-0102905 | Vegetation | Tree - branch fell on line | Conductor, Overhead | Normal | 2021 | Tier 3 - Extreme | Distribution Circuit | 8 | 11 | 2021-08-11 | 1439807 | Sus | Y | Vegetation¦Treebranchfellonline¦ConductorOverhead¦Normal
21-0113229 | Unknown Cause | Patrol - found nothing |  |  | 2021 | Tier 3 - Extreme | Distribution Circuit | 9 | 3 | 2021-09-03 | 1461503 | Sus | Y | UnknownCause¦Patrolfoundnothing¦¦
21-0115610 | Equipment Failure/Involved | Overhead | Transformer (OH) | Failed/Faulted | 2021 | Tier 2 - Elevated | Distribution Circuit | 9 | 9 | 2021-09-09 | 1466465 | Sus | Y | EquipmentFailureInvolved¦Overhead¦Transformer(OH)¦FailedFaulted
21-0116260 | Equipment Failure/Involved | Overhead | Transformer (OH) | Burned/flashed | 2021 | Tier 3 - Extreme | Distribution Circuit | 9 | 10 | 2021-09-10 | 1468452 | Sus | Y | EquipmentFailureInvolved¦Overhead¦Transformer(OH)¦Burnedflashed
21-0119645 | 3rd Party | Vehicle | Pole-Wood | Broken, wire on ground | 2021 | Tier 3 - Extreme | Distribution Circuit | 9 | 19 | 2021-09-19 | 1475692 | Sus | Y | 3rdParty¦Vehicle¦PoleWood¦Brokenwireonground
21-0121302 | Unknown Cause | Patrol - found nothing |  |  | 2021 | Tier 2 - Elevated | Distribution Circuit | 9 | 23 | 2021-09-23 | 1478386 | Sus | Y | UnknownCause¦Patrolfoundnothing¦¦
21-0128199 | Animal | Squirrel | Transformer (OH) | Normal | 2021 | Tier 2 - Elevated | Distribution Circuit | 10 | 9 | 2021-10-09 | 1491064 | Sus | Y | Animal¦Squirrel¦Transformer(OH)¦Normal
21-0137801 | 3rd Party | Vehicle | Pole-Wood | Broken | 2021 | Tier 2 - Elevated | Distribution Circuit | 10 | 25 | 2021-10-25 | 1520588 | Sus | Y | 3rdParty¦Vehicle¦PoleWood¦Broken
21-0138282 | Company Initiated | Return Circuit Normal | Transformer | Normal | 2021 | Tier 2 - Elevated | Transformer only | 10 | 26 | 2021-10-26 | 1520699 | Sus | Y | CompanyInitiated¦ReturnCircuitNormal¦Transformer¦Normal
21-0144683 | Equipment Failure/Involved | Overhead | Pole-Wood | Broken | 2021 | Tier 2 - Elevated | Distribution Circuit | 11 | 11 | 2021-11-11 | 1540311 | Sus | Y | EquipmentFailureInvolved¦Overhead¦PoleWood¦Broken
21-0152177 | Equipment Failure/Involved | Overhead | Transformer (OH) | Failed/Faulted | 2021 | Tier 2 - Elevated | Distribution Circuit | 11 | 27 | 2021-11-27 | 1555131 | Sus | Y | EquipmentFailureInvolved¦Overhead¦Transformer(OH)¦FailedFaulted
21-0154053 | Unknown Cause | Patrol - found nothing |  |  | 2021 | Tier 2 - Elevated | Distribution Circuit | 12 | 2 | 2021-12-02 | 1557596 | Sus | N | UnknownCause¦Patrolfoundnothing¦¦
21-0157305 | Equipment Failure/Involved | Overhead | Anchor or Guy | Broken | 2021 | Tier 2 - Elevated | Distribution Circuit | 12 | 13 | 2021-12-13 | 1566949 | Sus | N | EquipmentFailureInvolved¦Overhead¦AnchororGuy¦Broken
21-0157869 | Vegetation | Tree - fell into line | Pole-Wood | Broken, wire on ground | 2021 | Tier 2 - Elevated | Distribution Circuit | 12 | 13 | 2021-12-13 | 1568917 | Sus | N | Vegetation¦Treefellintoline¦PoleWood¦Brokenwireonground
21-0158217 | Equipment Failure/Involved | Overhead | Fuse | Failed/Faulted | 2021 | Tier 3 - Extreme | Transformer only | 12 | 14 | 2021-12-14 | 1571582 | Sus | N | EquipmentFailureInvolved¦Overhead¦Fuse¦FailedFaulted
21-0158633 | Unknown Cause | Patrol - found nothing |  |  | 2021 | Tier 3 - Extreme | Distribution Circuit | 12 | 15 | 2021-12-15 | 1573144 | Sus | N | UnknownCause¦Patrolfoundnothing¦¦
21-0158807 | Unknown Cause | Patrol - found nothing |  |  | 2021 | Tier 2 - Elevated | Distribution Circuit | 12 | 15 | 2021-12-15 | 1574062 | Sus | N | UnknownCause¦Patrolfoundnothing¦¦
21-0158857 | Vegetation | Tree - fell into line | Conductor, Overhead | Broken, wire on ground | 2021 | Tier 3 - Extreme | Distribution Circuit | 12 | 16 | 2021-12-16 | 1574192 | Sus | N | Vegetation¦Treefellintoline¦ConductorOverhead¦Brokenwireonground
21-0160934 | Vegetation | Tree - fell into line | Secondary | Broken, wire on ground | 2021 | Tier 2 - Elevated | Transformer only | 12 | 27 | 2021-12-27 | 1583928 | Sus | N | Vegetation¦Treefellintoline¦Secondary¦Brokenwireonground
21-0161507 | Vegetation | Tree - fell into line | Conductor, Overhead | On Ground | 2021 | Tier 2 - Elevated | Distribution Circuit | 12 | 28 | 2021-12-28 | 1587620 | Sus | N | Vegetation¦Treefellintoline¦ConductorOverhead¦OnGround
21-0161837 | Unknown Cause | Patrol - found nothing |  |  | 2021 | Tier 3 - Extreme | Distribution Circuit | 12 | 30 | 2021-12-30 | 1589718 | Sus | N | UnknownCause¦Patrolfoundnothing¦¦
22-0005019 | Vegetation | Tree - branch fell on line | Conductor, Overhead | Normal | 2021 | Tier 3 - Extreme | Distribution Circuit | 12 | 31 | 2021-12-31 | 1591081 | Sus | N | Vegetation¦Treebranchfellonline¦ConductorOverhead¦Normal
22-0010467 | Equipment Failure/Involved | Overhead | Other | Broken | 2022 | Tier 3 - Extreme | Distribution Circuit | 1 | 17 | 2022-01-17 | 1603909 | Sus | N | EquipmentFailureInvolved¦Overhead¦Other¦Broken
22-0011521 | Equipment Failure/Involved | Overhead | Transformer (OH) | Broken | 2022 | Tier 2 - Elevated | Transformer only | 1 | 19 | 2022-01-19 | 1605297 | Sus | N | EquipmentFailureInvolved¦Overhead¦Transformer(OH)¦Broken
22-0013021 | Unknown Cause | Patrol - found nothing |  |  | 2022 | Tier 2 - Elevated | Distribution Circuit | 1 | 22 | 2022-01-22 | 1609232 | Sus | N | UnknownCause¦Patrolfoundnothing¦¦
22-0014710 | Vegetation | Tree - fell into line | Conductor, Overhead | Normal | 2022 | Tier 2 - Elevated | Distribution Circuit | 1 | 26 | 2022-01-26 | 1612956 | Sus | N | Vegetation¦Treefellintoline¦ConductorOverhead¦Normal
22-0033292 | Unknown Cause | Patrol - found nothing |  |  | 2022 | Tier 2 - Elevated | Distribution Circuit | 3 | 13 | 2022-03-13 | 1647588 | Sus | N | UnknownCause¦Patrolfoundnothing¦¦
22-0034635 | Equipment Failure/Involved | Overhead | Transformer | Arcing | 2022 | Tier 2 - Elevated | Transformer only | 3 | 16 | 2022-03-16 | 1649879 | Sus | N | EquipmentFailureInvolved¦Overhead¦Transformer¦Arcing
22-0038034 | Unknown Cause | Patrol - found nothing |  |  | 2022 | Tier 2 - Elevated | Transformer only | 3 | 24 | 2022-03-24 | 1654916 | Sus | N | UnknownCause¦Patrolfoundnothing¦¦
22-0043705 | Equipment Failure/Involved | Electrical Overload | Transformer (OH) | Deteriorated | 2022 | Tier 3 - Extreme | Transformer only | 4 | 6 | 2022-04-06 | 1664656 | Sus | N | EquipmentFailureInvolved¦ElectricalOverload¦Transformer(OH)¦Deteriorated
22-0045740 | Vegetation | Tree - fell into line | Pole-Wood | Broken, wire on ground | 2022 | Tier 3 - Extreme | Distribution Circuit | 4 | 11 | 2022-04-11 | 1668962 | Sus | N | Vegetation¦Treefellintoline¦PoleWood¦Brokenwireonground
22-0053153 | Equipment Failure/Involved | Overhead | Crossarm, Wood | Broken | 2022 | Tier 3 - Extreme | Transformer only | 4 | 22 | 2022-04-22 | 1679185 | Sus | N | EquipmentFailureInvolved¦Overhead¦CrossarmWood¦Broken
22-0053765 | Animal | Bird found | Conductor, Overhead | Normal | 2022 | Tier 2 - Elevated | Distribution Circuit | 4 | 24 | 2022-04-24 | 1680290 | Sus | N | Animal¦Birdfound¦ConductorOverhead¦Normal
22-0056229 | Equipment Failure/Involved | Overhead | Crossarm, Wood | Broken | 2022 | Tier 2 - Elevated | Distribution Circuit | 4 | 29 | 2022-04-29 | 1684787 | Sus | N | EquipmentFailureInvolved¦Overhead¦CrossarmWood¦Broken
22-0064217 | Vegetation | Tree - fell into line | Conductor, Overhead | Normal | 2022 | Tier 3 - Extreme | Distribution Circuit | 5 | 19 | 2022-05-19 | 1705049 | Sus | Y | Vegetation¦Treefellintoline¦ConductorOverhead¦Normal
22-0068699 | Unknown Cause | Patrol - found nothing |  |  | 2022 | Tier 3 - Extreme | Distribution Circuit | 6 | 1 | 2022-06-01 | 1715412 | Sus | Y | UnknownCause¦Patrolfoundnothing¦¦
22-0078171 | Equipment Failure/Involved | Overhead | Transformer (OH) | Broken | 2022 | Tier 2 - Elevated | Distribution Circuit | 6 | 23 | 2022-06-23 | 1740618 | Sus | Y | EquipmentFailureInvolved¦Overhead¦Transformer(OH)¦Broken
22-0080306 | Vegetation | Tree - fell into line | Conductor, Overhead | Normal | 2022 | Tier 3 - Extreme | Distribution Circuit | 6 | 29 | 2022-06-29 | 1745964 | Sus | Y | Vegetation¦Treefellintoline¦ConductorOverhead¦Normal
22-0082168 | Equipment Failure/Involved | Overhead | Crossarm, Wood | Broken | 2022 | Tier 2 - Elevated | Distribution Circuit | 7 | 6 | 2022-07-06 | 1749758 | Sus | Y | EquipmentFailureInvolved¦Overhead¦CrossarmWood¦Broken
22-0083852 | Unknown Cause | Patrol - found nothing |  |  | 2022 | Tier 2 - Elevated | Distribution Circuit | 7 | 11 | 2022-07-11 | 1753280 | Sus | Y | UnknownCause¦Patrolfoundnothing¦¦
22-0090547 | Equipment Failure/Involved | Overhead | Pole-Wood | Broken | 2022 | Tier 2 - Elevated | Distribution Circuit | 7 | 27 | 2022-07-27 | 1766919 | Sus | Y | EquipmentFailureInvolved¦Overhead¦PoleWood¦Broken
22-0091529 | Equipment Failure/Involved | Overhead | Pole-Wood | Broken | 2022 | Tier 2 - Elevated | Distribution Circuit | 7 | 29 | 2022-07-29 | 1768532 | Sus | Y | EquipmentFailureInvolved¦Overhead¦PoleWood¦Broken
22-0096075 | Unknown Cause | Patrol - found nothing |  |  | 2022 | Tier 3 - Extreme | Distribution Circuit | 8 | 10 | 2022-08-10 | 1778125 | Sus | Y | UnknownCause¦Patrolfoundnothing¦¦
22-0099816 | Unknown Cause | Patrol - found nothing |  |  | 2022 | Tier 3 - Extreme | Distribution Circuit | 8 | 19 | 2022-08-19 | 1785311 | Sus | Y | UnknownCause¦Patrolfoundnothing¦¦
22-0102690 | Environmental/External | Fire, Forest/Grass | Crossarm, Wood | Broken | 2022 | Tier 2 - Elevated | Distribution Circuit | 8 | 27 | 2022-08-27 | 1793091 | Sus | Y | EnvironmentalExternal¦FireForestGrass¦CrossarmWood¦Broken
22-0103240 | Vegetation | Tree - bark fell into line | Conductor, Overhead | Together | 2022 | Tier 2 - Elevated | Distribution Circuit | 8 | 29 | 2022-08-29 | 1794241 | Sus | Y | Vegetation¦Treebarkfellintoline¦ConductorOverhead¦Together
22-0113292 | Equipment Failure/Involved | Overhead | Crossarm, Wood | Deteriorated | 2022 | Tier 3 - Extreme | Distribution Circuit | 9 | 21 | 2022-09-21 | 1818605 | Sus | Y | EquipmentFailureInvolved¦Overhead¦CrossarmWood¦Deteriorated
22-0117067 | Equipment Failure/Involved | Underground | Conductor, Underground | Broken | 2022 | Tier 2 - Elevated | Distribution Circuit | 10 | 3 | 2022-10-03 | 1826288 | Sus | Y | EquipmentFailureInvolved¦Underground¦ConductorUnderground¦Broken
22-0120462 | Animal | Bird found | Conductor, Overhead | Normal | 2022 | Tier 2 - Elevated | Distribution Circuit | 10 | 12 | 2022-10-12 | 1835407 | Sus | Y | Animal¦Birdfound¦ConductorOverhead¦Normal
22-0128987 | Vegetation | Tree - branch fell on line | Pole-Wood | Broken, wire on ground | 2022 | Tier 2 - Elevated | Distribution Circuit | 11 | 8 | 2022-11-08 | 1857173 | Sus | Y | Vegetation¦Treebranchfellonline¦PoleWood¦Brokenwireonground
22-0128997 | Vegetation | Tree - fell into line | Conductor, Overhead | Broken, wire on ground | 2022 | Tier 3 - Extreme | Distribution Circuit | 11 | 8 | 2022-11-08 | 1857197 | Sus | Y | Vegetation¦Treefellintoline¦ConductorOverhead¦Brokenwireonground
22-0129989 | Vegetation | Tree - fell into line | Conductor, Overhead | Normal | 2022 | Tier 3 - Extreme | Distribution Circuit | 11 | 9 | 2022-11-09 | 1858969 | Sus | Y | Vegetation¦Treefellintoline¦ConductorOverhead¦Normal
22-0130175 | Equipment Failure/Involved | Overhead | Recloser | Failed/Faulted | 2022 | Tier 2 - Elevated | Distribution Circuit | 11 | 10 | 2022-11-10 | 1860272 | Sus | Y | EquipmentFailureInvolved¦Overhead¦Recloser¦FailedFaulted
22-0138134 | Vegetation | Tree - branch fell on line | Conductor, Overhead | Broken, wire on ground | 2022 | Tier 3 - Extreme | Distribution Circuit | 12 | 10 | 2022-12-10 | 1880745 | Sus | N | Vegetation¦Treebranchfellonline¦ConductorOverhead¦Brokenwireonground
22-0138297 | Equipment Failure/Involved | Electrical Overload | Jumper | Broken | 2022 | Tier 2 - Elevated | Transformer only | 12 | 10 | 2022-12-10 | 1880942 | Sus | N | EquipmentFailureInvolved¦ElectricalOverload¦Jumper¦Broken
22-0138333 | Vegetation | Tree - fell into line | Conductor, Overhead | Normal | 2022 | Tier 3 - Extreme | Distribution Circuit | 12 | 10 | 2022-12-10 | 1881150 | Sus | N | Vegetation¦Treefellintoline¦ConductorOverhead¦Normal
22-0138593 | Vegetation | Tree - fell into line | Service conductor | Broken, wire on ground | 2022 | Tier 3 - Extreme | Transformer only | 12 | 10 | 2022-12-10 | 1883435 | Sus | N | Vegetation¦Treefellintoline¦Serviceconductor¦Brokenwireonground
22-0142013 | Equipment Failure/Involved | Overhead | Fuse | Broken | 2022 | Tier 3 - Extreme | Distribution Circuit | 12 | 29 | 2022-12-29 | 1900844 | Sus | N | EquipmentFailureInvolved¦Overhead¦Fuse¦Broken
22-0142312 | Unknown Cause | Patrol - found nothing |  |  | 2022 | Tier 3 - Extreme | Transformer only | 12 | 30 | 2022-12-30 | 1902566 | Sus | N | UnknownCause¦Patrolfoundnothing¦¦
22-0142774 | Equipment Failure/Involved | Overhead | Insulator | Broken | 2022 | Tier 2 - Elevated | Distribution Circuit | 12 | 31 | 2022-12-31 | 1905780 | Sus | N | EquipmentFailureInvolved¦Overhead¦Insulator¦Broken
15-0011169 | 3rd Party | Vehicle | Pole-Wood | Broken | 2015 | Tier 2 - Elevated | Distribution Circuit | 2 | 7 | 2015-02-07 | 1181040 | Sus | N | 3rdParty¦Vehicle¦PoleWood¦Broken
15-0012290 | Vegetation | Tree - fell into line | Conductor, Overhead | Normal | 2015 | Tier 2 - Elevated | Distribution Circuit | 2 | 9 | 2015-02-09 | 1187118 | Sus | N | Vegetation¦Treefellintoline¦ConductorOverhead¦Normal
15-0012469 | Equipment Failure/Involved | Other | Cutout, fuse holder | Arcing | 2015 | Tier 2 - Elevated | Transformer only | 2 | 10 | 2015-02-10 | 1187767 | Sus | N | EquipmentFailureInvolved¦Other¦Cutoutfuseholder¦Arcing
15-0014995 | Equipment Failure/Involved | Other | Transformer | Malfunctioning | 2015 | Tier 2 - Elevated | Distribution Circuit | 2 | 23 | 2015-02-23 | 1194414 | Sus | N | EquipmentFailureInvolved¦Other¦Transformer¦Malfunctioning
15-0021078 | Unknown Cause | Patrol - found nothing |  |  | 2015 | Tier 3 - Extreme | Distribution Circuit | 3 | 20 | 2015-03-20 | 1206152 | Sus | N | UnknownCause¦Patrolfoundnothing¦¦
15-0032035 | Equipment Failure/Involved | Overhead | Transformer | Failed/Faulted | 2015 | Tier 3 - Extreme | Transformer only | 5 | 5 | 2015-05-05 | 1229684 | Sus | Y | EquipmentFailureInvolved¦Overhead¦Transformer¦FailedFaulted
15-0042930 | Unknown Cause | Patrol - found nothing |  |  | 2015 | Tier 2 - Elevated | Distribution Circuit | 6 | 23 | 2015-06-23 | 1255448 | Sus | Y | UnknownCause¦Patrolfoundnothing¦¦
15-0047448 | 3rd Party | Tree - cutting, 3rd party | Conductor, Overhead | Together | 2015 | Tier 3 - Extreme | Distribution Circuit | 7 | 14 | 2015-07-14 | 1268038 | Sus | Y | 3rdParty¦Treecutting3rdparty¦ConductorOverhead¦Together
15-0048759 | Environmental/External | Lightning | Fuse | Failed/Faulted | 2015 | Tier 3 - Extreme | Distribution Circuit | 7 | 19 | 2015-07-19 | 1271879 | Sus | Y | EnvironmentalExternal¦Lightning¦Fuse¦FailedFaulted
15-0050476 | Unknown Cause | Patrol - found nothing |  |  | 2015 | Tier 2 - Elevated | Distribution Circuit | 7 | 25 | 2015-07-25 | 1277004 | Sus | Y | UnknownCause¦Patrolfoundnothing¦¦
15-0052047 | Equipment Failure/Involved | Overhead | Transformer (OH) | Deteriorated | 2015 | Tier 2 - Elevated | Transformer only | 7 | 31 | 2015-07-31 | 1281059 | Sus | Y | EquipmentFailureInvolved¦Overhead¦Transformer(OH)¦Deteriorated
15-0052423 | Environmental/External | Fire, Forest/Grass | Conductor, Overhead | Normal | 2015 | Tier 2 - Elevated | Distribution Circuit | 8 | 3 | 2015-08-03 | 1282092 | Sus | Y | EnvironmentalExternal¦FireForestGrass¦ConductorOverhead¦Normal
15-0053032 | Equipment Failure/Involved | Overhead | Lightning Arrestor | Failed/Faulted | 2015 | Tier 3 - Extreme | Distribution Circuit | 8 | 5 | 2015-08-05 | 1283232 | Sus | Y | EquipmentFailureInvolved¦Overhead¦LightningArrestor¦FailedFaulted
15-0055319 | Equipment Failure/Involved | Electrical Overload | Transformer (OH) | Failed/Faulted | 2015 | Tier 2 - Elevated | Distribution Circuit | 8 | 16 | 2015-08-16 | 1289173 | Sus | Y | EquipmentFailureInvolved¦ElectricalOverload¦Transformer(OH)¦FailedFaulted
15-0058763 | Environmental/External | Fire, Forest/Grass | Transformer | Failed/Faulted | 2015 | Tier 2 - Elevated | Transformer only | 9 | 1 | 2015-09-01 | 1298530 | Sus | Y | EnvironmentalExternal¦FireForestGrass¦Transformer¦FailedFaulted
15-0059495 | Unknown Cause | Patrol - found nothing |  |  | 2015 | Tier 3 - Extreme | Distribution Circuit | 9 | 5 | 2015-09-05 | 1300542 | Sus | Y | UnknownCause¦Patrolfoundnothing¦¦
15-0061664 | Environmental/External | Fire, Forest/Grass | Conductor, Overhead | Burned/flashed | 2015 | Tier 2 - Elevated | Distribution Circuit | 9 | 16 | 2015-09-16 | 1306700 | Sus | Y | EnvironmentalExternal¦FireForestGrass¦ConductorOverhead¦Burnedflashed
15-0066601 | Equipment Failure/Involved | Overhead | Transformer (OH) | Leaking | 2015 | Tier 2 - Elevated | Transformer only | 9 | 30 | 2015-09-30 | 1314110 | Sus | Y | EquipmentFailureInvolved¦Overhead¦Transformer(OH)¦Leaking
15-0071328 | Environmental/External | Lightning | Fuse | Failed/Faulted | 2015 | Tier 3 - Extreme | Distribution Circuit | 10 | 17 | 2015-10-17 | 1324224 | Sus | Y | EnvironmentalExternal¦Lightning¦Fuse¦FailedFaulted
15-0073495 | 3rd Party | Vehicle | Anchor or Guy | Normal | 2015 | Tier 2 - Elevated | Distribution Circuit | 10 | 26 | 2015-10-26 | 1329578 | Sus | Y | 3rdParty¦Vehicle¦AnchororGuy¦Normal
15-0078403 | Unknown Cause | Patrol - found nothing |  |  | 2015 | Tier 3 - Extreme | Distribution Circuit | 11 | 16 | 2015-11-16 | 1343393 | Sus | Y | UnknownCause¦Patrolfoundnothing¦¦
15-0081039 | Unknown Cause | Patrol - found nothing |  |  | 2015 | Tier 2 - Elevated | Distribution Circuit | 11 | 25 | 2015-11-25 | 1348440 | Sus | Y | UnknownCause¦Patrolfoundnothing¦¦
15-0082066 | Equipment Failure/Involved | Overhead | Transformer | Failed/Faulted | 2015 | Tier 2 - Elevated | Transformer only | 12 | 1 | 2015-12-01 | 1351525 | Sus | N | EquipmentFailureInvolved¦Overhead¦Transformer¦FailedFaulted
15-0082391 | Vegetation | Tree - fell into line | Conductor, Overhead | Broken, wire on ground | 2015 | Tier 2 - Elevated | Distribution Circuit | 12 | 3 | 2015-12-03 | 1352338 | Sus | N | Vegetation¦Treefellintoline¦ConductorOverhead¦Brokenwireonground
15-0083695 | Vegetation | Tree - fell into line | Conductor, Overhead | Broken, wire on ground | 2015 | Tier 2 - Elevated | Distribution Circuit | 12 | 9 | 2015-12-09 | 1356583 | Sus | N | Vegetation¦Treefellintoline¦ConductorOverhead¦Brokenwireonground
15-0083948 | Vegetation | Tree - fell into line | Conductor, Overhead | Broken, wire on ground | 2015 | Tier 3 - Extreme | Distribution Circuit | 12 | 10 | 2015-12-10 | 1357183 | Sus | N | Vegetation¦Treefellintoline¦ConductorOverhead¦Brokenwireonground
15-0084089 | Environmental/External | Lightning | Conductor, Overhead | Normal | 2015 | Tier 2 - Elevated | Distribution Circuit | 12 | 10 | 2015-12-10 | 1358172 | Sus | N | EnvironmentalExternal¦Lightning¦ConductorOverhead¦Normal
15-0084387 | Unknown Cause | Patrol - found nothing |  |  | 2015 | Tier 2 - Elevated | Distribution Circuit | 12 | 12 | 2015-12-12 | 1359371 | Sus | N | UnknownCause¦Patrolfoundnothing¦¦
15-0086091 | Vegetation | Tree - fell into line | Conductor, Overhead | Broken, wire on ground | 2015 | Tier 2 - Elevated | Distribution Circuit | 12 | 18 | 2015-12-18 | 1366204 | Sus | N | Vegetation¦Treefellintoline¦ConductorOverhead¦Brokenwireonground
15-0086434 | Vegetation | Tree - fell into line | Conductor, Overhead | Together | 2015 | Tier 2 - Elevated | Distribution Circuit | 12 | 21 | 2015-12-21 | 1367732 | Sus | N | Vegetation¦Treefellintoline¦ConductorOverhead¦Together
15-0087842 | Vegetation | Tree - fell into line | Conductor, Overhead | Broken | 2015 | Tier 3 - Extreme | Distribution Circuit | 12 | 30 | 2015-12-30 | 1374613 | Sus | N | Vegetation¦Treefellintoline¦ConductorOverhead¦Broken
16-0003311 | Vegetation | Tree - branch fell on line | Crossarm, Wood | Broken | 2016 | Tier 2 - Elevated | Distribution Circuit | 1 | 6 | 2016-01-06 | 1378094 | Sus | N | Vegetation¦Treebranchfellonline¦CrossarmWood¦Broken
16-0006478 | Vegetation | Tree - fell into line | Crossarm, Wood | Broken, wire on ground | 2016 | Tier 3 - Extreme | Distribution Circuit | 1 | 19 | 2016-01-19 | 1387711 | Sus | N | Vegetation¦Treefellintoline¦CrossarmWood¦Brokenwireonground
16-0007253 | Vegetation | Tree - fell into line | Conductor, Overhead | Broken, wire on ground | 2016 | Tier 2 - Elevated | Distribution Circuit | 1 | 21 | 2016-01-21 | 1389602 | Sus | N | Vegetation¦Treefellintoline¦ConductorOverhead¦Brokenwireonground
16-0008403 | Unknown Cause | Patrol - found nothing |  |  | 2016 | Tier 2 - Elevated | Distribution Circuit | 1 | 26 | 2016-01-26 | 1392489 | Sus | N | UnknownCause¦Patrolfoundnothing¦¦
16-0009638 | Vegetation | Tree - branch fell on line | Conductor, Overhead | Broken, wire on ground | 2016 | Tier 2 - Elevated | Distribution Circuit | 2 | 1 | 2016-02-01 | 1395946 | Sus | N | Vegetation¦Treebranchfellonline¦ConductorOverhead¦Brokenwireonground
16-0013799 | Unknown Cause | Patrol - not conducted |  |  | 2016 | Tier 3 - Extreme | Distribution Circuit | 2 | 18 | 2016-02-18 | 1408353 | Sus | N | UnknownCause¦Patrolnotconducted¦¦
16-0018350 | Vegetation | Tree - fell into line | Pole-Wood | Broken, wire on ground | 2016 | Tier 3 - Extreme | Distribution Circuit | 3 | 5 | 2016-03-05 | 1421605 | Sus | N | Vegetation¦Treefellintoline¦PoleWood¦Brokenwireonground
16-0018360 | Vegetation | Tree - fell into line | Conductor, Overhead | Broken, wire on ground | 2016 | Tier 2 - Elevated | Distribution Circuit | 3 | 5 | 2016-03-05 | 1419747 | Sus | N | Vegetation¦Treefellintoline¦ConductorOverhead¦Brokenwireonground
16-0024624 | Unknown Cause | Patrol - found nothing |  |  | 2016 | Tier 2 - Elevated | Distribution Circuit | 3 | 28 | 2016-03-28 | 1440437 | Sus | N | UnknownCause¦Patrolfoundnothing¦¦
16-0030809 | Environmental/External | Lightning | Transformer | Failed/Faulted | 2016 | Tier 2 - Elevated | Transformer only | 4 | 22 | 2016-04-22 | 1456222 | Sus | N | EnvironmentalExternal¦Lightning¦Transformer¦FailedFaulted
16-0037522 | Equipment Failure/Involved | Overhead | Conductor, Overhead | Together | 2016 | Tier 2 - Elevated | Distribution Circuit | 5 | 20 | 2016-05-20 | 1473844 | Sus | Y | EquipmentFailureInvolved¦Overhead¦ConductorOverhead¦Together
16-0044504 | 3rd Party | Tree - cutting, 3rd party | Service conductor | Normal | 2016 | Tier 2 - Elevated | Transformer only | 6 | 20 | 2016-06-20 | 1492690 | Sus | Y | 3rdParty¦Treecutting3rdparty¦Serviceconductor¦Normal
16-0049143 | Equipment Failure/Involved | Overhead | Transformer (OH) | Failed/Faulted | 2016 | Tier 2 - Elevated | Transformer only | 7 | 11 | 2016-07-11 | 1508391 | Sus | Y | EquipmentFailureInvolved¦Overhead¦Transformer(OH)¦FailedFaulted
16-0053719 | 3rd Party | Vehicle | Pole-Wood | Broken, wire on ground | 2016 | Tier 3 - Extreme | Distribution Circuit | 7 | 29 | 2016-07-29 | 1518682 | Sus | Y | 3rdParty¦Vehicle¦PoleWood¦Brokenwireonground
16-0055602 | Unknown Cause | Patrol - found nothing |  |  | 2016 | Tier 2 - Elevated | Distribution Circuit | 8 | 7 | 2016-08-07 | 1522816 | Sus | Y | UnknownCause¦Patrolfoundnothing¦¦
16-0058449 | Unknown Cause | Patrol - found nothing |  |  | 2016 | Tier 2 - Elevated | Distribution Circuit | 8 | 19 | 2016-08-19 | 1528788 | Sus | Y | UnknownCause¦Patrolfoundnothing¦¦
16-0072910 | Unknown Cause | Patrol - found nothing |  |  | 2016 | Tier 3 - Extreme | Distribution Circuit | 10 | 16 | 2016-10-16 | 1563048 | Sus | Y | UnknownCause¦Patrolfoundnothing¦¦
16-0073009 | Vegetation | Tree - branch fell on line | Fuse | Failed/Faulted | 2016 | Tier 2 - Elevated | Distribution Circuit | 10 | 16 | 2016-10-16 | 1563678 | Sus | Y | Vegetation¦Treebranchfellonline¦Fuse¦FailedFaulted
16-0075742 | Equipment Failure/Involved | Other | Customer Equipment | Malfunctioning | 2016 | Tier 3 - Extreme | Distribution Circuit | 10 | 26 | 2016-10-26 | 1570279 | Sus | Y | EquipmentFailureInvolved¦Other¦CustomerEquipment¦Malfunctioning
16-0081076 | Equipment Failure/Involved | Overhead | Connector or Splice (OH) | Broken, wire on ground | 2016 | Tier 3 - Extreme | Distribution Circuit | 11 | 19 | 2016-11-19 | 1584933 | Sus | Y | EquipmentFailureInvolved¦Overhead¦ConnectororSplice(OH)¦Brokenwireonground
16-0082759 | Environmental/External | Lightning | Transformer | Burned/flashed | 2016 | Tier 2 - Elevated | Transformer only | 11 | 28 | 2016-11-28 | 1590824 | Sus | Y | EnvironmentalExternal¦Lightning¦Transformer¦Burnedflashed
16-0086169 | Equipment Failure/Involved | Overhead | Transformer | Leaking | 2016 | Tier 2 - Elevated | Transformer only | 12 | 17 | 2016-12-17 | 1605556 | Sus | N | EquipmentFailureInvolved¦Overhead¦Transformer¦Leaking
16-0087119 | Unknown Cause | Patrol - found nothing |  |  | 2016 | Tier 3 - Extreme | Distribution Circuit | 12 | 26 | 2016-12-26 | 1611290 | Sus | N | UnknownCause¦Patrolfoundnothing¦¦
17-0002947 | Vegetation | Tree - fell into line | Conductor, Overhead | Broken, wire on ground | 2017 | Tier 2 - Elevated | Distribution Circuit | 1 | 3 | 2017-01-03 | 1615340 | Sus | N | Vegetation¦Treefellintoline¦ConductorOverhead¦Brokenwireonground
17-0003389 | Vegetation | Tree - fell into line | Crossarm, Steel | Broken | 2017 | Tier 3 - Extreme | Distribution Circuit | 1 | 4 | 2017-01-04 | 1617478 | Sus | N | Vegetation¦Treefellintoline¦CrossarmSteel¦Broken
17-0005053 | Vegetation | Tree - branch fell on line | Conductor, Overhead | Normal | 2017 | Tier 3 - Extreme | Distribution Circuit | 1 | 8 | 2017-01-08 | 1624133 | Sus | N | Vegetation¦Treebranchfellonline¦ConductorOverhead¦Normal
17-0005164 | Vegetation | Tree - fell into line | Crossarm, Wood | Broken, wire on ground | 2017 | Tier 2 - Elevated | Distribution Circuit | 1 | 8 | 2017-01-08 | 1625243 | Sus | N | Vegetation¦Treefellintoline¦CrossarmWood¦Brokenwireonground
17-0006949 | Unknown Cause | Patrol - found nothing |  |  | 2017 | Tier 2 - Elevated | Distribution Circuit | 1 | 10 | 2017-01-10 | 1635120 | Sus | N | UnknownCause¦Patrolfoundnothing¦¦
17-0009407 | Unknown Cause | Patrol - not conducted |  |  | 2017 | Tier 2 - Elevated | Distribution Circuit | 1 | 16 | 2017-01-16 | 1644749 | Sus | N | UnknownCause¦Patrolnotconducted¦¦
17-0010918 | Vegetation | Tree - fell into line | Conductor, Overhead | Broken, wire on object | 2017 | Tier 2 - Elevated | Distribution Circuit | 1 | 19 | 2017-01-19 | 1651144 | Sus | N | Vegetation¦Treefellintoline¦ConductorOverhead¦Brokenwireonobject
17-0012747 | Unknown Cause | Patrol - found nothing |  |  | 2017 | Tier 3 - Extreme | Distribution Circuit | 1 | 22 | 2017-01-22 | 1658757 | Sus | N | UnknownCause¦Patrolfoundnothing¦¦
17-0013007 | Vegetation | Tree - branch fell on line | Fuse | Failed/Faulted | 2017 | Tier 3 - Extreme | Distribution Circuit | 1 | 21 | 2017-01-21 | 1656432 | Sus | N | Vegetation¦Treebranchfellonline¦Fuse¦FailedFaulted
17-0013400 | Unknown Cause | Patrol - found nothing |  |  | 2017 | Tier 2 - Elevated | Distribution Circuit | 1 | 22 | 2017-01-22 | 1661056 | Sus | N | UnknownCause¦Patrolfoundnothing¦¦
17-0014868 | Unknown Cause | Patrol - not conducted |  |  | 2017 | Tier 2 - Elevated | Distribution Circuit | 1 | 25 | 2017-01-25 | 1667269 | Sus | N | UnknownCause¦Patrolnotconducted¦¦
17-0016167 | Equipment Failure/Involved | Overhead | Other | Failed/Faulted | 2017 | Tier 2 - Elevated | Transformer only | 1 | 30 | 2017-01-30 | 1670798 | Sus | N | EquipmentFailureInvolved¦Overhead¦Other¦FailedFaulted
17-0017719 | Equipment Failure/Involved | Substation | Switch | Broken | 2017 | Tier 2 - Elevated | Substation - Transmission | 2 | 6 | 2017-02-06 | 1676276 | Sus | N | EquipmentFailureInvolved¦Substation¦Switch¦Broken
17-0018118 | Vegetation | Tree - fell into line | Conductor, Overhead | Broken, wire on ground | 2017 | Tier 2 - Elevated | Distribution Circuit | 2 | 7 | 2017-02-07 | 1677526 | Sus | N | Vegetation¦Treefellintoline¦ConductorOverhead¦Brokenwireonground
17-0018413 | Vegetation | Tree - fell into line | Conductor, Overhead | Arcing | 2017 | Tier 2 - Elevated | Distribution Circuit | 2 | 7 | 2017-02-07 | 1677689 | Sus | N | Vegetation¦Treefellintoline¦ConductorOverhead¦Arcing
17-0018890 | Vegetation | Tree - fell into line | Conductor, Overhead | Broken, wire on ground | 2017 | Tier 3 - Extreme | Distribution Circuit | 2 | 8 | 2017-02-08 | 1681530 | Sus | N | Vegetation¦Treefellintoline¦ConductorOverhead¦Brokenwireonground
17-0018975 | Equipment Failure/Involved | Overhead | Crossarm, Wood | Broken, wire on ground | 2017 | Tier 2 - Elevated | Distribution Circuit | 2 | 8 | 2017-02-08 | 1681792 | Sus | N | EquipmentFailureInvolved¦Overhead¦CrossarmWood¦Brokenwireonground
17-0020321 | Vegetation | Tree - branch fell on line | Conductor, Overhead | Broken, wire on object | 2017 | Tier 3 - Extreme | Distribution Circuit | 2 | 11 | 2017-02-11 | 1685985 | Sus | N | Vegetation¦Treebranchfellonline¦ConductorOverhead¦Brokenwireonobject
17-0022157 | Vegetation | Tree - fell into line | Conductor, Overhead | Broken, wire on ground | 2017 | Tier 2 - Elevated | Distribution Circuit | 2 | 17 | 2017-02-17 | 1693299 | Sus | N | Vegetation¦Treefellintoline¦ConductorOverhead¦Brokenwireonground
17-0025412 | Unknown Cause | Patrol - found nothing |  |  | 2017 | Tier 2 - Elevated | Distribution Circuit | 2 | 20 | 2017-02-20 | 1705787 | Sus | N | UnknownCause¦Patrolfoundnothing¦¦
17-0028544 | Vegetation | Tree - fell into line | Conductor, Overhead | Broken, wire on ground | 2017 | Tier 2 - Elevated | Distribution Circuit | 3 | 5 | 2017-03-05 | 1720330 | Sus | N | Vegetation¦Treefellintoline¦ConductorOverhead¦Brokenwireonground
17-0028768 | Equipment Failure/Involved | Overhead | Pole-Wood | Broken | 2017 | Tier 3 - Extreme | Distribution Circuit | 3 | 6 | 2017-03-06 | 1721034 | Sus | N | EquipmentFailureInvolved¦Overhead¦PoleWood¦Broken
17-0033924 | 3rd Party | Vehicle | Pole-Wood | Broken | 2017 | Tier 2 - Elevated | Distribution Circuit | 3 | 27 | 2017-03-27 | 1736116 | Sus | N | 3rdParty¦Vehicle¦PoleWood¦Broken
17-0035845 | Animal | Bird found | Fuse | Failed/Faulted | 2017 | Tier 2 - Elevated | Distribution Circuit | 4 | 2 | 2017-04-02 | 1742331 | Sus | N | Animal¦Birdfound¦Fuse¦FailedFaulted
17-0039925 | Equipment Failure/Involved | Overhead | Transformer (OH) | Leaking | 2017 | Tier 2 - Elevated | Transformer only | 4 | 13 | 2017-04-13 | 1756994 | Sus | N | EquipmentFailureInvolved¦Overhead¦Transformer(OH)¦Leaking
17-0041133 | Vegetation | Tree - branch fell on line | Conductor, Overhead | Burned/flashed | 2017 | Tier 2 - Elevated | Distribution Circuit | 4 | 18 | 2017-04-18 | 1760315 | Sus | N | Vegetation¦Treebranchfellonline¦ConductorOverhead¦Burnedflashed
17-0046127 | Equipment Failure/Involved | Overhead | Transformer | Deteriorated | 2017 | Tier 3 - Extreme | Transformer only | 5 | 8 | 2017-05-08 | 1777403 | Sus | Y | EquipmentFailureInvolved¦Overhead¦Transformer¦Deteriorated
17-0047642 | Vegetation | Tree - branch fell on line | Conductor, Overhead | Normal | 2017 | Tier 2 - Elevated | Distribution Circuit | 5 | 12 | 2017-05-12 | 1780896 | Sus | Y | Vegetation¦Treebranchfellonline¦ConductorOverhead¦Normal
17-0047813 | Unknown Cause | Patrol - found nothing |  |  | 2017 | Tier 2 - Elevated | Distribution Circuit | 5 | 14 | 2017-05-14 | 1781878 | Sus | Y | UnknownCause¦Patrolfoundnothing¦¦
17-0049001 | Equipment Failure/Involved | Overhead | Jumper | Burned Open | 2017 | Tier 2 - Elevated | Distribution Circuit | 5 | 18 | 2017-05-18 | 1785172 | Sus | Y | EquipmentFailureInvolved¦Overhead¦Jumper¦BurnedOpen
17-0052632 | Equipment Failure/Involved | Overhead | Connector or Splice (OH) | Burned Open | 2017 | Tier 2 - Elevated | Distribution Circuit | 6 | 4 | 2017-06-04 | 1796780 | Sus | Y | EquipmentFailureInvolved¦Overhead¦ConnectororSplice(OH)¦BurnedOpen
17-0052893 | Unknown Cause | Patrol - found nothing |  |  | 2017 | Tier 3 - Extreme | Distribution Circuit | 6 | 5 | 2017-06-05 | 1797621 | Sus | Y | UnknownCause¦Patrolfoundnothing¦¦
17-0057987 | Unknown Cause | Patrol - found nothing |  |  | 2017 | Tier 2 - Elevated | Distribution Circuit | 6 | 23 | 2017-06-23 | 1815721 | Sus | Y | UnknownCause¦Patrolfoundnothing¦¦
17-0064762 | Unknown Cause | Patrol - found nothing |  |  | 2017 | Tier 3 - Extreme | Distribution Circuit | 7 | 22 | 2017-07-22 | 1837879 | Sus | Y | UnknownCause¦Patrolfoundnothing¦¦
17-0067168 | Equipment Failure/Involved | Overhead | Transformer | Failed/Faulted | 2017 | Tier 3 - Extreme | Transformer only | 8 | 1 | 2017-08-01 | 1844136 | Sus | Y | EquipmentFailureInvolved¦Overhead¦Transformer¦FailedFaulted
17-0068903 | Vegetation | Tree - branch fell on line | Conductor, Overhead | Contaminated | 2017 | Tier 2 - Elevated | Transformer only | 8 | 8 | 2017-08-08 | 1848828 | Sus | Y | Vegetation¦Treebranchfellonline¦ConductorOverhead¦Contaminated
17-0069267 | Equipment Failure/Involved | Overhead | Transformer (OH) | Failed/Faulted | 2017 | Tier 2 - Elevated | Transformer only | 8 | 10 | 2017-08-10 | 1849682 | Sus | Y | EquipmentFailureInvolved¦Overhead¦Transformer(OH)¦FailedFaulted
17-0069919 | Unknown Cause | Patrol - found nothing |  |  | 2017 | Tier 2 - Elevated | Distribution Circuit | 8 | 13 | 2017-08-13 | 1851436 | Sus | Y | UnknownCause¦Patrolfoundnothing¦¦
17-0075361 | Unknown Cause | Patrol - found nothing |  |  | 2017 | Tier 2 - Elevated | Distribution Circuit | 9 | 2 | 2017-09-02 | 1867186 | Sus | Y | UnknownCause¦Patrolfoundnothing¦¦
17-0077675 | Unknown Cause | Patrol - found nothing |  |  | 2017 | Tier 2 - Elevated | Distribution Circuit | 9 | 11 | 2017-09-11 | 1874765 | Sus | Y | UnknownCause¦Patrolfoundnothing¦¦
17-0078335 | Vegetation | Tree - branch fell on line | Conductor, Overhead | Normal | 2017 | Tier 2 - Elevated | Distribution Circuit | 9 | 12 | 2017-09-12 | 1877167 | Sus | Y | Vegetation¦Treebranchfellonline¦ConductorOverhead¦Normal
17-0080385 | Vegetation | Tree - branch fell on line | Conductor, Overhead | Normal | 2017 | Tier 3 - Extreme | Distribution Circuit | 9 | 20 | 2017-09-20 | 1882586 | Sus | Y | Vegetation¦Treebranchfellonline¦ConductorOverhead¦Normal
17-0083741 | Vegetation | Tree - branch fell on line | Conductor, Overhead | Normal | 2017 | Tier 2 - Elevated | Distribution Circuit | 10 | 3 | 2017-10-03 | 1890078 | Sus | Y | Vegetation¦Treebranchfellonline¦ConductorOverhead¦Normal
17-0085245 | Unknown Cause | Patrol - found nothing |  |  | 2017 | Tier 2 - Elevated | Distribution Circuit | 10 | 8 | 2017-10-08 | 1894026 | Sus | Y | UnknownCause¦Patrolfoundnothing¦¦
17-0085256 | Equipment Failure/Involved | Overhead | Insulator | Broken | 2017 | Tier 3 - Extreme | Distribution Circuit | 10 | 8 | 2017-10-08 | 1893802 | Sus | Y | EquipmentFailureInvolved¦Overhead¦Insulator¦Broken
17-0087119 | Equipment Failure/Involved | Overhead | Transformer | Failed/Faulted | 2017 | Tier 3 - Extreme | Transformer only | 10 | 13 | 2017-10-13 | 1899943 | Sus | Y | EquipmentFailureInvolved¦Overhead¦Transformer¦FailedFaulted
17-0088542 | Unknown Cause | Patrol - found nothing |  |  | 2017 | Tier 3 - Extreme | Distribution Circuit | 10 | 8 | 2017-10-08 | 1903984 | Sus | Y | UnknownCause¦Patrolfoundnothing¦¦
17-0088673 | Environmental/External | Fire, Forest/Grass | Pole-Wood | Broken | 2017 | Tier 3 - Extreme | Distribution Circuit | 10 | 8 | 2017-10-08 | 1904304 | Sus | Y | EnvironmentalExternal¦FireForestGrass¦PoleWood¦Broken
17-0090687 | Equipment Failure/Involved | Overhead | Transformer (OH) | Broken | 2017 | Tier 2 - Elevated | Transformer only | 10 | 26 | 2017-10-26 | 1910468 | Sus | Y | EquipmentFailureInvolved¦Overhead¦Transformer(OH)¦Broken
17-0091216 | Company Initiated | Personnel, company | Recloser | Normal | 2017 | Tier 3 - Extreme | Distribution Circuit | 10 | 30 | 2017-10-30 | 1912069 | Sus | Y | CompanyInitiated¦Personnelcompany¦Recloser¦Normal
17-0093373 | Animal | Squirrel | Pole-Wood | Normal | 2017 | Tier 2 - Elevated | Distribution Circuit | 11 | 8 | 2017-11-08 | 1917868 | Sus | Y | Animal¦Squirrel¦PoleWood¦Normal
17-0094360 | Animal | Squirrel | Fuse | Failed/Faulted | 2017 | Tier 3 - Extreme | Distribution Circuit | 11 | 10 | 2017-11-10 | 1920352 | Sus | Y | Animal¦Squirrel¦Fuse¦FailedFaulted
17-0100725 | Unknown Cause | Patrol - not conducted |  |  | 2017 | Tier 2 - Elevated | Distribution Circuit | 12 | 8 | 2017-12-08 | 1938685 | Sus | N | UnknownCause¦Patrolnotconducted¦¦
18-0004731 | Vegetation | Tree - branch fell on line | Conductor, Overhead | Normal | 2018 | Tier 2 - Elevated | Distribution Circuit | 1 | 9 | 2018-01-09 | 4997 | Sus | N | Vegetation¦Treebranchfellonline¦ConductorOverhead¦Normal
18-0010450 | Company Initiated | Personnel, company | Other | Normal | 2018 | Tier 2 - Elevated | Substation - Transmission | 1 | 31 | 2018-01-31 | 17046 | Sus | N | CompanyInitiated¦Personnelcompany¦Other¦Normal
18-0015326 | Vegetation | Tree - fell into line | Conductor, Overhead | Broken | 2018 | Tier 2 - Elevated | Distribution Circuit | 2 | 19 | 2018-02-19 | 26959 | Sus | N | Vegetation¦Treefellintoline¦ConductorOverhead¦Broken
18-0018538 | Vegetation | Tree - branch fell on line | Conductor, Overhead | Normal | 2018 | Tier 2 - Elevated | Distribution Circuit | 3 | 1 | 2018-03-01 | 34733 | Sus | N | Vegetation¦Treebranchfellonline¦ConductorOverhead¦Normal
18-0019481 | Vegetation | Tree - fell into line | Conductor, Overhead | Together | 2018 | Tier 3 - Extreme | Distribution Circuit | 3 | 2 | 2018-03-02 | 36834 | Sus | N | Vegetation¦Treefellintoline¦ConductorOverhead¦Together
18-0028316 | Vegetation | Tree - branch fell on line | Conductor, Overhead | Broken, wire on ground | 2018 | Tier 2 - Elevated | Distribution Circuit | 4 | 1 | 2018-04-01 | 57613 | Sus | N | Vegetation¦Treebranchfellonline¦ConductorOverhead¦Brokenwireonground
18-0029939 | Equipment Failure/Involved | Overhead | Transformer (OH) | Broken | 2018 | Tier 2 - Elevated | Distribution Circuit | 4 | 6 | 2018-04-06 | 60572 | Sus | N | EquipmentFailureInvolved¦Overhead¦Transformer(OH)¦Broken
18-0042544 | Vegetation | Tree - fell into line | Conductor, Overhead | Broken, wire on ground | 2018 | Tier 2 - Elevated | Distribution Circuit | 5 | 19 | 2018-05-19 | 89773 | Sus | Y | Vegetation¦Treefellintoline¦ConductorOverhead¦Brokenwireonground
18-0044314 | Unknown Cause | Patrol - found nothing |  |  | 2018 | Tier 2 - Elevated | Distribution Circuit | 5 | 24 | 2018-05-24 | 93544 | Sus | Y | UnknownCause¦Patrolfoundnothing¦¦
18-0050936 | Animal | Bird found | Fuse | Failed/Faulted | 2018 | Tier 3 - Extreme | Distribution Circuit | 6 | 14 | 2018-06-14 | 108950 | Sus | Y | Animal¦Birdfound¦Fuse¦FailedFaulted
18-0055772 | Unknown Cause | Patrol - found nothing |  |  | 2018 | Tier 2 - Elevated | Distribution Circuit | 6 | 29 | 2018-06-29 | 121196 | Sus | Y | UnknownCause¦Patrolfoundnothing¦¦
18-0058551 | 3rd Party | Fire, house or bldg. | Transformer (UG) | Normal | 2018 | Tier 2 - Elevated | Distribution Circuit | 7 | 10 | 2018-07-10 | 128415 | Sus | Y | 3rdParty¦Firehouseorbldg¦Transformer(UG)¦Normal
18-0060008 | Vegetation | Tree - branch fell on line | Conductor, Overhead | Normal | 2018 | Tier 2 - Elevated | Distribution Circuit | 7 | 15 | 2018-07-15 | 132351 | Sus | Y | Vegetation¦Treebranchfellonline¦ConductorOverhead¦Normal
18-0062223 | Unknown Cause | Patrol - found nothing |  |  | 2018 | Tier 2 - Elevated | Distribution Circuit | 7 | 21 | 2018-07-21 | 136898 | Sus | Y | UnknownCause¦Patrolfoundnothing¦¦
18-0063755 | Vegetation | Tree - fell into line | Conductor, Overhead | Broken, wire on ground | 2018 | Tier 3 - Extreme | Distribution Circuit | 7 | 25 | 2018-07-25 | 140327 | Sus | Y | Vegetation¦Treefellintoline¦ConductorOverhead¦Brokenwireonground
18-0065468 | Environmental/External | Fire, Forest/Grass | Pole-Wood | Broken, wire on ground | 2018 | Tier 2 - Elevated | Distribution Circuit | 7 | 28 | 2018-07-28 | 146134 | Sus | Y | EnvironmentalExternal¦FireForestGrass¦PoleWood¦Brokenwireonground
18-0067324 | Unknown Cause | Patrol - found nothing |  |  | 2018 | Tier 2 - Elevated | Distribution Circuit | 8 | 7 | 2018-08-07 | 150438 | Sus | Y | UnknownCause¦Patrolfoundnothing¦¦
18-0068285 | Animal | Bird found | Fuse | Failed/Faulted | 2018 | Tier 2 - Elevated | Distribution Circuit | 8 | 9 | 2018-08-09 | 152085 | Sus | Y | Animal¦Birdfound¦Fuse¦FailedFaulted
18-0075162 | Equipment Failure/Involved | Overhead | Conductor, Overhead | Together | 2018 | Tier 2 - Elevated | Distribution Circuit | 8 | 30 | 2018-08-30 | 165726 | Sus | Y | EquipmentFailureInvolved¦Overhead¦ConductorOverhead¦Together
18-0077314 | Animal | Other | Insulator | Normal | 2018 | Tier 2 - Elevated | Distribution Circuit | 9 | 6 | 2018-09-06 | 169476 | Sus | Y | Animal¦Other¦Insulator¦Normal
18-0078621 | Unknown Cause | Patrol - found nothing |  |  | 2018 | Tier 2 - Elevated | Distribution Circuit | 9 | 11 | 2018-09-11 | 172465 | Sus | Y | UnknownCause¦Patrolfoundnothing¦¦
18-0080203 | Animal | Bird found | Fuse | Failed/Faulted | 2018 | Tier 2 - Elevated | Distribution Circuit | 9 | 17 | 2018-09-17 | 175504 | Sus | Y | Animal¦Birdfound¦Fuse¦FailedFaulted
18-0082429 | 3rd Party | Vehicle | Pole-Wood | Broken, wire on ground | 2018 | Tier 3 - Extreme | Distribution Circuit | 9 | 22 | 2018-09-22 | 179462 | Sus | Y | 3rdParty¦Vehicle¦PoleWood¦Brokenwireonground
18-0084738 | Unknown Cause | Patrol - not conducted |  |  | 2018 | Tier 2 - Elevated | Distribution Circuit | 9 | 28 | 2018-09-28 | 183543 | Sus | Y | UnknownCause¦Patrolnotconducted¦¦
18-0084817 | 3rd Party | Thrown Object | Conductor, Overhead | Normal | 2018 | Tier 2 - Elevated | Transmission line | 9 | 29 | 2018-09-29 | 183848 | Sus | Y | 3rdParty¦ThrownObject¦ConductorOverhead¦Normal
18-0086782 | Vegetation | Tree - fell into line | Conductor, Overhead | On Ground | 2018 | Tier 3 - Extreme | Distribution Circuit | 10 | 4 | 2018-10-04 | 187999 | Sus | Y | Vegetation¦Treefellintoline¦ConductorOverhead¦OnGround
18-0088117 | Equipment Failure/Involved | Overhead | Pole-Wood | Broken | 2018 | Tier 3 - Extreme | Distribution Circuit | 10 | 8 | 2018-10-08 | 190764 | Sus | Y | EquipmentFailureInvolved¦Overhead¦PoleWood¦Broken
18-0090230 | Wildfire Mitigation | Public Safety Power Shut-off |  |  | 2018 | Tier 3 - Extreme | Distribution Circuit | 10 | 14 | 2018-10-14 | 195064 | Sus | Y | WildfireMitigation¦PublicSafetyPowerShutoff¦¦
18-0090874 | Wildfire Mitigation | CWSP - Vegetation Removal |  |  | 2018 | Tier 2 - Elevated | Distribution Circuit | 10 | 16 | 2018-10-16 | 196347 | Sus | Y | WildfireMitigation¦CWSPVegetationRemoval¦¦
18-0091295 | Equipment Failure/Involved | Overhead | Anchor or Guy | Broken | 2018 | Tier 2 - Elevated | Distribution Circuit | 10 | 17 | 2018-10-17 | 197257 | Sus | Y | EquipmentFailureInvolved¦Overhead¦AnchororGuy¦Broken
18-0096072 | Equipment Failure/Involved | Overhead | Jumper | Burned Open | 2018 | Tier 2 - Elevated | Distribution Circuit | 10 | 31 | 2018-10-31 | 206412 | Sus | Y | EquipmentFailureInvolved¦Overhead¦Jumper¦BurnedOpen
18-0101132 | Environmental/External | Fire, Forest/Grass | Pole-Wood | Burned/flashed | 2018 | Tier 3 - Extreme | Distribution Circuit | 11 | 8 | 2018-11-08 | 218399 | Sus | Y | EnvironmentalExternal¦FireForestGrass¦PoleWood¦Burnedflashed
18-0101526 | Environmental/External | Fire, Forest/Grass | Pole-Wood | Burned/flashed | 2018 | Tier 3 - Extreme | Distribution Circuit | 11 | 8 | 2018-11-08 | 219223 | Sus | Y | EnvironmentalExternal¦FireForestGrass¦PoleWood¦Burnedflashed
18-0102580 | Vegetation | Tree - branch fell on line | Conductor, Overhead | Broken, wire on ground | 2018 | Tier 3 - Extreme | Distribution Circuit | 11 | 23 | 2018-11-23 | 222893 | Sus | Y | Vegetation¦Treebranchfellonline¦ConductorOverhead¦Brokenwireonground
18-0105277 | Vegetation | Tree - branch fell on line | Recloser | Normal | 2018 | Tier 3 - Extreme | Distribution Circuit | 11 | 29 | 2018-11-29 | 228327 | Sus | Y | Vegetation¦Treebranchfellonline¦Recloser¦Normal
19-0004836 | Unknown Cause | Patrol - found nothing |  |  | 2019 | Tier 3 - Extreme | Distribution Circuit | 1 | 5 | 2019-01-05 | 254200 | Sus | N | UnknownCause¦Patrolfoundnothing¦¦
19-0005586 | Vegetation | Tree - fell into line | Conductor, Overhead | Normal | 2019 | Tier 2 - Elevated | Distribution Circuit | 1 | 7 | 2019-01-07 | 258471 | Sus | N | Vegetation¦Treefellintoline¦ConductorOverhead¦Normal
19-0005873 | Equipment Failure/Involved | Overhead | Transformer | Failed/Faulted | 2019 | Tier 2 - Elevated | Transformer only | 1 | 7 | 2019-01-07 | 258760 | Sus | N | EquipmentFailureInvolved¦Overhead¦Transformer¦FailedFaulted
19-0010336 | Vegetation | Tree - branch fell on line | Conductor, Overhead | Broken, wire on ground | 2019 | Tier 2 - Elevated | Distribution Circuit | 1 | 16 | 2019-01-16 | 268196 | Sus | N | Vegetation¦Treebranchfellonline¦ConductorOverhead¦Brokenwireonground
19-0010399 | Vegetation | Tree - fell into line | Conductor, Overhead | Normal | 2019 | Tier 2 - Elevated | Distribution Circuit | 1 | 16 | 2019-01-16 | 269289 | Sus | N | Vegetation¦Treefellintoline¦ConductorOverhead¦Normal
19-0011033 | Equipment Failure/Involved | Overhead | Pole-Wood | Broken | 2019 | Tier 3 - Extreme | Distribution Circuit | 1 | 17 | 2019-01-17 | 274057 | Sus | N | EquipmentFailureInvolved¦Overhead¦PoleWood¦Broken
19-0012630 | Unknown Cause | Patrol - not conducted |  |  | 2019 | Tier 3 - Extreme | Distribution Circuit | 1 | 20 | 2019-01-20 | 277445 | Sus | N | UnknownCause¦Patrolnotconducted¦¦
19-0013408 | Equipment Failure/Involved | Overhead | Conductor, Overhead | Burned/flashed | 2019 | Tier 3 - Extreme | Distribution Circuit | 1 | 23 | 2019-01-23 | 279695 | Sus | N | EquipmentFailureInvolved¦Overhead¦ConductorOverhead¦Burnedflashed
19-0021548 | Vegetation | Tree - fell into line | Conductor, Overhead | Broken, wire on ground | 2019 | Tier 2 - Elevated | Distribution Circuit | 2 | 10 | 2019-02-10 | 300885 | Sus | N | Vegetation¦Treefellintoline¦ConductorOverhead¦Brokenwireonground
19-0022581 | Unknown Cause | Patrol - found nothing |  |  | 2019 | Tier 3 - Extreme | Distribution Circuit | 2 | 13 | 2019-02-13 | 305303 | Sus | N | UnknownCause¦Patrolfoundnothing¦¦
19-0023627 | Vegetation | Tree - fell into line | Crossarm, Wood | Broken | 2019 | Tier 2 - Elevated | Distribution Circuit | 2 | 14 | 2019-02-14 | 309104 | Sus | N | Vegetation¦Treefellintoline¦CrossarmWood¦Broken
19-0024171 | Unknown Cause | Patrol - not conducted |  |  | 2019 | Tier 3 - Extreme | Distribution Circuit | 2 | 15 | 2019-02-15 | 311263 | Sus | N | UnknownCause¦Patrolnotconducted¦¦
19-0025032 | Unknown Cause | Patrol - found nothing |  |  | 2019 | Tier 3 - Extreme | Distribution Circuit | 2 | 16 | 2019-02-16 | 314743 | Sus | N | UnknownCause¦Patrolfoundnothing¦¦
19-0025099 | Unknown Cause | Patrol - found nothing |  |  | 2019 | Tier 2 - Elevated | Distribution Circuit | 2 | 13 | 2019-02-13 | 303207 | Sus | N | UnknownCause¦Patrolfoundnothing¦¦
19-0025109 | Vegetation | Tree - branch fell on line | Conductor, Overhead | Together | 2019 | Tier 3 - Extreme | Distribution Circuit | 2 | 16 | 2019-02-16 | 314753 | Sus | N | Vegetation¦Treebranchfellonline¦ConductorOverhead¦Together
19-0025712 | Vegetation | Tree - branch fell on line | Conductor, Overhead | Normal | 2019 | Tier 3 - Extreme | Distribution Circuit | 2 | 18 | 2019-02-18 | 318064 | Sus | N | Vegetation¦Treebranchfellonline¦ConductorOverhead¦Normal
19-0026216 | Vegetation | Tree - fell into line | Secondary | Broken, wire on ground | 2019 | Tier 2 - Elevated | Transformer only | 2 | 19 | 2019-02-19 | 319162 | Sus | N | Vegetation¦Treefellintoline¦Secondary¦Brokenwireonground
19-0027573 | Equipment Failure/Involved | Overhead | Transformer | Failed/Faulted | 2019 | Tier 3 - Extreme | Transformer only | 2 | 24 | 2019-02-24 | 322432 | Sus | N | EquipmentFailureInvolved¦Overhead¦Transformer¦FailedFaulted
19-0028728 | Environmental/External | Flood/Erosion | Conductor, Overhead | On Ground | 2019 | Tier 3 - Extreme | Distribution Circuit | 2 | 27 | 2019-02-27 | 326383 | Sus | N | EnvironmentalExternal¦FloodErosion¦ConductorOverhead¦OnGround
19-0033226 | Unknown Cause | Patrol - not conducted |  |  | 2019 | Tier 2 - Elevated | Distribution Circuit | 3 | 12 | 2019-03-12 | 337999 | Sus | N | UnknownCause¦Patrolnotconducted¦¦
19-0036208 | Unknown Cause | Patrol - found nothing |  |  | 2019 | Tier 3 - Extreme | Distribution Circuit | 3 | 22 | 2019-03-22 | 345535 | Sus | N | UnknownCause¦Patrolfoundnothing¦¦
19-0041208 | Equipment Failure/Involved | Overhead | Conductor, Overhead | Broken, wire on ground | 2019 | Tier 2 - Elevated | Distribution Circuit | 4 | 10 | 2019-04-10 | 357669 | Sus | N | EquipmentFailureInvolved¦Overhead¦ConductorOverhead¦Brokenwireonground
19-0041682 | Equipment Failure/Involved | Overhead | Insulator | Broken | 2019 | Tier 2 - Elevated | Distribution Circuit | 4 | 11 | 2019-04-11 | 358816 | Sus | N | EquipmentFailureInvolved¦Overhead¦Insulator¦Broken
19-0042227 | Equipment Failure/Involved | Overhead | Pole-Wood | Deteriorated | 2019 | Tier 2 - Elevated | Distribution Circuit | 4 | 13 | 2019-04-13 | 360291 | Sus | N | EquipmentFailureInvolved¦Overhead¦PoleWood¦Deteriorated
19-0050808 | Equipment Failure/Involved | Overhead | Conductor, Overhead | Broken | 2019 | Tier 3 - Extreme | Distribution Circuit | 5 | 10 | 2019-05-10 | 378059 | Sus | Y | EquipmentFailureInvolved¦Overhead¦ConductorOverhead¦Broken
19-0060247 | Environmental/External | Lightning | Transformer | Failed/Faulted | 2019 | Tier 2 - Elevated | Transformer only | 5 | 30 | 2019-05-30 | 393741 | Sus | Y | EnvironmentalExternal¦Lightning¦Transformer¦FailedFaulted
19-0066202 | Equipment Failure/Involved | Overhead | Cutout, fuse holder | Failed/Faulted | 2019 | Tier 2 - Elevated | Distribution Circuit | 6 | 11 | 2019-06-11 | 406587 | Sus | Y | EquipmentFailureInvolved¦Overhead¦Cutoutfuseholder¦FailedFaulted
19-0066552 | Equipment Failure/Involved | Overhead | Transformer (OH) | Failed/Faulted | 2019 | Tier 3 - Extreme | Transformer only | 6 | 12 | 2019-06-12 | 407380 | Sus | Y | EquipmentFailureInvolved¦Overhead¦Transformer(OH)¦FailedFaulted
19-0067897 | Equipment Failure/Involved | Overhead | Jumper | Broken | 2019 | Tier 2 - Elevated | Distribution Circuit | 6 | 14 | 2019-06-14 | 412880 | Sus | Y | EquipmentFailureInvolved¦Overhead¦Jumper¦Broken
19-0078614 | Vegetation | Tree - fell into line | Conductor, Overhead | Broken, wire on ground | 2019 | Tier 2 - Elevated | Distribution Circuit | 7 | 18 | 2019-07-18 | 457008 | Sus | Y | Vegetation¦Treefellintoline¦ConductorOverhead¦Brokenwireonground
19-0081479 | Equipment Failure/Involved | Overhead | Pole-Wood | Broken | 2019 | Tier 2 - Elevated | Distribution Circuit | 7 | 25 | 2019-07-25 | 471910 | Sus | Y | EquipmentFailureInvolved¦Overhead¦PoleWood¦Broken
19-0095858 | Vegetation | Tree - fell into line | Conductor, Overhead | Broken, wire on ground | 2019 | Tier 3 - Extreme | Distribution Circuit | 9 | 5 | 2019-09-05 | 556944 | Sus | Y | Vegetation¦Treefellintoline¦ConductorOverhead¦Brokenwireonground
19-0097079 | Equipment Failure/Involved | Overhead | Transformer | Failed/Faulted | 2019 | Tier 2 - Elevated | Transformer only | 9 | 9 | 2019-09-09 | 565936 | Sus | Y | EquipmentFailureInvolved¦Overhead¦Transformer¦FailedFaulted
19-0099774 | 3rd Party | Vehicle | Pole-Wood | Broken, wire on ground | 2019 | Tier 2 - Elevated | Distribution Circuit | 9 | 16 | 2019-09-16 | 585345 | Sus | Y | 3rdParty¦Vehicle¦PoleWood¦Brokenwireonground
19-0099838 | Vegetation | Tree - fell into line | Conductor, Overhead | Normal | 2019 | Tier 3 - Extreme | Distribution Circuit | 9 | 16 | 2019-09-16 | 585406 | Sus | Y | Vegetation¦Treefellintoline¦ConductorOverhead¦Normal
19-0102253 | Animal | Squirrel | Conductor, Overhead | Together | 2019 | Tier 2 - Elevated | Distribution Circuit | 9 | 22 | 2019-09-22 | 604068 | Sus | Y | Animal¦Squirrel¦ConductorOverhead¦Together
19-0105101 | Vegetation | Tree - branch fell on line | Conductor, Overhead | Normal | 2019 | Tier 3 - Extreme | Distribution Circuit | 9 | 29 | 2019-09-29 | 628435 | Sus | Y | Vegetation¦Treebranchfellonline¦ConductorOverhead¦Normal
19-0112649 | Animal | Bird found | Conductor, Overhead | Normal | 2019 | Tier 2 - Elevated | Distribution Circuit | 10 | 17 | 2019-10-17 | 663396 | Sus | Y | Animal¦Birdfound¦ConductorOverhead¦Normal
19-0113538 | Unknown Cause | Patrol - found nothing |  |  | 2019 | Tier 2 - Elevated | Distribution Circuit | 10 | 18 | 2019-10-18 | 669854 | Sus | Y | UnknownCause¦Patrolfoundnothing¦¦
19-0119756 | Equipment Failure/Involved | Overhead | Conductor, Overhead | Broken, wire on ground | 2019 | Tier 2 - Elevated | Distribution Circuit | 10 | 31 | 2019-10-31 | 697062 | Sus | Y | EquipmentFailureInvolved¦Overhead¦ConductorOverhead¦Brokenwireonground
19-0125006 | Equipment Failure/Involved | Overhead | Pole-Wood | Broken | 2019 | Tier 2 - Elevated | Distribution Circuit | 11 | 15 | 2019-11-15 | 707434 | Sus | Y | EquipmentFailureInvolved¦Overhead¦PoleWood¦Broken
19-0128632 | Equipment Failure/Involved | Overhead |  | Broken | 2019 | Tier 3 - Extreme | Transformer only | 11 | 25 | 2019-11-25 | 714710 | Sus | Y | EquipmentFailureInvolved¦Overhead¦¦Broken
19-0130240 | Unknown Cause | Patrol - found nothing |  |  | 2019 | Tier 3 - Extreme | Distribution Circuit | 11 | 27 | 2019-11-27 | 719880 | Sus | Y | UnknownCause¦Patrolfoundnothing¦¦
19-0130645 | Unknown Cause | Patrol - found nothing |  |  | 2019 | Tier 3 - Extreme | Distribution Circuit | 11 | 27 | 2019-11-27 | 721283 | Sus | Y | UnknownCause¦Patrolfoundnothing¦¦
19-0131701 | Environmental/External | Lightning | Transformer | Failed/Faulted | 2019 | Tier 2 - Elevated | Transformer only | 11 | 30 | 2019-11-30 | 725032 | Sus | Y | EnvironmentalExternal¦Lightning¦Transformer¦FailedFaulted
19-0136571 | Equipment Failure/Involved | Overhead | Transformer (OH) | Failed/Faulted | 2019 | Tier 2 - Elevated | Transformer only | 12 | 14 | 2019-12-14 | 739597 | Sus | N | EquipmentFailureInvolved¦Overhead¦Transformer(OH)¦FailedFaulted
19-0137545 | Unknown Cause | Patrol - found nothing |  |  | 2019 | Tier 2 - Elevated | Distribution Circuit | 12 | 22 | 2019-12-22 | 748049 | Sus | N | UnknownCause¦Patrolfoundnothing¦¦
19-0137762 | Equipment Failure/Involved | Overhead | Transformer (OH) | Deteriorated | 2019 | Tier 3 - Extreme | Transformer only | 12 | 23 | 2019-12-23 | 749598 | Sus | N | EquipmentFailureInvolved¦Overhead¦Transformer(OH)¦Deteriorated
20-0007329 | 3rd Party | Fire, house or bldg. | Service conductor | Burned Open | 2020 | Tier 2 - Elevated | Transformer only | 1 | 10 | 2020-01-10 | 758784 | Sus | N | 3rdParty¦Firehouseorbldg¦Serviceconductor¦BurnedOpen
20-0021759 | Equipment Failure/Involved | Overhead | Pole-Wood | Broken | 2020 | Tier 2 - Elevated | Distribution Circuit | 2 | 13 | 2020-02-13 | 790220 | Sus | N | EquipmentFailureInvolved¦Overhead¦PoleWood¦Broken
20-0027150 | 3rd Party | Vehicle | Pole-Wood | Broken, wire on ground | 2020 | Tier 2 - Elevated | Distribution Circuit | 2 | 28 | 2020-02-28 | 819395 | Sus | N | 3rdParty¦Vehicle¦PoleWood¦Brokenwireonground
20-0031899 | Unknown Cause | Patrol - found nothing |  |  | 2020 | Tier 2 - Elevated | Distribution Circuit | 3 | 13 | 2020-03-13 | 850233 | Sus | N | UnknownCause¦Patrolfoundnothing¦¦
20-0032304 | Equipment Failure/Involved | Overhead | Transformer (OH) | Leaking | 2020 | Tier 3 - Extreme | Distribution Circuit | 3 | 15 | 2020-03-15 | 852294 | Sus | N | EquipmentFailureInvolved¦Overhead¦Transformer(OH)¦Leaking
20-0032980 | Vegetation | Tree - fell into line | Conductor, Overhead | Broken, wire on ground | 2020 | Tier 3 - Extreme | Distribution Circuit | 3 | 16 | 2020-03-16 | 855544 | Sus | N | Vegetation¦Treefellintoline¦ConductorOverhead¦Brokenwireonground
20-0033899 | Unknown Cause | Patrol - found nothing |  |  | 2020 | Tier 3 - Extreme | Distribution Circuit | 3 | 16 | 2020-03-16 | 858369 | Sus | N | UnknownCause¦Patrolfoundnothing¦¦
20-0034359 | Vegetation | Tree - branch fell on line | Conductor, Overhead | Normal | 2020 | Tier 2 - Elevated | Distribution Circuit | 3 | 19 | 2020-03-19 | 859135 | Sus | N | Vegetation¦Treebranchfellonline¦ConductorOverhead¦Normal
20-0037134 | Unknown Cause | Patrol - found nothing |  |  | 2020 | Tier 2 - Elevated | Distribution Circuit | 3 | 30 | 2020-03-30 | 869617 | Sus | N | UnknownCause¦Patrolfoundnothing¦¦
20-0044474 | 3rd Party | Vehicle | Pole-Wood | Broken | 2020 | Tier 3 - Extreme | Distribution Circuit | 4 | 24 | 2020-04-24 | 901013 | Sus | N | 3rdParty¦Vehicle¦PoleWood¦Broken
20-0061988 | Unknown Cause | Patrol - found nothing |  |  | 2020 | Tier 2 - Elevated | Distribution Circuit | 6 | 16 | 2020-06-16 | 940631 | Sus | Y | UnknownCause¦Patrolfoundnothing¦¦
20-0063970 | Equipment Failure/Involved | Overhead | Pole-Wood | Deteriorated | 2020 | Tier 2 - Elevated | Transformer only | 6 | 23 | 2020-06-23 | 944917 | Sus | Y | EquipmentFailureInvolved¦Overhead¦PoleWood¦Deteriorated
20-0064918 | Equipment Failure/Involved | Overhead | Insulator | Broken | 2020 | Tier 2 - Elevated | Distribution Circuit | 6 | 25 | 2020-06-25 | 947122 | Sus | Y | EquipmentFailureInvolved¦Overhead¦Insulator¦Broken
20-0067159 | Vegetation | Tree - branch fell on line | Conductor, Overhead | Broken, wire on ground | 2020 | Tier 2 - Elevated | Distribution Circuit | 7 | 1 | 2020-07-01 | 955860 | Sus | Y | Vegetation¦Treebranchfellonline¦ConductorOverhead¦Brokenwireonground
20-0068372 | Unknown Cause | Patrol - found nothing |  |  | 2020 | Tier 2 - Elevated | Distribution Circuit | 7 | 4 | 2020-07-04 | 957811 | Sus | Y | UnknownCause¦Patrolfoundnothing¦¦
20-0073307 | Equipment Failure/Involved | Overhead | Transformer | Failed/Faulted | 2020 | Tier 3 - Extreme | Transformer only | 7 | 18 | 2020-07-18 | 967288 | Sus | Y | EquipmentFailureInvolved¦Overhead¦Transformer¦FailedFaulted
20-0073423 | Unknown Cause | Patrol - found nothing |  |  | 2020 | Tier 2 - Elevated | Distribution Circuit | 7 | 19 | 2020-07-19 | 967593 | Sus | Y | UnknownCause¦Patrolfoundnothing¦¦
20-0073476 | Equipment Failure/Involved | Overhead | Transformer (OH) | Failed/Faulted | 2020 | Tier 2 - Elevated | Distribution Circuit | 7 | 19 | 2020-07-19 | 967915 | Sus | Y | EquipmentFailureInvolved¦Overhead¦Transformer(OH)¦FailedFaulted
20-0075466 | Unknown Cause | Patrol - found nothing |  |  | 2020 | Tier 2 - Elevated | Distribution Circuit | 7 | 23 | 2020-07-23 | 970935 | Sus | Y | UnknownCause¦Patrolfoundnothing¦¦
20-0082338 | Equipment Failure/Involved | Overhead | Transformer (OH) | Leaking | 2020 | Tier 3 - Extreme | Transformer only | 8 | 11 | 2020-08-11 | 993259 | Sus | Y | EquipmentFailureInvolved¦Overhead¦Transformer(OH)¦Leaking
20-0085569 | Unknown Cause | Patrol - found nothing |  |  | 2020 | Tier 3 - Extreme | Distribution Circuit | 8 | 16 | 2020-08-16 | 1013225 | Sus | Y | UnknownCause¦Patrolfoundnothing¦¦
20-0085575 | Unknown Cause | Patrol - found nothing |  |  | 2020 | Tier 3 - Extreme | Transmission line | 8 | 17 | 2020-08-17 | 1015383 | Sus | Y | UnknownCause¦Patrolfoundnothing¦¦
20-0091906 | Environmental/External | Fire, Forest/Grass | Conductor, Overhead | Normal | 2020 | Tier 3 - Extreme | Distribution Circuit | 8 | 19 | 2020-08-19 | 1045041 | Sus | Y | EnvironmentalExternal¦FireForestGrass¦ConductorOverhead¦Normal
20-0093763 | Equipment Failure/Involved | Overhead | Transformer | Failed/Faulted | 2020 | Tier 2 - Elevated | Transformer only | 9 | 5 | 2020-09-05 | 1056538 | Sus | Y | EquipmentFailureInvolved¦Overhead¦Transformer¦FailedFaulted
20-0094552 | Wildfire Mitigation | Public Safety Power Shut-off | Conductor, Overhead | Normal | 2020 | Tier 3 - Extreme | Distribution Circuit | 9 | 7 | 2020-09-07 | 1059802 | Sus | Y | WildfireMitigation¦PublicSafetyPowerShutoff¦ConductorOverhead¦Normal
20-0099319 | Unknown Cause | Patrol - found nothing |  |  | 2020 | Tier 2 - Elevated | Distribution Circuit | 9 | 20 | 2020-09-20 | 1083310 | Sus | Y | UnknownCause¦Patrolfoundnothing¦¦
20-0100300 | Environmental/External | Fire, Forest/Grass | Conductor, Overhead | Burned/flashed | 2020 | Tier 3 - Extreme | Distribution Circuit | 9 | 7 | 2020-09-07 | 1088347 | Sus | Y | EnvironmentalExternal¦FireForestGrass¦ConductorOverhead¦Burnedflashed
20-0101934 | Wildfire Mitigation | Public Safety Power Shut-off | Conductor, Overhead | Normal | 2020 | Tier 3 - Extreme | Distribution Circuit | 9 | 27 | 2020-09-27 | 1095729 | Sus | Y | WildfireMitigation¦PublicSafetyPowerShutoff¦ConductorOverhead¦Normal
20-0103581 | Vegetation | Tree - branch fell on line | Conductor, Overhead | Broken, wire on ground | 2020 | Tier 2 - Elevated | Distribution Circuit | 9 | 30 | 2020-09-30 | 1102415 | Sus | Y | Vegetation¦Treebranchfellonline¦ConductorOverhead¦Brokenwireonground
20-0112437 | Environmental/External | Fire, Forest/Grass | Transformer | Burned Open | 2020 | Tier 3 - Extreme | Transformer only | 9 | 27 | 2020-09-27 | 1124251 | Sus | Y | EnvironmentalExternal¦FireForestGrass¦Transformer¦BurnedOpen
20-0118526 | Vegetation | Tree - branch fell on line | Secondary | Normal | 2020 | Tier 3 - Extreme | Transformer only | 11 | 8 | 2020-11-08 | 1139612 | Sus | Y | Vegetation¦Treebranchfellonline¦Secondary¦Normal
20-0120663 | Unknown Cause | Patrol - found nothing |  |  | 2020 | Tier 3 - Extreme | Distribution Circuit | 11 | 13 | 2020-11-13 | 1143659 | Sus | Y | UnknownCause¦Patrolfoundnothing¦¦
20-0123956 | Unknown Cause | Patrol - found nothing |  |  | 2020 | Tier 2 - Elevated | Transformer only | 11 | 22 | 2020-11-22 | 1152851 | Sus | Y | UnknownCause¦Patrolfoundnothing¦¦
20-0125568 | Vegetation | Tree - fell into line | Conductor, Overhead | Together | 2020 | Tier 3 - Extreme | Distribution Circuit | 11 | 28 | 2020-11-28 | 1155452 | Sus | Y | Vegetation¦Treefellintoline¦ConductorOverhead¦Together
20-0130750 | Unknown Cause | Patrol - not conducted |  |  | 2020 | Tier 2 - Elevated | Distribution Circuit | 12 | 16 | 2020-12-16 | 1191068 | Sus | N | UnknownCause¦Patrolnotconducted¦¦
20-0131569 | Vegetation | Tree - fell into line | Transformer (OH) | Normal | 2020 | Tier 2 - Elevated | Transformer only | 12 | 23 | 2020-12-23 | 1197557 | Sus | N | Vegetation¦Treefellintoline¦Transformer(OH)¦Normal
21-0004545 | Equipment Failure/Involved | Overhead | Anchor or Guy | Deteriorated | 2021 | Tier 3 - Extreme | Distribution Circuit | 1 | 4 | 2021-01-04 | 1202994 | Sus | N | EquipmentFailureInvolved¦Overhead¦AnchororGuy¦Deteriorated
21-0011716 | Vegetation | Tree - fell into line | Conductor, Overhead | Normal | 2021 | Tier 2 - Elevated | Distribution Circuit | 1 | 20 | 2021-01-20 | 1219177 | Sus | N | Vegetation¦Treefellintoline¦ConductorOverhead¦Normal
21-0011749 | Unknown Cause | Patrol - found nothing |  |  | 2021 | Tier 2 - Elevated | Distribution Circuit | 1 | 19 | 2021-01-19 | 1217531 | Sus | N | UnknownCause¦Patrolfoundnothing¦¦
21-0013534 | Vegetation | Tree - fell into line | Conductor, Overhead | Broken, wire on ground | 2021 | Tier 3 - Extreme | Distribution Circuit | 1 | 24 | 2021-01-24 | 1222935 | Sus | N | Vegetation¦Treefellintoline¦ConductorOverhead¦Brokenwireonground
21-0013569 | Equipment Failure/Involved | Overhead | Transformer (OH) | Failed/Faulted | 2021 | Tier 3 - Extreme | Transformer only | 1 | 25 | 2021-01-25 | 1223029 | Sus | N | EquipmentFailureInvolved¦Overhead¦Transformer(OH)¦FailedFaulted
21-0013618 | Vegetation | Tree - fell into line | Conductor, Overhead | Bent or Twisted | 2021 | Tier 3 - Extreme | Distribution Circuit | 1 | 25 | 2021-01-25 | 1223545 | Sus | N | Vegetation¦Treefellintoline¦ConductorOverhead¦BentorTwisted
21-0014081 | Equipment Failure/Involved | Overhead | Transformer | Broken | 2021 | Tier 2 - Elevated | Transformer only | 1 | 25 | 2021-01-25 | 1224188 | Sus | N | EquipmentFailureInvolved¦Overhead¦Transformer¦Broken
21-0014137 | Vegetation | Tree - fell into line | Transformer | Leaking | 2021 | Tier 2 - Elevated | Transformer only | 1 | 25 | 2021-01-25 | 1224997 | Sus | N | Vegetation¦Treefellintoline¦Transformer¦Leaking
21-0014890 | Equipment Failure/Involved | Overhead | Conductor, Overhead | Broken, wire on ground | 2021 | Tier 3 - Extreme | Distribution Circuit | 1 | 26 | 2021-01-26 | 1226639 | Sus | N | EquipmentFailureInvolved¦Overhead¦ConductorOverhead¦Brokenwireonground
21-0017279 | Equipment Failure/Involved | Overhead | Transformer | Failed/Faulted | 2021 | Tier 2 - Elevated | Transformer only | 1 | 28 | 2021-01-28 | 1238535 | Sus | N | EquipmentFailureInvolved¦Overhead¦Transformer¦FailedFaulted
21-0029975 | Equipment Failure/Involved | Overhead | Transformer | Failed/Faulted | 2021 | Tier 2 - Elevated | Transformer only | 2 | 26 | 2021-02-26 | 1262963 | Sus | N | EquipmentFailureInvolved¦Overhead¦Transformer¦FailedFaulted
21-0039614 | Vegetation | Tree - branch fell on line | Conductor, Overhead | Normal | 2021 | Tier 3 - Extreme | Distribution Circuit | 3 | 22 | 2021-03-22 | 1292697 | Sus | N | Vegetation¦Treebranchfellonline¦ConductorOverhead¦Normal
21-0040160 | Unknown Cause | Patrol - found nothing |  |  | 2021 | Tier 3 - Extreme | Distribution Circuit | 3 | 23 | 2021-03-23 | 1294840 | Sus | N | UnknownCause¦Patrolfoundnothing¦¦
21-0047638 | Unknown Cause | Patrol - found nothing |  |  | 2021 | Tier 2 - Elevated | Transformer only | 4 | 12 | 2021-04-12 | 1313727 | Sus | N | UnknownCause¦Patrolfoundnothing¦¦
21-0067728 | 3rd Party | Vehicle | Transformer (OH) | Broken | 2021 | Tier 2 - Elevated | Transformer only | 5 | 29 | 2021-05-29 | 1361208 | Sus | Y | 3rdParty¦Vehicle¦Transformer(OH)¦Broken
21-0068807 | Unknown Cause | Patrol - found nothing |  |  | 2021 | Tier 2 - Elevated | Distribution Circuit | 6 | 2 | 2021-06-02 | 1363780 | Sus | Y | UnknownCause¦Patrolfoundnothing¦¦
21-0071001 | Equipment Failure/Involved | Overhead | Crossarm, Wood | Broken | 2021 | Tier 2 - Elevated | Distribution Circuit | 6 | 7 | 2021-06-07 | 1367720 | Sus | Y | EquipmentFailureInvolved¦Overhead¦CrossarmWood¦Broken
21-0075915 | Equipment Failure/Involved | Overhead | Transformer (OH) | Broken | 2021 | Tier 3 - Extreme | Transformer only | 6 | 17 | 2021-06-17 | 1376727 | Sus | Y | EquipmentFailureInvolved¦Overhead¦Transformer(OH)¦Broken
21-0075982 | Vegetation | Tree - fell into line | Pole-Wood | Broken, wire on ground | 2021 | Tier 2 - Elevated | Distribution Circuit | 6 | 18 | 2021-06-18 | 1377088 | Sus | Y | Vegetation¦Treefellintoline¦PoleWood¦Brokenwireonground
21-0076452 | Vegetation | Tree - fell into line | Conductor, Overhead | Broken, wire on ground | 2021 | Tier 3 - Extreme | Distribution Circuit | 6 | 18 | 2021-06-18 | 1378475 | Sus | Y | Vegetation¦Treefellintoline¦ConductorOverhead¦Brokenwireonground
21-0080492 | Equipment Failure/Involved | Overhead | Transformer | Normal | 2021 | Tier 3 - Extreme | Transformer only | 6 | 27 | 2021-06-27 | 1386056 | Sus | Y | EquipmentFailureInvolved¦Overhead¦Transformer¦Normal
21-0086729 | Equipment Failure/Involved | Overhead | Conductor, Overhead | Normal | 2021 | Tier 2 - Elevated | Distribution Circuit | 7 | 8 | 2021-07-08 | 1394816 | Sus | Y | EquipmentFailureInvolved¦Overhead¦ConductorOverhead¦Normal
21-0090360 | Vegetation | Tree - fell into line | Conductor, Overhead | Bent or Twisted | 2021 | Tier 2 - Elevated | Distribution Circuit | 7 | 15 | 2021-07-15 | 1405540 | Sus | Y | Vegetation¦Treefellintoline¦ConductorOverhead¦BentorTwisted
21-0094217 | Unknown Cause | Patrol - found nothing |  |  | 2021 | Tier 2 - Elevated | Transformer only | 7 | 23 | 2021-07-23 | 1412542 | Sus | Y | UnknownCause¦Patrolfoundnothing¦¦
21-0100613 | 3rd Party | Tree - cutting, 3rd party | Pole-Wood | Broken | 2021 | Tier 2 - Elevated | Transformer only | 8 | 5 | 2021-08-05 | 1434971 | Sus | Y | 3rdParty¦Treecutting3rdparty¦PoleWood¦Broken
21-0101956 | 3rd Party | Gun Shot | Conductor, Overhead | Broken | 2021 | Tier 2 - Elevated | Transformer only | 8 | 9 | 2021-08-09 | 1438136 | Sus | Y | 3rdParty¦GunShot¦ConductorOverhead¦Broken
21-0106374 | Animal | Squirrel | Cutout, fuse holder | Broken | 2021 | Tier 2 - Elevated | Transformer only | 8 | 18 | 2021-08-18 | 1446436 | Sus | Y | Animal¦Squirrel¦Cutoutfuseholder¦Broken
21-0106430 | Equipment Failure/Involved | Overhead | Transformer | Failed/Faulted | 2021 | Tier 2 - Elevated | Transformer only | 8 | 18 | 2021-08-18 | 1446646 | Sus | Y | EquipmentFailureInvolved¦Overhead¦Transformer¦FailedFaulted
21-0110470 | Vegetation | Tree - branch fell on line | Conductor, Overhead | Broken, wire on ground | 2021 | Tier 3 - Extreme | Distribution Circuit | 8 | 27 | 2021-08-27 | 1455989 | Sus | Y | Vegetation¦Treebranchfellonline¦ConductorOverhead¦Brokenwireonground
21-0110772 | Vegetation | Tree - fell into line | Conductor, Overhead | Broken, wire on ground | 2021 | Tier 3 - Extreme | Distribution Circuit | 8 | 29 | 2021-08-29 | 1457510 | Sus | Y | Vegetation¦Treefellintoline¦ConductorOverhead¦Brokenwireonground
21-0115611 | Unknown Cause | Patrol - found nothing |  |  | 2021 | Tier 2 - Elevated | Distribution Circuit | 9 | 9 | 2021-09-09 | 1466546 | Sus | Y | UnknownCause¦Patrolfoundnothing¦¦
21-0119562 | Equipment Failure/Involved | Overhead | Transformer (OH) | Normal | 2021 | Tier 3 - Extreme | Transformer only | 9 | 19 | 2021-09-19 | 1475598 | Sus | Y | EquipmentFailureInvolved¦Overhead¦Transformer(OH)¦Normal
21-0122234 | Animal | Bird found | Jumper | Normal | 2021 | Tier 2 - Elevated | Distribution Circuit | 9 | 24 | 2021-09-24 | 1479784 | Sus | Y | Animal¦Birdfound¦Jumper¦Normal
21-0130585 | Equipment Failure/Involved | Overhead | Transformer | Failed/Faulted | 2021 | Tier 3 - Extreme | Transformer only | 10 | 13 | 2021-10-13 | 1496987 | Sus | Y | EquipmentFailureInvolved¦Overhead¦Transformer¦FailedFaulted
21-0132317 | Unknown Cause | Patrol - found nothing |  |  | 2021 | Tier 2 - Elevated | Distribution Circuit | 10 | 18 | 2021-10-18 | 1500598 | Sus | Y | UnknownCause¦Patrolfoundnothing¦¦
21-0133791 | Equipment Failure/Involved | Overhead | Recloser | Failed/Faulted | 2021 | Tier 2 - Elevated | Distribution Circuit | 10 | 20 | 2021-10-20 | 1503162 | Sus | Y | EquipmentFailureInvolved¦Overhead¦Recloser¦FailedFaulted
21-0135780 | Vegetation | Tree - branch fell on line | Conductor, Overhead | Normal | 2021 | Tier 3 - Extreme | Distribution Circuit | 10 | 24 | 2021-10-24 | 1508806 | Sus | Y | Vegetation¦Treebranchfellonline¦ConductorOverhead¦Normal
21-0137683 | Unknown Cause | Patrol - found nothing |  |  | 2021 | Tier 3 - Extreme | Distribution Circuit | 10 | 24 | 2021-10-24 | 1509388 | Sus | Y | UnknownCause¦Patrolfoundnothing¦¦
21-0138454 | Equipment Failure/Involved | Overhead | Pole-Wood | Broken | 2021 | Tier 3 - Extreme | Distribution Circuit | 10 | 25 | 2021-10-25 | 1520585 | Sus | Y | EquipmentFailureInvolved¦Overhead¦PoleWood¦Broken
21-0138966 | Equipment Failure/Involved | Overhead | Fuse | Failed/Faulted | 2021 | Tier 3 - Extreme | Distribution Circuit | 10 | 26 | 2021-10-26 | 1520715 | Sus | Y | EquipmentFailureInvolved¦Overhead¦Fuse¦FailedFaulted
21-0140006 | Equipment Failure/Involved | Overhead | Fuse | Failed/Faulted | 2021 | Tier 2 - Elevated | Distribution Circuit | 10 | 29 | 2021-10-29 | 1525399 | Sus | Y | EquipmentFailureInvolved¦Overhead¦Fuse¦FailedFaulted
21-0154131 | Animal | Squirrel | Conductor, Overhead | Normal | 2021 | Tier 3 - Extreme | Distribution Circuit | 12 | 2 | 2021-12-02 | 1557869 | Sus | N | Animal¦Squirrel¦ConductorOverhead¦Normal
21-0158234 | Unknown Cause | Patrol - found nothing |  |  | 2021 | Tier 2 - Elevated | Distribution Circuit | 12 | 14 | 2021-12-14 | 1570744 | Sus | N | UnknownCause¦Patrolfoundnothing¦¦
21-0158758 | Vegetation | Tree - fell into line | Conductor, Overhead | Broken, wire on ground | 2021 | Tier 3 - Extreme | Distribution Circuit | 12 | 16 | 2021-12-16 | 1574135 | Sus | N | Vegetation¦Treefellintoline¦ConductorOverhead¦Brokenwireonground
21-0158904 | Vegetation | Tree - fell into line | Conductor, Overhead | Normal | 2021 | Tier 3 - Extreme | Distribution Circuit | 12 | 16 | 2021-12-16 | 1574843 | Sus | N | Vegetation¦Treefellintoline¦ConductorOverhead¦Normal
21-0159259 | Unknown Cause | Patrol - not conducted |  |  | 2021 | Tier 2 - Elevated | Distribution Circuit | 12 | 13 | 2021-12-13 | 1569039 | Sus | N | UnknownCause¦Patrolnotconducted¦¦
21-0159732 | Vegetation | Tree - fell into line | Secondary | Broken, wire on ground | 2021 | Tier 3 - Extreme | Transformer only | 12 | 19 | 2021-12-19 | 1577335 | Sus | N | Vegetation¦Treefellintoline¦Secondary¦Brokenwireonground
21-0160825 | Unknown Cause | Patrol - found nothing |  |  | 2021 | Tier 3 - Extreme | Transformer only | 12 | 26 | 2021-12-26 | 1582667 | Sus | N | UnknownCause¦Patrolfoundnothing¦¦
21-0161182 | Unknown Cause | Patrol - found nothing |  |  | 2021 | Tier 3 - Extreme | Distribution Circuit | 12 | 27 | 2021-12-27 | 1585588 | Sus | N | UnknownCause¦Patrolfoundnothing¦¦
22-0005021 | Vegetation | Tree - fell into line | Conductor, Overhead | Broken, wire on ground | 2021 | Tier 2 - Elevated | Distribution Circuit | 12 | 27 | 2021-12-27 | 1591515 | Sus | N | Vegetation¦Treefellintoline¦ConductorOverhead¦Brokenwireonground
22-0005705 | Vegetation | Tree - fell into line | Conductor, Overhead | Broken, wire on ground | 2021 | Tier 2 - Elevated | Distribution Circuit | 12 | 27 | 2021-12-27 | 1594091 | Sus | N | Vegetation¦Treefellintoline¦ConductorOverhead¦Brokenwireonground
22-0005733 | Vegetation | Tree - grew into line | Conductor, Overhead | Normal | 2022 | Tier 2 - Elevated | Distribution Circuit | 1 | 3 | 2022-01-03 | 1594228 | Sus | N | Vegetation¦Treegrewintoline¦ConductorOverhead¦Normal
22-0012119 | 3rd Party | Vehicle | Pole-Wood | Broken | 2022 | Tier 3 - Extreme | Distribution Circuit | 1 | 20 | 2022-01-20 | 1606515 | Sus | N | 3rdParty¦Vehicle¦PoleWood¦Broken
22-0012548 | Unknown Cause | Patrol - found nothing |  |  | 2022 | Tier 2 - Elevated | Distribution Circuit | 1 | 21 | 2022-01-21 | 1607416 | Sus | N | UnknownCause¦Patrolfoundnothing¦¦
22-0015074 | Equipment Failure/Involved | Overhead | Conductor, Overhead | Broken, wire on ground | 2022 | Tier 3 - Extreme | Distribution Circuit | 1 | 27 | 2022-01-27 | 1613473 | Sus | N | EquipmentFailureInvolved¦Overhead¦ConductorOverhead¦Brokenwireonground
22-0023802 | Animal | Squirrel | Fuse | Failed/Faulted | 2022 | Tier 2 - Elevated | Distribution Circuit | 2 | 17 | 2022-02-17 | 1631184 | Sus | N | Animal¦Squirrel¦Fuse¦FailedFaulted
22-0027658 | Equipment Failure/Involved | Overhead | Transformer (OH) | Failed/Faulted | 2022 | Tier 2 - Elevated | Transformer only | 2 | 28 | 2022-02-28 | 1639327 | Sus | N | EquipmentFailureInvolved¦Overhead¦Transformer(OH)¦FailedFaulted
22-0030300 | Unknown Cause | Patrol - found nothing |  |  | 2022 | Tier 3 - Extreme | Distribution Circuit | 3 | 5 | 2022-03-05 | 1642896 | Sus | N | UnknownCause¦Patrolfoundnothing¦¦
22-0033812 | Equipment Failure/Involved | Overhead | Transformer | Broken | 2022 | Tier 3 - Extreme | Transformer only | 3 | 15 | 2022-03-15 | 1648619 | Sus | N | EquipmentFailureInvolved¦Overhead¦Transformer¦Broken
22-0039584 | Unknown Cause | Patrol - not conducted |  |  | 2022 | Tier 3 - Extreme | Distribution Circuit | 3 | 28 | 2022-03-28 | 1657991 | Sus | N | UnknownCause¦Patrolnotconducted¦¦
22-0052724 | Unknown Cause | Patrol - found nothing |  |  | 2022 | Tier 2 - Elevated | Distribution Circuit | 4 | 21 | 2022-04-21 | 1678371 | Sus | N | UnknownCause¦Patrolfoundnothing¦¦
22-0053011 | Environmental/External | Lightning | Transformer (OH) | Failed/Faulted | 2022 | Tier 2 - Elevated | Transformer only | 4 | 21 | 2022-04-21 | 1678635 | Sus | N | EnvironmentalExternal¦Lightning¦Transformer(OH)¦FailedFaulted
22-0054472 | Unknown Cause | Patrol - found nothing |  |  | 2022 | Tier 3 - Extreme | Distribution Circuit | 4 | 26 | 2022-04-26 | 1681464 | Sus | N | UnknownCause¦Patrolfoundnothing¦¦
22-0062605 | Equipment Failure/Involved | Overhead | Insulator | Broken | 2022 | Tier 2 - Elevated | Distribution Circuit | 5 | 16 | 2022-05-16 | 1697683 | Sus | Y | EquipmentFailureInvolved¦Overhead¦Insulator¦Broken
22-0064633 | Vegetation | Tree - fell into line | Conductor, Overhead | Broken, wire on ground | 2022 | Tier 2 - Elevated | Distribution Circuit | 5 | 20 | 2022-05-20 | 1706342 | Sus | Y | Vegetation¦Treefellintoline¦ConductorOverhead¦Brokenwireonground
22-0073804 | Vegetation | Tree - fell into line | Conductor, Overhead | Normal | 2022 | Tier 2 - Elevated | Distribution Circuit | 6 | 13 | 2022-06-13 | 1730455 | Sus | Y | Vegetation¦Treefellintoline¦ConductorOverhead¦Normal
22-0079249 | Unknown Cause | Patrol - found nothing |  |  | 2022 | Tier 2 - Elevated | Distribution Circuit | 6 | 27 | 2022-06-27 | 1743823 | Sus | Y | UnknownCause¦Patrolfoundnothing¦¦
22-0080766 | Equipment Failure/Involved | Overhead | Fuse | Burned Open | 2022 | Tier 2 - Elevated | Transformer only | 6 | 30 | 2022-06-30 | 1746611 | Sus | Y | EquipmentFailureInvolved¦Overhead¦Fuse¦BurnedOpen
22-0080781 | Vegetation | Tree - branch fell on line | Conductor, Overhead | Broken, wire on ground | 2022 | Tier 2 - Elevated | Distribution Circuit | 6 | 30 | 2022-06-30 | 1746661 | Sus | Y | Vegetation¦Treebranchfellonline¦ConductorOverhead¦Brokenwireonground
22-0082607 | Equipment Failure/Involved | Overhead | Fuse | Broken | 2022 | Tier 3 - Extreme | Transformer only | 7 | 7 | 2022-07-07 | 1750366 | Sus | Y | EquipmentFailureInvolved¦Overhead¦Fuse¦Broken
22-0086582 | 3rd Party | Vehicle | Pole-Wood | Broken | 2022 | Tier 2 - Elevated | Distribution Circuit | 7 | 18 | 2022-07-18 | 1759357 | Sus | Y | 3rdParty¦Vehicle¦PoleWood¦Broken
22-0088473 | Vegetation | Tree - fell into line | Pole-Wood | Broken, wire on ground | 2022 | Tier 2 - Elevated | Distribution Circuit | 7 | 22 | 2022-07-22 | 1762788 | Sus | Y | Vegetation¦Treefellintoline¦PoleWood¦Brokenwireonground
22-0095348 | Unknown Cause | Patrol - found nothing |  |  | 2022 | Tier 3 - Extreme | Distribution Circuit | 8 | 9 | 2022-08-09 | 1776919 | Sus | Y | UnknownCause¦Patrolfoundnothing¦¦
22-0098371 | Equipment Failure/Involved | Overhead | Transformer (OH) | Broken | 2022 | Tier 2 - Elevated | Transformer only | 8 | 16 | 2022-08-16 | 1782600 | Sus | Y | EquipmentFailureInvolved¦Overhead¦Transformer(OH)¦Broken
22-0112240 | Equipment Failure/Involved | Overhead | Fuse | Broken | 2022 | Tier 2 - Elevated | Transformer only | 9 | 19 | 2022-09-19 | 1816399 | Sus | Y | EquipmentFailureInvolved¦Overhead¦Fuse¦Broken
22-0114475 | Animal | Squirrel | Bus | Normal | 2022 | Tier 2 - Elevated | Substation - Distribution | 9 | 24 | 2022-09-24 | 1820676 | Sus | Y | Animal¦Squirrel¦Bus¦Normal
22-0114593 | Animal | Bird found | Conductor, Overhead | Normal | 2022 | Tier 2 - Elevated | Distribution Circuit | 9 | 25 | 2022-09-25 | 1821085 | Sus | Y | Animal¦Birdfound¦ConductorOverhead¦Normal
22-0118446 | Unknown Cause | Patrol - found nothing |  |  | 2022 | Tier 2 - Elevated | Distribution Circuit | 10 | 5 | 2022-10-05 | 1829868 | Sus | Y | UnknownCause¦Patrolfoundnothing¦¦
22-0127350 | Equipment Failure/Involved | Overhead | Transformer (OH) | Broken | 2022 | Tier 3 - Extreme | Distribution Circuit | 11 | 3 | 2022-11-03 | 1852174 | Sus | Y | EquipmentFailureInvolved¦Overhead¦Transformer(OH)¦Broken
22-0128249 | Unknown Cause | Patrol - found nothing |  |  | 2022 | Tier 2 - Elevated | Distribution Circuit | 11 | 5 | 2022-11-05 | 1854987 | Sus | Y | UnknownCause¦Patrolfoundnothing¦¦
22-0129033 | Equipment Failure/Involved | Overhead | Recloser | Malfunctioning | 2022 | Tier 3 - Extreme | Distribution Circuit | 11 | 8 | 2022-11-08 | 1857134 | Sus | Y | EquipmentFailureInvolved¦Overhead¦Recloser¦Malfunctioning
22-0129115 | Equipment Failure/Involved | Overhead | Crossarm, Wood | Broken | 2022 | Tier 2 - Elevated | Distribution Circuit | 11 | 8 | 2022-11-08 | 1857476 | Sus | Y | EquipmentFailureInvolved¦Overhead¦CrossarmWood¦Broken
22-0129169 | Equipment Failure/Involved | Overhead | Transformer (OH) | Failed/Faulted | 2022 | Tier 2 - Elevated | Transformer only | 11 | 8 | 2022-11-08 | 1857562 | Sus | Y | EquipmentFailureInvolved¦Overhead¦Transformer(OH)¦FailedFaulted
22-0129258 | Equipment Failure/Involved | Overhead | Transformer | Failed/Faulted | 2022 | Tier 2 - Elevated | Transformer only | 11 | 8 | 2022-11-08 | 1858117 | Sus | Y | EquipmentFailureInvolved¦Overhead¦Transformer¦FailedFaulted
22-0129791 | Vegetation | Tree - fell into line | Secondary | Broken, wire on ground | 2022 | Tier 3 - Extreme | Distribution Circuit | 11 | 9 | 2022-11-09 | 1858686 | Sus | Y | Vegetation¦Treefellintoline¦Secondary¦Brokenwireonground
22-0130307 | Equipment Failure/Involved | Overhead | Fuse | Burned Open | 2022 | Tier 2 - Elevated | Transformer only | 11 | 11 | 2022-11-11 | 1860493 | Sus | Y | EquipmentFailureInvolved¦Overhead¦Fuse¦BurnedOpen
22-0136136 | Vegetation | Tree - branch fell on line | Conductor, Overhead | Normal | 2022 | Tier 2 - Elevated | Distribution Circuit | 12 | 2 | 2022-12-02 | 1874558 | Sus | N | Vegetation¦Treebranchfellonline¦ConductorOverhead¦Normal
22-0138878 | Equipment Failure/Involved | Overhead | Conductor, Overhead | Broken, wire on ground | 2022 | Tier 2 - Elevated | Distribution Circuit | 12 | 11 | 2022-12-11 | 1885552 | Sus | N | EquipmentFailureInvolved¦Overhead¦ConductorOverhead¦Brokenwireonground
22-0140858 | Unknown Cause | Patrol - found nothing |  |  | 2022 | Tier 3 - Extreme | Distribution Circuit | 12 | 21 | 2022-12-21 | 1894784 | Sus | N | UnknownCause¦Patrolfoundnothing¦¦
22-0141569 | Vegetation | Tree - branch fell on line | Conductor, Overhead | Broken, wire on ground | 2022 | Tier 2 - Elevated | Distribution Circuit | 12 | 27 | 2022-12-27 | 1898608 | Sus | N | Vegetation¦Treebranchfellonline¦ConductorOverhead¦Brokenwireonground
23-0004786 | Company Initiated | Operating error | Fuse | Normal | 2022 | Tier 2 - Elevated | Distribution Circuit | 12 | 31 | 2022-12-31 | 1910008 | Sus | N | CompanyInitiated¦Operatingerror¦Fuse¦Normal
15-0005300 | Equipment Failure/Involved | Other | Pole-Wood | Broken, wire on ground | 2015 | Tier 2 - Elevated | Distribution Circuit | 1 | 16 | 2015-01-16 | 1165009 | Sus | N | EquipmentFailureInvolved¦Other¦PoleWood¦Brokenwireonground
15-0010898 | Vegetation | Tree - fell into line | Fuse | Failed/Faulted | 2015 | Tier 2 - Elevated | Distribution Circuit | 2 | 6 | 2015-02-06 | 1177216 | Sus | N | Vegetation¦Treefellintoline¦Fuse¦FailedFaulted
15-0018212 | Animal | Bird found | Conductor, Overhead | Broken, wire on object | 2015 | Tier 2 - Elevated | Distribution Circuit | 3 | 9 | 2015-03-09 | 1201075 | Sus | N | Animal¦Birdfound¦ConductorOverhead¦Brokenwireonobject
15-0032530 | Vegetation | Tree - branch fell on line | Fuse | Failed/Faulted | 2015 | Tier 2 - Elevated | Distribution Circuit | 5 | 7 | 2015-05-07 | 1230780 | Sus | Y | Vegetation¦Treebranchfellonline¦Fuse¦FailedFaulted
15-0034220 | Unknown Cause | Patrol - found nothing |  |  | 2015 | Tier 2 - Elevated | Distribution Circuit | 5 | 14 | 2015-05-14 | 1234566 | Sus | Y | UnknownCause¦Patrolfoundnothing¦¦
15-0034501 | Equipment Failure/Involved | Overhead | Transformer (OH) | Failed/Faulted | 2015 | Tier 2 - Elevated | Transformer only | 5 | 15 | 2015-05-15 | 1235250 | Sus | Y | EquipmentFailureInvolved¦Overhead¦Transformer(OH)¦FailedFaulted
15-0036843 | 3rd Party | Tree - cutting, 3rd party | Conductor, Overhead | Broken | 2015 | Tier 3 - Extreme | Distribution Circuit | 5 | 27 | 2015-05-27 | 1240343 | Sus | Y | 3rdParty¦Treecutting3rdparty¦ConductorOverhead¦Broken
15-0039976 | Vegetation | Tree - fell into line | Conductor, Overhead | Broken, wire on ground | 2015 | Tier 2 - Elevated | Distribution Circuit | 6 | 10 | 2015-06-10 | 1248260 | Sus | Y | Vegetation¦Treefellintoline¦ConductorOverhead¦Brokenwireonground
15-0041727 | Equipment Failure/Involved | Overhead | Transformer | Deteriorated | 2015 | Tier 2 - Elevated | Distribution Circuit | 6 | 17 | 2015-06-17 | 1252394 | Sus | Y | EquipmentFailureInvolved¦Overhead¦Transformer¦Deteriorated
15-0049310 | Equipment Failure/Involved | Overhead | Transformer | Failed/Faulted | 2015 | Tier 2 - Elevated | Transformer only | 7 | 20 | 2015-07-20 | 1274118 | Sus | Y | EquipmentFailureInvolved¦Overhead¦Transformer¦FailedFaulted
15-0049410 | Equipment Failure/Involved | Overhead | Transformer | Failed/Faulted | 2015 | Tier 2 - Elevated | Transformer only | 7 | 21 | 2015-07-21 | 1274395 | Sus | Y | EquipmentFailureInvolved¦Overhead¦Transformer¦FailedFaulted
15-0050589 | Animal | Bird found | Transformer (OH) | Burned/flashed | 2015 | Tier 2 - Elevated | Distribution Circuit | 7 | 27 | 2015-07-27 | 1277627 | Sus | Y | Animal¦Birdfound¦Transformer(OH)¦Burnedflashed
15-0059481 | Equipment Failure/Involved | Overhead | Transformer (OH) | Leaking | 2015 | Tier 2 - Elevated | Transformer only | 9 | 5 | 2015-09-05 | 1300512 | Sus | Y | EquipmentFailureInvolved¦Overhead¦Transformer(OH)¦Leaking
15-0059915 | Vegetation | Tree - branch fell on line | Conductor, Overhead | Normal | 2015 | Tier 3 - Extreme | Distribution Circuit | 9 | 8 | 2015-09-08 | 1301885 | Sus | Y | Vegetation¦Treebranchfellonline¦ConductorOverhead¦Normal
15-0062198 | Vegetation | Tree - branch fell on line | Fuse | Normal | 2015 | Tier 3 - Extreme | Distribution Circuit | 9 | 18 | 2015-09-18 | 1308230 | Sus | Y | Vegetation¦Treebranchfellonline¦Fuse¦Normal
15-0062351 | Equipment Failure/Involved | Overhead | Pole-Wood | Burned/flashed | 2015 | Tier 2 - Elevated | Distribution Circuit | 9 | 20 | 2015-09-20 | 1308828 | Sus | Y | EquipmentFailureInvolved¦Overhead¦PoleWood¦Burnedflashed
15-0067743 | Vegetation | Tree - branch fell on line | Conductor, Overhead | On Ground | 2015 | Tier 2 - Elevated | Distribution Circuit | 10 | 4 | 2015-10-04 | 1316457 | Sus | Y | Vegetation¦Treebranchfellonline¦ConductorOverhead¦OnGround
15-0074593 | Vegetation | Tree - branch fell on line | Conductor, Overhead | Normal | 2015 | Tier 3 - Extreme | Distribution Circuit | 11 | 1 | 2015-11-01 | 1332505 | Sus | Y | Vegetation¦Treebranchfellonline¦ConductorOverhead¦Normal
15-0084139 | Environmental/External | Lightning | Transformer | Failed/Faulted | 2015 | Tier 2 - Elevated | Transformer only | 12 | 10 | 2015-12-10 | 1358297 | Sus | N | EnvironmentalExternal¦Lightning¦Transformer¦FailedFaulted
15-0084752 | Vegetation | Tree - fell into line | Conductor, Overhead | On Ground | 2015 | Tier 3 - Extreme | Distribution Circuit | 12 | 13 | 2015-12-13 | 1361640 | Sus | N | Vegetation¦Treefellintoline¦ConductorOverhead¦OnGround
15-0084811 | Vegetation | Tree - branch fell on line | Conductor, Overhead | Broken, wire on ground | 2015 | Tier 2 - Elevated | Distribution Circuit | 12 | 13 | 2015-12-13 | 1361641 | Sus | N | Vegetation¦Treebranchfellonline¦ConductorOverhead¦Brokenwireonground
15-0085054 | Vegetation | Tree - fell into line | Conductor, Overhead | Normal | 2015 | Tier 2 - Elevated | Distribution Circuit | 12 | 13 | 2015-12-13 | 1362921 | Sus | N | Vegetation¦Treefellintoline¦ConductorOverhead¦Normal
15-0086331 | Unknown Cause | Patrol - found nothing |  |  | 2015 | Tier 2 - Elevated | Distribution Circuit | 12 | 20 | 2015-12-20 | 1367212 | Sus | N | UnknownCause¦Patrolfoundnothing¦¦
15-0086938 | Vegetation | Tree - fell into line | Conductor, Overhead | Broken, wire on ground | 2015 | Tier 3 - Extreme | Distribution Circuit | 12 | 23 | 2015-12-23 | 1370125 | Sus | N | Vegetation¦Treefellintoline¦ConductorOverhead¦Brokenwireonground
15-0087129 | Vegetation | Tree - fell into line | Conductor, Overhead | Normal | 2015 | Tier 2 - Elevated | Transmission line | 12 | 24 | 2015-12-24 | 1371132 | Sus | N | Vegetation¦Treefellintoline¦ConductorOverhead¦Normal
16-0003863 | Equipment Failure/Involved | Overhead | Conductor, Overhead | Broken, wire on ground | 2016 | Tier 3 - Extreme | Distribution Circuit | 1 | 7 | 2016-01-07 | 1379747 | Sus | N | EquipmentFailureInvolved¦Overhead¦ConductorOverhead¦Brokenwireonground
16-0005167 | 3rd Party | Tree - cutting, 3rd party | Fuse | Failed/Faulted | 2016 | Tier 3 - Extreme | Distribution Circuit | 1 | 13 | 2016-01-13 | 1383058 | Sus | N | 3rdParty¦Treecutting3rdparty¦Fuse¦FailedFaulted
16-0007644 | Vegetation | Tree - fell into line | Conductor, Overhead | Normal | 2016 | Tier 3 - Extreme | Distribution Circuit | 1 | 22 | 2016-01-22 | 1390383 | Sus | N | Vegetation¦Treefellintoline¦ConductorOverhead¦Normal
16-0010719 | Vegetation | Tree - fell into line | Conductor, Overhead | Normal | 2016 | Tier 2 - Elevated | Distribution Circuit | 2 | 4 | 2016-02-04 | 1398445 | Sus | N | Vegetation¦Treefellintoline¦ConductorOverhead¦Normal
16-0013460 | Unknown Cause | Patrol - not conducted |  |  | 2016 | Tier 2 - Elevated | Distribution Circuit | 2 | 17 | 2016-02-17 | 1407314 | Sus | N | UnknownCause¦Patrolnotconducted¦¦
16-0015927 | Vegetation | Tree - fell into line | Conductor, Overhead | Broken, wire on ground | 2016 | Tier 3 - Extreme | Distribution Circuit | 2 | 26 | 2016-02-26 | 1412732 | Sus | N | Vegetation¦Treefellintoline¦ConductorOverhead¦Brokenwireonground
16-0016599 | Unknown Cause | Patrol - not conducted |  |  | 2016 | Tier 2 - Elevated | Distribution Circuit | 3 | 1 | 2016-03-01 | 1414418 | Sus | N | UnknownCause¦Patrolnotconducted¦¦
16-0017669 | Vegetation | Tree - fell into line | Conductor, Overhead | Broken, wire on ground | 2016 | Tier 3 - Extreme | Distribution Circuit | 3 | 5 | 2016-03-05 | 1417315 | Sus | N | Vegetation¦Treefellintoline¦ConductorOverhead¦Brokenwireonground
16-0018170 | Vegetation | Tree - fell into line | Conductor, Overhead | Together | 2016 | Tier 3 - Extreme | Distribution Circuit | 3 | 5 | 2016-03-05 | 1420979 | Sus | N | Vegetation¦Treefellintoline¦ConductorOverhead¦Together
16-0018199 | Vegetation | Tree - fell into line | Conductor, Overhead | Broken, wire on ground | 2016 | Tier 2 - Elevated | Distribution Circuit | 3 | 6 | 2016-03-06 | 1420985 | Sus | N | Vegetation¦Treefellintoline¦ConductorOverhead¦Brokenwireonground
16-0020869 | Vegetation | Tree - fell into line | Conductor, Overhead | On Ground | 2016 | Tier 2 - Elevated | Distribution Circuit | 3 | 13 | 2016-03-13 | 1429892 | Sus | N | Vegetation¦Treefellintoline¦ConductorOverhead¦OnGround
16-0027568 | Vegetation | Tree - branch fell on line | Conductor, Overhead | Normal | 2016 | Tier 3 - Extreme | Distribution Circuit | 4 | 10 | 2016-04-10 | 1448074 | Sus | N | Vegetation¦Treebranchfellonline¦ConductorOverhead¦Normal
16-0028104 | Animal | Squirrel | Fuse | Failed/Faulted | 2016 | Tier 2 - Elevated | Distribution Circuit | 4 | 12 | 2016-04-12 | 1449543 | Sus | N | Animal¦Squirrel¦Fuse¦FailedFaulted
16-0028406 | Vegetation | Tree - branch fell on line | Conductor, Overhead | Broken, wire on ground | 2016 | Tier 2 - Elevated | Distribution Circuit | 4 | 13 | 2016-04-13 | 1450219 | Sus | N | Vegetation¦Treebranchfellonline¦ConductorOverhead¦Brokenwireonground
16-0029083 | Vegetation | Tree - branch fell on line | Jumper | Broken | 2016 | Tier 3 - Extreme | Distribution Circuit | 4 | 15 | 2016-04-15 | 1451762 | Sus | N | Vegetation¦Treebranchfellonline¦Jumper¦Broken
16-0032527 | Equipment Failure/Involved | Overhead | Transformer (OH) | Broken | 2016 | Tier 3 - Extreme | Transformer only | 4 | 28 | 2016-04-28 | 1461298 | Sus | N | EquipmentFailureInvolved¦Overhead¦Transformer(OH)¦Broken
16-0040688 | 3rd Party | Vehicle | Pole-Wood | Broken, wire on ground | 2016 | Tier 2 - Elevated | Distribution Circuit | 6 | 2 | 2016-06-02 | 1481759 | Sus | Y | 3rdParty¦Vehicle¦PoleWood¦Brokenwireonground
16-0041762 | Unknown Cause | Patrol - not conducted |  |  | 2016 | Tier 3 - Extreme | Distribution Circuit | 6 | 7 | 2016-06-07 | 1484943 | Sus | Y | UnknownCause¦Patrolnotconducted¦¦
16-0044591 | Equipment Failure/Involved | Overhead | Jumper | Burned Open | 2016 | Tier 2 - Elevated | Distribution Circuit | 6 | 20 | 2016-06-20 | 1492886 | Sus | Y | EquipmentFailureInvolved¦Overhead¦Jumper¦BurnedOpen
16-0046763 | Vegetation | Tree - fell into line | Conductor, Overhead | Broken, wire on ground | 2016 | Tier 3 - Extreme | Distribution Circuit | 6 | 30 | 2016-06-30 | 1498686 | Sus | Y | Vegetation¦Treefellintoline¦ConductorOverhead¦Brokenwireonground
16-0048843 | Environmental/External | Lightning | Transformer | Failed/Faulted | 2016 | Tier 2 - Elevated | Transformer only | 7 | 9 | 2016-07-09 | 1507627 | Sus | Y | EnvironmentalExternal¦Lightning¦Transformer¦FailedFaulted
16-0059571 | Animal | Squirrel | Conductor, Overhead | Normal | 2016 | Tier 2 - Elevated | Distribution Circuit | 8 | 24 | 2016-08-24 | 1531241 | Sus | Y | Animal¦Squirrel¦ConductorOverhead¦Normal
16-0062269 | Environmental/External | Fire, Forest/Grass | Pole-Wood | Burned/flashed | 2016 | Tier 2 - Elevated | Distribution Circuit | 9 | 3 | 2016-09-03 | 1536445 | Sus | Y | EnvironmentalExternal¦FireForestGrass¦PoleWood¦Burnedflashed
16-0066387 | Vegetation | Tree - branch fell on line | Fuse | Failed/Faulted | 2016 | Tier 3 - Extreme | Distribution Circuit | 9 | 21 | 2016-09-21 | 1545633 | Sus | Y | Vegetation¦Treebranchfellonline¦Fuse¦FailedFaulted
16-0067114 | Equipment Failure/Involved | Overhead | Transformer (OH) | Leaking | 2016 | Tier 2 - Elevated | Transformer only | 9 | 23 | 2016-09-23 | 1546834 | Sus | Y | EquipmentFailureInvolved¦Overhead¦Transformer(OH)¦Leaking
16-0069087 | Environmental/External | Lightning | Conductor, Overhead | Normal | 2016 | Tier 2 - Elevated | Distribution Circuit | 10 | 2 | 2016-10-02 | 1551730 | Sus | Y | EnvironmentalExternal¦Lightning¦ConductorOverhead¦Normal
16-0069403 | Vegetation | Tree - fell into line | Conductor, Overhead | Broken, wire on ground | 2016 | Tier 3 - Extreme | Distribution Circuit | 10 | 3 | 2016-10-03 | 1552281 | Sus | Y | Vegetation¦Treefellintoline¦ConductorOverhead¦Brokenwireonground
16-0073737 | Equipment Failure/Involved | Overhead | Transformer | Failed/Faulted | 2016 | Tier 2 - Elevated | Transformer only | 10 | 18 | 2016-10-18 | 1565526 | Sus | Y | EquipmentFailureInvolved¦Overhead¦Transformer¦FailedFaulted
16-0074868 | 3rd Party | Vehicle | Anchor or Guy | Broken | 2016 | Tier 2 - Elevated | Distribution Circuit | 10 | 23 | 2016-10-23 | 1568128 | Sus | Y | 3rdParty¦Vehicle¦AnchororGuy¦Broken
16-0075230 | Vegetation | Tree - branch fell on line | Conductor, Overhead | Normal | 2016 | Tier 3 - Extreme | Distribution Circuit | 10 | 25 | 2016-10-25 | 1569210 | Sus | Y | Vegetation¦Treebranchfellonline¦ConductorOverhead¦Normal
16-0077952 | Equipment Failure/Involved | Overhead | Transformer | Broken | 2016 | Tier 2 - Elevated | Transformer only | 11 | 3 | 2016-11-03 | 1576150 | Sus | Y | EquipmentFailureInvolved¦Overhead¦Transformer¦Broken
16-0079402 | 3rd Party | Vehicle | Pole-Wood | Broken | 2016 | Tier 2 - Elevated | Distribution Circuit | 11 | 11 | 2016-11-11 | 1579925 | Sus | Y | 3rdParty¦Vehicle¦PoleWood¦Broken
16-0081252 | Vegetation | Tree - fell into line | Conductor, Overhead | Broken, wire on ground | 2016 | Tier 2 - Elevated | Distribution Circuit | 11 | 20 | 2016-11-20 | 1585731 | Sus | Y | Vegetation¦Treefellintoline¦ConductorOverhead¦Brokenwireonground
16-0081844 | Equipment Failure/Involved | Electrical Overload | Transformer (OH) | Broken | 2016 | Tier 3 - Extreme | Transformer only | 11 | 22 | 2016-11-22 | 1587486 | Sus | Y | EquipmentFailureInvolved¦ElectricalOverload¦Transformer(OH)¦Broken
16-0084955 | Equipment Failure/Involved | Overhead | Other | Malfunctioning | 2016 | Tier 2 - Elevated | Transformer only | 12 | 10 | 2016-12-10 | 1598528 | Sus | N | EquipmentFailureInvolved¦Overhead¦Other¦Malfunctioning
16-0085329 | Vegetation | Tree - fell into line | Conductor, Overhead | Broken | 2016 | Tier 2 - Elevated | Transformer only | 12 | 13 | 2016-12-13 | 1600776 | Sus | N | Vegetation¦Treefellintoline¦ConductorOverhead¦Broken
17-0003140 | Equipment Failure/Involved | Overhead | Transformer (OH) | Failed/Faulted | 2017 | Tier 3 - Extreme | Distribution Circuit | 1 | 3 | 2017-01-03 | 1615858 | Sus | N | EquipmentFailureInvolved¦Overhead¦Transformer(OH)¦FailedFaulted
17-0005095 | Vegetation | Tree - fell into line | Conductor, Overhead | Broken, wire on ground | 2017 | Tier 3 - Extreme | Distribution Circuit | 1 | 8 | 2017-01-08 | 1624575 | Sus | N | Vegetation¦Treefellintoline¦ConductorOverhead¦Brokenwireonground
17-0005199 | Environmental/External | Lightning | Transformer | Failed/Faulted | 2017 | Tier 2 - Elevated | Transformer only | 1 | 8 | 2017-01-08 | 1625029 | Sus | N | EnvironmentalExternal¦Lightning¦Transformer¦FailedFaulted
17-0005751 | Equipment Failure/Involved | Overhead | Transformer | Failed/Faulted | 2017 | Tier 3 - Extreme | Transformer only | 1 | 8 | 2017-01-08 | 1627115 | Sus | N | EquipmentFailureInvolved¦Overhead¦Transformer¦FailedFaulted
17-0005916 | Vegetation | Tree - branch fell on line | Conductor, Overhead | Normal | 2017 | Tier 2 - Elevated | Distribution Circuit | 1 | 8 | 2017-01-08 | 1625756 | Sus | N | Vegetation¦Treebranchfellonline¦ConductorOverhead¦Normal
17-0008225 | Unknown Cause | Patrol - found nothing |  |  | 2017 | Tier 3 - Extreme | Distribution Circuit | 1 | 11 | 2017-01-11 | 1640816 | Sus | N | UnknownCause¦Patrolfoundnothing¦¦
17-0008465 | Equipment Failure/Involved | Overhead | Pole-Wood | Broken | 2017 | Tier 2 - Elevated | Distribution Circuit | 1 | 12 | 2017-01-12 | 1641656 | Sus | N | EquipmentFailureInvolved¦Overhead¦PoleWood¦Broken
17-0011415 | Vegetation | Tree - branch fell on line | Conductor, Overhead | Broken, wire on object | 2017 | Tier 2 - Elevated | Distribution Circuit | 1 | 20 | 2017-01-20 | 1653620 | Sus | N | Vegetation¦Treebranchfellonline¦ConductorOverhead¦Brokenwireonobject
17-0011543 | Vegetation | Tree - fell into line | Conductor, Overhead | Broken, wire on ground | 2017 | Tier 2 - Elevated | Distribution Circuit | 1 | 20 | 2017-01-20 | 1653812 | Sus | N | Vegetation¦Treefellintoline¦ConductorOverhead¦Brokenwireonground
17-0018178 | Vegetation | Tree - bark fell into line | Conductor, Overhead | Normal | 2017 | Tier 3 - Extreme | Distribution Circuit | 2 | 7 | 2017-02-07 | 1677848 | Sus | N | Vegetation¦Treebarkfellintoline¦ConductorOverhead¦Normal
17-0023150 | Vegetation | Tree - fell into line | Conductor, Overhead | Broken, wire on ground | 2017 | Tier 3 - Extreme | Distribution Circuit | 2 | 18 | 2017-02-18 | 1694376 | Sus | N | Vegetation¦Treefellintoline¦ConductorOverhead¦Brokenwireonground
17-0025632 | Environmental/External | Flood/Erosion | Conductor, Overhead | Broken, wire on ground | 2017 | Tier 2 - Elevated | Distribution Circuit | 2 | 20 | 2017-02-20 | 1705251 | Sus | N | EnvironmentalExternal¦FloodErosion¦ConductorOverhead¦Brokenwireonground
17-0041503 | Equipment Failure/Involved | Overhead | Transformer | Deteriorated | 2017 | Tier 3 - Extreme | Transformer only | 4 | 19 | 2017-04-19 | 1761219 | Sus | N | EquipmentFailureInvolved¦Overhead¦Transformer¦Deteriorated
17-0043233 | Equipment Failure/Involved | Fire, pole | Pole-Wood | Burned/flashed | 2017 | Tier 2 - Elevated | Distribution Circuit | 4 | 27 | 2017-04-27 | 1768179 | Sus | N | EquipmentFailureInvolved¦Firepole¦PoleWood¦Burnedflashed
17-0045713 | Equipment Failure/Involved | Overhead | Other | Broken | 2017 | Tier 2 - Elevated | Transformer only | 5 | 5 | 2017-05-05 | 1775840 | Sus | Y | EquipmentFailureInvolved¦Overhead¦Other¦Broken
17-0053492 | Unknown Cause | Patrol - found nothing |  |  | 2017 | Tier 3 - Extreme | Distribution Circuit | 6 | 7 | 2017-06-07 | 1799150 | Sus | Y | UnknownCause¦Patrolfoundnothing¦¦
17-0057279 | Equipment Failure/Involved | Overhead | Transformer | Failed/Faulted | 2017 | Tier 2 - Elevated | Transformer only | 6 | 21 | 2017-06-21 | 1813757 | Sus | Y | EquipmentFailureInvolved¦Overhead¦Transformer¦FailedFaulted
17-0066090 | Equipment Failure/Involved | Overhead | Jumper | Burned Open | 2017 | Tier 2 - Elevated | Distribution Circuit | 7 | 27 | 2017-07-27 | 1841076 | Sus | Y | EquipmentFailureInvolved¦Overhead¦Jumper¦BurnedOpen
17-0066268 | Vegetation | Tree - fell into line | Conductor, Overhead | Normal | 2017 | Tier 3 - Extreme | Distribution Circuit | 7 | 28 | 2017-07-28 | 1841617 | Sus | Y | Vegetation¦Treefellintoline¦ConductorOverhead¦Normal
17-0067156 | Vegetation | Tree - fell into line | Insulator | Broken | 2017 | Tier 2 - Elevated | Distribution Circuit | 8 | 1 | 2017-08-01 | 1844104 | Sus | Y | Vegetation¦Treefellintoline¦Insulator¦Broken
17-0071390 | Equipment Failure/Involved | Overhead | Insulator | Normal | 2017 | Tier 2 - Elevated | Distribution Circuit | 8 | 18 | 2017-08-18 | 1854906 | Sus | Y | EquipmentFailureInvolved¦Overhead¦Insulator¦Normal
17-0073196 | Unknown Cause | Patrol - found nothing |  |  | 2017 | Tier 2 - Elevated | Distribution Circuit | 8 | 27 | 2017-08-27 | 1860559 | Sus | Y | UnknownCause¦Patrolfoundnothing¦¦
17-0073567 | Unknown Cause | Patrol - found nothing |  |  | 2017 | Tier 2 - Elevated | Distribution Circuit | 8 | 28 | 2017-08-28 | 1861659 | Sus | Y | UnknownCause¦Patrolfoundnothing¦¦
17-0075073 | 3rd Party | Vehicle | Pole-Wood | Broken, wire on ground | 2017 | Tier 2 - Elevated | Distribution Circuit | 9 | 2 | 2017-09-02 | 1865940 | Sus | Y | 3rdParty¦Vehicle¦PoleWood¦Brokenwireonground
17-0075662 | Vegetation | Tree - branch fell on line | Conductor, Overhead | Normal | 2017 | Tier 2 - Elevated | Distribution Circuit | 9 | 3 | 2017-09-03 | 1869257 | Sus | Y | Vegetation¦Treebranchfellonline¦ConductorOverhead¦Normal
17-0085776 | Unknown Cause | Patrol - found nothing |  |  | 2017 | Tier 3 - Extreme | Distribution Circuit | 10 | 9 | 2017-10-09 | 1896969 | Sus | Y | UnknownCause¦Patrolfoundnothing¦¦
17-0086391 | Vegetation | Tree - fell into line | Pole-Wood | Broken | 2017 | Tier 3 - Extreme | Distribution Circuit | 10 | 8 | 2017-10-08 | 1898617 | Sus | Y | Vegetation¦Treefellintoline¦PoleWood¦Broken
17-0086829 | Environmental/External | Fire, Forest/Grass | Pole-Wood | Broken, wire on ground | 2017 | Tier 2 - Elevated | Distribution Circuit | 10 | 8 | 2017-10-08 | 1899504 | Sus | Y | EnvironmentalExternal¦FireForestGrass¦PoleWood¦Brokenwireonground
17-0088268 | Environmental/External | Fire, Forest/Grass | Conductor, Overhead | Broken | 2017 | Tier 3 - Extreme | Distribution Circuit | 10 | 13 | 2017-10-13 | 1903235 | Sus | Y | EnvironmentalExternal¦FireForestGrass¦ConductorOverhead¦Broken
17-0088342 | Unknown Cause | Patrol - found nothing |  |  | 2017 | Tier 3 - Extreme | Distribution Circuit | 10 | 13 | 2017-10-13 | 1903419 | Sus | Y | UnknownCause¦Patrolfoundnothing¦¦
17-0088419 | Environmental/External | Fire, Forest/Grass | Customer Equipment | Burned/flashed | 2017 | Tier 2 - Elevated | Transformer only | 10 | 9 | 2017-10-09 | 1903639 | Sus | Y | EnvironmentalExternal¦FireForestGrass¦CustomerEquipment¦Burnedflashed
17-0089248 | Equipment Failure/Involved | Overhead | Connector or Splice (OH) | Arcing | 2017 | Tier 2 - Elevated | Distribution Circuit | 10 | 20 | 2017-10-20 | 1906378 | Sus | Y | EquipmentFailureInvolved¦Overhead¦ConnectororSplice(OH)¦Arcing
17-0090675 | Unknown Cause | Patrol - found nothing |  |  | 2017 | Tier 2 - Elevated | Distribution Circuit | 10 | 26 | 2017-10-26 | 1910427 | Sus | Y | UnknownCause¦Patrolfoundnothing¦¦
17-0095590 | Unknown Cause | Patrol - found nothing |  |  | 2017 | Tier 2 - Elevated | Distribution Circuit | 11 | 16 | 2017-11-16 | 1923844 | Sus | Y | UnknownCause¦Patrolfoundnothing¦¦
17-0096072 | Animal | Squirrel | Fuse | Failed/Faulted | 2017 | Tier 3 - Extreme | Distribution Circuit | 11 | 17 | 2017-11-17 | 1925089 | Sus | Y | Animal¦Squirrel¦Fuse¦FailedFaulted
17-0097280 | Unknown Cause | Patrol - found nothing |  |  | 2017 | Tier 2 - Elevated | Distribution Circuit | 11 | 23 | 2017-11-23 | 1928335 | Sus | Y | UnknownCause¦Patrolfoundnothing¦¦
17-0103679 | 3rd Party | Tree - cutting, 3rd party | Conductor, Overhead | Broken, wire on ground | 2017 | Tier 2 - Elevated | Distribution Circuit | 12 | 30 | 2017-12-30 | 1953446 | Sus | N | 3rdParty¦Treecutting3rdparty¦ConductorOverhead¦Brokenwireonground
18-0008674 | Vegetation | Tree - branch fell on line | Conductor, Overhead | Normal | 2018 | Tier 3 - Extreme | Distribution Circuit | 1 | 24 | 2018-01-24 | 13281 | Sus | N | Vegetation¦Treebranchfellonline¦ConductorOverhead¦Normal
18-0009193 | Vegetation | Tree - fell into line | Conductor, Overhead | Normal | 2018 | Tier 3 - Extreme | Distribution Circuit | 1 | 26 | 2018-01-26 | 14370 | Sus | N | Vegetation¦Treefellintoline¦ConductorOverhead¦Normal
18-0017587 | Equipment Failure/Involved | Overhead | Conductor, Overhead | Broken, wire on ground | 2018 | Tier 2 - Elevated | Distribution Circuit | 2 | 27 | 2018-02-27 | 32463 | Sus | N | EquipmentFailureInvolved¦Overhead¦ConductorOverhead¦Brokenwireonground
18-0018534 | Vegetation | Tree - branch fell on line | Conductor, Overhead | Normal | 2018 | Tier 2 - Elevated | Distribution Circuit | 3 | 1 | 2018-03-01 | 34647 | Sus | N | Vegetation¦Treebranchfellonline¦ConductorOverhead¦Normal
18-0018910 | Vegetation | Tree - branch fell on line | Conductor, Overhead | Normal | 2018 | Tier 3 - Extreme | Distribution Circuit | 3 | 1 | 2018-03-01 | 35757 | Sus | N | Vegetation¦Treebranchfellonline¦ConductorOverhead¦Normal
18-0020134 | Unknown Cause | Patrol - found nothing |  |  | 2018 | Tier 2 - Elevated | Distribution Circuit | 3 | 5 | 2018-03-05 | 38862 | Sus | N | UnknownCause¦Patrolfoundnothing¦¦
18-0023878 | Equipment Failure/Involved | Overhead | Connector or Splice (OH) | Broken | 2018 | Tier 3 - Extreme | Distribution Circuit | 3 | 18 | 2018-03-18 | 47300 | Sus | N | EquipmentFailureInvolved¦Overhead¦ConnectororSplice(OH)¦Broken
18-0025346 | Vegetation | Tree - fell into line | Conductor, Overhead | Broken, wire on ground | 2018 | Tier 3 - Extreme | Distribution Circuit | 3 | 22 | 2018-03-22 | 50396 | Sus | N | Vegetation¦Treefellintoline¦ConductorOverhead¦Brokenwireonground
18-0026256 | Animal | Other | Crossarm, Wood | Burned/flashed | 2018 | Tier 2 - Elevated | Distribution Circuit | 3 | 24 | 2018-03-24 | 52484 | Sus | N | Animal¦Other¦CrossarmWood¦Burnedflashed
18-0027141 | Unknown Cause | Patrol - found nothing |  |  | 2018 | Tier 3 - Extreme | Distribution Circuit | 3 | 27 | 2018-03-27 | 54504 | Sus | N | UnknownCause¦Patrolfoundnothing¦¦
18-0040094 | 3rd Party | Vehicle | Fuse | Normal | 2018 | Tier 3 - Extreme | Transformer only | 5 | 11 | 2018-05-11 | 83504 | Sus | Y | 3rdParty¦Vehicle¦Fuse¦Normal
18-0042325 | 3rd Party | Vehicle | Conductor, Overhead | Broken, wire on object | 2018 | Tier 2 - Elevated | Distribution Circuit | 5 | 18 | 2018-05-18 | 89189 | Sus | Y | 3rdParty¦Vehicle¦ConductorOverhead¦Brokenwireonobject
18-0042325 | 3rd Party | Vehicle | Conductor, Overhead | Broken, wire on object | 2018 | Tier 2 - Elevated | Distribution Circuit | 5 | 18 | 2018-05-18 | 89189 | Sus | Y | 3rdParty¦Vehicle¦ConductorOverhead¦Brokenwireonobject
18-0057967 | Vegetation | Tree - fell into line | Connector or Splice (OH) | Normal | 2018 | Tier 3 - Extreme | Distribution Circuit | 7 | 9 | 2018-07-09 | 127222 | Sus | Y | Vegetation¦Treefellintoline¦ConnectororSplice(OH)¦Normal
18-0059679 | Equipment Failure/Involved | Overhead | Transformer (OH) | Broken | 2018 | Tier 2 - Elevated | Transformer only | 7 | 13 | 2018-07-13 | 131122 | Sus | Y | EquipmentFailureInvolved¦Overhead¦Transformer(OH)¦Broken
18-0060617 | Animal | Bird found | Recloser | Burned/flashed | 2018 | Tier 2 - Elevated | Distribution Circuit | 7 | 17 | 2018-07-17 | 133813 | Sus | Y | Animal¦Birdfound¦Recloser¦Burnedflashed
18-0061844 | Company Initiated | Improper Construction | Conductor, Overhead | Normal | 2018 | Tier 2 - Elevated | Distribution Circuit | 7 | 20 | 2018-07-20 | 136279 | Sus | Y | CompanyInitiated¦ImproperConstruction¦ConductorOverhead¦Normal
18-0063773 | Equipment Failure/Involved | Overhead | Transformer | Leaking | 2018 | Tier 2 - Elevated | Transformer only | 7 | 25 | 2018-07-25 | 140301 | Sus | Y | EquipmentFailureInvolved¦Overhead¦Transformer¦Leaking
18-0068076 | Equipment Failure/Involved | Overhead | Transformer | Broken | 2018 | Tier 2 - Elevated | Transformer only | 8 | 8 | 2018-08-08 | 151531 | Sus | Y | EquipmentFailureInvolved¦Overhead¦Transformer¦Broken
18-0078561 | Vegetation | Tree - branch fell on line | Fuse | Failed/Faulted | 2018 | Tier 2 - Elevated | Distribution Circuit | 9 | 11 | 2018-09-11 | 172370 | Sus | Y | Vegetation¦Treebranchfellonline¦Fuse¦FailedFaulted
18-0086426 | Animal | Squirrel | Fuse | Failed/Faulted | 2018 | Tier 2 - Elevated | Transformer only | 10 | 3 | 2018-10-03 | 187448 | Sus | Y | Animal¦Squirrel¦Fuse¦FailedFaulted
18-0086534 | Equipment Failure/Involved | Overhead | Transformer | Failed/Faulted | 2018 | Tier 2 - Elevated | Transformer only | 10 | 3 | 2018-10-03 | 187551 | Sus | Y | EquipmentFailureInvolved¦Overhead¦Transformer¦FailedFaulted
18-0090161 | Unknown Cause | Patrol - found nothing |  |  | 2018 | Tier 2 - Elevated | Distribution Circuit | 10 | 13 | 2018-10-13 | 194582 | Sus | Y | UnknownCause¦Patrolfoundnothing¦¦
18-0090433 | Equipment Failure/Involved | Overhead | Service conductor | Deteriorated | 2018 | Tier 2 - Elevated | Transformer only | 10 | 15 | 2018-10-15 | 195448 | Sus | Y | EquipmentFailureInvolved¦Overhead¦Serviceconductor¦Deteriorated
18-0090882 | Vegetation | Tree - bark fell into line | Conductor, Overhead | Normal | 2018 | Tier 3 - Extreme | Distribution Circuit | 10 | 16 | 2018-10-16 | 196221 | Sus | Y | Vegetation¦Treebarkfellintoline¦ConductorOverhead¦Normal
18-0095057 | Wildfire Mitigation | CWSP - Vegetation Removal |  |  | 2018 | Tier 3 - Extreme | Distribution Circuit | 10 | 29 | 2018-10-29 | 204143 | Sus | Y | WildfireMitigation¦CWSPVegetationRemoval¦¦
18-0095457 | Unknown Cause | Patrol - found nothing |  |  | 2018 | Tier 2 - Elevated | Distribution Circuit | 10 | 30 | 2018-10-30 | 204849 | Sus | Y | UnknownCause¦Patrolfoundnothing¦¦
18-0100509 | Unknown Cause | Patrol - found nothing |  |  | 2018 | Tier 2 - Elevated | Distribution Circuit | 11 | 16 | 2018-11-16 | 216977 | Sus | Y | UnknownCause¦Patrolfoundnothing¦¦
18-0100874 | Environmental/External | Fire, Forest/Grass | Pole-Wood | Burned/flashed | 2018 | Tier 3 - Extreme | Distribution Circuit | 11 | 8 | 2018-11-08 | 217935 | Sus | Y | EnvironmentalExternal¦FireForestGrass¦PoleWood¦Burnedflashed
18-0101794 | Environmental/External | Fire, Forest/Grass | Pole-Wood | Burned/flashed | 2018 | Tier 3 - Extreme | Distribution Circuit | 11 | 8 | 2018-11-08 | 219905 | Sus | Y | EnvironmentalExternal¦FireForestGrass¦PoleWood¦Burnedflashed
18-0105640 | Environmental/External | Lightning | Transformer (OH) | Failed/Faulted | 2018 | Tier 2 - Elevated | Distribution Circuit | 11 | 30 | 2018-11-30 | 230353 | Sus | Y | EnvironmentalExternal¦Lightning¦Transformer(OH)¦FailedFaulted
18-0105911 | Unknown Cause | Patrol - found nothing |  |  | 2018 | Tier 3 - Extreme | Distribution Circuit | 12 | 1 | 2018-12-01 | 231211 | Sus | N | UnknownCause¦Patrolfoundnothing¦¦
18-0107580 | Equipment Failure/Involved | Overhead | Transformer (OH) | Failed/Faulted | 2018 | Tier 3 - Extreme | Distribution Circuit | 12 | 6 | 2018-12-06 | 234824 | Sus | N | EquipmentFailureInvolved¦Overhead¦Transformer(OH)¦FailedFaulted
18-0110965 | Equipment Failure/Involved | Overhead | Conductor, Overhead | Together | 2018 | Tier 3 - Extreme | Distribution Circuit | 12 | 28 | 2018-12-28 | 248848 | Sus | N | EquipmentFailureInvolved¦Overhead¦ConductorOverhead¦Together
18-0111322 | Vegetation | Tree - branch fell on line | Conductor, Overhead | Normal | 2018 | Tier 2 - Elevated | Distribution Circuit | 12 | 31 | 2018-12-31 | 251199 | Sus | N | Vegetation¦Treebranchfellonline¦ConductorOverhead¦Normal
19-0005028 | Unknown Cause | Patrol - found nothing |  |  | 2019 | Tier 2 - Elevated | Distribution Circuit | 1 | 6 | 2019-01-06 | 254958 | Sus | N | UnknownCause¦Patrolfoundnothing¦¦
19-0009624 | Unknown Cause | Patrol - found nothing |  |  | 2019 | Tier 2 - Elevated | Distribution Circuit | 1 | 16 | 2019-01-16 | 266848 | Sus | N | UnknownCause¦Patrolfoundnothing¦¦
19-0012635 | Unknown Cause | Patrol - found nothing |  |  | 2019 | Tier 3 - Extreme | Distribution Circuit | 1 | 20 | 2019-01-20 | 277661 | Sus | N | UnknownCause¦Patrolfoundnothing¦¦
19-0016763 | Equipment Failure/Involved | Overhead | Conductor, Overhead | Broken | 2019 | Tier 2 - Elevated | Transformer only | 2 | 1 | 2019-02-01 | 285650 | Sus | N | EquipmentFailureInvolved¦Overhead¦ConductorOverhead¦Broken
19-0018117 | Unknown Cause | Patrol - not conducted |  |  | 2019 | Tier 2 - Elevated | Distribution Circuit | 2 | 4 | 2019-02-04 | 290631 | Sus | N | UnknownCause¦Patrolnotconducted¦¦
19-0019277 | Unknown Cause | Patrol - found nothing |  |  | 2019 | Tier 2 - Elevated | Distribution Circuit | 2 | 5 | 2019-02-05 | 294518 | Sus | N | UnknownCause¦Patrolfoundnothing¦¦
19-0019752 | Vegetation | Tree - fell into line | Transformer | Broken | 2019 | Tier 2 - Elevated | Transformer only | 2 | 5 | 2019-02-05 | 295569 | Sus | N | Vegetation¦Treefellintoline¦Transformer¦Broken
19-0020004 | Vegetation | Tree - branch fell on line | Conductor, Overhead | Normal | 2019 | Tier 2 - Elevated | Distribution Circuit | 2 | 8 | 2019-02-08 | 296155 | Sus | N | Vegetation¦Treebranchfellonline¦ConductorOverhead¦Normal
19-0020295 | Vegetation | Tree - fell into line | Conductor, Overhead | Normal | 2019 | Tier 3 - Extreme | Distribution Circuit | 2 | 9 | 2019-02-09 | 296934 | Sus | N | Vegetation¦Treefellintoline¦ConductorOverhead¦Normal
19-0020837 | Vegetation | Tree - fell into line | Conductor, Overhead | Broken, wire on ground | 2019 | Tier 2 - Elevated | Distribution Circuit | 2 | 10 | 2019-02-10 | 298087 | Sus | N | Vegetation¦Treefellintoline¦ConductorOverhead¦Brokenwireonground
19-0021053 | Unknown Cause | Patrol - found nothing |  |  | 2019 | Tier 2 - Elevated | Distribution Circuit | 2 | 11 | 2019-02-11 | 299910 | Sus | N | UnknownCause¦Patrolfoundnothing¦¦
19-0021721 | Vegetation | Tree - fell into line | Crossarm, Wood | Broken, wire on ground | 2019 | Tier 2 - Elevated | Distribution Circuit | 2 | 12 | 2019-02-12 | 301628 | Sus | N | Vegetation¦Treefellintoline¦CrossarmWood¦Brokenwireonground
19-0021876 | Equipment Failure/Involved | Overhead | Conductor, Overhead | Broken, wire on ground | 2019 | Tier 2 - Elevated | Distribution Circuit | 2 | 13 | 2019-02-13 | 302969 | Sus | N | EquipmentFailureInvolved¦Overhead¦ConductorOverhead¦Brokenwireonground
19-0022095 | Vegetation | Tree - fell into line | Conductor, Overhead | Broken, wire on ground | 2019 | Tier 2 - Elevated | Distribution Circuit | 2 | 12 | 2019-02-12 | 301237 | Sus | N | Vegetation¦Treefellintoline¦ConductorOverhead¦Brokenwireonground
19-0023672 | Vegetation | Tree - branch fell on line | Conductor, Overhead | Broken, wire on ground | 2019 | Tier 3 - Extreme | Distribution Circuit | 2 | 14 | 2019-02-14 | 310290 | Sus | N | Vegetation¦Treebranchfellonline¦ConductorOverhead¦Brokenwireonground
19-0024726 | Vegetation | Tree - branch fell on line | Transformer | Failed/Faulted | 2019 | Tier 2 - Elevated | Distribution Circuit | 2 | 12 | 2019-02-12 | 314978 | Sus | N | Vegetation¦Treebranchfellonline¦Transformer¦FailedFaulted
19-0025104 | Vegetation | Tree - fell into line | Conductor, Overhead | Broken, wire on ground | 2019 | Tier 2 - Elevated | Distribution Circuit | 2 | 12 | 2019-02-12 | 315656 | Sus | N | Vegetation¦Treefellintoline¦ConductorOverhead¦Brokenwireonground
19-0026134 | Equipment Failure/Involved | Overhead | Transformer | Failed/Faulted | 2019 | Tier 2 - Elevated | Transformer only | 2 | 19 | 2019-02-19 | 318815 | Sus | N | EquipmentFailureInvolved¦Overhead¦Transformer¦FailedFaulted
19-0027467 | Unknown Cause | Patrol - not conducted |  |  | 2019 | Tier 2 - Elevated | Distribution Circuit | 2 | 23 | 2019-02-23 | 321826 | Sus | N | UnknownCause¦Patrolnotconducted¦¦
19-0027514 | Equipment Failure/Involved | Overhead | Transformer | Failed/Faulted | 2019 | Tier 3 - Extreme | Transformer only | 2 | 23 | 2019-02-23 | 322076 | Sus | N | EquipmentFailureInvolved¦Overhead¦Transformer¦FailedFaulted
19-0028784 | Equipment Failure/Involved | Overhead | Fuse | Failed/Faulted | 2019 | Tier 2 - Elevated | Distribution Circuit | 2 | 27 | 2019-02-27 | 326369 | Sus | N | EquipmentFailureInvolved¦Overhead¦Fuse¦FailedFaulted
19-0029297 | Vegetation | Tree - fell into line | Conductor, Overhead | Broken, wire on ground | 2019 | Tier 3 - Extreme | Distribution Circuit | 2 | 26 | 2019-02-26 | 327860 | Sus | N | Vegetation¦Treefellintoline¦ConductorOverhead¦Brokenwireonground
19-0032151 | Animal | Bird found | Fuse | Failed/Faulted | 2019 | Tier 2 - Elevated | Distribution Circuit | 3 | 8 | 2019-03-08 | 334478 | Sus | N | Animal¦Birdfound¦Fuse¦FailedFaulted
19-0034580 | Equipment Failure/Involved | Overhead | Transformer (OH) | Deteriorated | 2019 | Tier 2 - Elevated | Distribution Circuit | 3 | 18 | 2019-03-18 | 341795 | Sus | N | EquipmentFailureInvolved¦Overhead¦Transformer(OH)¦Deteriorated
19-0036910 | 3rd Party | Vehicle | Pole-Wood | Broken | 2019 | Tier 2 - Elevated | Distribution Circuit | 3 | 26 | 2019-03-26 | 347370 | Sus | N | 3rdParty¦Vehicle¦PoleWood¦Broken
19-0040329 | Equipment Failure/Involved | Overhead | Conductor, Overhead | Deteriorated | 2019 | Tier 3 - Extreme | Distribution Circuit | 4 | 6 | 2019-04-06 | 355033 | Sus | N | EquipmentFailureInvolved¦Overhead¦ConductorOverhead¦Deteriorated
19-0041809 | Unknown Cause | Patrol - not conducted |  |  | 2019 | Tier 3 - Extreme | Distribution Circuit | 4 | 12 | 2019-04-12 | 359370 | Sus | N | UnknownCause¦Patrolnotconducted¦¦
19-0044595 | Unknown Cause | Patrol - found nothing |  |  | 2019 | Tier 2 - Elevated | Distribution Circuit | 4 | 20 | 2019-04-20 | 364489 | Sus | N | UnknownCause¦Patrolfoundnothing¦¦
19-0048851 | Equipment Failure/Involved | Overhead | Pole-Wood | Broken | 2019 | Tier 3 - Extreme | Distribution Circuit | 5 | 4 | 2019-05-04 | 373679 | Sus | Y | EquipmentFailureInvolved¦Overhead¦PoleWood¦Broken
19-0050956 | Equipment Failure/Involved | Overhead | Conductor, Overhead | Broken, wire on ground | 2019 | Tier 2 - Elevated | Distribution Circuit | 5 | 10 | 2019-05-10 | 378262 | Sus | Y | EquipmentFailureInvolved¦Overhead¦ConductorOverhead¦Brokenwireonground
19-0053820 | Animal | Other | Recloser | Failed/Faulted | 2019 | Tier 3 - Extreme | Distribution Circuit | 5 | 19 | 2019-05-19 | 384684 | Sus | Y | Animal¦Other¦Recloser¦FailedFaulted
19-0057632 | Environmental/External | Lightning | Transformer (OH) | Failed/Faulted | 2019 | Tier 3 - Extreme | Distribution Circuit | 5 | 25 | 2019-05-25 | 390246 | Sus | Y | EnvironmentalExternal¦Lightning¦Transformer(OH)¦FailedFaulted
19-0062598 | Equipment Failure/Involved | Overhead | Lightning Arrestor | Broken | 2019 | Tier 3 - Extreme | Distribution Circuit | 6 | 4 | 2019-06-04 | 397506 | Sus | Y | EquipmentFailureInvolved¦Overhead¦LightningArrestor¦Broken
19-0071707 | Vegetation | Tree - branch fell on line | Conductor, Overhead | Normal | 2019 | Tier 2 - Elevated | Distribution Circuit | 6 | 25 | 2019-06-25 | 428156 | Sus | Y | Vegetation¦Treebranchfellonline¦ConductorOverhead¦Normal
19-0073480 | Unknown Cause | Patrol - found nothing |  |  | 2019 | Tier 3 - Extreme | Distribution Circuit | 6 | 30 | 2019-06-30 | 438331 | Sus | Y | UnknownCause¦Patrolfoundnothing¦¦
19-0083380 | Equipment Failure/Involved | Underground | Transformer (UG) | Failed/Faulted | 2019 | Tier 3 - Extreme | Distribution Circuit | 8 | 1 | 2019-08-01 | 477387 | Sus | Y | EquipmentFailureInvolved¦Underground¦Transformer(UG)¦FailedFaulted
19-0083683 | Unknown Cause | Patrol - found nothing |  |  | 2019 | Tier 2 - Elevated | Distribution Circuit | 8 | 2 | 2019-08-02 | 477594 | Sus | Y | UnknownCause¦Patrolfoundnothing¦¦
19-0086370 | Unknown Cause | Patrol - found nothing |  |  | 2019 | Tier 2 - Elevated | Distribution Circuit | 8 | 9 | 2019-08-09 | 497697 | Sus | Y | UnknownCause¦Patrolfoundnothing¦¦
19-0091967 | Equipment Failure/Involved | Overhead | Transformer | Failed/Faulted | 2019 | Tier 2 - Elevated | Transformer only | 8 | 25 | 2019-08-25 | 538417 | Sus | Y | EquipmentFailureInvolved¦Overhead¦Transformer¦FailedFaulted
19-0093050 | Equipment Failure/Involved | Overhead | Capacitor | Failed/Faulted | 2019 | Tier 3 - Extreme | Distribution Circuit | 8 | 28 | 2019-08-28 | 544734 | Sus | Y | EquipmentFailureInvolved¦Overhead¦Capacitor¦FailedFaulted
19-0096706 | Unknown Cause | Patrol - found nothing |  |  | 2019 | Tier 3 - Extreme | Distribution Circuit | 9 | 9 | 2019-09-09 | 563003 | Sus | Y | UnknownCause¦Patrolfoundnothing¦¦
19-0099126 | Unknown Cause | Patrol - found nothing |  |  | 2019 | Tier 2 - Elevated | Distribution Circuit | 9 | 14 | 2019-09-14 | 580494 | Sus | Y | UnknownCause¦Patrolfoundnothing¦¦
19-0104460 | Vegetation | Tree - branch fell on line | Conductor, Overhead | Normal | 2019 | Tier 2 - Elevated | Distribution Circuit | 9 | 27 | 2019-09-27 | 621334 | Sus | Y | Vegetation¦Treebranchfellonline¦ConductorOverhead¦Normal
19-0105277 | Equipment Failure/Involved | Substation | Circuit Breaker | Malfunctioning | 2019 | Tier 2 - Elevated | Substation - Distribution | 9 | 30 | 2019-09-30 | 629528 | Sus | Y | EquipmentFailureInvolved¦Substation¦CircuitBreaker¦Malfunctioning
19-0107199 | Equipment Failure/Involved | Overhead | Conductor, Overhead | Deteriorated | 2019 | Tier 3 - Extreme | Distribution Circuit | 10 | 3 | 2019-10-03 | 641918 | Sus | Y | EquipmentFailureInvolved¦Overhead¦ConductorOverhead¦Deteriorated
19-0109082 | Wildfire Mitigation | Public Safety Power Shut-off | Circuit Breaker | Normal | 2019 | Tier 2 - Elevated | Distribution Circuit | 10 | 9 | 2019-10-09 | 647852 | Sus | Y | WildfireMitigation¦PublicSafetyPowerShutoff¦CircuitBreaker¦Normal
19-0110859 | Animal | Bird found | Transformer (OH) | Normal | 2019 | Tier 2 - Elevated | Distribution Circuit | 10 | 12 | 2019-10-12 | 655324 | Sus | Y | Animal¦Birdfound¦Transformer(OH)¦Normal
19-0114002 | Equipment Failure/Involved | Overhead | Conductor, Overhead | Broken, wire on ground | 2019 | Tier 2 - Elevated | Distribution Circuit | 10 | 21 | 2019-10-21 | 676077 | Sus | Y | EquipmentFailureInvolved¦Overhead¦ConductorOverhead¦Brokenwireonground
19-0114239 | Unknown Cause | Patrol - found nothing |  |  | 2019 | Tier 2 - Elevated | Distribution Circuit | 10 | 21 | 2019-10-21 | 676415 | Sus | Y | UnknownCause¦Patrolfoundnothing¦¦
19-0119703 | Equipment Failure/Involved | Overhead | Transformer | Failed/Faulted | 2019 | Tier 2 - Elevated | Transformer only | 10 | 31 | 2019-10-31 | 696343 | Sus | Y | EquipmentFailureInvolved¦Overhead¦Transformer¦FailedFaulted
19-0122739 | Unknown Cause | Patrol - found nothing |  |  | 2019 | Tier 2 - Elevated | Distribution Circuit | 11 | 8 | 2019-11-08 | 702368 | Sus | Y | UnknownCause¦Patrolfoundnothing¦¦
19-0127292 | Equipment Failure/Involved | Overhead | Crossarm, Wood | Deteriorated | 2019 | Tier 2 - Elevated | Distribution Circuit | 11 | 21 | 2019-11-21 | 712460 | Sus | Y | EquipmentFailureInvolved¦Overhead¦CrossarmWood¦Deteriorated
19-0129375 | Vegetation | Tree - fell into line | Conductor, Overhead | Broken, wire on ground | 2019 | Tier 2 - Elevated | Distribution Circuit | 11 | 26 | 2019-11-26 | 717121 | Sus | Y | Vegetation¦Treefellintoline¦ConductorOverhead¦Brokenwireonground
19-0129792 | Vegetation | Tree - fell into line | Conductor, Overhead | Broken, wire on ground | 2019 | Tier 2 - Elevated | Distribution Circuit | 11 | 26 | 2019-11-26 | 717715 | Sus | Y | Vegetation¦Treefellintoline¦ConductorOverhead¦Brokenwireonground
19-0130814 | Vegetation | Tree - fell into line | Pole-Wood | Broken, wire on ground | 2019 | Tier 2 - Elevated | Distribution Circuit | 11 | 26 | 2019-11-26 | 722789 | Sus | Y | Vegetation¦Treefellintoline¦PoleWood¦Brokenwireonground
19-0132057 | Vegetation | Tree - fell into line | Conductor, Overhead | Broken, wire on ground | 2019 | Tier 2 - Elevated | Distribution Circuit | 12 | 1 | 2019-12-01 | 726451 | Sus | N | Vegetation¦Treefellintoline¦ConductorOverhead¦Brokenwireonground
19-0135046 | Vegetation | Tree - fell into line | Conductor, Overhead | Broken, wire on ground | 2019 | Tier 2 - Elevated | Distribution Circuit | 12 | 8 | 2019-12-08 | 733863 | Sus | N | Vegetation¦Treefellintoline¦ConductorOverhead¦Brokenwireonground
19-0137642 | Vegetation | Tree - branch fell on line | Conductor, Overhead | Normal | 2019 | Tier 2 - Elevated | Distribution Circuit | 12 | 22 | 2019-12-22 | 748497 | Sus | N | Vegetation¦Treebranchfellonline¦ConductorOverhead¦Normal
19-0138206 | 3rd Party | Vehicle | Conductor, Overhead | Broken, wire on ground | 2019 | Tier 3 - Extreme | Distribution Circuit | 12 | 30 | 2019-12-30 | 752446 | Sus | N | 3rdParty¦Vehicle¦ConductorOverhead¦Brokenwireonground
20-0015497 | Equipment Failure/Involved | Overhead | Fuse | Broken | 2020 | Tier 3 - Extreme | Transformer only | 1 | 30 | 2020-01-30 | 773442 | Sus | N | EquipmentFailureInvolved¦Overhead¦Fuse¦Broken
20-0017504 | Equipment Failure/Involved | Overhead | Transformer | Failed/Faulted | 2020 | Tier 2 - Elevated | Transformer only | 2 | 5 | 2020-02-05 | 778234 | Sus | N | EquipmentFailureInvolved¦Overhead¦Transformer¦FailedFaulted
20-0018517 | Equipment Failure/Involved | Electrical Overload | Transformer | Failed/Faulted | 2020 | Tier 2 - Elevated | Transformer only | 2 | 7 | 2020-02-07 | 779903 | Sus | N | EquipmentFailureInvolved¦ElectricalOverload¦Transformer¦FailedFaulted
20-0019126 | Unknown Cause | Patrol - found nothing |  |  | 2020 | Tier 2 - Elevated | Distribution Circuit | 2 | 9 | 2020-02-09 | 782578 | Sus | N | UnknownCause¦Patrolfoundnothing¦¦
20-0019295 | Vegetation | Tree - branch fell on line | Conductor, Overhead | Normal | 2020 | Tier 3 - Extreme | Distribution Circuit | 2 | 9 | 2020-02-09 | 782835 | Sus | N | Vegetation¦Treebranchfellonline¦ConductorOverhead¦Normal
20-0019648 | Equipment Failure/Involved | Overhead | Secondary | Broken, wire on ground | 2020 | Tier 3 - Extreme | Transformer only | 2 | 9 | 2020-02-09 | 781675 | Sus | N | EquipmentFailureInvolved¦Overhead¦Secondary¦Brokenwireonground
20-0022567 | Vegetation | Tree - fell into line | Conductor, Overhead | Broken, wire on ground | 2020 | Tier 2 - Elevated | Distribution Circuit | 2 | 15 | 2020-02-15 | 791648 | Sus | N | Vegetation¦Treefellintoline¦ConductorOverhead¦Brokenwireonground
20-0027303 | Unknown Cause | Patrol - found nothing |  |  | 2020 | Tier 2 - Elevated | Distribution Circuit | 2 | 29 | 2020-02-29 | 819982 | Sus | N | UnknownCause¦Patrolfoundnothing¦¦
20-0030671 | Equipment Failure/Involved | Overhead | Transformer | Failed/Faulted | 2020 | Tier 2 - Elevated | Transformer only | 3 | 10 | 2020-03-10 | 843191 | Sus | N | EquipmentFailureInvolved¦Overhead¦Transformer¦FailedFaulted
20-0033048 | Unknown Cause | Patrol - found nothing |  |  | 2020 | Tier 2 - Elevated | Distribution Circuit | 3 | 16 | 2020-03-16 | 855784 | Sus | N | UnknownCause¦Patrolfoundnothing¦¦
20-0033260 | Vegetation | Tree - fell into line | Pole-Wood | Broken | 2020 | Tier 3 - Extreme | Distribution Circuit | 3 | 16 | 2020-03-16 | 856482 | Sus | N | Vegetation¦Treefellintoline¦PoleWood¦Broken
20-0033471 | Equipment Failure/Involved | Overhead | Transformer | Failed/Faulted | 2020 | Tier 3 - Extreme | Transformer only | 3 | 17 | 2020-03-17 | 856824 | Sus | N | EquipmentFailureInvolved¦Overhead¦Transformer¦FailedFaulted
20-0033489 | Vegetation | Tree - fell into line | Crossarm, Wood | Broken | 2020 | Tier 3 - Extreme | Distribution Circuit | 3 | 15 | 2020-03-15 | 856961 | Sus | N | Vegetation¦Treefellintoline¦CrossarmWood¦Broken
20-0033520 | Vegetation | Tree - branch fell on line | Crossarm, Steel | Broken, wire on ground | 2020 | Tier 2 - Elevated | Distribution Circuit | 3 | 17 | 2020-03-17 | 857041 | Sus | N | Vegetation¦Treebranchfellonline¦CrossarmSteel¦Brokenwireonground
20-0034741 | 3rd Party | Vehicle | Pole-Wood | Broken, wire on ground | 2020 | Tier 2 - Elevated | Distribution Circuit | 3 | 20 | 2020-03-20 | 859795 | Sus | N | 3rdParty¦Vehicle¦PoleWood¦Brokenwireonground
20-0034929 | Vegetation | Tree - grew into line | Secondary | Normal | 2020 | Tier 3 - Extreme | Transformer only | 3 | 21 | 2020-03-21 | 860319 | Sus | N | Vegetation¦Treegrewintoline¦Secondary¦Normal
20-0035888 | Equipment Failure/Involved | Overhead | Conductor, Overhead | Broken, wire on ground | 2020 | Tier 3 - Extreme | Distribution Circuit | 3 | 24 | 2020-03-24 | 864011 | Sus | N | EquipmentFailureInvolved¦Overhead¦ConductorOverhead¦Brokenwireonground
20-0038910 | Vegetation | Tree - branch fell on line | Conductor, Overhead | Normal | 2020 | Tier 3 - Extreme | Distribution Circuit | 4 | 5 | 2020-04-05 | 883452 | Sus | N | Vegetation¦Treebranchfellonline¦ConductorOverhead¦Normal
20-0040296 | Equipment Failure/Involved | Overhead | Pole-Wood | Broken | 2020 | Tier 2 - Elevated | Distribution Circuit | 4 | 10 | 2020-04-10 | 893379 | Sus | N | EquipmentFailureInvolved¦Overhead¦PoleWood¦Broken
20-0044958 | Unknown Cause | Patrol - found nothing |  |  | 2020 | Tier 2 - Elevated | Distribution Circuit | 4 | 27 | 2020-04-27 | 902492 | Sus | N | UnknownCause¦Patrolfoundnothing¦¦
20-0046451 | Equipment Failure/Involved | Overhead | Pole-Wood | Deteriorated | 2020 | Tier 2 - Elevated | Distribution Circuit | 5 | 1 | 2020-05-01 | 905346 | Sus | Y | EquipmentFailureInvolved¦Overhead¦PoleWood¦Deteriorated
20-0048006 | Vegetation | Tree - fell into line | Conductor, Overhead | Broken | 2020 | Tier 3 - Extreme | Distribution Circuit | 5 | 7 | 2020-05-07 | 908581 | Sus | Y | Vegetation¦Treefellintoline¦ConductorOverhead¦Broken
20-0051537 | Equipment Failure/Involved | Overhead | Pole-Wood | Broken | 2020 | Tier 2 - Elevated | Distribution Circuit | 5 | 18 | 2020-05-18 | 917090 | Sus | Y | EquipmentFailureInvolved¦Overhead¦PoleWood¦Broken
20-0054403 | 3rd Party | Vehicle | Pole-Wood | Normal | 2020 | Tier 2 - Elevated | Transformer only | 5 | 26 | 2020-05-26 | 922387 | Sus | Y | 3rdParty¦Vehicle¦PoleWood¦Normal
20-0060420 | Unknown Cause | Patrol - found nothing |  |  | 2020 | Tier 2 - Elevated | Distribution Circuit | 6 | 11 | 2020-06-11 | 937211 | Sus | Y | UnknownCause¦Patrolfoundnothing¦¦
20-0062502 | Unknown Cause | Patrol - found nothing |  |  | 2020 | Tier 2 - Elevated | Distribution Circuit | 6 | 18 | 2020-06-18 | 941658 | Sus | Y | UnknownCause¦Patrolfoundnothing¦¦
20-0078909 | Equipment Failure/Involved | Overhead | Pole-Wood | Deteriorated | 2020 | Tier 3 - Extreme | Distribution Circuit | 8 | 3 | 2020-08-03 | 977373 | Sus | Y | EquipmentFailureInvolved¦Overhead¦PoleWood¦Deteriorated
20-0082192 | Equipment Failure/Involved | Overhead | Transformer | Leaking | 2020 | Tier 3 - Extreme | Transformer only | 8 | 11 | 2020-08-11 | 993178 | Sus | Y | EquipmentFailureInvolved¦Overhead¦Transformer¦Leaking
20-0083024 | Vegetation | Tree - fell into line | Conductor, Overhead | Broken, wire on ground | 2020 | Tier 3 - Extreme | Distribution Circuit | 8 | 13 | 2020-08-13 | 995018 | Sus | Y | Vegetation¦Treefellintoline¦ConductorOverhead¦Brokenwireonground
20-0085720 | Unknown Cause | Patrol - found nothing |  |  | 2020 | Tier 2 - Elevated | Distribution Circuit | 8 | 16 | 2020-08-16 | 1014908 | Sus | Y | UnknownCause¦Patrolfoundnothing¦¦
20-0089025 | 3rd Party | Vehicle | Conductor, Overhead | Broken, wire on ground | 2020 | Tier 2 - Elevated | Distribution Circuit | 8 | 22 | 2020-08-22 | 1027413 | Sus | Y | 3rdParty¦Vehicle¦ConductorOverhead¦Brokenwireonground
20-0089325 | Equipment Failure/Involved | Overhead | Connector or Splice (OH) | Arcing | 2020 | Tier 2 - Elevated | Transformer only | 8 | 24 | 2020-08-24 | 1028369 | Sus | Y | EquipmentFailureInvolved¦Overhead¦ConnectororSplice(OH)¦Arcing
20-0090217 | Environmental/External | Fire, Forest/Grass | Conductor, Overhead | Normal | 2020 | Tier 3 - Extreme | Distribution Circuit | 8 | 19 | 2020-08-19 | 1032474 | Sus | Y | EnvironmentalExternal¦FireForestGrass¦ConductorOverhead¦Normal
20-0090287 | Environmental/External | Fire, Forest/Grass | Conductor, Overhead | Normal | 2020 | Tier 3 - Extreme | Distribution Circuit | 8 | 20 | 2020-08-20 | 1032648 | Sus | Y | EnvironmentalExternal¦FireForestGrass¦ConductorOverhead¦Normal
20-0090379 | Environmental/External | Fire, Forest/Grass | Conductor, Overhead | Normal | 2020 | Tier 3 - Extreme | Distribution Circuit | 8 | 20 | 2020-08-20 | 1033224 | Sus | Y | EnvironmentalExternal¦FireForestGrass¦ConductorOverhead¦Normal
20-0090388 | Environmental/External | Fire, Forest/Grass | Pole-Wood | Burned/flashed | 2020 | Tier 3 - Extreme | Distribution Circuit | 8 | 20 | 2020-08-20 | 1033237 | Sus | Y | EnvironmentalExternal¦FireForestGrass¦PoleWood¦Burnedflashed
20-0096024 | Environmental/External | Fire, Forest/Grass | Transformer (OH) | Normal | 2020 | Tier 3 - Extreme | Transformer only | 8 | 20 | 2020-08-20 | 1063501 | Sus | Y | EnvironmentalExternal¦FireForestGrass¦Transformer(OH)¦Normal
20-0110069 | Unknown Cause | Patrol - found nothing |  |  | 2020 | Tier 2 - Elevated | Distribution Circuit | 10 | 18 | 2020-10-18 | 1120253 | Sus | Y | UnknownCause¦Patrolfoundnothing¦¦
20-0110110 | Environmental/External | Fire, Forest/Grass | Conductor, Overhead | Broken, wire on ground | 2020 | Tier 3 - Extreme | Distribution Circuit | 10 | 18 | 2020-10-18 | 1120477 | Sus | Y | EnvironmentalExternal¦FireForestGrass¦ConductorOverhead¦Brokenwireonground
20-0120367 | Vegetation | Tree - branch fell on line | Fuse | Failed/Faulted | 2020 | Tier 3 - Extreme | Distribution Circuit | 11 | 12 | 2020-11-12 | 1143157 | Sus | Y | Vegetation¦Treebranchfellonline¦Fuse¦FailedFaulted
20-0127071 | Equipment Failure/Involved | Overhead | Crossarm, Wood | Broken | 2020 | Tier 2 - Elevated | Distribution Circuit | 12 | 2 | 2020-12-02 | 1159733 | Sus | N | EquipmentFailureInvolved¦Overhead¦CrossarmWood¦Broken
20-0127148 | Vegetation | Tree - grew into line | Secondary | Normal | 2020 | Tier 3 - Extreme | Transformer only | 12 | 3 | 2020-12-03 | 1160381 | Sus | N | Vegetation¦Treegrewintoline¦Secondary¦Normal
21-0010198 | Vegetation | Tree - fell into line | Conductor, Overhead | Broken, wire on ground | 2021 | Tier 2 - Elevated | Distribution Circuit | 1 | 18 | 2021-01-18 | 1214854 | Sus | N | Vegetation¦Treefellintoline¦ConductorOverhead¦Brokenwireonground
21-0010200 | Vegetation | Tree - fell into line | Pole-Wood | Broken, wire on ground | 2021 | Tier 2 - Elevated | Distribution Circuit | 1 | 19 | 2021-01-19 | 1214860 | Sus | N | Vegetation¦Treefellintoline¦PoleWood¦Brokenwireonground
21-0010414 | Vegetation | Tree - branch fell on line | Conductor, Overhead | Normal | 2021 | Tier 2 - Elevated | Distribution Circuit | 1 | 19 | 2021-01-19 | 1215207 | Sus | N | Vegetation¦Treebranchfellonline¦ConductorOverhead¦Normal
21-0013607 | Unknown Cause | Patrol - found nothing |  |  | 2021 | Tier 3 - Extreme | Distribution Circuit | 1 | 25 | 2021-01-25 | 1223272 | Sus | N | UnknownCause¦Patrolfoundnothing¦¦
21-0013740 | Vegetation | Tree - branch fell on line | Conductor, Overhead | Normal | 2021 | Tier 2 - Elevated | Distribution Circuit | 1 | 25 | 2021-01-25 | 1223785 | Sus | N | Vegetation¦Treebranchfellonline¦ConductorOverhead¦Normal
21-0014955 | Unknown Cause | Patrol - not conducted |  |  | 2021 | Tier 3 - Extreme | Distribution Circuit | 1 | 26 | 2021-01-26 | 1226801 | Sus | N | UnknownCause¦Patrolnotconducted¦¦
21-0017992 | Equipment Failure/Involved | Overhead | Customer Equipment | Burned/flashed | 2021 | Tier 2 - Elevated | Transformer only | 1 | 28 | 2021-01-28 | 1239837 | Sus | N | EquipmentFailureInvolved¦Overhead¦CustomerEquipment¦Burnedflashed
21-0022192 | Equipment Failure/Involved | Overhead | Pole-Wood | Broken | 2021 | Tier 3 - Extreme | Distribution Circuit | 2 | 5 | 2021-02-05 | 1248461 | Sus | N | EquipmentFailureInvolved¦Overhead¦PoleWood¦Broken
21-0034282 | Equipment Failure/Involved | Overhead | Transformer (OH) | Failed/Faulted | 2021 | Tier 2 - Elevated | Transformer only | 3 | 9 | 2021-03-09 | 1276627 | Sus | N | EquipmentFailureInvolved¦Overhead¦Transformer(OH)¦FailedFaulted
21-0036156 | Unknown Cause | Patrol - found nothing |  |  | 2021 | Tier 3 - Extreme | Distribution Circuit | 3 | 13 | 2021-03-13 | 1281491 | Sus | N | UnknownCause¦Patrolfoundnothing¦¦
21-0036291 | Equipment Failure/Involved | Overhead | Transformer | Deteriorated | 2021 | Tier 3 - Extreme | Transformer only | 3 | 14 | 2021-03-14 | 1282101 | Sus | N | EquipmentFailureInvolved¦Overhead¦Transformer¦Deteriorated
21-0037842 | Vegetation | Tree - branch fell on line | Conductor, Overhead | Normal | 2021 | Tier 2 - Elevated | Distribution Circuit | 3 | 18 | 2021-03-18 | 1287499 | Sus | N | Vegetation¦Treebranchfellonline¦ConductorOverhead¦Normal
21-0038579 | 3rd Party | Vehicle | Pole-Wood | Broken | 2021 | Tier 2 - Elevated | Distribution Circuit | 3 | 19 | 2021-03-19 | 1289057 | Sus | N | 3rdParty¦Vehicle¦PoleWood¦Broken
21-0041818 | Unknown Cause | Patrol - found nothing |  |  | 2021 | Tier 2 - Elevated | Distribution Circuit | 3 | 27 | 2021-03-27 | 1301229 | Sus | N | UnknownCause¦Patrolfoundnothing¦¦
21-0045816 | Equipment Failure/Involved | Overhead | Transformer (OH) | Failed/Faulted | 2021 | Tier 2 - Elevated | Transformer only | 4 | 7 | 2021-04-07 | 1309075 | Sus | N | EquipmentFailureInvolved¦Overhead¦Transformer(OH)¦FailedFaulted
21-0047263 | Animal | Squirrel |  | Failed/Faulted | 2021 | Tier 2 - Elevated | Transformer only | 4 | 11 | 2021-04-11 | 1313005 | Sus | N | Animal¦Squirrel¦¦FailedFaulted
21-0047679 | Unknown Cause | Patrol - found nothing |  |  | 2021 | Tier 2 - Elevated | Distribution Circuit | 4 | 12 | 2021-04-12 | 1313763 | Sus | N | UnknownCause¦Patrolfoundnothing¦¦
21-0052675 | Equipment Failure/Involved | Overhead | Conductor, Overhead | Normal | 2021 | Tier 2 - Elevated | Distribution Circuit | 4 | 24 | 2021-04-24 | 1331527 | Sus | N | EquipmentFailureInvolved¦Overhead¦ConductorOverhead¦Normal
21-0052718 | Equipment Failure/Involved | Overhead | Transformer (OH) | Failed/Faulted | 2021 | Tier 2 - Elevated | Transformer only | 4 | 24 | 2021-04-24 | 1331555 | Sus | N | EquipmentFailureInvolved¦Overhead¦Transformer(OH)¦FailedFaulted
21-0063813 | Animal | Other | Pole-Wood | Broken | 2021 | Tier 3 - Extreme | Distribution Circuit | 5 | 20 | 2021-05-20 | 1354339 | Sus | Y | Animal¦Other¦PoleWood¦Broken
21-0068995 | Vegetation | Tree - fell into line | Conductor, Underground | Normal | 2021 | Tier 3 - Extreme | Distribution Circuit | 6 | 2 | 2021-06-02 | 1364179 | Sus | Y | Vegetation¦Treefellintoline¦ConductorUnderground¦Normal
21-0073605 | Unknown Cause | Patrol - found nothing |  |  | 2021 | Tier 2 - Elevated | Distribution Circuit | 6 | 13 | 2021-06-13 | 1371988 | Sus | Y | UnknownCause¦Patrolfoundnothing¦¦
21-0077386 | Vegetation | Tree - fell into line | Conductor, Overhead | Broken, wire on ground | 2021 | Tier 3 - Extreme | Distribution Circuit | 6 | 22 | 2021-06-22 | 1382033 | Sus | Y | Vegetation¦Treefellintoline¦ConductorOverhead¦Brokenwireonground
21-0077850 | Unknown Cause | Patrol - found nothing |  |  | 2021 | Tier 3 - Extreme | Distribution Circuit | 6 | 23 | 2021-06-23 | 1382592 | Sus | Y | UnknownCause¦Patrolfoundnothing¦¦
21-0080770 | Vegetation | Tree - fell into line | Secondary | Normal | 2021 | Tier 2 - Elevated | Distribution Circuit | 6 | 28 | 2021-06-28 | 1386890 | Sus | Y | Vegetation¦Treefellintoline¦Secondary¦Normal
21-0086815 | Equipment Failure/Involved | Overhead | Connector or Splice (OH) | Deteriorated | 2021 | Tier 3 - Extreme | Transformer only | 7 | 9 | 2021-07-09 | 1395132 | Sus | Y | EquipmentFailureInvolved¦Overhead¦ConnectororSplice(OH)¦Deteriorated
21-0092024 | Vegetation | Tree - fell into line | Conductor, Overhead | Broken, wire on ground | 2021 | Tier 2 - Elevated | Distribution Circuit | 7 | 19 | 2021-07-19 | 1408428 | Sus | Y | Vegetation¦Treefellintoline¦ConductorOverhead¦Brokenwireonground
21-0095189 | Equipment Failure/Involved | Overhead | Crossarm, Wood | Broken | 2021 | Tier 3 - Extreme | Distribution Circuit | 7 | 26 | 2021-07-26 | 1415244 | Sus | Y | EquipmentFailureInvolved¦Overhead¦CrossarmWood¦Broken
21-0098167 | Animal | Bird found | Conductor, Overhead | Normal | 2021 | Tier 2 - Elevated | Distribution Circuit | 8 | 1 | 2021-08-01 | 1427961 | Sus | Y | Animal¦Birdfound¦ConductorOverhead¦Normal
21-0098211 | Equipment Failure/Involved | Underground | Transformer (UG) | Broken | 2021 | Tier 2 - Elevated | Transformer only | 8 | 1 | 2021-08-01 | 1428116 | Sus | Y | EquipmentFailureInvolved¦Underground¦Transformer(UG)¦Broken
21-0104752 | Vegetation | Tree - branch fell on line | Conductor, Overhead | Broken, wire on ground | 2021 | Tier 3 - Extreme | Distribution Circuit | 8 | 15 | 2021-08-15 | 1443229 | Sus | Y | Vegetation¦Treebranchfellonline¦ConductorOverhead¦Brokenwireonground
21-0107741 | Equipment Failure/Involved | Overhead | Pole-Wood | Deteriorated | 2021 | Tier 2 - Elevated | Distribution Circuit | 8 | 21 | 2021-08-21 | 1449561 | Sus | Y | EquipmentFailureInvolved¦Overhead¦PoleWood¦Deteriorated
21-0117169 | Unknown Cause | Patrol - found nothing |  |  | 2021 | Tier 2 - Elevated | Distribution Circuit | 9 | 14 | 2021-09-14 | 1471239 | Sus | Y | UnknownCause¦Patrolfoundnothing¦¦
21-0122722 | Equipment Failure/Involved | Overhead | Pole-Wood | Broken | 2021 | Tier 2 - Elevated | Distribution Circuit | 9 | 27 | 2021-09-27 | 1481723 | Sus | Y | EquipmentFailureInvolved¦Overhead¦PoleWood¦Broken
21-0123654 | Animal | Squirrel | Transformer (OH) | Failed/Faulted | 2021 | Tier 2 - Elevated | Distribution Circuit | 9 | 29 | 2021-09-29 | 1483112 | Sus | Y | Animal¦Squirrel¦Transformer(OH)¦FailedFaulted
21-0127382 | Animal | Bird found | Conductor, Overhead | Normal | 2021 | Tier 3 - Extreme | Distribution Circuit | 10 | 7 | 2021-10-07 | 1489693 | Sus | Y | Animal¦Birdfound¦ConductorOverhead¦Normal
21-0132365 | Animal | Bird found | Conductor, Overhead | Normal | 2021 | Tier 2 - Elevated | Distribution Circuit | 10 | 18 | 2021-10-18 | 1500636 | Sus | Y | Animal¦Birdfound¦ConductorOverhead¦Normal
21-0133799 | Equipment Failure/Involved | Electrical Overload | Transformer | Malfunctioning | 2021 | Tier 3 - Extreme | Transformer only | 10 | 20 | 2021-10-20 | 1503041 | Sus | Y | EquipmentFailureInvolved¦ElectricalOverload¦Transformer¦Malfunctioning
21-0134028 | Vegetation | Tree - fell into line | Secondary | Broken | 2021 | Tier 3 - Extreme | Transformer only | 10 | 20 | 2021-10-20 | 1503157 | Sus | Y | Vegetation¦Treefellintoline¦Secondary¦Broken
21-0137039 | Vegetation | Tree - fell into line | Conductor, Overhead | Broken, wire on ground | 2021 | Tier 3 - Extreme | Distribution Circuit | 10 | 25 | 2021-10-25 | 1516997 | Sus | Y | Vegetation¦Treefellintoline¦ConductorOverhead¦Brokenwireonground
21-0137116 | Equipment Failure/Involved | Overhead | Jumper | Burned Open | 2021 | Tier 2 - Elevated | Transformer only | 10 | 25 | 2021-10-25 | 1517911 | Sus | Y | EquipmentFailureInvolved¦Overhead¦Jumper¦BurnedOpen
21-0142365 | Equipment Failure/Involved | Overhead | Pole-Wood | Deteriorated | 2021 | Tier 2 - Elevated | Transformer only | 11 | 4 | 2021-11-04 | 1534934 | Sus | Y | EquipmentFailureInvolved¦Overhead¦PoleWood¦Deteriorated
21-0157935 | Unknown Cause | Patrol - found nothing |  |  | 2021 | Tier 3 - Extreme | Distribution Circuit | 12 | 13 | 2021-12-13 | 1570602 | Sus | N | UnknownCause¦Patrolfoundnothing¦¦
21-0159545 | Vegetation | Tree - fell into line | Conductor, Overhead | Broken, wire on ground | 2021 | Tier 2 - Elevated | Transformer only | 12 | 18 | 2021-12-18 | 1576797 | Sus | N | Vegetation¦Treefellintoline¦ConductorOverhead¦Brokenwireonground
21-0160237 | Vegetation | Tree - fell into line | Conductor, Overhead | Broken, wire on ground | 2021 | Tier 2 - Elevated | Distribution Circuit | 12 | 23 | 2021-12-23 | 1579653 | Sus | N | Vegetation¦Treefellintoline¦ConductorOverhead¦Brokenwireonground
21-0161460 | Vegetation | Tree - fell into line | Conductor, Overhead | Broken, wire on ground | 2021 | Tier 3 - Extreme | Distribution Circuit | 12 | 27 | 2021-12-27 | 1587622 | Sus | N | Vegetation¦Treefellintoline¦ConductorOverhead¦Brokenwireonground
21-0161535 | Vegetation | Tree - fell into line | Conductor, Overhead | Broken, wire on ground | 2021 | Tier 3 - Extreme | Distribution Circuit | 12 | 29 | 2021-12-29 | 1588324 | Sus | N | Vegetation¦Treefellintoline¦ConductorOverhead¦Brokenwireonground
21-0161999 | Environmental/External | Ice or snow | Fuse | Burned Open | 2021 | Tier 2 - Elevated | Distribution Circuit | 12 | 30 | 2021-12-30 | 1589829 | Sus | N | EnvironmentalExternal¦Iceorsnow¦Fuse¦BurnedOpen
22-0006297 | Unknown Cause | Patrol - found nothing |  |  | 2022 | Tier 3 - Extreme | Distribution Circuit | 1 | 3 | 2022-01-03 | 1595560 | Sus | N | UnknownCause¦Patrolfoundnothing¦¦
22-0006408 | Vegetation | Tree - fell into line | Crossarm, Wood | Broken, wire on ground | 2021 | Tier 2 - Elevated | Distribution Circuit | 12 | 26 | 2021-12-26 | 1595718 | Sus | N | Vegetation¦Treefellintoline¦CrossarmWood¦Brokenwireonground
22-0006498 | Vegetation | Tree - fell into line | Conductor, Overhead | Normal | 2022 | Tier 3 - Extreme | Distribution Circuit | 1 | 4 | 2022-01-04 | 1595664 | Sus | N | Vegetation¦Treefellintoline¦ConductorOverhead¦Normal
22-0007097 | Unknown Cause | Patrol - found nothing |  |  | 2022 | Tier 2 - Elevated | Distribution Circuit | 1 | 6 | 2022-01-06 | 1596900 | Sus | N | UnknownCause¦Patrolfoundnothing¦¦
22-0009224 | Equipment Failure/Involved | Overhead | Transformer (OH) | Failed/Faulted | 2022 | Tier 2 - Elevated | Transformer only | 1 | 12 | 2022-01-12 | 1601306 | Sus | N | EquipmentFailureInvolved¦Overhead¦Transformer(OH)¦FailedFaulted
22-0011780 | Equipment Failure/Involved | Overhead | Fuse | Failed/Faulted | 2022 | Tier 2 - Elevated | Distribution Circuit | 1 | 20 | 2022-01-20 | 1605674 | Sus | N | EquipmentFailureInvolved¦Overhead¦Fuse¦FailedFaulted
22-0012055 | Equipment Failure/Involved | Overhead | Crossarm, Wood | Broken | 2022 | Tier 2 - Elevated | Distribution Circuit | 1 | 20 | 2022-01-20 | 1606472 | Sus | N | EquipmentFailureInvolved¦Overhead¦CrossarmWood¦Broken
22-0022206 | Equipment Failure/Involved | Overhead | Transformer | Deteriorated | 2022 | Tier 3 - Extreme | Transformer only | 2 | 14 | 2022-02-14 | 1627204 | Sus | N | EquipmentFailureInvolved¦Overhead¦Transformer¦Deteriorated
22-0024282 | Equipment Failure/Involved | Overhead | Transformer (OH) | Broken | 2022 | Tier 2 - Elevated | Transformer only | 2 | 18 | 2022-02-18 | 1632090 | Sus | N | EquipmentFailureInvolved¦Overhead¦Transformer(OH)¦Broken
22-0030445 | Unknown Cause | Patrol - found nothing |  |  | 2022 | Tier 3 - Extreme | Distribution Circuit | 3 | 6 | 2022-03-06 | 1643388 | Sus | N | UnknownCause¦Patrolfoundnothing¦¦
22-0038010 | Equipment Failure/Involved | Electrical Overload | Insulator | Broken | 2022 | Tier 3 - Extreme | Distribution Circuit | 3 | 24 | 2022-03-24 | 1655096 | Sus | N | EquipmentFailureInvolved¦ElectricalOverload¦Insulator¦Broken
22-0038119 | Equipment Failure/Involved | Overhead | Fuse | Normal | 2022 | Tier 2 - Elevated | Distribution Circuit | 3 | 24 | 2022-03-24 | 1655186 | Sus | N | EquipmentFailureInvolved¦Overhead¦Fuse¦Normal
22-0038846 | Vegetation | Tree - fell into line | Pole-Wood | Broken | 2022 | Tier 2 - Elevated | Distribution Circuit | 3 | 26 | 2022-03-26 | 1656295 | Sus | N | Vegetation¦Treefellintoline¦PoleWood¦Broken
22-0038965 | Vegetation | Tree - fell into line | Conductor, Overhead | Broken, wire on ground | 2022 | Tier 3 - Extreme | Distribution Circuit | 3 | 27 | 2022-03-27 | 1656572 | Sus | N | Vegetation¦Treefellintoline¦ConductorOverhead¦Brokenwireonground
22-0041745 | Unknown Cause | Patrol - found nothing |  |  | 2022 | Tier 2 - Elevated | Transformer only | 4 | 1 | 2022-04-01 | 1661082 | Sus | N | UnknownCause¦Patrolfoundnothing¦¦
22-0045845 | Unknown Cause | Patrol - found nothing |  |  | 2022 | Tier 3 - Extreme | Distribution Circuit | 4 | 11 | 2022-04-11 | 1669304 | Sus | N | UnknownCause¦Patrolfoundnothing¦¦
22-0050672 | 3rd Party | Customer Equipment | Fuse | Failed/Faulted | 2022 | Tier 2 - Elevated | Distribution Circuit | 4 | 16 | 2022-04-16 | 1675047 | Sus | N | 3rdParty¦CustomerEquipment¦Fuse¦FailedFaulted
22-0053676 | Animal | Squirrel | Pole-Wood | Normal | 2022 | Tier 3 - Extreme | Distribution Circuit | 4 | 23 | 2022-04-23 | 1680008 | Sus | N | Animal¦Squirrel¦PoleWood¦Normal
22-0054805 | Equipment Failure/Involved | Overhead | Pole-Wood | Broken | 2022 | Tier 2 - Elevated | Distribution Circuit | 4 | 26 | 2022-04-26 | 1682167 | Sus | N | EquipmentFailureInvolved¦Overhead¦PoleWood¦Broken
22-0058107 | Vegetation | Tree - fell into line | Conductor, Overhead | Broken, wire on ground | 2022 | Tier 2 - Elevated | Distribution Circuit | 5 | 4 | 2022-05-04 | 1688571 | Sus | Y | Vegetation¦Treefellintoline¦ConductorOverhead¦Brokenwireonground
22-0062962 | 3rd Party | Vehicle | Pole-Wood | Broken, wire on ground | 2022 | Tier 2 - Elevated | Distribution Circuit | 5 | 17 | 2022-05-17 | 1698870 | Sus | Y | 3rdParty¦Vehicle¦PoleWood¦Brokenwireonground
22-0065228 | 3rd Party | Tree - cutting, 3rd party | Conductor, Overhead | Normal | 2022 | Tier 3 - Extreme | Distribution Circuit | 5 | 23 | 2022-05-23 | 1707801 | Sus | Y | 3rdParty¦Treecutting3rdparty¦ConductorOverhead¦Normal
22-0067927 | Equipment Failure/Involved | Overhead | Transformer (OH) | Failed/Faulted | 2022 | Tier 2 - Elevated | Transformer only | 5 | 29 | 2022-05-29 | 1713474 | Sus | Y | EquipmentFailureInvolved¦Overhead¦Transformer(OH)¦FailedFaulted
22-0067933 | Unknown Cause | Patrol - found nothing |  |  | 2022 | Tier 2 - Elevated | Distribution Circuit | 5 | 29 | 2022-05-29 | 1713501 | Sus | Y | UnknownCause¦Patrolfoundnothing¦¦
22-0069085 | Animal | Squirrel | Conductor, Overhead | Normal | 2022 | Tier 2 - Elevated | Distribution Circuit | 6 | 2 | 2022-06-02 | 1716213 | Sus | Y | Animal¦Squirrel¦ConductorOverhead¦Normal
22-0070165 | Equipment Failure/Involved | Overhead | Secondary | Broken | 2022 | Tier 3 - Extreme | Transformer only | 6 | 4 | 2022-06-04 | 1719010 | Sus | Y | EquipmentFailureInvolved¦Overhead¦Secondary¦Broken
22-0075360 | Equipment Failure/Involved | Electrical Overload | Transformer | Malfunctioning | 2022 | Tier 2 - Elevated | Transformer only | 6 | 16 | 2022-06-16 | 1733463 | Sus | Y | EquipmentFailureInvolved¦ElectricalOverload¦Transformer¦Malfunctioning
22-0076057 | Unknown Cause | Patrol - found nothing |  |  | 2022 | Tier 2 - Elevated | Transformer only | 6 | 19 | 2022-06-19 | 1735359 | Sus | Y | UnknownCause¦Patrolfoundnothing¦¦
22-0077970 | Equipment Failure/Involved | Overhead | Jumper | Burned/flashed | 2022 | Tier 2 - Elevated | Distribution Circuit | 6 | 23 | 2022-06-23 | 1740671 | Sus | Y | EquipmentFailureInvolved¦Overhead¦Jumper¦Burnedflashed
22-0084094 | Company Initiated | Personnel, company | Transformer (OH) |  | 2022 | Tier 3 - Extreme | Distribution Circuit | 7 | 11 | 2022-07-11 | 1753667 | Sus | Y | CompanyInitiated¦Personnelcompany¦Transformer(OH)¦
22-0086670 | Environmental/External | Fire, Forest/Grass | Pole-Wood | Burned/flashed | 2022 | Tier 2 - Elevated | Distribution Circuit | 7 | 18 | 2022-07-18 | 1759471 | Sus | Y | EnvironmentalExternal¦FireForestGrass¦PoleWood¦Burnedflashed
22-0092025 | 3rd Party | Tree - cutting, 3rd party | Conductor, Overhead | Normal | 2022 | Tier 3 - Extreme | Distribution Circuit | 8 | 1 | 2022-08-01 | 1770153 | Sus | Y | 3rdParty¦Treecutting3rdparty¦ConductorOverhead¦Normal
22-0096417 | Vegetation | Tree - fell into line | Secondary | Broken, wire on ground | 2022 | Tier 2 - Elevated | Transformer only | 8 | 11 | 2022-08-11 | 1778849 | Sus | Y | Vegetation¦Treefellintoline¦Secondary¦Brokenwireonground
22-0096903 | 3rd Party | Vehicle | Pole-Wood | Broken | 2022 | Tier 3 - Extreme | Distribution Circuit | 8 | 12 | 2022-08-12 | 1779519 | Sus | Y | 3rdParty¦Vehicle¦PoleWood¦Broken
22-0097976 | Equipment Failure/Involved | Overhead | Transformer (OH) | Failed/Faulted | 2022 | Tier 2 - Elevated | Transformer only | 8 | 16 | 2022-08-16 | 1781902 | Sus | Y | EquipmentFailureInvolved¦Overhead¦Transformer(OH)¦FailedFaulted
22-0099956 | Vegetation | Tree - branch fell on line | Conductor, Overhead | Broken, wire on ground | 2022 | Tier 3 - Extreme | Distribution Circuit | 8 | 19 | 2022-08-19 | 1785589 | Sus | Y | Vegetation¦Treebranchfellonline¦ConductorOverhead¦Brokenwireonground
22-0100013 | 3rd Party | Contact with High Voltage, 3rd party | Conductor, Overhead | Normal | 2022 | Tier 2 - Elevated | Distribution Circuit | 8 | 20 | 2022-08-20 | 1785770 | Sus | Y | 3rdParty¦ContactwithHighVoltage3rdparty¦ConductorOverhead¦Normal
22-0100655 | Unknown Cause | Patrol - found nothing |  |  | 2022 | Tier 2 - Elevated | Transformer only | 8 | 22 | 2022-08-22 | 1787581 | Sus | Y | UnknownCause¦Patrolfoundnothing¦¦
22-0104760 | Unknown Cause | Patrol - found nothing |  |  | 2022 | Tier 2 - Elevated | Transformer only | 9 | 1 | 2022-09-01 | 1796953 | Sus | Y | UnknownCause¦Patrolfoundnothing¦¦
22-0108153 | Vegetation | Tree - fell into line | Conductor, Overhead | Normal | 2022 | Tier 3 - Extreme | Distribution Circuit | 9 | 8 | 2022-09-08 | 1805821 | Sus | Y | Vegetation¦Treefellintoline¦ConductorOverhead¦Normal
22-0111720 | Unknown Cause | Patrol - found nothing |  |  | 2022 | Tier 3 - Extreme | Distribution Circuit | 9 | 18 | 2022-09-18 | 1814684 | Sus | Y | UnknownCause¦Patrolfoundnothing¦¦
22-0124821 | Unknown Cause | Patrol - found nothing |  |  | 2022 | Tier 2 - Elevated | Distribution Circuit | 10 | 25 | 2022-10-25 | 1845556 | Sus | Y | UnknownCause¦Patrolfoundnothing¦¦
22-0136884 | Vegetation | Tree - branch fell on line | Conductor, Overhead | Normal | 2022 | Tier 3 - Extreme | Distribution Circuit | 12 | 6 | 2022-12-06 | 1876918 | Sus | N | Vegetation¦Treebranchfellonline¦ConductorOverhead¦Normal
22-0138535 | Unknown Cause | Patrol - found nothing |  |  | 2022 | Tier 2 - Elevated | Transformer only | 12 | 10 | 2022-12-10 | 1883038 | Sus | N | UnknownCause¦Patrolfoundnothing¦¦
22-0139021 | Vegetation | Tree - fell into line | Service conductor | Broken, wire on ground | 2022 | Tier 3 - Extreme | Transformer only | 12 | 11 | 2022-12-11 | 1885840 | Sus | N | Vegetation¦Treefellintoline¦Serviceconductor¦Brokenwireonground
22-0139045 | Unknown Cause | Patrol - found nothing |  |  | 2022 | Tier 2 - Elevated | Distribution Circuit | 12 | 10 | 2022-12-10 | 1883636 | Sus | N | UnknownCause¦Patrolfoundnothing¦¦
22-0141714 | Equipment Failure/Involved | Overhead | Secondary | Normal | 2022 | Tier 3 - Extreme | Transformer only | 12 | 27 | 2022-12-27 | 1899153 | Sus | N | EquipmentFailureInvolved¦Overhead¦Secondary¦Normal
22-0141730 | Unknown Cause | Patrol - found nothing |  |  | 2022 | Tier 2 - Elevated | Distribution Circuit | 12 | 27 | 2022-12-27 | 1898768 | Sus | N | UnknownCause¦Patrolfoundnothing¦¦
22-0141982 | Unknown Cause | Patrol - found nothing |  |  | 2022 | Tier 2 - Elevated | Distribution Circuit | 12 | 27 | 2022-12-27 | 1900100 | Sus | N | UnknownCause¦Patrolfoundnothing¦¦
15-0010731 | Vegetation | Tree - fell into line | Conductor, Overhead | Broken, wire on ground | 2015 | Tier 3 - Extreme | Distribution Circuit | 2 | 6 | 2015-02-06 | 1175199 | Sus | N | Vegetation¦Treefellintoline¦ConductorOverhead¦Brokenwireonground
15-0016294 | Equipment Failure/Involved | Lightning | Transformer | Malfunctioning | 2015 | Tier 3 - Extreme | Distribution Circuit | 2 | 27 | 2015-02-27 | 1196934 | Sus | N | EquipmentFailureInvolved¦Lightning¦Transformer¦Malfunctioning
15-0028744 | Equipment Failure/Involved | Other | Jumper | Burned Open | 2015 | Tier 2 - Elevated | Transformer only | 4 | 22 | 2015-04-22 | 1223351 | Sus | N | EquipmentFailureInvolved¦Other¦Jumper¦BurnedOpen
15-0032724 | Unknown Cause | Patrol - found nothing |  |  | 2015 | Tier 2 - Elevated | Distribution Circuit | 5 | 7 | 2015-05-07 | 1231105 | Sus | Y | UnknownCause¦Patrolfoundnothing¦¦
15-0036710 | Vegetation | Tree - fell into line | Conductor, Overhead | Bent or Twisted | 2015 | Tier 3 - Extreme | Transformer only | 5 | 27 | 2015-05-27 | 1240165 | Sus | Y | Vegetation¦Treefellintoline¦ConductorOverhead¦BentorTwisted
15-0038924 | Unknown Cause | Patrol - not conducted |  |  | 2015 | Tier 2 - Elevated | Distribution Circuit | 6 | 5 | 2015-06-05 | 1244398 | Sus | Y | UnknownCause¦Patrolnotconducted¦¦
15-0049238 | Equipment Failure/Involved | Overhead | Transformer | Failed/Faulted | 2015 | Tier 2 - Elevated | Transformer only | 7 | 20 | 2015-07-20 | 1273672 | Sus | Y | EquipmentFailureInvolved¦Overhead¦Transformer¦FailedFaulted
15-0049315 | Unknown Cause | Patrol - found nothing |  |  | 2015 | Tier 2 - Elevated | Distribution Circuit | 7 | 20 | 2015-07-20 | 1274134 | Sus | Y | UnknownCause¦Patrolfoundnothing¦¦
15-0049355 | Environmental/External | Lightning | Conductor, Overhead | Normal | 2015 | Tier 2 - Elevated | Distribution Circuit | 7 | 20 | 2015-07-20 | 1274309 | Sus | Y | EnvironmentalExternal¦Lightning¦ConductorOverhead¦Normal
15-0049370 | Environmental/External | Lightning | Fuse | Failed/Faulted | 2015 | Tier 2 - Elevated | Distribution Circuit | 7 | 20 | 2015-07-20 | 1274250 | Sus | Y | EnvironmentalExternal¦Lightning¦Fuse¦FailedFaulted
15-0049522 | Equipment Failure/Involved | Overhead | Transformer | Failed/Faulted | 2015 | Tier 3 - Extreme | Transformer only | 7 | 21 | 2015-07-21 | 1274577 | Sus | Y | EquipmentFailureInvolved¦Overhead¦Transformer¦FailedFaulted
15-0053862 | Environmental/External | Lightning | Transformer | Failed/Faulted | 2015 | Tier 2 - Elevated | Transformer only | 8 | 8 | 2015-08-08 | 1285219 | Sus | Y | EnvironmentalExternal¦Lightning¦Transformer¦FailedFaulted
15-0054631 | Animal | Squirrel | Fuse | Normal | 2015 | Tier 2 - Elevated | Distribution Circuit | 8 | 12 | 2015-08-12 | 1287366 | Sus | Y | Animal¦Squirrel¦Fuse¦Normal
15-0054734 | Equipment Failure/Involved | Overhead | Conductor, Overhead | Deteriorated | 2015 | Tier 3 - Extreme | Distribution Circuit | 8 | 13 | 2015-08-13 | 1287742 | Sus | Y | EquipmentFailureInvolved¦Overhead¦ConductorOverhead¦Deteriorated
15-0054936 | Equipment Failure/Involved | Electrical Overload | Transformer (OH) | Leaking | 2015 | Tier 3 - Extreme | Transformer only | 8 | 14 | 2015-08-14 | 1288092 | Sus | Y | EquipmentFailureInvolved¦ElectricalOverload¦Transformer(OH)¦Leaking
15-0058127 | Vegetation | Tree - fell into line | Conductor, Overhead | Broken, wire on ground | 2015 | Tier 2 - Elevated | Distribution Circuit | 8 | 29 | 2015-08-29 | 1296568 | Sus | Y | Vegetation¦Treefellintoline¦ConductorOverhead¦Brokenwireonground
15-0058455 | Vegetation | Tree - fell into line | Conductor, Overhead | Broken, wire on ground | 2015 | Tier 2 - Elevated | Distribution Circuit | 8 | 31 | 2015-08-31 | 1297820 | Sus | Y | Vegetation¦Treefellintoline¦ConductorOverhead¦Brokenwireonground
15-0059611 | Animal | Squirrel | Conductor, Overhead | Normal | 2015 | Tier 3 - Extreme | Distribution Circuit | 9 | 6 | 2015-09-06 | 1301039 | Sus | Y | Animal¦Squirrel¦ConductorOverhead¦Normal
15-0060577 | 3rd Party | Vehicle | Conductor, Underground | Broken | 2015 | Tier 2 - Elevated | Distribution Circuit | 9 | 10 | 2015-09-10 | 1303422 | Sus | Y | 3rdParty¦Vehicle¦ConductorUnderground¦Broken
15-0062098 | Animal | Squirrel | Other | Normal | 2015 | Tier 2 - Elevated | Distribution Circuit | 9 | 18 | 2015-09-18 | 1307976 | Sus | Y | Animal¦Squirrel¦Other¦Normal
15-0071086 | Equipment Failure/Involved | Overhead | Transformer (OH) | Leaking | 2015 | Tier 2 - Elevated | Transformer only | 10 | 16 | 2015-10-16 | 1323602 | Sus | Y | EquipmentFailureInvolved¦Overhead¦Transformer(OH)¦Leaking
15-0077747 | Animal | Squirrel | Fuse | Failed/Faulted | 2015 | Tier 3 - Extreme | Distribution Circuit | 11 | 14 | 2015-11-14 | 1340927 | Sus | Y | Animal¦Squirrel¦Fuse¦FailedFaulted
15-0082379 | Vegetation | Tree - fell into line | Conductor, Overhead | Normal | 2015 | Tier 2 - Elevated | Distribution Circuit | 12 | 3 | 2015-12-03 | 1352290 | Sus | N | Vegetation¦Treefellintoline¦ConductorOverhead¦Normal
15-0084885 | Vegetation | Tree - branch fell on line | Transformer | Broken, wire on ground | 2015 | Tier 3 - Extreme | Transformer only | 12 | 13 | 2015-12-13 | 1362222 | Sus | N | Vegetation¦Treebranchfellonline¦Transformer¦Brokenwireonground
15-0085620 | Unknown Cause | Patrol - found nothing |  |  | 2015 | Tier 2 - Elevated | Distribution Circuit | 12 | 16 | 2015-12-16 | 1364801 | Sus | N | UnknownCause¦Patrolfoundnothing¦¦
16-0002401 | Equipment Failure/Involved | Overhead | Conductor, Overhead | Broken, wire on ground | 2016 | Tier 2 - Elevated | Distribution Circuit | 1 | 1 | 2016-01-01 | 1375521 | Sus | N | EquipmentFailureInvolved¦Overhead¦ConductorOverhead¦Brokenwireonground
16-0003688 | Unknown Cause | Patrol - found nothing |  |  | 2016 | Tier 2 - Elevated | Distribution Circuit | 1 | 7 | 2016-01-07 | 1379262 | Sus | N | UnknownCause¦Patrolfoundnothing¦¦
16-0006847 | 3rd Party | Vehicle | Pole-Wood | Broken, wire on ground | 2016 | Tier 2 - Elevated | Distribution Circuit | 1 | 20 | 2016-01-20 | 1388415 | Sus | N | 3rdParty¦Vehicle¦PoleWood¦Brokenwireonground
16-0010021 | 3rd Party | Vehicle | Pole-Wood | Broken | 2016 | Tier 3 - Extreme | Distribution Circuit | 2 | 2 | 2016-02-02 | 1397001 | Sus | N | 3rdParty¦Vehicle¦PoleWood¦Broken
16-0012741 | Animal | Bird found | Fuse | Failed/Faulted | 2016 | Tier 2 - Elevated | Distribution Circuit | 2 | 16 | 2016-02-16 | 1403836 | Sus | N | Animal¦Birdfound¦Fuse¦FailedFaulted
16-0013816 | Environmental/External | Lightning | Transformer | Failed/Faulted | 2016 | Tier 2 - Elevated | Distribution Circuit | 2 | 18 | 2016-02-18 | 1408194 | Sus | N | EnvironmentalExternal¦Lightning¦Transformer¦FailedFaulted
16-0016325 | Equipment Failure/Involved | Overhead | Transformer | Failed/Faulted | 2016 | Tier 2 - Elevated | Transformer only | 2 | 29 | 2016-02-29 | 1413801 | Sus | N | EquipmentFailureInvolved¦Overhead¦Transformer¦FailedFaulted
16-0018407 | Vegetation | Tree - fell into line | Transformer | Broken, wire on ground | 2016 | Tier 2 - Elevated | Transformer only | 3 | 6 | 2016-03-06 | 1421934 | Sus | N | Vegetation¦Treefellintoline¦Transformer¦Brokenwireonground
16-0018707 | Vegetation | Tree - fell into line | Conductor, Overhead | Together | 2016 | Tier 3 - Extreme | Distribution Circuit | 3 | 7 | 2016-03-07 | 1423263 | Sus | N | Vegetation¦Treefellintoline¦ConductorOverhead¦Together
16-0020433 | Unknown Cause | Patrol - found nothing |  |  | 2016 | Tier 3 - Extreme | Distribution Circuit | 3 | 11 | 2016-03-11 | 1427729 | Sus | N | UnknownCause¦Patrolfoundnothing¦¦
16-0024944 | Unknown Cause | Patrol - found nothing |  |  | 2016 | Tier 2 - Elevated | Distribution Circuit | 3 | 30 | 2016-03-30 | 1441433 | Sus | N | UnknownCause¦Patrolfoundnothing¦¦
16-0025275 | Equipment Failure/Involved | Overhead | Transformer | Deteriorated | 2016 | Tier 3 - Extreme | Distribution Circuit | 3 | 31 | 2016-03-31 | 1442138 | Sus | N | EquipmentFailureInvolved¦Overhead¦Transformer¦Deteriorated
16-0025794 | Equipment Failure/Involved | Overhead | Conductor, Overhead | Broken, wire on ground | 2016 | Tier 2 - Elevated | Distribution Circuit | 4 | 3 | 2016-04-03 | 1443616 | Sus | N | EquipmentFailureInvolved¦Overhead¦ConductorOverhead¦Brokenwireonground
16-0025901 | Unknown Cause | Patrol - found nothing |  |  | 2016 | Tier 2 - Elevated | Distribution Circuit | 4 | 4 | 2016-04-04 | 1443862 | Sus | N | UnknownCause¦Patrolfoundnothing¦¦
16-0027801 | Vegetation | Tree - fell into line | Conductor, Overhead | Together | 2016 | Tier 2 - Elevated | Distribution Circuit | 4 | 11 | 2016-04-11 | 1448881 | Sus | N | Vegetation¦Treefellintoline¦ConductorOverhead¦Together
16-0029555 | Vegetation | Tree - fell into line | Conductor, Overhead | Broken, wire on ground | 2016 | Tier 3 - Extreme | Distribution Circuit | 4 | 19 | 2016-04-19 | 1453456 | Sus | N | Vegetation¦Treefellintoline¦ConductorOverhead¦Brokenwireonground
16-0031143 | Unknown Cause | Patrol - found nothing |  |  | 2016 | Tier 2 - Elevated | Distribution Circuit | 4 | 24 | 2016-04-24 | 1457720 | Sus | N | UnknownCause¦Patrolfoundnothing¦¦
16-0031165 | Environmental/External | Lightning |  | Failed/Faulted | 2016 | Tier 2 - Elevated | Transformer only | 4 | 24 | 2016-04-24 | 1457603 | Sus | N | EnvironmentalExternal¦Lightning¦¦FailedFaulted
16-0031650 | Equipment Failure/Involved | Overhead | Transformer (OH) | Broken | 2016 | Tier 3 - Extreme | Transformer only | 4 | 26 | 2016-04-26 | 1459375 | Sus | N | EquipmentFailureInvolved¦Overhead¦Transformer(OH)¦Broken
16-0033107 | Vegetation | Tree - fell into line | Conductor, Overhead | Together | 2016 | Tier 2 - Elevated | Distribution Circuit | 5 | 1 | 2016-05-01 | 1462958 | Sus | Y | Vegetation¦Treefellintoline¦ConductorOverhead¦Together
16-0038549 | Environmental/External | Lightning | Transformer (OH) | Failed/Faulted | 2016 | Tier 2 - Elevated | Distribution Circuit | 5 | 25 | 2016-05-25 | 1476746 | Sus | Y | EnvironmentalExternal¦Lightning¦Transformer(OH)¦FailedFaulted
16-0039529 | Unknown Cause | Patrol - found nothing |  |  | 2016 | Tier 3 - Extreme | Distribution Circuit | 5 | 28 | 2016-05-28 | 1478603 | Sus | Y | UnknownCause¦Patrolfoundnothing¦¦
16-0041217 | Equipment Failure/Involved | Overhead | Insulator | Broken | 2016 | Tier 2 - Elevated | Distribution Circuit | 6 | 5 | 2016-06-05 | 1483579 | Sus | Y | EquipmentFailureInvolved¦Overhead¦Insulator¦Broken
16-0043628 | Unknown Cause | Patrol - found nothing |  |  | 2016 | Tier 2 - Elevated | Distribution Circuit | 6 | 16 | 2016-06-16 | 1489781 | Sus | Y | UnknownCause¦Patrolfoundnothing¦¦
16-0046076 | Vegetation | Tree - fell into line | Fuse | Failed/Faulted | 2016 | Tier 2 - Elevated | Distribution Circuit | 6 | 27 | 2016-06-27 | 1496777 | Sus | Y | Vegetation¦Treefellintoline¦Fuse¦FailedFaulted
16-0055306 | Equipment Failure/Involved | Overhead | Transformer | Failed/Faulted | 2016 | Tier 2 - Elevated | Transformer only | 8 | 5 | 2016-08-05 | 1521969 | Sus | Y | EquipmentFailureInvolved¦Overhead¦Transformer¦FailedFaulted
16-0057076 | Unknown Cause | Patrol - found nothing |  |  | 2016 | Tier 2 - Elevated | Distribution Circuit | 8 | 13 | 2016-08-13 | 1525678 | Sus | Y | UnknownCause¦Patrolfoundnothing¦¦
16-0057086 | Equipment Failure/Involved | Overhead | Transformer | Failed/Faulted | 2016 | Tier 2 - Elevated | Transformer only | 8 | 13 | 2016-08-13 | 1525687 | Sus | Y | EquipmentFailureInvolved¦Overhead¦Transformer¦FailedFaulted
16-0057470 | 3rd Party | Vehicle | Pole-Wood | Broken | 2016 | Tier 3 - Extreme | Transformer only | 8 | 15 | 2016-08-15 | 1526820 | Sus | Y | 3rdParty¦Vehicle¦PoleWood¦Broken
16-0060112 | 3rd Party | Dig in, 3rd party | Secondary | Broken | 2016 | Tier 2 - Elevated | Distribution Circuit | 8 | 25 | 2016-08-25 | 1532199 | Sus | Y | 3rdParty¦Digin3rdparty¦Secondary¦Broken
16-0063125 | Equipment Failure/Involved | Overhead | Pole-Wood | Broken | 2016 | Tier 3 - Extreme | Distribution Circuit | 9 | 8 | 2016-09-08 | 1538280 | Sus | Y | EquipmentFailureInvolved¦Overhead¦PoleWood¦Broken
16-0070149 | 3rd Party | Vehicle | Crossarm, Wood | Broken | 2016 | Tier 3 - Extreme | Distribution Circuit | 10 | 6 | 2016-10-06 | 1554088 | Sus | Y | 3rdParty¦Vehicle¦CrossarmWood¦Broken
16-0072946 | Vegetation | Tree - fell into line | Conductor, Overhead | Broken, wire on ground | 2016 | Tier 2 - Elevated | Distribution Circuit | 10 | 16 | 2016-10-16 | 1563227 | Sus | Y | Vegetation¦Treefellintoline¦ConductorOverhead¦Brokenwireonground
16-0075421 | Vegetation | Tree - branch fell on line | Conductor, Overhead | Normal | 2016 | Tier 2 - Elevated | Distribution Circuit | 10 | 25 | 2016-10-25 | 1569713 | Sus | Y | Vegetation¦Treebranchfellonline¦ConductorOverhead¦Normal
16-0076662 | Vegetation | Tree - branch fell on line | Conductor, Overhead | Broken, wire on ground | 2016 | Tier 2 - Elevated | Distribution Circuit | 10 | 29 | 2016-10-29 | 1572556 | Sus | Y | Vegetation¦Treebranchfellonline¦ConductorOverhead¦Brokenwireonground
16-0077891 | Equipment Failure/Involved | Overhead | Transformer | Failed/Faulted | 2016 | Tier 2 - Elevated | Transformer only | 11 | 3 | 2016-11-03 | 1576111 | Sus | Y | EquipmentFailureInvolved¦Overhead¦Transformer¦FailedFaulted
16-0083086 | Unknown Cause | Patrol - found nothing |  |  | 2016 | Tier 2 - Elevated | Distribution Circuit | 11 | 30 | 2016-11-30 | 1591712 | Sus | Y | UnknownCause¦Patrolfoundnothing¦¦
16-0085749 | Vegetation | Tree - branch fell on line | Conductor, Overhead | Normal | 2016 | Tier 3 - Extreme | Distribution Circuit | 12 | 15 | 2016-12-15 | 1602886 | Sus | N | Vegetation¦Treebranchfellonline¦ConductorOverhead¦Normal
16-0086639 | Equipment Failure/Involved | Underground | Transformer (UG) | Broken | 2016 | Tier 2 - Elevated | Distribution Circuit | 12 | 21 | 2016-12-21 | 1608517 | Sus | N | EquipmentFailureInvolved¦Underground¦Transformer(UG)¦Broken
17-0004919 | Vegetation | Tree - branch fell on line | Conductor, Overhead | Normal | 2017 | Tier 2 - Elevated | Distribution Circuit | 1 | 8 | 2017-01-08 | 1622502 | Sus | N | Vegetation¦Treebranchfellonline¦ConductorOverhead¦Normal
17-0005110 | Vegetation | Tree - fell into line | Conductor, Overhead | Broken, wire on ground | 2017 | Tier 2 - Elevated | Distribution Circuit | 1 | 8 | 2017-01-08 | 1624576 | Sus | N | Vegetation¦Treefellintoline¦ConductorOverhead¦Brokenwireonground
17-0007771 | Unknown Cause | Patrol - found nothing |  |  | 2017 | Tier 2 - Elevated | Distribution Circuit | 1 | 10 | 2017-01-10 | 1640186 | Sus | N | UnknownCause¦Patrolfoundnothing¦¦
17-0007906 | Vegetation | Tree - branch fell on line | Conductor, Overhead | Arcing | 2017 | Tier 3 - Extreme | Distribution Circuit | 1 | 11 | 2017-01-11 | 1640601 | Sus | N | Vegetation¦Treebranchfellonline¦ConductorOverhead¦Arcing
17-0008865 | Unknown Cause | Patrol - found nothing |  |  | 2017 | Tier 3 - Extreme | Distribution Circuit | 1 | 13 | 2017-01-13 | 1642900 | Sus | N | UnknownCause¦Patrolfoundnothing¦¦
17-0010304 | Equipment Failure/Involved | Electrical Overload | Transformer | Failed/Faulted | 2017 | Tier 2 - Elevated | Distribution Circuit | 1 | 18 | 2017-01-18 | 1646139 | Sus | N | EquipmentFailureInvolved¦ElectricalOverload¦Transformer¦FailedFaulted
17-0010630 | Unknown Cause | Patrol - found nothing |  |  | 2017 | Tier 2 - Elevated | Distribution Circuit | 1 | 18 | 2017-01-18 | 1648765 | Sus | N | UnknownCause¦Patrolfoundnothing¦¦
17-0012059 | Unknown Cause | Patrol - found nothing |  |  | 2017 | Tier 3 - Extreme | Distribution Circuit | 1 | 21 | 2017-01-21 | 1655949 | Sus | N | UnknownCause¦Patrolfoundnothing¦¦
17-0012113 | Vegetation | Tree - branch fell on line | Conductor, Overhead | Broken, wire on ground | 2017 | Tier 3 - Extreme | Distribution Circuit | 1 | 21 | 2017-01-21 | 1656981 | Sus | N | Vegetation¦Treebranchfellonline¦ConductorOverhead¦Brokenwireonground
17-0013255 | Vegetation | Tree - branch fell on line | Conductor, Overhead | Normal | 2017 | Tier 2 - Elevated | Distribution Circuit | 1 | 22 | 2017-01-22 | 1661516 | Sus | N | Vegetation¦Treebranchfellonline¦ConductorOverhead¦Normal
17-0013552 | Environmental/External | Flood/Erosion | Conductor, Overhead | Broken, wire on ground | 2017 | Tier 3 - Extreme | Distribution Circuit | 1 | 22 | 2017-01-22 | 1662576 | Sus | N | EnvironmentalExternal¦FloodErosion¦ConductorOverhead¦Brokenwireonground
17-0016215 | 3rd Party | Vehicle | Conductor, Overhead | Broken, wire on object | 2017 | Tier 3 - Extreme | Distribution Circuit | 1 | 31 | 2017-01-31 | 1670966 | Sus | N | 3rdParty¦Vehicle¦ConductorOverhead¦Brokenwireonobject
17-0017581 | Unknown Cause | Patrol - found nothing |  |  | 2017 | Tier 3 - Extreme | Distribution Circuit | 2 | 5 | 2017-02-05 | 1675532 | Sus | N | UnknownCause¦Patrolfoundnothing¦¦
17-0018110 | Vegetation | Tree - fell into line | Conductor, Overhead | Together | 2017 | Tier 2 - Elevated | Distribution Circuit | 2 | 7 | 2017-02-07 | 1677553 | Sus | N | Vegetation¦Treefellintoline¦ConductorOverhead¦Together
17-0018805 | Equipment Failure/Involved | Overhead | Transformer | Failed/Faulted | 2017 | Tier 2 - Elevated | Transformer only | 2 | 7 | 2017-02-07 | 1680719 | Sus | N | EquipmentFailureInvolved¦Overhead¦Transformer¦FailedFaulted
17-0019023 | Vegetation | Tree - fell into line | Conductor, Overhead | Broken, wire on ground | 2017 | Tier 3 - Extreme | Distribution Circuit | 2 | 8 | 2017-02-08 | 1681939 | Sus | N | Vegetation¦Treefellintoline¦ConductorOverhead¦Brokenwireonground
17-0019638 | Unknown Cause | Patrol - not conducted |  |  | 2017 | Tier 2 - Elevated | Distribution Circuit | 2 | 9 | 2017-02-09 | 1683930 | Sus | N | UnknownCause¦Patrolnotconducted¦¦
17-0019936 | Equipment Failure/Involved | Fire, pole | Pole-Wood | Burned/flashed | 2017 | Tier 2 - Elevated | Distribution Circuit | 2 | 10 | 2017-02-10 | 1685021 | Sus | N | EquipmentFailureInvolved¦Firepole¦PoleWood¦Burnedflashed
17-0019954 | Vegetation | Tree - fell into line | Conductor, Overhead | Broken, wire on ground | 2017 | Tier 3 - Extreme | Distribution Circuit | 2 | 10 | 2017-02-10 | 1685165 | Sus | N | Vegetation¦Treefellintoline¦ConductorOverhead¦Brokenwireonground
17-0022417 | Equipment Failure/Involved | Overhead | Pole-Wood | Broken, wire on ground | 2017 | Tier 2 - Elevated | Distribution Circuit | 2 | 17 | 2017-02-17 | 1696056 | Sus | N | EquipmentFailureInvolved¦Overhead¦PoleWood¦Brokenwireonground
17-0025108 | Vegetation | Tree - fell into line | Conductor, Overhead | Broken | 2017 | Tier 3 - Extreme | Distribution Circuit | 2 | 20 | 2017-02-20 | 1706699 | Sus | N | Vegetation¦Treefellintoline¦ConductorOverhead¦Broken
17-0025487 | Equipment Failure/Involved | Overhead | Conductor, Overhead | Broken, wire on ground | 2017 | Zone 1 - HHZ | Distribution Circuit | 2 | 20 | 2017-02-20 | 1707776 | Sus | N | EquipmentFailureInvolved¦Overhead¦ConductorOverhead¦Brokenwireonground
17-0025910 | Equipment Failure/Involved | Overhead | Jumper | Burned Open | 2017 | Tier 3 - Extreme | Distribution Circuit | 2 | 23 | 2017-02-23 | 1711611 | Sus | N | EquipmentFailureInvolved¦Overhead¦Jumper¦BurnedOpen
17-0026863 | Vegetation | Tree - fell into line | Conductor, Overhead | Broken, wire on ground | 2017 | Tier 2 - Elevated | Distribution Circuit | 2 | 26 | 2017-02-26 | 1714322 | Sus | N | Vegetation¦Treefellintoline¦ConductorOverhead¦Brokenwireonground
17-0029246 | Vegetation | Tree - branch fell on line | Conductor, Overhead | Normal | 2017 | Tier 3 - Extreme | Distribution Circuit | 3 | 7 | 2017-03-07 | 1722076 | Sus | N | Vegetation¦Treebranchfellonline¦ConductorOverhead¦Normal
17-0030057 | Vegetation | Tree - branch fell on line | Conductor, Overhead | Normal | 2017 | Tier 3 - Extreme | Distribution Circuit | 3 | 10 | 2017-03-10 | 1724278 | Sus | N | Vegetation¦Treebranchfellonline¦ConductorOverhead¦Normal
17-0030573 | Unknown Cause | Patrol - not conducted |  |  | 2017 | Tier 2 - Elevated | Distribution Circuit | 3 | 14 | 2017-03-14 | 1726591 | Sus | N | UnknownCause¦Patrolnotconducted¦¦
17-0030698 | Unknown Cause | Patrol - found nothing |  |  | 2017 | Tier 2 - Elevated | Distribution Circuit | 3 | 14 | 2017-03-14 | 1726845 | Sus | N | UnknownCause¦Patrolfoundnothing¦¦
17-0033679 | Equipment Failure/Involved | Overhead | Secondary | Broken | 2017 | Tier 2 - Elevated | Transformer only | 3 | 25 | 2017-03-25 | 1735221 | Sus | N | EquipmentFailureInvolved¦Overhead¦Secondary¦Broken
17-0034235 | Equipment Failure/Involved | Overhead | Jumper | Burned Open | 2017 | Tier 2 - Elevated | Distribution Circuit | 3 | 27 | 2017-03-27 | 1736779 | Sus | N | EquipmentFailureInvolved¦Overhead¦Jumper¦BurnedOpen
17-0035849 | Unknown Cause | Patrol - found nothing |  |  | 2017 | Tier 2 - Elevated | Distribution Circuit | 4 | 2 | 2017-04-02 | 1742366 | Sus | N | UnknownCause¦Patrolfoundnothing¦¦
17-0035986 | Equipment Failure/Involved | Underground | Transformer (UG) | Leaking | 2017 | Tier 2 - Elevated | Distribution Circuit | 4 | 3 | 2017-04-03 | 1742822 | Sus | N | EquipmentFailureInvolved¦Underground¦Transformer(UG)¦Leaking
17-0037397 | Vegetation | Tree - fell into line | Conductor, Overhead | Broken, wire on ground | 2017 | Tier 3 - Extreme | Distribution Circuit | 4 | 6 | 2017-04-06 | 1748398 | Sus | N | Vegetation¦Treefellintoline¦ConductorOverhead¦Brokenwireonground
17-0040100 | Equipment Failure/Involved | Overhead | Transformer (OH) | Normal | 2017 | Tier 2 - Elevated | Distribution Circuit | 4 | 13 | 2017-04-13 | 1757211 | Sus | N | EquipmentFailureInvolved¦Overhead¦Transformer(OH)¦Normal
17-0040822 | Vegetation | Tree - branch fell on line | Conductor, Overhead | Normal | 2017 | Tier 3 - Extreme | Distribution Circuit | 4 | 17 | 2017-04-17 | 1759248 | Sus | N | Vegetation¦Treebranchfellonline¦ConductorOverhead¦Normal
17-0043162 | Equipment Failure/Involved | Overhead | Fuse | Broken | 2017 | Tier 3 - Extreme | Distribution Circuit | 4 | 26 | 2017-04-26 | 1767544 | Sus | N | EquipmentFailureInvolved¦Overhead¦Fuse¦Broken
17-0044025 | Unknown Cause | Patrol - found nothing |  |  | 2017 | Tier 2 - Elevated | Distribution Circuit | 4 | 30 | 2017-04-30 | 1771152 | Sus | N | UnknownCause¦Patrolfoundnothing¦¦
17-0044533 | Equipment Failure/Involved | Overhead | Other | Broken | 2017 | Tier 2 - Elevated | Distribution Circuit | 5 | 2 | 2017-05-02 | 1772442 | Sus | Y | EquipmentFailureInvolved¦Overhead¦Other¦Broken
17-0045920 | Equipment Failure/Involved | Overhead | Transformer | Broken | 2017 | Tier 2 - Elevated | Transformer only | 5 | 7 | 2017-05-07 | 1776761 | Sus | Y | EquipmentFailureInvolved¦Overhead¦Transformer¦Broken
17-0047810 | Vegetation | Tree - branch fell on line | Conductor, Overhead | Broken, wire on ground | 2017 | Tier 2 - Elevated | Distribution Circuit | 5 | 14 | 2017-05-14 | 1781790 | Sus | Y | Vegetation¦Treebranchfellonline¦ConductorOverhead¦Brokenwireonground
17-0050393 | Unknown Cause | Patrol - found nothing |  |  | 2017 | Tier 2 - Elevated | Distribution Circuit | 5 | 24 | 2017-05-24 | 1789592 | Sus | Y | UnknownCause¦Patrolfoundnothing¦¦
17-0054353 | Vegetation | Tree - fell into line | Conductor, Overhead | Broken, wire on ground | 2017 | Tier 2 - Elevated | Distribution Circuit | 6 | 11 | 2017-06-11 | 1802008 | Sus | Y | Vegetation¦Treefellintoline¦ConductorOverhead¦Brokenwireonground
17-0054893 | Equipment Failure/Involved | Overhead | Transformer (OH) | Leaking | 2017 | Tier 2 - Elevated | Transformer only | 6 | 13 | 2017-06-13 | 1803623 | Sus | Y | EquipmentFailureInvolved¦Overhead¦Transformer(OH)¦Leaking
17-0057762 | Vegetation | Tree - grew into line | Conductor, Overhead | Normal | 2017 | Tier 3 - Extreme | Distribution Circuit | 6 | 22 | 2017-06-22 | 1814949 | Sus | Y | Vegetation¦Treegrewintoline¦ConductorOverhead¦Normal
17-0065799 | Unknown Cause | Patrol - found nothing |  |  | 2017 | Tier 2 - Elevated | Distribution Circuit | 7 | 27 | 2017-07-27 | 1840613 | Sus | Y | UnknownCause¦Patrolfoundnothing¦¦
17-0073143 | Unknown Cause | Patrol - found nothing |  |  | 2017 | Tier 2 - Elevated | Distribution Circuit | 8 | 27 | 2017-08-27 | 1860335 | Sus | Y | UnknownCause¦Patrolfoundnothing¦¦
17-0073816 | Vegetation | Tree - branch fell on line | Conductor, Overhead | Broken, wire on ground | 2017 | Tier 3 - Extreme | Transformer only | 8 | 29 | 2017-08-29 | 1862340 | Sus | Y | Vegetation¦Treebranchfellonline¦ConductorOverhead¦Brokenwireonground
17-0077288 | Vegetation | Tree - fell into line | Conductor, Overhead | Broken | 2017 | Tier 2 - Elevated | Distribution Circuit | 9 | 10 | 2017-09-10 | 1874178 | Sus | Y | Vegetation¦Treefellintoline¦ConductorOverhead¦Broken
17-0085249 | Vegetation | Tree - branch fell on line | Conductor, Overhead | Normal | 2017 | Tier 2 - Elevated | Distribution Circuit | 10 | 8 | 2017-10-08 | 1893884 | Sus | Y | Vegetation¦Treebranchfellonline¦ConductorOverhead¦Normal
17-0087580 | Environmental/External | Fire, Forest/Grass | Pole-Wood | Broken, wire on ground | 2017 | Tier 3 - Extreme | Distribution Circuit | 10 | 8 | 2017-10-08 | 1901439 | Sus | Y | EnvironmentalExternal¦FireForestGrass¦PoleWood¦Brokenwireonground
17-0089476 | Environmental/External | Fire, Forest/Grass | Pole-Wood | Broken | 2017 | Tier 2 - Elevated | Distribution Circuit | 10 | 22 | 2017-10-22 | 1907224 | Sus | Y | EnvironmentalExternal¦FireForestGrass¦PoleWood¦Broken
17-0090240 | Equipment Failure/Involved | Overhead | Transformer | Failed/Faulted | 2017 | Tier 2 - Elevated | Transformer only | 10 | 25 | 2017-10-25 | 1909164 | Sus | Y | EquipmentFailureInvolved¦Overhead¦Transformer¦FailedFaulted
17-0090651 | Equipment Failure/Involved | Overhead | Transformer | Failed/Faulted | 2017 | Tier 3 - Extreme | Transformer only | 10 | 26 | 2017-10-26 | 1910389 | Sus | Y | EquipmentFailureInvolved¦Overhead¦Transformer¦FailedFaulted
17-0092430 | Unknown Cause | Patrol - found nothing |  |  | 2017 | Tier 3 - Extreme | Distribution Circuit | 11 | 3 | 2017-11-03 | 1915037 | Sus | Y | UnknownCause¦Patrolfoundnothing¦¦
17-0092967 | Unknown Cause | Patrol - found nothing |  |  | 2017 | Tier 2 - Elevated | Distribution Circuit | 11 | 6 | 2017-11-06 | 1916854 | Sus | Y | UnknownCause¦Patrolfoundnothing¦¦
17-0093549 | Vegetation | Tree - fell into line | Conductor, Overhead | Broken, wire on ground | 2017 | Tier 2 - Elevated | Distribution Circuit | 11 | 8 | 2017-11-08 | 1918300 | Sus | Y | Vegetation¦Treefellintoline¦ConductorOverhead¦Brokenwireonground
17-0094611 | Animal | Squirrel | Fuse | Normal | 2017 | Tier 2 - Elevated | Distribution Circuit | 11 | 13 | 2017-11-13 | 1921112 | Sus | Y | Animal¦Squirrel¦Fuse¦Normal
17-0095312 | Unknown Cause | Patrol - found nothing |  | Failed/Faulted | 2017 | Tier 2 - Elevated | Distribution Circuit | 11 | 15 | 2017-11-15 | 1923186 | Sus | Y | UnknownCause¦Patrolfoundnothing¦¦FailedFaulted
17-0095441 | Vegetation | Tree - branch fell on line | Conductor, Overhead | Normal | 2017 | Tier 3 - Extreme | Distribution Circuit | 11 | 16 | 2017-11-16 | 1923495 | Sus | Y | Vegetation¦Treebranchfellonline¦ConductorOverhead¦Normal
17-0097636 | 3rd Party | Vehicle | Pole-Wood | Broken, wire on ground | 2017 | Tier 2 - Elevated | Distribution Circuit | 11 | 26 | 2017-11-26 | 1929568 | Sus | Y | 3rdParty¦Vehicle¦PoleWood¦Brokenwireonground
17-0102725 | Vegetation | Tree - bark fell into line | Fuse | Failed/Faulted | 2017 | Tier 2 - Elevated | Distribution Circuit | 12 | 20 | 2017-12-20 | 1948144 | Sus | N | Vegetation¦Treebarkfellintoline¦Fuse¦FailedFaulted
17-0103296 | Unknown Cause | Patrol - found nothing |  |  | 2017 | Tier 2 - Elevated | Distribution Circuit | 12 | 25 | 2017-12-25 | 1951174 | Sus | N | UnknownCause¦Patrolfoundnothing¦¦
18-0004427 | Equipment Failure/Involved | Overhead | Insulator | Broken, wire on object | 2018 | Tier 2 - Elevated | Distribution Circuit | 1 | 8 | 2018-01-08 | 4127 | Sus | N | EquipmentFailureInvolved¦Overhead¦Insulator¦Brokenwireonobject
18-0004814 | Equipment Failure/Involved | Overhead | Conductor, Overhead | Broken, wire on ground | 2018 | Tier 2 - Elevated | Distribution Circuit | 1 | 9 | 2018-01-09 | 5286 | Sus | N | EquipmentFailureInvolved¦Overhead¦ConductorOverhead¦Brokenwireonground
18-0011205 | Equipment Failure/Involved | Overhead | Pole-Wood | On Ground | 2018 | Tier 2 - Elevated | Distribution Circuit | 2 | 2 | 2018-02-02 | 18464 | Sus | N | EquipmentFailureInvolved¦Overhead¦PoleWood¦OnGround
18-0014649 | Equipment Failure/Involved | Overhead | Transformer | Leaking | 2018 | Tier 2 - Elevated | Transformer only | 2 | 15 | 2018-02-15 | 25397 | Sus | N | EquipmentFailureInvolved¦Overhead¦Transformer¦Leaking
18-0018709 | Vegetation | Tree - fell into line | Conductor, Overhead | Normal | 2018 | Tier 3 - Extreme | Distribution Circuit | 3 | 1 | 2018-03-01 | 34968 | Sus | N | Vegetation¦Treefellintoline¦ConductorOverhead¦Normal
18-0019278 | Vegetation | Tree - branch fell on line | Conductor, Overhead | Bent or Twisted | 2018 | Tier 2 - Elevated | Distribution Circuit | 3 | 2 | 2018-03-02 | 36810 | Sus | N | Vegetation¦Treebranchfellonline¦ConductorOverhead¦BentorTwisted
18-0021401 | Equipment Failure/Involved | Overhead | Secondary | Broken | 2018 | Tier 2 - Elevated | Transformer only | 3 | 9 | 2018-03-09 | 41129 | Sus | N | EquipmentFailureInvolved¦Overhead¦Secondary¦Broken
18-0024673 | Vegetation | Tree - fell into line | Conductor, Overhead | Burned/flashed | 2018 | Tier 3 - Extreme | Distribution Circuit | 3 | 21 | 2018-03-21 | 49084 | Sus | N | Vegetation¦Treefellintoline¦ConductorOverhead¦Burnedflashed
18-0026720 | Equipment Failure/Involved | Overhead | Transformer | Contaminated | 2018 | Tier 2 - Elevated | Transformer only | 3 | 26 | 2018-03-26 | 53725 | Sus | N | EquipmentFailureInvolved¦Overhead¦Transformer¦Contaminated
18-0027874 | Equipment Failure/Involved | Overhead | Insulator | Broken | 2018 | Tier 2 - Elevated | Distribution Circuit | 3 | 29 | 2018-03-29 | 56299 | Sus | N | EquipmentFailureInvolved¦Overhead¦Insulator¦Broken
18-0028753 | Equipment Failure/Involved | Overhead | Insulator | Broken | 2018 | Tier 3 - Extreme | Distribution Circuit | 4 | 3 | 2018-04-03 | 58529 | Sus | N | EquipmentFailureInvolved¦Overhead¦Insulator¦Broken
18-0030258 | Unknown Cause | Patrol - found nothing |  |  | 2018 | Tier 2 - Elevated | Distribution Circuit | 4 | 7 | 2018-04-07 | 61956 | Sus | N | UnknownCause¦Patrolfoundnothing¦¦
18-0031443 | Vegetation | Tree - branch fell on line | Conductor, Overhead | Together | 2018 | Tier 3 - Extreme | Distribution Circuit | 4 | 11 | 2018-04-11 | 64931 | Sus | N | Vegetation¦Treebranchfellonline¦ConductorOverhead¦Together
18-0034082 | Equipment Failure/Involved | Overhead | Jumper | Arcing | 2018 | Tier 2 - Elevated | Distribution Circuit | 4 | 20 | 2018-04-20 | 70750 | Sus | N | EquipmentFailureInvolved¦Overhead¦Jumper¦Arcing
18-0034175 | Environmental/External | Water | Pole-Wood | Normal | 2018 | Tier 2 - Elevated | Distribution Circuit | 4 | 20 | 2018-04-20 | 70801 | Sus | N | EnvironmentalExternal¦Water¦PoleWood¦Normal
18-0036417 | Animal | Squirrel | Fuse | Failed/Faulted | 2018 | Tier 2 - Elevated | Distribution Circuit | 4 | 27 | 2018-04-27 | 75659 | Sus | N | Animal¦Squirrel¦Fuse¦FailedFaulted
18-0044760 | Equipment Failure/Involved | Overhead | Conductor, Overhead | Broken, wire on ground | 2018 | Tier 2 - Elevated | Distribution Circuit | 5 | 27 | 2018-05-27 | 94890 | Sus | Y | EquipmentFailureInvolved¦Overhead¦ConductorOverhead¦Brokenwireonground
18-0051952 | Equipment Failure/Involved | Overhead | Connector or Splice (OH) | Broken | 2018 | Tier 2 - Elevated | Transformer only | 6 | 18 | 2018-06-18 | 112124 | Sus | Y | EquipmentFailureInvolved¦Overhead¦ConnectororSplice(OH)¦Broken
18-0056143 | Equipment Failure/Involved | Overhead | Transformer | Failed/Faulted | 2018 | Tier 2 - Elevated | Transformer only | 7 | 1 | 2018-07-01 | 122501 | Sus | Y | EquipmentFailureInvolved¦Overhead¦Transformer¦FailedFaulted
18-0059683 | Unknown Cause | Patrol - found nothing |  |  | 2018 | Tier 2 - Elevated | Distribution Circuit | 7 | 13 | 2018-07-13 | 131078 | Sus | Y | UnknownCause¦Patrolfoundnothing¦¦
18-0059965 | Environmental/External | Fire, Forest/Grass | Conductor, Overhead | Normal | 2018 | Tier 3 - Extreme | Distribution Circuit | 7 | 15 | 2018-07-15 | 132309 | Sus | Y | EnvironmentalExternal¦FireForestGrass¦ConductorOverhead¦Normal
18-0066529 | Environmental/External | Fire, Forest/Grass | Conductor, Overhead | Broken, wire on ground | 2018 | Tier 2 - Elevated | Distribution Circuit | 7 | 29 | 2018-07-29 | 148372 | Sus | Y | EnvironmentalExternal¦FireForestGrass¦ConductorOverhead¦Brokenwireonground
18-0066736 | Environmental/External | Fire, Forest/Grass | Pole-Wood | Burned/flashed | 2018 | Tier 3 - Extreme | Distribution Circuit | 7 | 26 | 2018-07-26 | 148887 | Sus | Y | EnvironmentalExternal¦FireForestGrass¦PoleWood¦Burnedflashed
18-0067460 | Environmental/External | Fire, Forest/Grass | Pole-Wood | Burned/flashed | 2018 | Tier 2 - Elevated | Distribution Circuit | 7 | 23 | 2018-07-23 | 150775 | Sus | Y | EnvironmentalExternal¦FireForestGrass¦PoleWood¦Burnedflashed
18-0084890 | Unknown Cause | Patrol - found nothing |  |  | 2018 | Tier 2 - Elevated | Distribution Circuit | 9 | 29 | 2018-09-29 | 184196 | Sus | Y | UnknownCause¦Patrolfoundnothing¦¦
18-0086848 | Vegetation | Tree - fell into line | Service conductor | Normal | 2018 | Tier 2 - Elevated | Distribution Circuit | 10 | 4 | 2018-10-04 | 188309 | Sus | Y | Vegetation¦Treefellintoline¦Serviceconductor¦Normal
18-0090199 | Unknown Cause | Patrol - found nothing |  |  | 2018 | Tier 2 - Elevated | Distribution Circuit | 10 | 14 | 2018-10-14 | 194826 | Sus | Y | UnknownCause¦Patrolfoundnothing¦¦
18-0093284 | 3rd Party | Tree - cutting, 3rd party | Conductor, Overhead | Normal | 2018 | Tier 2 - Elevated | Distribution Circuit | 10 | 23 | 2018-10-23 | 200761 | Sus | Y | 3rdParty¦Treecutting3rdparty¦ConductorOverhead¦Normal
18-0093287 | Wildfire Mitigation | CWSP - Vegetation Removal |  |  | 2018 | Tier 3 - Extreme | Distribution Circuit | 10 | 29 | 2018-10-29 | 204077 | Sus | Y | WildfireMitigation¦CWSPVegetationRemoval¦¦
18-0100184 | Animal | Other | Fuse | Failed/Faulted | 2018 | Tier 2 - Elevated | Distribution Circuit | 11 | 16 | 2018-11-16 | 216337 | Sus | Y | Animal¦Other¦Fuse¦FailedFaulted
18-0101279 | Environmental/External | Fire, Forest/Grass | Pole-Wood | Burned/flashed | 2018 | Tier 2 - Elevated | Distribution Circuit | 11 | 8 | 2018-11-08 | 218645 | Sus | Y | EnvironmentalExternal¦FireForestGrass¦PoleWood¦Burnedflashed
18-0101364 | Environmental/External | Fire, Forest/Grass | Pole-Wood | Burned/flashed | 2018 | Tier 3 - Extreme | Distribution Circuit | 11 | 8 | 2018-11-08 | 218868 | Sus | Y | EnvironmentalExternal¦FireForestGrass¦PoleWood¦Burnedflashed
18-0101716 | Vegetation | Tree - fell into line | Conductor, Overhead | Broken, wire on ground | 2018 | Tier 2 - Elevated | Distribution Circuit | 11 | 21 | 2018-11-21 | 219567 | Sus | Y | Vegetation¦Treefellintoline¦ConductorOverhead¦Brokenwireonground
18-0104713 | Vegetation | Tree - fell into line | Conductor, Overhead | Normal | 2018 | Tier 3 - Extreme | Distribution Circuit | 11 | 29 | 2018-11-29 | 227335 | Sus | Y | Vegetation¦Treefellintoline¦ConductorOverhead¦Normal
18-0105391 | Equipment Failure/Involved | Overhead | Bushing | Broken | 2018 | Tier 3 - Extreme | Distribution Circuit | 11 | 29 | 2018-11-29 | 229713 | Sus | Y | EquipmentFailureInvolved¦Overhead¦Bushing¦Broken
18-0105888 | Environmental/External | Fire, Forest/Grass | Transformer | Failed/Faulted | 2018 | Tier 3 - Extreme | Transformer only | 12 | 1 | 2018-12-01 | 231185 | Sus | N | EnvironmentalExternal¦FireForestGrass¦Transformer¦FailedFaulted
18-0109495 | Vegetation | Tree - branch fell on line | Conductor, Overhead | Normal | 2018 | Tier 2 - Elevated | Distribution Circuit | 12 | 16 | 2018-12-16 | 241453 | Sus | N | Vegetation¦Treebranchfellonline¦ConductorOverhead¦Normal
18-0110369 | Equipment Failure/Involved | Underground | Secondary | Broken | 2018 | Tier 2 - Elevated | Transformer only | 12 | 23 | 2018-12-23 | 245655 | Sus | N | EquipmentFailureInvolved¦Underground¦Secondary¦Broken
18-0110445 | Vegetation | Tree - fell into line | Conductor, Overhead | Broken, wire on ground | 2018 | Tier 3 - Extreme | Distribution Circuit | 12 | 24 | 2018-12-24 | 246043 | Sus | N | Vegetation¦Treefellintoline¦ConductorOverhead¦Brokenwireonground
19-0005248 | Unknown Cause | Patrol - found nothing |  |  | 2019 | Tier 2 - Elevated | Distribution Circuit | 1 | 6 | 2019-01-06 | 255683 | Sus | N | UnknownCause¦Patrolfoundnothing¦¦
19-0011243 | Vegetation | Tree - fell into line | Conductor, Overhead | Broken, wire on ground | 2019 | Tier 3 - Extreme | Distribution Circuit | 1 | 17 | 2019-01-17 | 272663 | Sus | N | Vegetation¦Treefellintoline¦ConductorOverhead¦Brokenwireonground
19-0011397 | Equipment Failure/Involved | Overhead | Connector or Splice (OH) | Broken | 2019 | Tier 3 - Extreme | Transformer only | 1 | 17 | 2019-01-17 | 272687 | Sus | N | EquipmentFailureInvolved¦Overhead¦ConnectororSplice(OH)¦Broken
19-0012130 | Vegetation | Tree - bark fell into line | Conductor, Overhead | Normal | 2019 | Tier 2 - Elevated | Distribution Circuit | 1 | 19 | 2019-01-19 | 276779 | Sus | N | Vegetation¦Treebarkfellintoline¦ConductorOverhead¦Normal
19-0013758 | Equipment Failure/Involved | Overhead | Transformer | Failed/Faulted | 2019 | Tier 2 - Elevated | Transformer only | 1 | 23 | 2019-01-23 | 280016 | Sus | N | EquipmentFailureInvolved¦Overhead¦Transformer¦FailedFaulted
19-0014757 | Equipment Failure/Involved | Overhead | Crossarm, Wood | Broken | 2019 | Tier 2 - Elevated | Distribution Circuit | 1 | 26 | 2019-01-26 | 281882 | Sus | N | EquipmentFailureInvolved¦Overhead¦CrossarmWood¦Broken
19-0014761 | Vegetation | Tree - branch fell on line | Transformer | Failed/Faulted | 2019 | Tier 3 - Extreme | Transformer only | 1 | 26 | 2019-01-26 | 281885 | Sus | N | Vegetation¦Treebranchfellonline¦Transformer¦FailedFaulted
19-0017592 | Unknown Cause | Patrol - found nothing |  |  | 2019 | Tier 3 - Extreme | Distribution Circuit | 2 | 3 | 2019-02-03 | 289075 | Sus | N | UnknownCause¦Patrolfoundnothing¦¦
19-0019656 | Equipment Failure/Involved | Overhead | Pole-Wood | Broken, wire on ground | 2019 | Tier 3 - Extreme | Distribution Circuit | 2 | 6 | 2019-02-06 | 295420 | Sus | N | EquipmentFailureInvolved¦Overhead¦PoleWood¦Brokenwireonground
19-0020356 | Vegetation | Tree - fell into line | Connector or Splice (OH) | Broken, wire on ground | 2019 | Tier 2 - Elevated | Distribution Circuit | 2 | 9 | 2019-02-09 | 297028 | Sus | N | Vegetation¦Treefellintoline¦ConnectororSplice(OH)¦Brokenwireonground
19-0020591 | 3rd Party | Vehicle | Pole-Wood | Broken, wire on object | 2019 | Tier 3 - Extreme | Distribution Circuit | 2 | 10 | 2019-02-10 | 298123 | Sus | N | 3rdParty¦Vehicle¦PoleWood¦Brokenwireonobject
19-0021703 | Equipment Failure/Involved | Overhead | Conductor, Overhead | Together | 2019 | Tier 2 - Elevated | Distribution Circuit | 2 | 12 | 2019-02-12 | 301136 | Sus | N | EquipmentFailureInvolved¦Overhead¦ConductorOverhead¦Together
19-0021918 | Vegetation | Tree - fell into line | Conductor, Overhead | Bent or Twisted | 2019 | Tier 3 - Extreme | Transformer only | 2 | 13 | 2019-02-13 | 302927 | Sus | N | Vegetation¦Treefellintoline¦ConductorOverhead¦BentorTwisted
19-0023501 | Vegetation | Tree - branch fell on line | Conductor, Overhead | Broken, wire on ground | 2019 | Tier 3 - Extreme | Distribution Circuit | 2 | 14 | 2019-02-14 | 306422 | Sus | N | Vegetation¦Treebranchfellonline¦ConductorOverhead¦Brokenwireonground
19-0025534 | Equipment Failure/Involved | Overhead | Crossarm, Wood | Broken, wire on ground | 2019 | Tier 3 - Extreme | Distribution Circuit | 2 | 17 | 2019-02-17 | 317233 | Sus | N | EquipmentFailureInvolved¦Overhead¦CrossarmWood¦Brokenwireonground
19-0025618 | Environmental/External | Ice or snow | Conductor, Overhead | Normal | 2019 | Tier 2 - Elevated | Distribution Circuit | 2 | 13 | 2019-02-13 | 317573 | Sus | N | EnvironmentalExternal¦Iceorsnow¦ConductorOverhead¦Normal
19-0026024 | Unknown Cause | Patrol - found nothing |  |  | 2019 | Tier 3 - Extreme | Distribution Circuit | 2 | 19 | 2019-02-19 | 318620 | Sus | N | UnknownCause¦Patrolfoundnothing¦¦
19-0026192 | Vegetation | Tree - fell into line | Transformer (OH) | Broken | 2019 | Tier 2 - Elevated | Distribution Circuit | 2 | 16 | 2019-02-16 | 319102 | Sus | N | Vegetation¦Treefellintoline¦Transformer(OH)¦Broken
19-0029518 | Equipment Failure/Involved | Overhead | Insulator | Broken | 2019 | Tier 2 - Elevated | Distribution Circuit | 2 | 28 | 2019-02-28 | 328265 | Sus | N | EquipmentFailureInvolved¦Overhead¦Insulator¦Broken
19-0034312 | Unknown Cause | Patrol - found nothing |  |  | 2019 | Tier 2 - Elevated | Distribution Circuit | 3 | 15 | 2019-03-15 | 340569 | Sus | N | UnknownCause¦Patrolfoundnothing¦¦
19-0040332 | Unknown Cause | Patrol - found nothing |  |  | 2019 | Tier 2 - Elevated | Distribution Circuit | 4 | 6 | 2019-04-06 | 355013 | Sus | N | UnknownCause¦Patrolfoundnothing¦¦
19-0043178 | 3rd Party | Vehicle | Transformer | Broken | 2019 | Tier 2 - Elevated | Transformer only | 4 | 17 | 2019-04-17 | 362344 | Sus | N | 3rdParty¦Vehicle¦Transformer¦Broken
19-0046776 | Equipment Failure/Involved | Overhead | Connector or Splice (OH) | Broken, wire on ground | 2019 | Tier 2 - Elevated | Distribution Circuit | 4 | 27 | 2019-04-27 | 369355 | Sus | N | EquipmentFailureInvolved¦Overhead¦ConnectororSplice(OH)¦Brokenwireonground
19-0047780 | Equipment Failure/Involved | Overhead | Cutout, fuse holder | Broken | 2019 | Tier 3 - Extreme | Distribution Circuit | 5 | 1 | 2019-05-01 | 371441 | Sus | Y | EquipmentFailureInvolved¦Overhead¦Cutoutfuseholder¦Broken
19-0048030 | Unknown Cause | Patrol - found nothing |  |  | 2019 | Tier 2 - Elevated | Distribution Circuit | 5 | 1 | 2019-05-01 | 371916 | Sus | Y | UnknownCause¦Patrolfoundnothing¦¦
19-0053857 | Equipment Failure/Involved | Overhead | Cutout, fuse holder | Broken | 2019 | Tier 2 - Elevated | Distribution Circuit | 5 | 19 | 2019-05-19 | 384774 | Sus | Y | EquipmentFailureInvolved¦Overhead¦Cutoutfuseholder¦Broken
19-0055774 | Vegetation | Tree - fell into line | Conductor, Overhead | Broken, wire on ground | 2019 | Tier 2 - Elevated | Distribution Circuit | 5 | 22 | 2019-05-22 | 388407 | Sus | Y | Vegetation¦Treefellintoline¦ConductorOverhead¦Brokenwireonground
19-0058515 | Company Initiated | Improper Construction | Crossarm, Wood | Normal | 2019 | Tier 2 - Elevated | Transformer only | 5 | 28 | 2019-05-28 | 391889 | Sus | Y | CompanyInitiated¦ImproperConstruction¦CrossarmWood¦Normal
19-0060002 | Unknown Cause | Patrol - found nothing |  |  | 2019 | Tier 2 - Elevated | Distribution Circuit | 5 | 30 | 2019-05-30 | 393449 | Sus | Y | UnknownCause¦Patrolfoundnothing¦¦
19-0062594 | 3rd Party | Dig in, 3rd party | Conductor, Underground | Broken | 2019 | Tier 2 - Elevated | Distribution Circuit | 6 | 4 | 2019-06-04 | 397500 | Sus | Y | 3rdParty¦Digin3rdparty¦ConductorUnderground¦Broken
19-0063659 | Unknown Cause | Patrol - found nothing |  |  | 2019 | Tier 2 - Elevated | Distribution Circuit | 6 | 6 | 2019-06-06 | 399616 | Sus | Y | UnknownCause¦Patrolfoundnothing¦¦
19-0067081 | Vegetation | Tree - branch fell on line | Conductor, Overhead | Normal | 2019 | Tier 3 - Extreme | Distribution Circuit | 6 | 13 | 2019-06-13 | 408540 | Sus | Y | Vegetation¦Treebranchfellonline¦ConductorOverhead¦Normal
19-0079476 | Company Initiated | Construction Activity/equip, company | Conductor, Overhead | Normal | 2019 | Tier 2 - Elevated | Distribution Circuit | 7 | 20 | 2019-07-20 | 463800 | Sus | Y | CompanyInitiated¦ConstructionActivityequipcompany¦ConductorOverhead¦Normal
19-0091856 | 3rd Party | Vehicle | Pole-Wood | Broken | 2019 | Tier 2 - Elevated | Distribution Circuit | 8 | 25 | 2019-08-25 | 537954 | Sus | Y | 3rdParty¦Vehicle¦PoleWood¦Broken
19-0100910 | Vegetation | Tree - fell into line | Transformer | Leaking | 2019 | Tier 3 - Extreme | Transformer only | 9 | 18 | 2019-09-18 | 591936 | Sus | Y | Vegetation¦Treefellintoline¦Transformer¦Leaking
19-0108079 | 3rd Party | Other | Conductor, Overhead | Normal | 2019 | Tier 3 - Extreme | Distribution Circuit | 10 | 6 | 2019-10-06 | 645665 | Sus | Y | 3rdParty¦Other¦ConductorOverhead¦Normal
19-0120548 | Vegetation | Tree - fell into line | Conductor, Overhead | Together | 2019 | Tier 3 - Extreme | Distribution Circuit | 11 | 3 | 2019-11-03 | 698713 | Sus | Y | Vegetation¦Treefellintoline¦ConductorOverhead¦Together
19-0123878 | Vegetation | Tree - fell into line | Conductor, Overhead | Normal | 2019 | Tier 3 - Extreme | Distribution Circuit | 11 | 12 | 2019-11-12 | 705056 | Sus | Y | Vegetation¦Treefellintoline¦ConductorOverhead¦Normal
19-0127040 | Unknown Cause | Patrol - found nothing |  |  | 2019 | Tier 2 - Elevated | Distribution Circuit | 11 | 20 | 2019-11-20 | 711906 | Sus | Y | UnknownCause¦Patrolfoundnothing¦¦
19-0131041 | Unknown Cause | Patrol - found nothing |  |  | 2019 | Tier 3 - Extreme | Distribution Circuit | 11 | 29 | 2019-11-29 | 723325 | Sus | Y | UnknownCause¦Patrolfoundnothing¦¦
19-0131419 | Vegetation | Tree - fell into line | Conductor, Overhead | Broken, wire on ground | 2019 | Tier 2 - Elevated | Distribution Circuit | 11 | 30 | 2019-11-30 | 724304 | Sus | Y | Vegetation¦Treefellintoline¦ConductorOverhead¦Brokenwireonground
19-0132028 | Equipment Failure/Involved | Overhead | Insulator | Broken | 2019 | Tier 2 - Elevated | Distribution Circuit | 12 | 1 | 2019-12-01 | 726347 | Sus | N | EquipmentFailureInvolved¦Overhead¦Insulator¦Broken
19-0133198 | Unknown Cause | Patrol - found nothing |  |  | 2019 | Tier 2 - Elevated | Distribution Circuit | 12 | 4 | 2019-12-04 | 729317 | Sus | N | UnknownCause¦Patrolfoundnothing¦¦
19-0134713 | Unknown Cause | Patrol - found nothing |  |  | 2019 | Tier 2 - Elevated | Distribution Circuit | 12 | 6 | 2019-12-06 | 732373 | Sus | N | UnknownCause¦Patrolfoundnothing¦¦
19-0135003 | Unknown Cause | Patrol - found nothing |  |  | 2019 | Tier 3 - Extreme | Distribution Circuit | 12 | 7 | 2019-12-07 | 733188 | Sus | N | UnknownCause¦Patrolfoundnothing¦¦
19-0136150 | Company Initiated | Other Circuits | Conductor, Overhead | Normal | 2019 | Tier 2 - Elevated | Distribution Circuit | 12 | 12 | 2019-12-12 | 737449 | Sus | N | CompanyInitiated¦OtherCircuits¦ConductorOverhead¦Normal
20-0016463 | Unknown Cause | Patrol - found nothing |  |  | 2020 | Tier 2 - Elevated | Distribution Circuit | 2 | 3 | 2020-02-03 | 776172 | Sus | N | UnknownCause¦Patrolfoundnothing¦¦
20-0016921 | Equipment Failure/Involved | Overhead | Connector or Splice (OH) | Burned Open | 2020 | Tier 2 - Elevated | Distribution Circuit | 2 | 4 | 2020-02-04 | 777301 | Sus | N | EquipmentFailureInvolved¦Overhead¦ConnectororSplice(OH)¦BurnedOpen
20-0027888 | Unknown Cause | Patrol - found nothing |  |  | 2020 | Tier 3 - Extreme | Distribution Circuit | 3 | 2 | 2020-03-02 | 821397 | Sus | N | UnknownCause¦Patrolfoundnothing¦¦
20-0031127 | Equipment Failure/Involved | Overhead | Transformer | Failed/Faulted | 2020 | Tier 2 - Elevated | Transformer only | 3 | 11 | 2020-03-11 | 844116 | Sus | N | EquipmentFailureInvolved¦Overhead¦Transformer¦FailedFaulted
20-0032281 | Vegetation | Tree - branch fell on line | Conductor, Overhead | Normal | 2020 | Tier 3 - Extreme | Distribution Circuit | 3 | 15 | 2020-03-15 | 851940 | Sus | N | Vegetation¦Treebranchfellonline¦ConductorOverhead¦Normal
20-0033546 | Vegetation | Tree - fell into line | Conductor, Overhead | Broken, wire on ground | 2020 | Tier 3 - Extreme | Distribution Circuit | 3 | 17 | 2020-03-17 | 856555 | Sus | N | Vegetation¦Treefellintoline¦ConductorOverhead¦Brokenwireonground
20-0034802 | Equipment Failure/Involved | Overhead | Transformer (OH) | Failed/Faulted | 2020 | Tier 3 - Extreme | Distribution Circuit | 3 | 18 | 2020-03-18 | 858155 | Sus | N | EquipmentFailureInvolved¦Overhead¦Transformer(OH)¦FailedFaulted
20-0038706 | Unknown Cause | Patrol - found nothing |  |  | 2020 | Tier 3 - Extreme | Distribution Circuit | 4 | 5 | 2020-04-05 | 883509 | Sus | N | UnknownCause¦Patrolfoundnothing¦¦
20-0039239 | Vegetation | Tree - branch fell on line | Pothead(Riser Termination) | Normal | 2020 | Tier 3 - Extreme | Distribution Circuit | 4 | 7 | 2020-04-07 | 888317 | Sus | N | Vegetation¦Treebranchfellonline¦Pothead(RiserTermination)¦Normal
20-0044279 | Wildfire Mitigation | CWSP - Vegetation Removal | Conductor, Overhead | Normal | 2020 | Tier 3 - Extreme | Transformer only | 4 | 24 | 2020-04-24 | 900524 | Sus | N | WildfireMitigation¦CWSPVegetationRemoval¦ConductorOverhead¦Normal
20-0044792 | Equipment Failure/Involved | Overhead | Connector or Splice (OH) | Broken | 2020 | Tier 2 - Elevated | Distribution Circuit | 4 | 27 | 2020-04-27 | 902133 | Sus | N | EquipmentFailureInvolved¦Overhead¦ConnectororSplice(OH)¦Broken
20-0048390 | Vegetation | Tree - fell into line | Conductor, Overhead | Normal | 2020 | Tier 3 - Extreme | Distribution Circuit | 5 | 8 | 2020-05-08 | 909570 | Sus | Y | Vegetation¦Treefellintoline¦ConductorOverhead¦Normal
20-0049436 | Vegetation | Tree - grew into line | Conductor, Overhead | Broken, wire on ground | 2020 | Tier 2 - Elevated | Distribution Circuit | 5 | 12 | 2020-05-12 | 912023 | Sus | Y | Vegetation¦Treegrewintoline¦ConductorOverhead¦Brokenwireonground
20-0050002 | Equipment Failure/Involved | Overhead | Insulator | Broken | 2020 | Tier 2 - Elevated | Transformer only | 5 | 13 | 2020-05-13 | 913287 | Sus | Y | EquipmentFailureInvolved¦Overhead¦Insulator¦Broken
20-0052277 | 3rd Party | Customer Equipment | Customer Equipment | Failed/Faulted | 2020 | Tier 2 - Elevated | Distribution Circuit | 5 | 20 | 2020-05-20 | 918387 | Sus | Y | 3rdParty¦CustomerEquipment¦CustomerEquipment¦FailedFaulted
20-0055774 | Equipment Failure/Involved | Underground | Transformer (UG) | Failed/Faulted | 2020 | Tier 2 - Elevated | Distribution Circuit | 5 | 29 | 2020-05-29 | 925481 | Sus | Y | EquipmentFailureInvolved¦Underground¦Transformer(UG)¦FailedFaulted
20-0056751 | Vegetation | Tree - fell into line | Pole-Wood | Broken, wire on ground | 2020 | Tier 3 - Extreme | Distribution Circuit | 6 | 2 | 2020-06-02 | 928804 | Sus | Y | Vegetation¦Treefellintoline¦PoleWood¦Brokenwireonground
20-0058572 | 3rd Party | Vehicle | Pole-Wood | Broken | 2020 | Tier 2 - Elevated | Distribution Circuit | 6 | 7 | 2020-06-07 | 933347 | Sus | Y | 3rdParty¦Vehicle¦PoleWood¦Broken
20-0062392 | Vegetation | Tree - fell into line | Conductor, Overhead | Broken, wire on ground | 2020 | Tier 2 - Elevated | Distribution Circuit | 6 | 17 | 2020-06-17 | 941452 | Sus | Y | Vegetation¦Treefellintoline¦ConductorOverhead¦Brokenwireonground
20-0067637 | Vegetation | Tree - fell into line | Conductor, Overhead | Normal | 2020 | Tier 2 - Elevated | Distribution Circuit | 7 | 2 | 2020-07-02 | 956682 | Sus | Y | Vegetation¦Treefellintoline¦ConductorOverhead¦Normal
20-0067637 | Vegetation | Tree - fell into line | Conductor, Overhead | Normal | 2020 | Tier 2 - Elevated | Distribution Circuit | 7 | 2 | 2020-07-02 | 956682 | Sus | Y | Vegetation¦Treefellintoline¦ConductorOverhead¦Normal
20-0082279 | 3rd Party | Tree - cutting, 3rd party | Transformer (OH) | Failed/Faulted | 2020 | Tier 2 - Elevated | Transformer only | 8 | 11 | 2020-08-11 | 993193 | Sus | Y | 3rdParty¦Treecutting3rdparty¦Transformer(OH)¦FailedFaulted
20-0085360 | Environmental/External | Lightning | Conductor, Overhead | Burned/flashed | 2020 | Tier 3 - Extreme | Distribution Circuit | 8 | 16 | 2020-08-16 | 1013904 | Sus | Y | EnvironmentalExternal¦Lightning¦ConductorOverhead¦Burnedflashed
20-0085847 | Equipment Failure/Involved | Overhead | Transformer (OH) | Failed/Faulted | 2020 | Tier 2 - Elevated | Transformer only | 8 | 17 | 2020-08-17 | 1016882 | Sus | Y | EquipmentFailureInvolved¦Overhead¦Transformer(OH)¦FailedFaulted
20-0089164 | Animal | Squirrel | Pothead(Riser Termination) | Burned/flashed | 2020 | Tier 2 - Elevated | Distribution Circuit | 8 | 24 | 2020-08-24 | 1028112 | Sus | Y | Animal¦Squirrel¦Pothead(RiserTermination)¦Burnedflashed
20-0093052 | Vegetation | Tree - fell into line | Conductor, Overhead | Normal | 2020 | Tier 2 - Elevated | Distribution Circuit | 9 | 3 | 2020-09-03 | 1052294 | Sus | Y | Vegetation¦Treefellintoline¦ConductorOverhead¦Normal
20-0095042 | Unknown Cause | Patrol - found nothing |  |  | 2020 | Tier 3 - Extreme | Distribution Circuit | 9 | 8 | 2020-09-08 | 1060840 | Sus | Y | UnknownCause¦Patrolfoundnothing¦¦
20-0095733 | Vegetation | Tree - branch fell on line | Conductor, Overhead | Normal | 2020 | Tier 2 - Elevated | Distribution Circuit | 9 | 9 | 2020-09-09 | 1062387 | Sus | Y | Vegetation¦Treebranchfellonline¦ConductorOverhead¦Normal
20-0097540 | Animal | Squirrel | Transformer (OH) | Normal | 2020 | Tier 2 - Elevated | Distribution Circuit | 9 | 15 | 2020-09-15 | 1070713 | Sus | Y | Animal¦Squirrel¦Transformer(OH)¦Normal
20-0107203 | Equipment Failure/Involved | Overhead | Transformer | Malfunctioning | 2020 | Tier 2 - Elevated | Transformer only | 10 | 9 | 2020-10-09 | 1114666 | Sus | Y | EquipmentFailureInvolved¦Overhead¦Transformer¦Malfunctioning
20-0109391 | Unknown Cause | Patrol - found nothing |  |  | 2020 | Tier 2 - Elevated | Distribution Circuit | 10 | 15 | 2020-10-15 | 1118831 | Sus | Y | UnknownCause¦Patrolfoundnothing¦¦
20-0112186 | Wildfire Mitigation | Public Safety Power Shut-off | Conductor, Overhead | Normal | 2020 | Tier 3 - Extreme | Distribution Circuit | 10 | 25 | 2020-10-25 | 1128005 | Sus | Y | WildfireMitigation¦PublicSafetyPowerShutoff¦ConductorOverhead¦Normal
20-0115039 | Equipment Failure/Involved | Fire, pole | Cutout, fuse holder | Burned/flashed | 2020 | Tier 3 - Extreme | Distribution Circuit | 10 | 29 | 2020-10-29 | 1131870 | Sus | Y | EquipmentFailureInvolved¦Firepole¦Cutoutfuseholder¦Burnedflashed
20-0118682 | Unknown Cause | Patrol - not conducted |  |  | 2020 | Tier 2 - Elevated | Distribution Circuit | 11 | 9 | 2020-11-09 | 1140045 | Sus | Y | UnknownCause¦Patrolnotconducted¦¦
20-0130853 | Equipment Failure/Involved | Underground | Conductor, Underground | Burned/flashed | 2020 | Tier 2 - Elevated | Distribution Circuit | 12 | 17 | 2020-12-17 | 1191845 | Sus | N | EquipmentFailureInvolved¦Underground¦ConductorUnderground¦Burnedflashed
21-0011650 | Vegetation | Tree - fell into line | Conductor, Overhead | On Ground | 2021 | Tier 3 - Extreme | Distribution Circuit | 1 | 19 | 2021-01-19 | 1215046 | Sus | N | Vegetation¦Treefellintoline¦ConductorOverhead¦OnGround
21-0011797 | Vegetation | Tree - fell into line | Conductor, Overhead | Broken | 2021 | Tier 2 - Elevated | Transformer only | 1 | 20 | 2021-01-20 | 1219197 | Sus | N | Vegetation¦Treefellintoline¦ConductorOverhead¦Broken
21-0011865 | 3rd Party | Fire, house or bldg. | Metering Equipment | Arcing | 2021 | Tier 2 - Elevated | Distribution Circuit | 1 | 21 | 2021-01-21 | 1219478 | Sus | N | 3rdParty¦Firehouseorbldg¦MeteringEquipment¦Arcing
21-0012207 | Equipment Failure/Involved | Overhead | Conductor, Overhead | Broken, wire on ground | 2021 | Tier 3 - Extreme | Distribution Circuit | 1 | 21 | 2021-01-21 | 1220072 | Sus | N | EquipmentFailureInvolved¦Overhead¦ConductorOverhead¦Brokenwireonground
21-0012822 | Vegetation | Tree - bark fell into line | Conductor, Overhead | Normal | 2021 | Tier 3 - Extreme | Distribution Circuit | 1 | 22 | 2021-01-22 | 1221081 | Sus | N | Vegetation¦Treebarkfellintoline¦ConductorOverhead¦Normal
21-0014078 | Unknown Cause | Patrol - not conducted |  |  | 2021 | Tier 3 - Extreme | Distribution Circuit | 1 | 25 | 2021-01-25 | 1224927 | Sus | N | UnknownCause¦Patrolnotconducted¦¦
21-0015096 | Vegetation | Tree - bark fell into line | Pole-Wood | Broken | 2021 | Tier 2 - Elevated | Distribution Circuit | 1 | 26 | 2021-01-26 | 1228364 | Sus | N | Vegetation¦Treebarkfellintoline¦PoleWood¦Broken
21-0016481 | Equipment Failure/Involved | Overhead | Transformer (OH) | Failed/Faulted | 2021 | Tier 3 - Extreme | Distribution Circuit | 1 | 27 | 2021-01-27 | 1236160 | Sus | N | EquipmentFailureInvolved¦Overhead¦Transformer(OH)¦FailedFaulted
21-0017334 | Vegetation | Tree - branch fell on line | Conductor, Overhead | Normal | 2021 | Tier 2 - Elevated | Distribution Circuit | 1 | 28 | 2021-01-28 | 1238578 | Sus | N | Vegetation¦Treebranchfellonline¦ConductorOverhead¦Normal
21-0017674 | Vegetation | Tree - fell into line | Conductor, Overhead | Normal | 2021 | Tier 2 - Elevated | Distribution Circuit | 1 | 27 | 2021-01-27 | 1231368 | Sus | N | Vegetation¦Treefellintoline¦ConductorOverhead¦Normal
21-0019953 | Unknown Cause | Patrol - not conducted |  |  | 2021 | Tier 2 - Elevated | Distribution Circuit | 1 | 26 | 2021-01-26 | 1243781 | Sus | N | UnknownCause¦Patrolnotconducted¦¦
21-0032366 | Equipment Failure/Involved | Overhead | Conductor, Overhead | Broken, wire on ground | 2021 | Tier 2 - Elevated | Distribution Circuit | 3 | 4 | 2021-03-04 | 1268161 | Sus | N | EquipmentFailureInvolved¦Overhead¦ConductorOverhead¦Brokenwireonground
21-0032969 | Unknown Cause | Patrol - found nothing |  |  | 2021 | Tier 2 - Elevated | Distribution Circuit | 3 | 6 | 2021-03-06 | 1270901 | Sus | N | UnknownCause¦Patrolfoundnothing¦¦
21-0034288 | Equipment Failure/Involved | Overhead | Conductor, Overhead | Broken, wire on ground | 2021 | Tier 2 - Elevated | Distribution Circuit | 3 | 9 | 2021-03-09 | 1276364 | Sus | N | EquipmentFailureInvolved¦Overhead¦ConductorOverhead¦Brokenwireonground
21-0047028 | Vegetation | Tree - fell into line | Conductor, Overhead | Together | 2021 | Tier 3 - Extreme | Distribution Circuit | 4 | 9 | 2021-04-09 | 1312343 | Sus | N | Vegetation¦Treefellintoline¦ConductorOverhead¦Together
21-0049833 | Unknown Cause | Patrol - found nothing |  |  | 2021 | Tier 2 - Elevated | Transformer only | 4 | 16 | 2021-04-16 | 1320364 | Sus | N | UnknownCause¦Patrolfoundnothing¦¦
21-0056410 | Unknown Cause | Patrol - found nothing |  |  | 2021 | Tier 3 - Extreme | Distribution Circuit | 5 | 3 | 2021-05-03 | 1340202 | Sus | Y | UnknownCause¦Patrolfoundnothing¦¦
21-0062187 | Environmental/External | Lightning | Transformer | Failed/Faulted | 2021 | Tier 2 - Elevated | Transformer only | 5 | 17 | 2021-05-17 | 1351278 | Sus | Y | EnvironmentalExternal¦Lightning¦Transformer¦FailedFaulted
21-0069263 | Equipment Failure/Involved | Overhead | Transformer | Broken | 2021 | Tier 2 - Elevated | Transformer only | 6 | 3 | 2021-06-03 | 1364529 | Sus | Y | EquipmentFailureInvolved¦Overhead¦Transformer¦Broken
21-0074192 | Equipment Failure/Involved | Overhead | Pole-Wood | Broken | 2021 | Tier 2 - Elevated | Transformer only | 6 | 14 | 2021-06-14 | 1373136 | Sus | Y | EquipmentFailureInvolved¦Overhead¦PoleWood¦Broken
21-0074696 | Equipment Failure/Involved | Overhead | Transformer (OH) | Leaking | 2021 | Tier 2 - Elevated | Transformer only | 6 | 15 | 2021-06-15 | 1374592 | Sus | Y | EquipmentFailureInvolved¦Overhead¦Transformer(OH)¦Leaking
21-0076378 | Equipment Failure/Involved | Electrical Overload | Fuse | Burned Open | 2021 | Tier 2 - Elevated | Distribution Circuit | 6 | 18 | 2021-06-18 | 1378106 | Sus | Y | EquipmentFailureInvolved¦ElectricalOverload¦Fuse¦BurnedOpen
21-0086234 | Unknown Cause | Patrol - found nothing |  |  | 2021 | Tier 3 - Extreme | Distribution Circuit | 7 | 7 | 2021-07-07 | 1394151 | Sus | Y | UnknownCause¦Patrolfoundnothing¦¦
21-0100780 | Unknown Cause | Patrol - found nothing |  |  | 2021 | Tier 3 - Extreme | Distribution Circuit | 8 | 6 | 2021-08-06 | 1435496 | Sus | Y | UnknownCause¦Patrolfoundnothing¦¦
21-0110555 | Vegetation | Tree - fell into line | Conductor, Overhead | Normal | 2021 | Tier 2 - Elevated | Distribution Circuit | 8 | 28 | 2021-08-28 | 1456283 | Sus | Y | Vegetation¦Treefellintoline¦ConductorOverhead¦Normal
21-0110812 | Vegetation | Tree - fell into line | Conductor, Overhead | Broken, wire on ground | 2021 | Tier 2 - Elevated | Distribution Circuit | 8 | 29 | 2021-08-29 | 1457722 | Sus | Y | Vegetation¦Treefellintoline¦ConductorOverhead¦Brokenwireonground
21-0113823 | Unknown Cause | Patrol - found nothing |  |  | 2021 | Tier 2 - Elevated | Distribution Circuit | 9 | 6 | 2021-09-06 | 1462848 | Sus | Y | UnknownCause¦Patrolfoundnothing¦¦
21-0119391 | Unknown Cause | Patrol - found nothing |  |  | 2021 | Tier 2 - Elevated | Transmission line | 9 | 18 | 2021-09-18 | 1474793 | Sus | Y | UnknownCause¦Patrolfoundnothing¦¦
21-0120685 | Equipment Failure/Involved | Overhead | Conductor, Overhead | Broken, wire on ground | 2021 | Tier 2 - Elevated | Transmission line | 9 | 21 | 2021-09-21 | 1477518 | Sus | Y | EquipmentFailureInvolved¦Overhead¦ConductorOverhead¦Brokenwireonground
21-0124032 | Unknown Cause | Patrol - found nothing |  |  | 2021 | Tier 3 - Extreme | Distribution Circuit | 9 | 29 | 2021-09-29 | 1483589 | Sus | Y | UnknownCause¦Patrolfoundnothing¦¦
21-0129285 | Vegetation | Tree - fell into line | Conductor, Overhead | Broken, wire on ground | 2021 | Tier 3 - Extreme | Distribution Circuit | 10 | 11 | 2021-10-11 | 1493213 | Sus | Y | Vegetation¦Treefellintoline¦ConductorOverhead¦Brokenwireonground
21-0132806 | Vegetation | Tree - fell into line | Pole-Wood | Broken, wire on ground | 2021 | Tier 3 - Extreme | Transformer only | 10 | 18 | 2021-10-18 | 1501516 | Sus | Y | Vegetation¦Treefellintoline¦PoleWood¦Brokenwireonground
21-0134160 | Animal | Other | Conductor, Overhead | Normal | 2021 | Tier 3 - Extreme | Distribution Circuit | 10 | 21 | 2021-10-21 | 1503909 | Sus | Y | Animal¦Other¦ConductorOverhead¦Normal
21-0135193 | Unknown Cause | Patrol - not conducted |  |  | 2021 | Tier 2 - Elevated | Distribution Circuit | 10 | 22 | 2021-10-22 | 1505727 | Sus | Y | UnknownCause¦Patrolnotconducted¦¦
21-0138412 | Equipment Failure/Involved | Overhead | Conductor, Overhead | Broken | 2021 | Tier 3 - Extreme | Distribution Circuit | 10 | 26 | 2021-10-26 | 1520776 | Sus | Y | EquipmentFailureInvolved¦Overhead¦ConductorOverhead¦Broken
21-0142078 | Equipment Failure/Involved | Overhead | Recloser | Malfunctioning | 2021 | Tier 2 - Elevated | Distribution Circuit | 11 | 4 | 2021-11-04 | 1534591 | Sus | Y | EquipmentFailureInvolved¦Overhead¦Recloser¦Malfunctioning
21-0149033 | Animal | Squirrel | Fuse | Burned Open | 2021 | Tier 3 - Extreme | Distribution Circuit | 11 | 20 | 2021-11-20 | 1551080 | Sus | Y | Animal¦Squirrel¦Fuse¦BurnedOpen
21-0150896 | Unknown Cause | Patrol - not conducted |  |  | 2021 | Tier 2 - Elevated | Distribution Circuit | 11 | 24 | 2021-11-24 | 1554360 | Sus | Y | UnknownCause¦Patrolnotconducted¦¦
21-0158321 | Unknown Cause | Patrol - found nothing |  |  | 2021 | Tier 2 - Elevated | Distribution Circuit | 12 | 15 | 2021-12-15 | 1572017 | Sus | N | UnknownCause¦Patrolfoundnothing¦¦
21-0158709 | Vegetation | Tree - branch fell on line | Conductor, Overhead | Normal | 2021 | Tier 2 - Elevated | Distribution Circuit | 12 | 15 | 2021-12-15 | 1573939 | Sus | N | Vegetation¦Treebranchfellonline¦ConductorOverhead¦Normal
21-0158808 | Vegetation | Tree - fell into line | Conductor, Overhead | Broken, wire on ground | 2021 | Tier 3 - Extreme | Distribution Circuit | 12 | 15 | 2021-12-15 | 1574444 | Sus | N | Vegetation¦Treefellintoline¦ConductorOverhead¦Brokenwireonground
21-0160219 | Vegetation | Tree - fell into line | Conductor, Overhead | Broken, wire on ground | 2021 | Tier 3 - Extreme | Distribution Circuit | 12 | 23 | 2021-12-23 | 1579487 | Sus | N | Vegetation¦Treefellintoline¦ConductorOverhead¦Brokenwireonground
21-0161444 | Unknown Cause | Patrol - found nothing |  |  | 2021 | Tier 3 - Extreme | Distribution Circuit | 12 | 28 | 2021-12-28 | 1587501 | Sus | N | UnknownCause¦Patrolfoundnothing¦¦
21-0161916 | Equipment Failure/Involved | Overhead | Transformer | Broken | 2021 | Tier 2 - Elevated | Transformer only | 12 | 30 | 2021-12-30 | 1590271 | Sus | N | EquipmentFailureInvolved¦Overhead¦Transformer¦Broken
21-0161920 | Unknown Cause | Patrol - found nothing |  |  | 2021 | Tier 3 - Extreme | Distribution Circuit | 12 | 30 | 2021-12-30 | 1590298 | Sus | N | UnknownCause¦Patrolfoundnothing¦¦
22-0006207 | Vegetation | Tree - fell into line | Pole-Wood | Broken, wire on ground | 2021 | Tier 3 - Extreme | Distribution Circuit | 12 | 27 | 2021-12-27 | 1595230 | Sus | N | Vegetation¦Treefellintoline¦PoleWood¦Brokenwireonground
22-0006793 | Unknown Cause | Patrol - found nothing |  |  | 2022 | Tier 2 - Elevated | Distribution Circuit | 1 | 6 | 2022-01-06 | 1596365 | Sus | N | UnknownCause¦Patrolfoundnothing¦¦
22-0007613 | Environmental/External | Ice or snow | Conductor, Overhead | Broken, wire on ground | 2021 | Tier 3 - Extreme | Distribution Circuit | 12 | 27 | 2021-12-27 | 1598219 | Sus | N | EnvironmentalExternal¦Iceorsnow¦ConductorOverhead¦Brokenwireonground
22-0012860 | Equipment Failure/Involved | Overhead | Conductor, Overhead | Together | 2022 | Tier 2 - Elevated | Distribution Circuit | 1 | 22 | 2022-01-22 | 1608305 | Sus | N | EquipmentFailureInvolved¦Overhead¦ConductorOverhead¦Together
22-0016132 | Vegetation | Tree - branch fell on line | Conductor, Overhead | Normal | 2022 | Tier 3 - Extreme | Distribution Circuit | 1 | 30 | 2022-01-30 | 1616625 | Sus | N | Vegetation¦Treebranchfellonline¦ConductorOverhead¦Normal
22-0019297 | Unknown Cause | Patrol - not conducted |  |  | 2022 | Tier 2 - Elevated | Distribution Circuit | 2 | 7 | 2022-02-07 | 1622655 | Sus | N | UnknownCause¦Patrolnotconducted¦¦
22-0022694 | Equipment Failure/Involved | Overhead | Crossarm, Wood | Broken | 2022 | Tier 3 - Extreme | Distribution Circuit | 2 | 15 | 2022-02-15 | 1628224 | Sus | N | EquipmentFailureInvolved¦Overhead¦CrossarmWood¦Broken
22-0028930 | Equipment Failure/Involved | Underground | Transformer (UG) | Failed/Faulted | 2022 | Tier 2 - Elevated | Distribution Circuit | 3 | 2 | 2022-03-02 | 1640848 | Sus | N | EquipmentFailureInvolved¦Underground¦Transformer(UG)¦FailedFaulted
22-0030353 | Unknown Cause | Patrol - found nothing |  |  | 2022 | Tier 3 - Extreme | Transformer only | 3 | 5 | 2022-03-05 | 1642931 | Sus | N | UnknownCause¦Patrolfoundnothing¦¦
22-0032507 | Unknown Cause | Patrol - found nothing |  |  | 2022 | Tier 2 - Elevated | Distribution Circuit | 3 | 10 | 2022-03-10 | 1646274 | Sus | N | UnknownCause¦Patrolfoundnothing¦¦
22-0046002 | Vegetation | Tree - branch fell on line | Conductor, Overhead | Normal | 2022 | Tier 3 - Extreme | Distribution Circuit | 4 | 11 | 2022-04-11 | 1669089 | Sus | N | Vegetation¦Treebranchfellonline¦ConductorOverhead¦Normal
22-0050505 | Unknown Cause | Patrol - found nothing |  |  | 2022 | Tier 2 - Elevated | Distribution Circuit | 4 | 16 | 2022-04-16 | 1674213 | Sus | N | UnknownCause¦Patrolfoundnothing¦¦
22-0051487 | Vegetation | Tree - fell into line | Conductor, Overhead | Broken | 2022 | Tier 2 - Elevated | Distribution Circuit | 4 | 19 | 2022-04-19 | 1676190 | Sus | N | Vegetation¦Treefellintoline¦ConductorOverhead¦Broken
22-0059173 | 3rd Party | Vehicle | Pole-Wood | Broken, wire on ground | 2022 | Tier 2 - Elevated | Distribution Circuit | 5 | 6 | 2022-05-06 | 1690198 | Sus | Y | 3rdParty¦Vehicle¦PoleWood¦Brokenwireonground
22-0062255 | Equipment Failure/Involved | Overhead | Connector or Splice (OH) | Broken | 2022 | Tier 2 - Elevated | Distribution Circuit | 5 | 15 | 2022-05-15 | 1696889 | Sus | Y | EquipmentFailureInvolved¦Overhead¦ConnectororSplice(OH)¦Broken
22-0067343 | Equipment Failure/Involved | Electrical Overload | Transformer | Leaking | 2022 | Tier 3 - Extreme | Transformer only | 5 | 27 | 2022-05-27 | 1712300 | Sus | Y | EquipmentFailureInvolved¦ElectricalOverload¦Transformer¦Leaking
22-0072330 | Equipment Failure/Involved | Overhead | Transformer (OH) | Failed/Faulted | 2022 | Tier 2 - Elevated | Transformer only | 6 | 9 | 2022-06-09 | 1726487 | Sus | Y | EquipmentFailureInvolved¦Overhead¦Transformer(OH)¦FailedFaulted
22-0076707 | Equipment Failure/Involved | Overhead | Transformer (OH) | Failed/Faulted | 2022 | Tier 2 - Elevated | Transformer only | 6 | 21 | 2022-06-21 | 1737330 | Sus | Y | EquipmentFailureInvolved¦Overhead¦Transformer(OH)¦FailedFaulted
22-0090066 | Equipment Failure/Involved | Overhead | Transformer (OH) | Leaking | 2022 | Tier 2 - Elevated | Transformer only | 7 | 26 | 2022-07-26 | 1766223 | Sus | Y | EquipmentFailureInvolved¦Overhead¦Transformer(OH)¦Leaking
22-0097336 | Equipment Failure/Involved | Overhead | Transformer (OH) | Failed/Faulted | 2022 | Tier 2 - Elevated | Transformer only | 8 | 14 | 2022-08-14 | 1780717 | Sus | Y | EquipmentFailureInvolved¦Overhead¦Transformer(OH)¦FailedFaulted
22-0105353 | Unknown Cause | Patrol - found nothing |  |  | 2022 | Tier 2 - Elevated | Distribution Circuit | 9 | 2 | 2022-09-02 | 1797943 | Sus | Y | UnknownCause¦Patrolfoundnothing¦¦
22-0108278 | Animal | Squirrel | Conductor, Overhead | Normal | 2022 | Tier 2 - Elevated | Distribution Circuit | 9 | 9 | 2022-09-09 | 1806785 | Sus | Y | Animal¦Squirrel¦ConductorOverhead¦Normal
22-0110921 | Equipment Failure/Involved | Overhead | Pole-Wood | Broken | 2022 | Tier 2 - Elevated | Distribution Circuit | 9 | 16 | 2022-09-16 | 1812245 | Sus | Y | EquipmentFailureInvolved¦Overhead¦PoleWood¦Broken
22-0114356 | Vegetation | Tree - fell into line | Conductor, Overhead | Broken, wire on ground | 2022 | Tier 3 - Extreme | Distribution Circuit | 9 | 23 | 2022-09-23 | 1820147 | Sus | Y | Vegetation¦Treefellintoline¦ConductorOverhead¦Brokenwireonground
22-0114595 | Unknown Cause | Patrol - found nothing |  |  | 2022 | Tier 2 - Elevated | Transmission line | 9 | 25 | 2022-09-25 | 1821100 | Sus | Y | UnknownCause¦Patrolfoundnothing¦¦
22-0116403 | 3rd Party | Vehicle | Pole-Wood | Broken | 2022 | Tier 2 - Elevated | Distribution Circuit | 9 | 29 | 2022-09-29 | 1824547 | Sus | Y | 3rdParty¦Vehicle¦PoleWood¦Broken
22-0129260 | Environmental/External | Lightning | Transformer (OH) | Failed/Faulted | 2022 | Tier 2 - Elevated | Transformer only | 11 | 8 | 2022-11-08 | 1858121 | Sus | Y | EnvironmentalExternal¦Lightning¦Transformer(OH)¦FailedFaulted
22-0129771 | Vegetation | Tree - fell into line | Conductor, Overhead | Normal | 2022 | Tier 2 - Elevated | Distribution Circuit | 11 | 9 | 2022-11-09 | 1859468 | Sus | Y | Vegetation¦Treefellintoline¦ConductorOverhead¦Normal
22-0131754 | 3rd Party | Customer Equipment | Customer Equipment | Failed/Faulted | 2022 | Tier 3 - Extreme | Distribution Circuit | 11 | 16 | 2022-11-16 | 1864176 | Sus | Y | 3rdParty¦CustomerEquipment¦CustomerEquipment¦FailedFaulted
22-0135826 | Unknown Cause | Patrol - not conducted |  |  | 2022 | Tier 3 - Extreme | Distribution Circuit | 12 | 1 | 2022-12-01 | 1873602 | Sus | N | UnknownCause¦Patrolnotconducted¦¦
22-0138287 | Vegetation | Tree - fell into line | Conductor, Overhead | Normal | 2022 | Tier 3 - Extreme | Distribution Circuit | 12 | 10 | 2022-12-10 | 1881251 | Sus | N | Vegetation¦Treefellintoline¦ConductorOverhead¦Normal
22-0139087 | Vegetation | Tree - bark fell into line | Transformer (OH) | Broken | 2022 | Tier 3 - Extreme | Transformer only | 12 | 11 | 2022-12-11 | 1886378 | Sus | N | Vegetation¦Treebarkfellintoline¦Transformer(OH)¦Broken
22-0139262 | Equipment Failure/Involved | Overhead | Conductor, Overhead | Broken, wire on ground | 2022 | Tier 3 - Extreme | Distribution Circuit | 12 | 10 | 2022-12-10 | 1884049 | Sus | N | EquipmentFailureInvolved¦Overhead¦ConductorOverhead¦Brokenwireonground
22-0140218 | Equipment Failure/Involved | Overhead | Transformer (OH) | Failed/Faulted | 2022 | Tier 2 - Elevated | Transformer only | 12 | 15 | 2022-12-15 | 1890305 | Sus | N | EquipmentFailureInvolved¦Overhead¦Transformer(OH)¦FailedFaulted
22-0141155 | Unknown Cause | Patrol - found nothing |  |  | 2022 | Tier 2 - Elevated | Distribution Circuit | 12 | 23 | 2022-12-23 | 1896626 | Sus | N | UnknownCause¦Patrolfoundnothing¦¦
22-0141946 | Vegetation | Tree - branch fell on line | Conductor, Overhead | Deteriorated | 2022 | Tier 2 - Elevated | Distribution Circuit | 12 | 26 | 2022-12-26 | 1898420 | Sus | N | Vegetation¦Treebranchfellonline¦ConductorOverhead¦Deteriorated
23-0004294 | Vegetation | Tree - fell into line | Conductor, Overhead | Broken, wire on ground | 2022 | Tier 2 - Elevated | Distribution Circuit | 12 | 31 | 2022-12-31 | 1905888 | Sus | N | Vegetation¦Treefellintoline¦ConductorOverhead¦Brokenwireonground
23-0004312 | Vegetation | Tree - fell into line | Conductor, Overhead | Broken, wire on ground | 2022 | Tier 2 - Elevated | Distribution Circuit | 12 | 31 | 2022-12-31 | 1905663 | Sus | N | Vegetation¦Treefellintoline¦ConductorOverhead¦Brokenwireonground
15-0004813 | Equipment Failure/Involved | Other | Transformer | Failed/Faulted | 2015 | Tier 2 - Elevated | Distribution Circuit | 1 | 15 | 2015-01-15 | 1164070 | Sus | N | EquipmentFailureInvolved¦Other¦Transformer¦FailedFaulted
15-0011778 | Equipment Failure/Involved | Other | Transformer | Failed/Faulted | 2015 | Tier 3 - Extreme | Distribution Circuit | 2 | 8 | 2015-02-08 | 1183525 | Sus | N | EquipmentFailureInvolved¦Other¦Transformer¦FailedFaulted
15-0029386 | Equipment Failure/Involved | Other | Transformer | Failed/Faulted | 2015 | Tier 2 - Elevated | Transformer only | 4 | 24 | 2015-04-24 | 1224391 | Sus | N | EquipmentFailureInvolved¦Other¦Transformer¦FailedFaulted
15-0035046 | Equipment Failure/Involved | Overhead | Transformer | Deteriorated | 2015 | Tier 3 - Extreme | Distribution Circuit | 5 | 18 | 2015-05-18 | 1236629 | Sus | Y | EquipmentFailureInvolved¦Overhead¦Transformer¦Deteriorated
15-0044032 | Animal | Bird found | Conductor, Overhead | Normal | 2015 | Tier 2 - Elevated | Distribution Circuit | 6 | 29 | 2015-06-29 | 1258701 | Sus | Y | Animal¦Birdfound¦ConductorOverhead¦Normal
15-0045503 | Equipment Failure/Involved | Overhead | Transformer (OH) | Deteriorated | 2015 | Tier 3 - Extreme | Transformer only | 7 | 4 | 2015-07-04 | 1262845 | Sus | Y | EquipmentFailureInvolved¦Overhead¦Transformer(OH)¦Deteriorated
15-0051831 | Unknown Cause | Patrol - found nothing |  |  | 2015 | Tier 3 - Extreme | Distribution Circuit | 7 | 31 | 2015-07-31 | 1280611 | Sus | Y | UnknownCause¦Patrolfoundnothing¦¦
15-0052023 | Vegetation | Tree - branch fell on line | Fuse | Failed/Faulted | 2015 | Tier 2 - Elevated | Distribution Circuit | 7 | 31 | 2015-07-31 | 1281026 | Sus | Y | Vegetation¦Treebranchfellonline¦Fuse¦FailedFaulted
15-0055379 | 3rd Party | Vehicle | Pole-Wood | Broken, wire on ground | 2015 | Tier 2 - Elevated | Distribution Circuit | 8 | 16 | 2015-08-16 | 1289534 | Sus | Y | 3rdParty¦Vehicle¦PoleWood¦Brokenwireonground
15-0056766 | Vegetation | Tree - fell into line | Conductor, Overhead | Normal | 2015 | Tier 2 - Elevated | Distribution Circuit | 8 | 22 | 2015-08-22 | 1293087 | Sus | Y | Vegetation¦Treefellintoline¦ConductorOverhead¦Normal
15-0062323 | Environmental/External | Fire, Forest/Grass | Pole-Wood | Burned/flashed | 2015 | Tier 2 - Elevated | Distribution Circuit | 9 | 10 | 2015-09-10 | 1308742 | Sus | Y | EnvironmentalExternal¦FireForestGrass¦PoleWood¦Burnedflashed
15-0062519 | 3rd Party | Tree - cutting, 3rd party | Conductor, Overhead | Normal | 2015 | Tier 3 - Extreme | Distribution Circuit | 9 | 21 | 2015-09-21 | 1309434 | Sus | Y | 3rdParty¦Treecutting3rdparty¦ConductorOverhead¦Normal
15-0071109 | Unknown Cause | Patrol - found nothing |  |  | 2015 | Tier 2 - Elevated | Distribution Circuit | 10 | 16 | 2015-10-16 | 1323637 | Sus | Y | UnknownCause¦Patrolfoundnothing¦¦
15-0076824 | Animal | Squirrel | Transformer (OH) | Failed/Faulted | 2015 | Tier 2 - Elevated | Distribution Circuit | 11 | 9 | 2015-11-09 | 1338307 | Sus | Y | Animal¦Squirrel¦Transformer(OH)¦FailedFaulted
15-0077853 | Vegetation | Tree - branch fell on line | Conductor, Overhead | Normal | 2015 | Tier 3 - Extreme | Distribution Circuit | 11 | 15 | 2015-11-15 | 1341386 | Sus | Y | Vegetation¦Treebranchfellonline¦ConductorOverhead¦Normal
15-0081580 | Animal | Squirrel | Cutout, fuse holder | Burned/flashed | 2015 | Tier 3 - Extreme | Transformer only | 11 | 29 | 2015-11-29 | 1350079 | Sus | Y | Animal¦Squirrel¦Cutoutfuseholder¦Burnedflashed
15-0084323 | Unknown Cause | Patrol - found nothing |  |  | 2015 | Tier 2 - Elevated | Distribution Circuit | 12 | 11 | 2015-12-11 | 1359049 | Sus | N | UnknownCause¦Patrolfoundnothing¦¦
15-0085923 | Vegetation | Tree - fell into line | Conductor, Overhead | Broken, wire on ground | 2015 | Tier 2 - Elevated | Distribution Circuit | 12 | 17 | 2015-12-17 | 1365476 | Sus | N | Vegetation¦Treefellintoline¦ConductorOverhead¦Brokenwireonground
15-0086508 | Equipment Failure/Involved | Electrical Overload |  | Failed/Faulted | 2015 | Tier 3 - Extreme | Transformer only | 12 | 21 | 2015-12-21 | 1368192 | Sus | N | EquipmentFailureInvolved¦ElectricalOverload¦¦FailedFaulted
15-0086672 | Vegetation | Tree - branch fell on line | Conductor, Overhead | Normal | 2015 | Tier 2 - Elevated | Distribution Circuit | 12 | 22 | 2015-12-22 | 1368867 | Sus | N | Vegetation¦Treebranchfellonline¦ConductorOverhead¦Normal
15-0086688 | Vegetation | Tree - fell into line | Conductor, Overhead | Normal | 2015 | Tier 3 - Extreme | Distribution Circuit | 12 | 22 | 2015-12-22 | 1368754 | Sus | N | Vegetation¦Treefellintoline¦ConductorOverhead¦Normal
15-0087444 | Vegetation | Tree - fell into line | Conductor, Overhead | Broken, wire on ground | 2015 | Tier 2 - Elevated | Distribution Circuit | 12 | 26 | 2015-12-26 | 1372138 | Sus | N | Vegetation¦Treefellintoline¦ConductorOverhead¦Brokenwireonground
16-0007373 | Equipment Failure/Involved | Overhead | Connector or Splice (OH) | Broken, wire on ground | 2016 | Tier 2 - Elevated | Distribution Circuit | 1 | 22 | 2016-01-22 | 1389729 | Sus | N | EquipmentFailureInvolved¦Overhead¦ConnectororSplice(OH)¦Brokenwireonground
16-0009585 | Equipment Failure/Involved | Overhead | Transformer | Failed/Faulted | 2016 | Tier 2 - Elevated | Transformer only | 1 | 31 | 2016-01-31 | 1395540 | Sus | N | EquipmentFailureInvolved¦Overhead¦Transformer¦FailedFaulted
16-0011039 | Equipment Failure/Involved | Other | Transformer | Failed/Faulted | 2016 | Tier 3 - Extreme | Transformer only | 2 | 6 | 2016-02-06 | 1399264 | Sus | N | EquipmentFailureInvolved¦Other¦Transformer¦FailedFaulted
16-0013466 | Unknown Cause | Patrol - found nothing |  |  | 2016 | Tier 3 - Extreme | Distribution Circuit | 2 | 17 | 2016-02-17 | 1406239 | Sus | N | UnknownCause¦Patrolfoundnothing¦¦
16-0014605 | Vegetation | Tree - fell into line | Fuse | Failed/Faulted | 2016 | Tier 2 - Elevated | Distribution Circuit | 2 | 21 | 2016-02-21 | 1410150 | Sus | N | Vegetation¦Treefellintoline¦Fuse¦FailedFaulted
16-0015959 | Unknown Cause | Patrol - found nothing |  |  | 2016 | Tier 2 - Elevated | Distribution Circuit | 2 | 27 | 2016-02-27 | 1412861 | Sus | N | UnknownCause¦Patrolfoundnothing¦¦
16-0020082 | Vegetation | Tree - fell into line | Conductor, Overhead | Broken, wire on ground | 2016 | Tier 2 - Elevated | Distribution Circuit | 3 | 10 | 2016-03-10 | 1426820 | Sus | N | Vegetation¦Treefellintoline¦ConductorOverhead¦Brokenwireonground
16-0020383 | Unknown Cause | Patrol - found nothing |  |  | 2016 | Tier 2 - Elevated | Transformer only | 3 | 11 | 2016-03-11 | 1427607 | Sus | N | UnknownCause¦Patrolfoundnothing¦¦
16-0032029 | Unknown Cause | Patrol - found nothing |  |  | 2016 | Tier 3 - Extreme | Distribution Circuit | 4 | 27 | 2016-04-27 | 1460187 | Sus | N | UnknownCause¦Patrolfoundnothing¦¦
16-0033241 | Equipment Failure/Involved | Overhead | Transformer | Failed/Faulted | 2016 | Tier 3 - Extreme | Transformer only | 5 | 2 | 2016-05-02 | 1463267 | Sus | Y | EquipmentFailureInvolved¦Overhead¦Transformer¦FailedFaulted
16-0035464 | Unknown Cause | Patrol - not conducted |  |  | 2016 | Tier 2 - Elevated | Distribution Circuit | 5 | 12 | 2016-05-12 | 1468375 | Sus | Y | UnknownCause¦Patrolnotconducted¦¦
16-0038679 | Equipment Failure/Involved | Overhead | Pole-Wood | Broken, wire on ground | 2016 | Tier 2 - Elevated | Transformer only | 5 | 26 | 2016-05-26 | 1477390 | Sus | Y | EquipmentFailureInvolved¦Overhead¦PoleWood¦Brokenwireonground
16-0050402 | Equipment Failure/Involved | Overhead | Transformer | Failed/Faulted | 2016 | Tier 2 - Elevated | Transformer only | 7 | 16 | 2016-07-16 | 1511220 | Sus | Y | EquipmentFailureInvolved¦Overhead¦Transformer¦FailedFaulted
16-0053749 | Unknown Cause | Patrol - found nothing |  |  | 2016 | Tier 2 - Elevated | Distribution Circuit | 7 | 29 | 2016-07-29 | 1518752 | Sus | Y | UnknownCause¦Patrolfoundnothing¦¦
16-0064388 | Vegetation | Tree - fell into line | Service conductor | Deteriorated | 2016 | Tier 2 - Elevated | Transformer only | 9 | 13 | 2016-09-13 | 1541184 | Sus | Y | Vegetation¦Treefellintoline¦Serviceconductor¦Deteriorated
16-0070166 | Unknown Cause | Patrol - found nothing |  |  | 2016 | Tier 2 - Elevated | Distribution Circuit | 10 | 6 | 2016-10-06 | 1554119 | Sus | Y | UnknownCause¦Patrolfoundnothing¦¦
16-0072433 | Vegetation | Tree - branch fell on line | Conductor, Overhead | Together | 2016 | Tier 2 - Elevated | Distribution Circuit | 10 | 15 | 2016-10-15 | 1560706 | Sus | Y | Vegetation¦Treebranchfellonline¦ConductorOverhead¦Together
16-0074097 | Vegetation | Tree - fell into line | Conductor, Overhead | Normal | 2016 | Tier 3 - Extreme | Distribution Circuit | 10 | 19 | 2016-10-19 | 1566175 | Sus | Y | Vegetation¦Treefellintoline¦ConductorOverhead¦Normal
16-0084828 | Vegetation | Tree - fell into line | Conductor, Overhead | Broken, wire on ground | 2016 | Tier 2 - Elevated | Distribution Circuit | 12 | 9 | 2016-12-09 | 1597970 | Sus | N | Vegetation¦Treefellintoline¦ConductorOverhead¦Brokenwireonground
16-0084879 | Vegetation | Tree - bark fell into line | Conductor, Overhead | Normal | 2016 | Tier 2 - Elevated | Distribution Circuit | 12 | 10 | 2016-12-10 | 1598193 | Sus | N | Vegetation¦Treebarkfellintoline¦ConductorOverhead¦Normal
16-0085883 | Equipment Failure/Involved | Underground | Transformer | Failed/Faulted | 2016 | Tier 2 - Elevated | Distribution Circuit | 12 | 15 | 2016-12-15 | 1603769 | Sus | N | EquipmentFailureInvolved¦Underground¦Transformer¦FailedFaulted
16-0086030 | Unknown Cause | Patrol - found nothing |  |  | 2016 | Tier 3 - Extreme | Distribution Circuit | 12 | 16 | 2016-12-16 | 1604627 | Sus | N | UnknownCause¦Patrolfoundnothing¦¦
16-0086127 | Equipment Failure/Involved | Underground | Stepdown | Failed/Faulted | 2016 | Tier 2 - Elevated | Distribution Circuit | 12 | 17 | 2016-12-17 | 1605312 | Sus | N | EquipmentFailureInvolved¦Underground¦Stepdown¦FailedFaulted
17-0003072 | Vegetation | Tree - fell into line | Pole-Wood | Broken | 2017 | Tier 3 - Extreme | Distribution Circuit | 1 | 3 | 2017-01-03 | 1615468 | Sus | N | Vegetation¦Treefellintoline¦PoleWood¦Broken
17-0004607 | Vegetation | Tree - fell into line | Conductor, Overhead | Broken, wire on ground | 2017 | Tier 2 - Elevated | Distribution Circuit | 1 | 7 | 2017-01-07 | 1621054 | Sus | N | Vegetation¦Treefellintoline¦ConductorOverhead¦Brokenwireonground
17-0005514 | Vegetation | Tree - fell into line | Conductor, Overhead | Broken, wire on ground | 2017 | Tier 2 - Elevated | Distribution Circuit | 1 | 8 | 2017-01-08 | 1623260 | Sus | N | Vegetation¦Treefellintoline¦ConductorOverhead¦Brokenwireonground
17-0005636 | Vegetation | Tree - branch fell on line | Crossarm, Wood | Broken | 2017 | Tier 2 - Elevated | Distribution Circuit | 1 | 8 | 2017-01-08 | 1628906 | Sus | N | Vegetation¦Treebranchfellonline¦CrossarmWood¦Broken
17-0005768 | Vegetation | Tree - fell into line | Conductor, Overhead | Broken, wire on ground | 2017 | Tier 3 - Extreme | Distribution Circuit | 1 | 8 | 2017-01-08 | 1628154 | Sus | N | Vegetation¦Treefellintoline¦ConductorOverhead¦Brokenwireonground
17-0005971 | Vegetation | Tree - fell into line | Conductor, Overhead | Broken, wire on ground | 2017 | Tier 2 - Elevated | Distribution Circuit | 1 | 8 | 2017-01-08 | 1623846 | Sus | N | Vegetation¦Treefellintoline¦ConductorOverhead¦Brokenwireonground
17-0006228 | Vegetation | Tree - fell into line | Conductor, Overhead | Broken, wire on ground | 2017 | Tier 2 - Elevated | Distribution Circuit | 1 | 9 | 2017-01-09 | 1631738 | Sus | N | Vegetation¦Treefellintoline¦ConductorOverhead¦Brokenwireonground
17-0007216 | Vegetation | Tree - fell into line | Conductor, Overhead | Normal | 2017 | Tier 2 - Elevated | Distribution Circuit | 1 | 10 | 2017-01-10 | 1637054 | Sus | N | Vegetation¦Treefellintoline¦ConductorOverhead¦Normal
17-0008264 | Vegetation | Tree - fell into line | Pole-Wood | Broken, wire on ground | 2017 | Tier 3 - Extreme | Distribution Circuit | 1 | 11 | 2017-01-11 | 1640886 | Sus | N | Vegetation¦Treefellintoline¦PoleWood¦Brokenwireonground
17-0009136 | Unknown Cause | Patrol - found nothing |  |  | 2017 | Tier 2 - Elevated | Distribution Circuit | 1 | 14 | 2017-01-14 | 1643726 | Sus | N | UnknownCause¦Patrolfoundnothing¦¦
17-0011469 | Vegetation | Tree - fell into line | Conductor, Overhead | Normal | 2017 | Tier 3 - Extreme | Distribution Circuit | 1 | 20 | 2017-01-20 | 1653398 | Sus | N | Vegetation¦Treefellintoline¦ConductorOverhead¦Normal
17-0011958 | Unknown Cause | Patrol - found nothing |  |  | 2017 | Tier 3 - Extreme | Distribution Circuit | 1 | 21 | 2017-01-21 | 1655804 | Sus | N | UnknownCause¦Patrolfoundnothing¦¦
17-0012984 | Vegetation | Tree - fell into line | Conductor, Overhead | Broken, wire on ground | 2017 | Tier 2 - Elevated | Distribution Circuit | 1 | 22 | 2017-01-22 | 1660164 | Sus | N | Vegetation¦Treefellintoline¦ConductorOverhead¦Brokenwireonground
17-0013087 | Vegetation | Tree - branch fell on line | Conductor, Overhead | Burned/flashed | 2017 | Tier 3 - Extreme | Distribution Circuit | 1 | 22 | 2017-01-22 | 1660158 | Sus | N | Vegetation¦Treebranchfellonline¦ConductorOverhead¦Burnedflashed
17-0013824 | Vegetation | Tree - fell into line | Conductor, Overhead | Broken, wire on ground | 2017 | Tier 3 - Extreme | Distribution Circuit | 1 | 23 | 2017-01-23 | 1664078 | Sus | N | Vegetation¦Treefellintoline¦ConductorOverhead¦Brokenwireonground
17-0014017 | Vegetation | Tree - branch fell on line | Conductor, Overhead | Normal | 2017 | Tier 3 - Extreme | Distribution Circuit | 1 | 23 | 2017-01-23 | 1664839 | Sus | N | Vegetation¦Treebranchfellonline¦ConductorOverhead¦Normal
17-0014221 | Vegetation | Tree - branch fell on line | Conductor, Overhead | Normal | 2017 | Tier 3 - Extreme | Distribution Circuit | 1 | 23 | 2017-01-23 | 1664911 | Sus | N | Vegetation¦Treebranchfellonline¦ConductorOverhead¦Normal
17-0014508 | Unknown Cause | Patrol - found nothing |  |  | 2017 | Tier 3 - Extreme | Transformer only | 1 | 23 | 2017-01-23 | 1665026 | Sus | N | UnknownCause¦Patrolfoundnothing¦¦
17-0017067 | Equipment Failure/Involved | Overhead | Connector or Splice (OH) | Deteriorated | 2017 | Tier 3 - Extreme | Distribution Circuit | 2 | 3 | 2017-02-03 | 1673430 | Sus | N | EquipmentFailureInvolved¦Overhead¦ConnectororSplice(OH)¦Deteriorated
17-0017093 | Vegetation | Tree - fell into line | Conductor, Overhead | Broken, wire on ground | 2017 | Tier 3 - Extreme | Distribution Circuit | 2 | 3 | 2017-02-03 | 1673523 | Sus | N | Vegetation¦Treefellintoline¦ConductorOverhead¦Brokenwireonground
17-0017331 | Vegetation | Tree - branch fell on line | Conductor, Overhead | Broken, wire on ground | 2017 | Tier 2 - Elevated | Distribution Circuit | 2 | 3 | 2017-02-03 | 1674137 | Sus | N | Vegetation¦Treebranchfellonline¦ConductorOverhead¦Brokenwireonground
17-0017861 | Unknown Cause | Patrol - found nothing |  |  | 2017 | Tier 3 - Extreme | Transformer only | 2 | 6 | 2017-02-06 | 1676609 | Sus | N | UnknownCause¦Patrolfoundnothing¦¦
17-0018728 | Vegetation | Tree - fell into line | Conductor, Overhead | Together | 2017 | Tier 3 - Extreme | Distribution Circuit | 2 | 7 | 2017-02-07 | 1680857 | Sus | N | Vegetation¦Treefellintoline¦ConductorOverhead¦Together
17-0019772 | Environmental/External | Flood/Erosion | Pole-Wood | Deteriorated | 2017 | Tier 2 - Elevated | Distribution Circuit | 2 | 10 | 2017-02-10 | 1684537 | Sus | N | EnvironmentalExternal¦FloodErosion¦PoleWood¦Deteriorated
17-0021482 | Equipment Failure/Involved | Overhead | Pole-Wood | Broken | 2017 | Tier 2 - Elevated | Distribution Circuit | 2 | 16 | 2017-02-16 | 1689859 | Sus | N | EquipmentFailureInvolved¦Overhead¦PoleWood¦Broken
17-0024036 | Vegetation | Tree - branch fell on line | Conductor, Overhead | Normal | 2017 | Tier 3 - Extreme | Distribution Circuit | 2 | 20 | 2017-02-20 | 1704027 | Sus | N | Vegetation¦Treebranchfellonline¦ConductorOverhead¦Normal
17-0026447 | Equipment Failure/Involved | Overhead | Transformer | Failed/Faulted | 2017 | Tier 2 - Elevated | Transformer only | 2 | 24 | 2017-02-24 | 1712987 | Sus | N | EquipmentFailureInvolved¦Overhead¦Transformer¦FailedFaulted
17-0026933 | Vegetation | Tree - fell into line | Conductor, Overhead | Broken, wire on ground | 2017 | Tier 3 - Extreme | Transformer only | 2 | 26 | 2017-02-26 | 1714675 | Sus | N | Vegetation¦Treefellintoline¦ConductorOverhead¦Brokenwireonground
17-0030669 | 3rd Party | Tree - cutting, 3rd party | Fuse | Failed/Faulted | 2017 | Tier 2 - Elevated | Distribution Circuit | 3 | 14 | 2017-03-14 | 1726824 | Sus | N | 3rdParty¦Treecutting3rdparty¦Fuse¦FailedFaulted
17-0032514 | Vegetation | Tree - branch fell on line | Conductor, Overhead | Normal | 2017 | Tier 3 - Extreme | Distribution Circuit | 3 | 21 | 2017-03-21 | 1732242 | Sus | N | Vegetation¦Treebranchfellonline¦ConductorOverhead¦Normal
17-0033735 | Equipment Failure/Involved | Fire, pole | Insulator | Broken | 2017 | Tier 2 - Elevated | Distribution Circuit | 3 | 25 | 2017-03-25 | 1735538 | Sus | N | EquipmentFailureInvolved¦Firepole¦Insulator¦Broken
17-0035766 | Equipment Failure/Involved | Underground | Conductor, Underground | Broken | 2017 | Tier 2 - Elevated | Distribution Circuit | 4 | 1 | 2017-04-01 | 1741893 | Sus | N | EquipmentFailureInvolved¦Underground¦ConductorUnderground¦Broken
17-0038749 | Unknown Cause | Patrol - found nothing |  |  | 2017 | Tier 2 - Elevated | Distribution Circuit | 4 | 10 | 2017-04-10 | 1753983 | Sus | N | UnknownCause¦Patrolfoundnothing¦¦
17-0040915 | Vegetation | Tree - branch fell on line | Conductor, Overhead | Normal | 2017 | Tier 2 - Elevated | Distribution Circuit | 4 | 17 | 2017-04-17 | 1759773 | Sus | N | Vegetation¦Treebranchfellonline¦ConductorOverhead¦Normal
17-0041149 | Vegetation | Tree - fell into line | Conductor, Overhead | Broken, wire on ground | 2017 | Tier 2 - Elevated | Distribution Circuit | 4 | 18 | 2017-04-18 | 1760030 | Sus | N | Vegetation¦Treefellintoline¦ConductorOverhead¦Brokenwireonground
17-0045289 | Equipment Failure/Involved | Overhead | Insulator | Broken | 2017 | Tier 2 - Elevated | Distribution Circuit | 5 | 4 | 2017-05-04 | 1774612 | Sus | Y | EquipmentFailureInvolved¦Overhead¦Insulator¦Broken
17-0047280 | Unknown Cause | Patrol - found nothing |  |  | 2017 | Tier 2 - Elevated | Distribution Circuit | 5 | 11 | 2017-05-11 | 1780082 | Sus | Y | UnknownCause¦Patrolfoundnothing¦¦
17-0047767 | Animal | Other | Pothead/Riser Termination | Normal | 2017 | Tier 2 - Elevated | Distribution Circuit | 5 | 13 | 2017-05-13 | 1781614 | Sus | Y | Animal¦Other¦PotheadRiserTermination¦Normal
17-0048674 | Vegetation | Tree - fell into line | Conductor, Overhead | Broken, wire on ground | 2017 | Tier 3 - Extreme | Distribution Circuit | 5 | 17 | 2017-05-17 | 1784370 | Sus | Y | Vegetation¦Treefellintoline¦ConductorOverhead¦Brokenwireonground
17-0049250 | Equipment Failure/Involved | Overhead | Transformer | Failed/Faulted | 2017 | Tier 2 - Elevated | Transformer only | 5 | 19 | 2017-05-19 | 1785702 | Sus | Y | EquipmentFailureInvolved¦Overhead¦Transformer¦FailedFaulted
17-0051194 | Unknown Cause | Patrol - found nothing |  |  | 2017 | Tier 2 - Elevated | Distribution Circuit | 5 | 28 | 2017-05-28 | 1792100 | Sus | Y | UnknownCause¦Patrolfoundnothing¦¦
17-0051234 | Vegetation | Tree - branch fell on line | Conductor, Overhead | Broken, wire on ground | 2017 | Tier 3 - Extreme | Distribution Circuit | 5 | 28 | 2017-05-28 | 1792373 | Sus | Y | Vegetation¦Treebranchfellonline¦ConductorOverhead¦Brokenwireonground
17-0058812 | Unknown Cause | Patrol - found nothing |  |  | 2017 | Tier 2 - Elevated | Distribution Circuit | 6 | 27 | 2017-06-27 | 1818829 | Sus | Y | UnknownCause¦Patrolfoundnothing¦¦
17-0061353 | Equipment Failure/Involved | Underground | Transformer (UG) | Broken | 2017 | Tier 2 - Elevated | Distribution Circuit | 7 | 7 | 2017-07-07 | 1825919 | Sus | Y | EquipmentFailureInvolved¦Underground¦Transformer(UG)¦Broken
17-0062198 | Vegetation | Tree - fell into line | Conductor, Overhead | On Ground | 2017 | Tier 2 - Elevated | Distribution Circuit | 7 | 11 | 2017-07-11 | 1829511 | Sus | Y | Vegetation¦Treefellintoline¦ConductorOverhead¦OnGround
17-0064623 | 3rd Party | Vehicle | Conductor, Overhead | Broken, wire on ground | 2017 | Tier 2 - Elevated | Distribution Circuit | 7 | 21 | 2017-07-21 | 1837118 | Sus | Y | 3rdParty¦Vehicle¦ConductorOverhead¦Brokenwireonground
17-0066832 | Vegetation | Tree - fell into line | Conductor, Overhead | Broken, wire on ground | 2017 | Tier 2 - Elevated | Distribution Circuit | 7 | 31 | 2017-07-31 | 1843362 | Sus | Y | Vegetation¦Treefellintoline¦ConductorOverhead¦Brokenwireonground
17-0067600 | Equipment Failure/Involved | Overhead | Transformer | Failed/Faulted | 2017 | Tier 2 - Elevated | Transformer only | 8 | 3 | 2017-08-03 | 1845209 | Sus | Y | EquipmentFailureInvolved¦Overhead¦Transformer¦FailedFaulted
17-0075913 | Equipment Failure/Involved | Electrical Overload | Transformer | Failed/Faulted | 2017 | Tier 3 - Extreme | Transformer only | 9 | 4 | 2017-09-04 | 1870109 | Sus | Y | EquipmentFailureInvolved¦ElectricalOverload¦Transformer¦FailedFaulted
17-0075976 | Vegetation | Tree - fell into line | Conductor, Overhead | Broken, wire on ground | 2017 | Tier 2 - Elevated | Distribution Circuit | 9 | 5 | 2017-09-05 | 1870282 | Sus | Y | Vegetation¦Treefellintoline¦ConductorOverhead¦Brokenwireonground
17-0078718 | Environmental/External | Lightning | Transformer | Failed/Faulted | 2017 | Tier 2 - Elevated | Transformer only | 9 | 13 | 2017-09-13 | 1878433 | Sus | Y | EnvironmentalExternal¦Lightning¦Transformer¦FailedFaulted
17-0085629 | Vegetation | Tree - branch fell on line | Fuse | Failed/Faulted | 2017 | Tier 3 - Extreme | Distribution Circuit | 10 | 9 | 2017-10-09 | 1895382 | Sus | Y | Vegetation¦Treebranchfellonline¦Fuse¦FailedFaulted
17-0086495 | Environmental/External | Fire, Forest/Grass | Pole-Wood | Burned/flashed | 2017 | Tier 2 - Elevated | Distribution Circuit | 10 | 8 | 2017-10-08 | 1898952 | Sus | Y | EnvironmentalExternal¦FireForestGrass¦PoleWood¦Burnedflashed
17-0087779 | Environmental/External | Fire, Forest/Grass | Pole-Wood | Broken, wire on ground | 2017 | Tier 2 - Elevated | Distribution Circuit | 10 | 9 | 2017-10-09 | 1902088 | Sus | Y | EnvironmentalExternal¦FireForestGrass¦PoleWood¦Brokenwireonground
17-0087993 | Equipment Failure/Involved | Overhead | Pole-Wood | Broken | 2017 | Tier 3 - Extreme | Distribution Circuit | 10 | 9 | 2017-10-09 | 1902578 | Sus | Y | EquipmentFailureInvolved¦Overhead¦PoleWood¦Broken
17-0088269 | Equipment Failure/Involved | Fire, pole | Pole-Wood | Broken | 2017 | Tier 3 - Extreme | Distribution Circuit | 10 | 12 | 2017-10-12 | 1903243 | Sus | Y | EquipmentFailureInvolved¦Firepole¦PoleWood¦Broken
17-0091036 | Unknown Cause | Patrol - not conducted |  |  | 2017 | Tier 2 - Elevated | Distribution Circuit | 10 | 28 | 2017-10-28 | 1911599 | Sus | Y | UnknownCause¦Patrolnotconducted¦¦
17-0093753 | Unknown Cause | Patrol - found nothing |  |  | 2017 | Tier 3 - Extreme | Distribution Circuit | 11 | 9 | 2017-11-09 | 1919032 | Sus | Y | UnknownCause¦Patrolfoundnothing¦¦
17-0093790 | Vegetation | Tree - branch fell on line |  | Burned Open | 2017 | Tier 3 - Extreme | Transformer only | 11 | 9 | 2017-11-09 | 1919127 | Sus | Y | Vegetation¦Treebranchfellonline¦¦BurnedOpen
17-0095544 | Equipment Failure/Involved | Overhead | Transformer | Failed/Faulted | 2017 | Tier 2 - Elevated | Transformer only | 11 | 16 | 2017-11-16 | 1923729 | Sus | Y | EquipmentFailureInvolved¦Overhead¦Transformer¦FailedFaulted
17-0098035 | 3rd Party | Vehicle | Pole-Wood | Broken | 2017 | Tier 3 - Extreme | Distribution Circuit | 11 | 28 | 2017-11-28 | 1930713 | Sus | Y | 3rdParty¦Vehicle¦PoleWood¦Broken
17-0098083 | Vegetation | Tree - fell into line | Conductor, Overhead | Broken, wire on ground | 2017 | Tier 3 - Extreme | Distribution Circuit | 11 | 28 | 2017-11-28 | 1930950 | Sus | Y | Vegetation¦Treefellintoline¦ConductorOverhead¦Brokenwireonground
17-0100197 | Unknown Cause | Patrol - not conducted |  |  | 2017 | Tier 2 - Elevated | Distribution Circuit | 12 | 6 | 2017-12-06 | 1937089 | Sus | N | UnknownCause¦Patrolnotconducted¦¦
17-0102698 | Unknown Cause | Patrol - not conducted |  |  | 2017 | Tier 2 - Elevated | Distribution Circuit | 12 | 20 | 2017-12-20 | 1948067 | Sus | N | UnknownCause¦Patrolnotconducted¦¦
18-0013059 | Equipment Failure/Involved | Overhead | Crossarm, Wood | Broken | 2018 | Tier 2 - Elevated | Distribution Circuit | 2 | 10 | 2018-02-10 | 22283 | Sus | N | EquipmentFailureInvolved¦Overhead¦CrossarmWood¦Broken
18-0014632 | Animal | Squirrel | Fuse | Failed/Faulted | 2018 | Tier 2 - Elevated | Distribution Circuit | 2 | 15 | 2018-02-15 | 25366 | Sus | N | Animal¦Squirrel¦Fuse¦FailedFaulted
18-0014850 | Equipment Failure/Involved | Overhead | Transformer | Failed/Faulted | 2018 | Tier 3 - Extreme | Transformer only | 2 | 16 | 2018-02-16 | 25698 | Sus | N | EquipmentFailureInvolved¦Overhead¦Transformer¦FailedFaulted
18-0015182 | Unknown Cause | Patrol - found nothing |  |  | 2018 | Tier 2 - Elevated | Distribution Circuit | 2 | 18 | 2018-02-18 | 26539 | Sus | N | UnknownCause¦Patrolfoundnothing¦¦
18-0019293 | Equipment Failure/Involved | Overhead | Pole-Wood | Broken | 2018 | Tier 3 - Extreme | Distribution Circuit | 3 | 2 | 2018-03-02 | 36935 | Sus | N | EquipmentFailureInvolved¦Overhead¦PoleWood¦Broken
18-0023575 | Vegetation | Tree - fell into line | Fuse | Failed/Faulted | 2018 | Tier 3 - Extreme | Distribution Circuit | 3 | 16 | 2018-03-16 | 46196 | Sus | N | Vegetation¦Treefellintoline¦Fuse¦FailedFaulted
18-0032770 | Equipment Failure/Involved | Overhead | Transformer (OH) | Leaking | 2018 | Tier 2 - Elevated | Distribution Circuit | 4 | 16 | 2018-04-16 | 68132 | Sus | N | EquipmentFailureInvolved¦Overhead¦Transformer(OH)¦Leaking
18-0037020 | Unknown Cause | Patrol - found nothing |  |  | 2018 | Tier 2 - Elevated | Distribution Circuit | 4 | 30 | 2018-04-30 | 76955 | Sus | N | UnknownCause¦Patrolfoundnothing¦¦
18-0037976 | Environmental/External | Lightning | Transformer (OH) | Failed/Faulted | 2018 | Tier 2 - Elevated | Distribution Circuit | 5 | 3 | 2018-05-03 | 78815 | Sus | Y | EnvironmentalExternal¦Lightning¦Transformer(OH)¦FailedFaulted
18-0042981 | Equipment Failure/Involved | Overhead | Transformer (OH) | Broken | 2018 | Tier 2 - Elevated | Transformer only | 5 | 21 | 2018-05-21 | 90960 | Sus | Y | EquipmentFailureInvolved¦Overhead¦Transformer(OH)¦Broken
18-0054860 | Animal | Bird found | Fuse | Failed/Faulted | 2018 | Tier 2 - Elevated | Distribution Circuit | 6 | 26 | 2018-06-26 | 119024 | Sus | Y | Animal¦Birdfound¦Fuse¦FailedFaulted
18-0063277 | Equipment Failure/Involved | Overhead | Jumper | Burned Open | 2018 | Tier 3 - Extreme | Distribution Circuit | 7 | 24 | 2018-07-24 | 139432 | Sus | Y | EquipmentFailureInvolved¦Overhead¦Jumper¦BurnedOpen
18-0064117 | Unknown Cause | Patrol - found nothing |  |  | 2018 | Tier 3 - Extreme | Distribution Circuit | 7 | 26 | 2018-07-26 | 140878 | Sus | Y | UnknownCause¦Patrolfoundnothing¦¦
18-0064210 | Unknown Cause | Patrol - found nothing |  |  | 2018 | Tier 2 - Elevated | Distribution Circuit | 7 | 26 | 2018-07-26 | 141329 | Sus | Y | UnknownCause¦Patrolfoundnothing¦¦
18-0065323 | Animal | Bird found | Transformer (OH) | Normal | 2018 | Tier 2 - Elevated | Distribution Circuit | 7 | 31 | 2018-07-31 | 145800 | Sus | Y | Animal¦Birdfound¦Transformer(OH)¦Normal
18-0066335 | Vegetation | Tree - fell into line | Conductor, Overhead | Broken, wire on ground | 2018 | Tier 2 - Elevated | Distribution Circuit | 8 | 2 | 2018-08-02 | 147932 | Sus | Y | Vegetation¦Treefellintoline¦ConductorOverhead¦Brokenwireonground
18-0068381 | Animal | Bird found | Cutout, fuse holder | Normal | 2018 | Tier 2 - Elevated | Distribution Circuit | 8 | 9 | 2018-08-09 | 152269 | Sus | Y | Animal¦Birdfound¦Cutoutfuseholder¦Normal
18-0070751 | Unknown Cause | Patrol - found nothing |  |  | 2018 | Tier 2 - Elevated | Distribution Circuit | 8 | 16 | 2018-08-16 | 156479 | Sus | Y | UnknownCause¦Patrolfoundnothing¦¦
18-0074733 | Equipment Failure/Involved | Overhead | Transformer (OH) | Failed/Faulted | 2018 | Tier 3 - Extreme | Distribution Circuit | 8 | 29 | 2018-08-29 | 164608 | Sus | Y | EquipmentFailureInvolved¦Overhead¦Transformer(OH)¦FailedFaulted
18-0085650 | Equipment Failure/Involved | Fire, pole | Pole-Wood | Burned/flashed | 2018 | Tier 2 - Elevated | Distribution Circuit | 10 | 2 | 2018-10-02 | 185962 | Sus | Y | EquipmentFailureInvolved¦Firepole¦PoleWood¦Burnedflashed
18-0093670 | Unknown Cause | Patrol - found nothing |  |  | 2018 | Tier 3 - Extreme | Distribution Circuit | 10 | 24 | 2018-10-24 | 201279 | Sus | Y | UnknownCause¦Patrolfoundnothing¦¦
18-0094769 | 3rd Party | Vehicle | Pole-Wood | Broken | 2018 | Tier 2 - Elevated | Distribution Circuit | 10 | 27 | 2018-10-27 | 203499 | Sus | Y | 3rdParty¦Vehicle¦PoleWood¦Broken
18-0098214 | Vegetation | Tree - fell into line | Conductor, Overhead | Broken, wire on ground | 2018 | Tier 3 - Extreme | Distribution Circuit | 11 | 8 | 2018-11-08 | 211460 | Sus | Y | Vegetation¦Treefellintoline¦ConductorOverhead¦Brokenwireonground
18-0098254 | Equipment Failure/Involved | Overhead | Jumper | Burned Open | 2018 | Tier 3 - Extreme | Distribution Circuit | 11 | 8 | 2018-11-08 | 211175 | Sus | Y | EquipmentFailureInvolved¦Overhead¦Jumper¦BurnedOpen
18-0098774 | Equipment Failure/Involved | Overhead | Transformer | Failed/Faulted | 2018 | Tier 2 - Elevated | Transformer only | 11 | 9 | 2018-11-09 | 212622 | Sus | Y | EquipmentFailureInvolved¦Overhead¦Transformer¦FailedFaulted
18-0101263 | Environmental/External | Fire, Forest/Grass | Pole-Wood | Burned/flashed | 2018 | Tier 2 - Elevated | Distribution Circuit | 11 | 8 | 2018-11-08 | 218640 | Sus | Y | EnvironmentalExternal¦FireForestGrass¦PoleWood¦Burnedflashed
18-0101404 | Environmental/External | Fire, Forest/Grass | Pole-Wood | Burned/flashed | 2018 | Tier 3 - Extreme | Distribution Circuit | 11 | 8 | 2018-11-08 | 218959 | Sus | Y | EnvironmentalExternal¦FireForestGrass¦PoleWood¦Burnedflashed
18-0105110 | Vegetation | Tree - fell into line | Conductor, Overhead | Together | 2018 | Tier 2 - Elevated | Distribution Circuit | 11 | 29 | 2018-11-29 | 228757 | Sus | Y | Vegetation¦Treefellintoline¦ConductorOverhead¦Together
18-0106152 | Environmental/External | Fire, Forest/Grass | Pole-Wood | Burned/flashed | 2018 | Tier 3 - Extreme | Distribution Circuit | 11 | 8 | 2018-11-08 | 231948 | Sus | Y | EnvironmentalExternal¦FireForestGrass¦PoleWood¦Burnedflashed
18-0106484 | Vegetation | Tree - fell into line | Conductor, Overhead | Broken, wire on ground | 2018 | Tier 2 - Elevated | Distribution Circuit | 12 | 3 | 2018-12-03 | 232706 | Sus | N | Vegetation¦Treefellintoline¦ConductorOverhead¦Brokenwireonground
18-0107813 | Equipment Failure/Involved | Overhead | Connector or Splice (OH) | Broken, wire on ground | 2018 | Tier 2 - Elevated | Distribution Circuit | 12 | 7 | 2018-12-07 | 235530 | Sus | N | EquipmentFailureInvolved¦Overhead¦ConnectororSplice(OH)¦Brokenwireonground
18-0110253 | Vegetation | Tree - fell into line | Conductor, Overhead | Normal | 2018 | Tier 2 - Elevated | Distribution Circuit | 12 | 21 | 2018-12-21 | 245138 | Sus | N | Vegetation¦Treefellintoline¦ConductorOverhead¦Normal
19-0005136 | Unknown Cause | Patrol - not conducted |  |  | 2019 | Tier 2 - Elevated | Distribution Circuit | 1 | 6 | 2019-01-06 | 255341 | Sus | N | UnknownCause¦Patrolnotconducted¦¦
19-0005358 | Vegetation | Tree - fell into line | Conductor, Overhead | Normal | 2019 | Tier 3 - Extreme | Distribution Circuit | 1 | 6 | 2019-01-06 | 257036 | Sus | N | Vegetation¦Treefellintoline¦ConductorOverhead¦Normal
19-0006752 | Unknown Cause | Patrol - found nothing |  |  | 2019 | Tier 2 - Elevated | Distribution Circuit | 1 | 9 | 2019-01-09 | 261485 | Sus | N | UnknownCause¦Patrolfoundnothing¦¦
19-0009423 | Unknown Cause | Patrol - found nothing |  |  | 2019 | Tier 2 - Elevated | Distribution Circuit | 1 | 16 | 2019-01-16 | 266488 | Sus | N | UnknownCause¦Patrolfoundnothing¦¦
19-0010216 | Vegetation | Tree - fell into line | Pole-Wood | Broken | 2019 | Tier 3 - Extreme | Distribution Circuit | 1 | 16 | 2019-01-16 | 270083 | Sus | N | Vegetation¦Treefellintoline¦PoleWood¦Broken
19-0010560 | Vegetation | Tree - fell into line | Conductor, Overhead | Broken, wire on ground | 2019 | Tier 2 - Elevated | Distribution Circuit | 1 | 17 | 2019-01-17 | 272179 | Sus | N | Vegetation¦Treefellintoline¦ConductorOverhead¦Brokenwireonground
19-0011001 | Unknown Cause | Patrol - found nothing |  |  | 2019 | Tier 3 - Extreme | Distribution Circuit | 1 | 17 | 2019-01-17 | 273907 | Sus | N | UnknownCause¦Patrolfoundnothing¦¦
19-0011021 | Vegetation | Tree - branch fell on line | Conductor, Overhead | Broken, wire on ground | 2019 | Tier 3 - Extreme | Distribution Circuit | 1 | 17 | 2019-01-17 | 273917 | Sus | N | Vegetation¦Treebranchfellonline¦ConductorOverhead¦Brokenwireonground
19-0011275 | Unknown Cause | Patrol - found nothing |  |  | 2019 | Tier 3 - Extreme | Distribution Circuit | 1 | 16 | 2019-01-16 | 269899 | Sus | N | UnknownCause¦Patrolfoundnothing¦¦
19-0012673 | Vegetation | Tree - branch fell on line | Conductor, Overhead | Normal | 2019 | Tier 3 - Extreme | Distribution Circuit | 1 | 20 | 2019-01-20 | 277565 | Sus | N | Vegetation¦Treebranchfellonline¦ConductorOverhead¦Normal
19-0012907 | Vegetation | Tree - branch fell on line | Conductor, Overhead | Together | 2019 | Tier 3 - Extreme | Distribution Circuit | 1 | 21 | 2019-01-21 | 278561 | Sus | N | Vegetation¦Treebranchfellonline¦ConductorOverhead¦Together
19-0017706 | Equipment Failure/Involved | Overhead | Jumper | Broken | 2019 | Tier 3 - Extreme | Distribution Circuit | 2 | 4 | 2019-02-04 | 289523 | Sus | N | EquipmentFailureInvolved¦Overhead¦Jumper¦Broken
19-0018624 | Vegetation | Tree - fell into line | Pole-Wood | Broken, wire on ground | 2019 | Tier 3 - Extreme | Distribution Circuit | 2 | 5 | 2019-02-05 | 292901 | Sus | N | Vegetation¦Treefellintoline¦PoleWood¦Brokenwireonground
19-0018747 | Vegetation | Tree - fell into line | Conductor, Overhead | Broken, wire on ground | 2019 | Tier 2 - Elevated | Distribution Circuit | 2 | 4 | 2019-02-04 | 293649 | Sus | N | Vegetation¦Treefellintoline¦ConductorOverhead¦Brokenwireonground
19-0018877 | Equipment Failure/Involved | Overhead | Transformer | Failed/Faulted | 2019 | Tier 3 - Extreme | Transformer only | 2 | 5 | 2019-02-05 | 293808 | Sus | N | EquipmentFailureInvolved¦Overhead¦Transformer¦FailedFaulted
19-0019180 | Vegetation | Tree - grew into line | Secondary | Broken | 2019 | Tier 3 - Extreme | Distribution Circuit | 2 | 4 | 2019-02-04 | 294348 | Sus | N | Vegetation¦Treegrewintoline¦Secondary¦Broken
19-0019796 | 3rd Party | Vehicle | Pole-Wood | Broken, wire on ground | 2019 | Tier 2 - Elevated | Distribution Circuit | 2 | 7 | 2019-02-07 | 295676 | Sus | N | 3rdParty¦Vehicle¦PoleWood¦Brokenwireonground
19-0021522 | Vegetation | Tree - fell into line | Conductor, Overhead | Broken, wire on ground | 2019 | Tier 3 - Extreme | Distribution Circuit | 2 | 12 | 2019-02-12 | 300805 | Sus | N | Vegetation¦Treefellintoline¦ConductorOverhead¦Brokenwireonground
19-0022418 | Environmental/External | Ice or snow | Service conductor | Broken, wire on ground | 2019 | Tier 2 - Elevated | Distribution Circuit | 2 | 13 | 2019-02-13 | 305147 | Sus | N | EnvironmentalExternal¦Iceorsnow¦Serviceconductor¦Brokenwireonground
19-0022583 | Vegetation | Tree - fell into line | Conductor, Overhead | Broken, wire on ground | 2019 | Tier 2 - Elevated | Distribution Circuit | 2 | 13 | 2019-02-13 | 305708 | Sus | N | Vegetation¦Treefellintoline¦ConductorOverhead¦Brokenwireonground
19-0023186 | Vegetation | Tree - fell into line | Conductor, Overhead | Broken, wire on ground | 2019 | Tier 3 - Extreme | Distribution Circuit | 2 | 14 | 2019-02-14 | 308918 | Sus | N | Vegetation¦Treefellintoline¦ConductorOverhead¦Brokenwireonground
19-0023309 | Vegetation | Tree - bark fell into line | Conductor, Overhead | Broken, wire on ground | 2019 | Tier 3 - Extreme | Distribution Circuit | 2 | 14 | 2019-02-14 | 307704 | Sus | N | Vegetation¦Treebarkfellintoline¦ConductorOverhead¦Brokenwireonground
19-0023433 | Unknown Cause | Patrol - found nothing |  |  | 2019 | Tier 2 - Elevated | Distribution Circuit | 2 | 14 | 2019-02-14 | 309923 | Sus | N | UnknownCause¦Patrolfoundnothing¦¦
19-0023510 | Unknown Cause | Patrol - found nothing |  |  | 2019 | Tier 3 - Extreme | Distribution Circuit | 2 | 14 | 2019-02-14 | 306624 | Sus | N | UnknownCause¦Patrolfoundnothing¦¦
19-0023531 | 3rd Party | Customer Equipment | Connector or Splice (UG) | Normal | 2019 | Tier 2 - Elevated | Distribution Circuit | 2 | 14 | 2019-02-14 | 310143 | Sus | N | 3rdParty¦CustomerEquipment¦ConnectororSplice(UG)¦Normal
19-0024173 | Vegetation | Tree - fell into line | Pole-Wood | Broken, wire on ground | 2019 | Tier 2 - Elevated | Distribution Circuit | 2 | 12 | 2019-02-12 | 312536 | Sus | N | Vegetation¦Treefellintoline¦PoleWood¦Brokenwireonground
19-0024381 | Equipment Failure/Involved | Overhead | Secondary | Broken, wire on ground | 2019 | Tier 3 - Extreme | Transformer only | 2 | 15 | 2019-02-15 | 313249 | Sus | N | EquipmentFailureInvolved¦Overhead¦Secondary¦Brokenwireonground
19-0024564 | Vegetation | Tree - fell into line | Conductor, Overhead | Broken, wire on ground | 2019 | Tier 2 - Elevated | Distribution Circuit | 2 | 12 | 2019-02-12 | 314444 | Sus | N | Vegetation¦Treefellintoline¦ConductorOverhead¦Brokenwireonground
19-0025152 | Vegetation | Tree - fell into line | Conductor, Overhead | Broken, wire on ground | 2019 | Tier 3 - Extreme | Distribution Circuit | 2 | 17 | 2019-02-17 | 315896 | Sus | N | Vegetation¦Treefellintoline¦ConductorOverhead¦Brokenwireonground
19-0025211 | Vegetation | Tree - fell into line | Pole-Wood | Broken | 2019 | Tier 2 - Elevated | Distribution Circuit | 2 | 12 | 2019-02-12 | 316409 | Sus | N | Vegetation¦Treefellintoline¦PoleWood¦Broken
19-0025641 | Vegetation | Tree - fell into line | Conductor, Overhead | Broken, wire on ground | 2019 | Tier 2 - Elevated | Distribution Circuit | 2 | 12 | 2019-02-12 | 317717 | Sus | N | Vegetation¦Treefellintoline¦ConductorOverhead¦Brokenwireonground
19-0025651 | Unknown Cause | Patrol - found nothing |  |  | 2019 | Tier 3 - Extreme | Distribution Circuit | 2 | 12 | 2019-02-12 | 317737 | Sus | N | UnknownCause¦Patrolfoundnothing¦¦
19-0028067 | Vegetation | Tree - fell into line | Pole-Wood | Broken, wire on ground | 2019 | Tier 3 - Extreme | Distribution Circuit | 2 | 26 | 2019-02-26 | 323781 | Sus | N | Vegetation¦Treefellintoline¦PoleWood¦Brokenwireonground
19-0028286 | Equipment Failure/Involved | Overhead | Pole-Wood | Broken | 2019 | Tier 2 - Elevated | Distribution Circuit | 2 | 26 | 2019-02-26 | 324434 | Sus | N | EquipmentFailureInvolved¦Overhead¦PoleWood¦Broken
19-0032296 | Equipment Failure/Involved | Overhead | Transformer (OH) | Normal | 2019 | Tier 3 - Extreme | Transformer only | 3 | 9 | 2019-03-09 | 335150 | Sus | N | EquipmentFailureInvolved¦Overhead¦Transformer(OH)¦Normal
19-0033228 | Unknown Cause | Patrol - found nothing |  |  | 2019 | Tier 2 - Elevated | Distribution Circuit | 3 | 12 | 2019-03-12 | 337969 | Sus | N | UnknownCause¦Patrolfoundnothing¦¦
19-0034308 | Unknown Cause | Patrol - not conducted |  |  | 2019 | Tier 3 - Extreme | Distribution Circuit | 3 | 15 | 2019-03-15 | 340547 | Sus | N | UnknownCause¦Patrolnotconducted¦¦
19-0034459 | Unknown Cause | Patrol - found nothing |  |  | 2019 | Tier 2 - Elevated | Distribution Circuit | 3 | 16 | 2019-03-16 | 340674 | Sus | N | UnknownCause¦Patrolfoundnothing¦¦
19-0037858 | Environmental/External | Lightning | Transformer (UG) | Failed/Faulted | 2019 | Tier 2 - Elevated | Distribution Circuit | 3 | 28 | 2019-03-28 | 349335 | Sus | N | EnvironmentalExternal¦Lightning¦Transformer(UG)¦FailedFaulted
19-0039608 | Vegetation | Tree - grew into line | Conductor, Overhead | Normal | 2019 | Tier 2 - Elevated | Distribution Circuit | 4 | 3 | 2019-04-03 | 353470 | Sus | N | Vegetation¦Treegrewintoline¦ConductorOverhead¦Normal
19-0039892 | 3rd Party | Customer Equipment | Crossarm, Wood | Broken | 2019 | Tier 2 - Elevated | Distribution Circuit | 4 | 4 | 2019-04-04 | 354059 | Sus | N | 3rdParty¦CustomerEquipment¦CrossarmWood¦Broken
19-0042526 | Equipment Failure/Involved | Overhead | Transformer | Failed/Faulted | 2019 | Tier 2 - Elevated | Transformer only | 4 | 15 | 2019-04-15 | 360939 | Sus | N | EquipmentFailureInvolved¦Overhead¦Transformer¦FailedFaulted
19-0044284 | Equipment Failure/Involved | Overhead | Other | Broken | 2019 | Tier 2 - Elevated | Distribution Circuit | 4 | 19 | 2019-04-19 | 363678 | Sus | N | EquipmentFailureInvolved¦Overhead¦Other¦Broken
19-0050907 | Equipment Failure/Involved | Overhead | Insulator | Broken | 2019 | Tier 2 - Elevated | Distribution Circuit | 5 | 10 | 2019-05-10 | 378167 | Sus | Y | EquipmentFailureInvolved¦Overhead¦Insulator¦Broken
19-0051119 | Unknown Cause | Patrol - found nothing |  |  | 2019 | Tier 3 - Extreme | Distribution Circuit | 5 | 11 | 2019-05-11 | 378833 | Sus | Y | UnknownCause¦Patrolfoundnothing¦¦
19-0052964 | Vegetation | Tree - fell into line | Secondary | Broken, wire on ground | 2019 | Tier 3 - Extreme | Transformer only | 5 | 16 | 2019-05-16 | 382752 | Sus | Y | Vegetation¦Treefellintoline¦Secondary¦Brokenwireonground
19-0053827 | Unknown Cause | Patrol - found nothing |  |  | 2019 | Tier 2 - Elevated | Distribution Circuit | 5 | 19 | 2019-05-19 | 384685 | Sus | Y | UnknownCause¦Patrolfoundnothing¦¦
19-0055240 | Environmental/External | Ice or snow | Conductor, Overhead | Normal | 2019 | Tier 3 - Extreme | Distribution Circuit | 5 | 21 | 2019-05-21 | 387594 | Sus | Y | EnvironmentalExternal¦Iceorsnow¦ConductorOverhead¦Normal
19-0055605 | Vegetation | Tree - fell into line | Conductor, Overhead | Normal | 2019 | Tier 3 - Extreme | Distribution Circuit | 5 | 22 | 2019-05-22 | 388381 | Sus | Y | Vegetation¦Treefellintoline¦ConductorOverhead¦Normal
19-0057627 | Equipment Failure/Involved | Overhead | Transformer (OH) | Broken | 2019 | Tier 3 - Extreme | Transformer only | 5 | 25 | 2019-05-25 | 390236 | Sus | Y | EquipmentFailureInvolved¦Overhead¦Transformer(OH)¦Broken
19-0062777 | Equipment Failure/Involved | Overhead | Conductor, Overhead | Broken, wire on ground | 2019 | Tier 3 - Extreme | Distribution Circuit | 6 | 4 | 2019-06-04 | 397982 | Sus | Y | EquipmentFailureInvolved¦Overhead¦ConductorOverhead¦Brokenwireonground
19-0064689 | Vegetation | Tree - fell into line | Conductor, Overhead | Broken, wire on ground | 2019 | Tier 3 - Extreme | Distribution Circuit | 6 | 8 | 2019-06-08 | 401789 | Sus | Y | Vegetation¦Treefellintoline¦ConductorOverhead¦Brokenwireonground
19-0065868 | Equipment Failure/Involved | Overhead | Transformer | Failed/Faulted | 2019 | Tier 2 - Elevated | Transformer only | 6 | 11 | 2019-06-11 | 405207 | Sus | Y | EquipmentFailureInvolved¦Overhead¦Transformer¦FailedFaulted
19-0074320 | Vegetation | Tree - fell into line | Pole-Wood | Broken | 2019 | Tier 2 - Elevated | Transformer only | 7 | 3 | 2019-07-03 | 440278 | Sus | Y | Vegetation¦Treefellintoline¦PoleWood¦Broken
19-0074360 | Equipment Failure/Involved | Overhead | Crossarm, Wood | Broken | 2019 | Tier 3 - Extreme | Distribution Circuit | 7 | 3 | 2019-07-03 | 440640 | Sus | Y | EquipmentFailureInvolved¦Overhead¦CrossarmWood¦Broken
19-0075345 | Unknown Cause | Patrol - found nothing |  |  | 2019 | Tier 2 - Elevated | Distribution Circuit | 7 | 8 | 2019-07-08 | 442915 | Sus | Y | UnknownCause¦Patrolfoundnothing¦¦
19-0083011 | Equipment Failure/Involved | Overhead | Conductor, Overhead | Deteriorated | 2019 | Tier 3 - Extreme | Distribution Circuit | 7 | 31 | 2019-07-31 | 476378 | Sus | Y | EquipmentFailureInvolved¦Overhead¦ConductorOverhead¦Deteriorated
19-0086422 | Unknown Cause | Patrol - found nothing |  |  | 2019 | Tier 2 - Elevated | Distribution Circuit | 8 | 9 | 2019-08-09 | 498123 | Sus | Y | UnknownCause¦Patrolfoundnothing¦¦
19-0091728 | Unknown Cause | Patrol - found nothing |  |  | 2019 | Tier 2 - Elevated | Distribution Circuit | 8 | 24 | 2019-08-24 | 535122 | Sus | Y | UnknownCause¦Patrolfoundnothing¦¦
19-0098650 | Vegetation | Tree - grew into line | Conductor, Overhead | Normal | 2019 | Tier 2 - Elevated | Distribution Circuit | 9 | 13 | 2019-09-13 | 577493 | Sus | Y | Vegetation¦Treegrewintoline¦ConductorOverhead¦Normal
19-0099136 | Animal | Squirrel | Transformer (OH) | Failed/Faulted | 2019 | Tier 3 - Extreme | Distribution Circuit | 9 | 14 | 2019-09-14 | 580913 | Sus | Y | Animal¦Squirrel¦Transformer(OH)¦FailedFaulted
19-0112975 | Unknown Cause | Patrol - found nothing |  |  | 2019 | Tier 3 - Extreme | Distribution Circuit | 10 | 17 | 2019-10-17 | 666035 | Sus | Y | UnknownCause¦Patrolfoundnothing¦¦
19-0128117 | Unknown Cause | Patrol - found nothing |  |  | 2019 | Tier 2 - Elevated | Distribution Circuit | 11 | 24 | 2019-11-24 | 713948 | Sus | Y | UnknownCause¦Patrolfoundnothing¦¦
19-0129859 | Unknown Cause | Patrol - found nothing |  |  | 2019 | Tier 2 - Elevated | Distribution Circuit | 11 | 27 | 2019-11-27 | 719571 | Sus | Y | UnknownCause¦Patrolfoundnothing¦¦
19-0130831 | Vegetation | Tree - fell into line | Crossarm, Wood | Broken | 2019 | Tier 3 - Extreme | Distribution Circuit | 11 | 28 | 2019-11-28 | 722580 | Sus | Y | Vegetation¦Treefellintoline¦CrossarmWood¦Broken
19-0134854 | Vegetation | Tree - fell into line | Conductor, Overhead | Broken, wire on ground | 2019 | Tier 3 - Extreme | Distribution Circuit | 12 | 7 | 2019-12-07 | 732850 | Sus | N | Vegetation¦Treefellintoline¦ConductorOverhead¦Brokenwireonground
19-0137340 | Vegetation | Tree - branch fell on line | Conductor, Overhead | Broken | 2019 | Tier 2 - Elevated | Distribution Circuit | 12 | 20 | 2019-12-20 | 747353 | Sus | N | Vegetation¦Treebranchfellonline¦ConductorOverhead¦Broken
20-0004496 | 3rd Party | Tree - cutting, 3rd party | Conductor, Overhead | Broken, wire on ground | 2020 | Tier 3 - Extreme | Distribution Circuit | 1 | 2 | 2020-01-02 | 753797 | Sus | N | 3rdParty¦Treecutting3rdparty¦ConductorOverhead¦Brokenwireonground
20-0008951 | Equipment Failure/Involved | Overhead | Crossarm, Wood | Broken | 2020 | Tier 3 - Extreme | Distribution Circuit | 1 | 15 | 2020-01-15 | 761338 | Sus | N | EquipmentFailureInvolved¦Overhead¦CrossarmWood¦Broken
20-0010085 | Unknown Cause | Patrol - found nothing |  |  | 2020 | Tier 2 - Elevated | Distribution Circuit | 1 | 16 | 2020-01-16 | 762474 | Sus | N | UnknownCause¦Patrolfoundnothing¦¦
20-0011049 | Vegetation | Tree - fell into line | Pole-Wood | Broken, wire on ground | 2020 | Tier 2 - Elevated | Distribution Circuit | 1 | 16 | 2020-01-16 | 765494 | Sus | N | Vegetation¦Treefellintoline¦PoleWood¦Brokenwireonground
20-0015261 | Vegetation | Tree - fell into line | Pole-Wood | Broken | 2020 | Tier 2 - Elevated | Distribution Circuit | 1 | 29 | 2020-01-29 | 772924 | Sus | N | Vegetation¦Treefellintoline¦PoleWood¦Broken
20-0019261 | Vegetation | Tree - fell into line | Conductor, Overhead | Broken, wire on ground | 2020 | Tier 3 - Extreme | Distribution Circuit | 2 | 9 | 2020-02-09 | 784138 | Sus | N | Vegetation¦Treefellintoline¦ConductorOverhead¦Brokenwireonground
20-0020515 | Unknown Cause | Patrol - found nothing |  |  | 2020 | Tier 3 - Extreme | Distribution Circuit | 2 | 9 | 2020-02-09 | 783459 | Sus | N | UnknownCause¦Patrolfoundnothing¦¦
20-0025004 | Equipment Failure/Involved | Overhead | Conductor, Overhead | Normal | 2020 | Tier 3 - Extreme | Distribution Circuit | 2 | 23 | 2020-02-23 | 800976 | Sus | N | EquipmentFailureInvolved¦Overhead¦ConductorOverhead¦Normal
20-0032895 | Vegetation | Tree - fell into line | Conductor, Overhead | Broken, wire on ground | 2020 | Tier 2 - Elevated | Distribution Circuit | 3 | 16 | 2020-03-16 | 855312 | Sus | N | Vegetation¦Treefellintoline¦ConductorOverhead¦Brokenwireonground
20-0033101 | Vegetation | Tree - fell into line | Transformer (OH) | Failed/Faulted | 2020 | Tier 3 - Extreme | Distribution Circuit | 3 | 16 | 2020-03-16 | 855987 | Sus | N | Vegetation¦Treefellintoline¦Transformer(OH)¦FailedFaulted
20-0033682 | Vegetation | Tree - fell into line | Conductor, Overhead | Broken | 2020 | Tier 3 - Extreme | Distribution Circuit | 3 | 15 | 2020-03-15 | 857660 | Sus | N | Vegetation¦Treefellintoline¦ConductorOverhead¦Broken
20-0035914 | Equipment Failure/Involved | Overhead | Transformer | Failed/Faulted | 2020 | Tier 3 - Extreme | Distribution Circuit | 3 | 25 | 2020-03-25 | 864082 | Sus | N | EquipmentFailureInvolved¦Overhead¦Transformer¦FailedFaulted
20-0038839 | Equipment Failure/Involved | Overhead | Transformer (OH) | Broken | 2020 | Tier 2 - Elevated | Distribution Circuit | 4 | 5 | 2020-04-05 | 883199 | Sus | N | EquipmentFailureInvolved¦Overhead¦Transformer(OH)¦Broken
20-0040148 | Equipment Failure/Involved | Underground | Transformer (UG) | Failed/Faulted | 2020 | Tier 2 - Elevated | Distribution Circuit | 4 | 9 | 2020-04-09 | 892946 | Sus | N | EquipmentFailureInvolved¦Underground¦Transformer(UG)¦FailedFaulted
20-0040170 | Equipment Failure/Involved | Overhead | Cutout, fuse holder | Arcing | 2020 | Tier 3 - Extreme | Distribution Circuit | 4 | 9 | 2020-04-09 | 893103 | Sus | N | EquipmentFailureInvolved¦Overhead¦Cutoutfuseholder¦Arcing
20-0047099 | Unknown Cause | Patrol - found nothing |  |  | 2020 | Tier 2 - Elevated | Distribution Circuit | 5 | 4 | 2020-05-04 | 907059 | Sus | Y | UnknownCause¦Patrolfoundnothing¦¦
20-0047684 | 3rd Party | Customer Equipment | Customer Equipment | Broken | 2020 | Tier 2 - Elevated | Distribution Circuit | 5 | 6 | 2020-05-06 | 907836 | Sus | Y | 3rdParty¦CustomerEquipment¦CustomerEquipment¦Broken
20-0049215 | Vegetation | Tree - fell into line | Crossarm, Wood | Broken, wire on ground | 2020 | Tier 2 - Elevated | Distribution Circuit | 5 | 11 | 2020-05-11 | 911206 | Sus | Y | Vegetation¦Treefellintoline¦CrossarmWood¦Brokenwireonground
20-0051571 | Environmental/External | Lightning | Transformer | Failed/Faulted | 2020 | Tier 2 - Elevated | Transformer only | 5 | 18 | 2020-05-18 | 917180 | Sus | Y | EnvironmentalExternal¦Lightning¦Transformer¦FailedFaulted
20-0055429 | Equipment Failure/Involved | Overhead | Conductor, Overhead | Broken, wire on ground | 2020 | Tier 2 - Elevated | Distribution Circuit | 5 | 28 | 2020-05-28 | 924785 | Sus | Y | EquipmentFailureInvolved¦Overhead¦ConductorOverhead¦Brokenwireonground
20-0058276 | Unknown Cause | Patrol - found nothing |  |  | 2020 | Tier 2 - Elevated | Distribution Circuit | 6 | 5 | 2020-06-05 | 931934 | Sus | Y | UnknownCause¦Patrolfoundnothing¦¦
20-0058280 | Animal | Bird found | Lightning Arrestor | Failed/Faulted | 2020 | Tier 2 - Elevated | Distribution Circuit | 6 | 5 | 2020-06-05 | 932139 | Sus | Y | Animal¦Birdfound¦LightningArrestor¦FailedFaulted
20-0058440 | Vegetation | Tree - fell into line | Transformer | Failed/Faulted | 2020 | Tier 2 - Elevated | Transformer only | 6 | 6 | 2020-06-06 | 932664 | Sus | Y | Vegetation¦Treefellintoline¦Transformer¦FailedFaulted
20-0064155 | Equipment Failure/Involved | Overhead | Transformer (OH) | Broken | 2020 | Tier 3 - Extreme | Distribution Circuit | 6 | 23 | 2020-06-23 | 945614 | Sus | Y | EquipmentFailureInvolved¦Overhead¦Transformer(OH)¦Broken
20-0073324 | Environmental/External | Fire, Forest/Grass | Service conductor | On Ground | 2020 | Tier 2 - Elevated | Distribution Circuit | 7 | 18 | 2020-07-18 | 967389 | Sus | Y | EnvironmentalExternal¦FireForestGrass¦Serviceconductor¦OnGround
20-0084955 | Unknown Cause | Patrol - found nothing |  |  | 2020 | Tier 3 - Extreme | Distribution Circuit | 8 | 16 | 2020-08-16 | 1009974 | Sus | Y | UnknownCause¦Patrolfoundnothing¦¦
20-0092707 | Equipment Failure/Involved | Overhead | Conductor, Overhead | Annealed | 2020 | Tier 2 - Elevated | Distribution Circuit | 9 | 2 | 2020-09-02 | 1050014 | Sus | Y | EquipmentFailureInvolved¦Overhead¦ConductorOverhead¦Annealed
20-0104612 | Vegetation | Tree - fell into line | Pole-Wood | Broken, wire on ground | 2020 | Tier 2 - Elevated | Distribution Circuit | 10 | 2 | 2020-10-02 | 1107894 | Sus | Y | Vegetation¦Treefellintoline¦PoleWood¦Brokenwireonground
20-0113493 | Equipment Failure/Involved | Overhead | Transformer | Deteriorated | 2020 | Tier 2 - Elevated | Transformer only | 10 | 26 | 2020-10-26 | 1129067 | Sus | Y | EquipmentFailureInvolved¦Overhead¦Transformer¦Deteriorated
20-0114411 | Equipment Failure/Involved | Overhead | Transformer | Failed/Faulted | 2020 | Tier 2 - Elevated | Transformer only | 10 | 28 | 2020-10-28 | 1130708 | Sus | Y | EquipmentFailureInvolved¦Overhead¦Transformer¦FailedFaulted
20-0120956 | Unknown Cause | Patrol - found nothing |  |  | 2020 | Tier 2 - Elevated | Distribution Circuit | 11 | 14 | 2020-11-14 | 1144947 | Sus | Y | UnknownCause¦Patrolfoundnothing¦¦
20-0122418 | Unknown Cause | Patrol - found nothing |  |  | 2020 | Tier 3 - Extreme | Distribution Circuit | 11 | 18 | 2020-11-18 | 1148221 | Sus | Y | UnknownCause¦Patrolfoundnothing¦¦
20-0122780 | Unknown Cause | Patrol - found nothing |  |  | 2020 | Tier 3 - Extreme | Distribution Circuit | 11 | 19 | 2020-11-19 | 1149158 | Sus | Y | UnknownCause¦Patrolfoundnothing¦¦
20-0123398 | Vegetation | Tree - branch fell on line | Conductor, Overhead | Broken, wire on ground | 2020 | Tier 3 - Extreme | Distribution Circuit | 11 | 20 | 2020-11-20 | 1150260 | Sus | Y | Vegetation¦Treebranchfellonline¦ConductorOverhead¦Brokenwireonground
20-0125716 | Unknown Cause | Patrol - found nothing |  |  | 2020 | Tier 3 - Extreme | Distribution Circuit | 11 | 29 | 2020-11-29 | 1155806 | Sus | Y | UnknownCause¦Patrolfoundnothing¦¦
20-0128430 | Vegetation | Tree - fell into line | Conductor, Overhead | Broken, wire on ground | 2020 | Tier 3 - Extreme | Distribution Circuit | 12 | 7 | 2020-12-07 | 1167296 | Sus | N | Vegetation¦Treefellintoline¦ConductorOverhead¦Brokenwireonground
20-0132260 | Equipment Failure/Involved | Overhead | Fuse | Broken | 2020 | Tier 3 - Extreme | Transformer only | 12 | 30 | 2020-12-30 | 1201254 | Sus | N | EquipmentFailureInvolved¦Overhead¦Fuse¦Broken
21-0001495 | Equipment Failure/Involved | Overhead | Metering Equipment | Malfunctioning | 2021 | Tier 2 - Elevated | Transformer only | 1 | 8 | 2021-01-08 | 1207920 | Sus | N | EquipmentFailureInvolved¦Overhead¦MeteringEquipment¦Malfunctioning
21-0004880 | Vegetation | Tree - fell into line | Conductor, Overhead | Broken | 2021 | Tier 2 - Elevated | Distribution Circuit | 1 | 4 | 2021-01-04 | 1203980 | Sus | N | Vegetation¦Treefellintoline¦ConductorOverhead¦Broken
21-0013207 | Vegetation | Tree - fell into line | Conductor, Overhead | Broken, wire on ground | 2021 | Tier 3 - Extreme | Distribution Circuit | 1 | 19 | 2021-01-19 | 1221607 | Sus | N | Vegetation¦Treefellintoline¦ConductorOverhead¦Brokenwireonground
21-0014067 | Vegetation | Tree - fell into line | Conductor, Overhead | Together | 2021 | Tier 2 - Elevated | Distribution Circuit | 1 | 25 | 2021-01-25 | 1224106 | Sus | N | Vegetation¦Treefellintoline¦ConductorOverhead¦Together
21-0015243 | Vegetation | Tree - palm frond fell into line | Conductor, Overhead | Normal | 2021 | Tier 2 - Elevated | Distribution Circuit | 1 | 26 | 2021-01-26 | 1228860 | Sus | N | Vegetation¦Treepalmfrondfellintoline¦ConductorOverhead¦Normal
21-0015807 | Vegetation | Tree - fell into line | Conductor, Overhead | Broken, wire on ground | 2021 | Tier 3 - Extreme | Distribution Circuit | 1 | 27 | 2021-01-27 | 1232550 | Sus | N | Vegetation¦Treefellintoline¦ConductorOverhead¦Brokenwireonground
21-0018553 | Vegetation | Tree - branch fell on line | Conductor, Overhead | Normal | 2021 | Tier 2 - Elevated | Distribution Circuit | 1 | 29 | 2021-01-29 | 1241971 | Sus | N | Vegetation¦Treebranchfellonline¦ConductorOverhead¦Normal
21-0040167 | Vegetation | Tree - fell into line | Conductor, Overhead | Broken, wire on ground | 2021 | Tier 2 - Elevated | Distribution Circuit | 3 | 23 | 2021-03-23 | 1294862 | Sus | N | Vegetation¦Treefellintoline¦ConductorOverhead¦Brokenwireonground
21-0042148 | Animal | Bird found | Conductor, Overhead | Normal | 2021 | Tier 2 - Elevated | Distribution Circuit | 3 | 29 | 2021-03-29 | 1302290 | Sus | N | Animal¦Birdfound¦ConductorOverhead¦Normal
21-0042579 | Company Initiated | Coordination failure | Conductor, Overhead | Normal | 2021 | Tier 2 - Elevated | Distribution Circuit | 3 | 30 | 2021-03-30 | 1303196 | Sus | N | CompanyInitiated¦Coordinationfailure¦ConductorOverhead¦Normal
21-0044380 | 3rd Party | Vehicle | Pole-Wood | Broken | 2021 | Tier 2 - Elevated | Distribution Circuit | 4 | 3 | 2021-04-03 | 1306351 | Sus | N | 3rdParty¦Vehicle¦PoleWood¦Broken
21-0045931 | Equipment Failure/Involved | Overhead | Crossarm, Wood | Deteriorated | 2021 | Tier 2 - Elevated | Distribution Circuit | 4 | 7 | 2021-04-07 | 1309561 | Sus | N | EquipmentFailureInvolved¦Overhead¦CrossarmWood¦Deteriorated
21-0053534 | Unknown Cause | Patrol - not conducted |  |  | 2021 | Tier 3 - Extreme | Distribution Circuit | 4 | 26 | 2021-04-26 | 1334867 | Sus | N | UnknownCause¦Patrolnotconducted¦¦
21-0055891 | 3rd Party | Vehicle | Transformer | Normal | 2021 | Tier 2 - Elevated | Transformer only | 5 | 2 | 2021-05-02 | 1339194 | Sus | Y | 3rdParty¦Vehicle¦Transformer¦Normal
21-0055907 | Animal | Squirrel | Fuse | Failed/Faulted | 2021 | Tier 2 - Elevated | Distribution Circuit | 5 | 2 | 2021-05-02 | 1339254 | Sus | Y | Animal¦Squirrel¦Fuse¦FailedFaulted
21-0058304 | Vegetation | Tree - branch fell on line | Conductor, Overhead | Normal | 2021 | Tier 2 - Elevated | Distribution Circuit | 5 | 7 | 2021-05-07 | 1343004 | Sus | Y | Vegetation¦Treebranchfellonline¦ConductorOverhead¦Normal
21-0060998 | Unknown Cause | Patrol - found nothing |  |  | 2021 | Tier 2 - Elevated | Distribution Circuit | 5 | 13 | 2021-05-13 | 1347950 | Sus | Y | UnknownCause¦Patrolfoundnothing¦¦
21-0061927 | Environmental/External | Lightning | Conductor, Overhead | Normal | 2021 | Tier 3 - Extreme | Distribution Circuit | 5 | 15 | 2021-05-15 | 1350246 | Sus | Y | EnvironmentalExternal¦Lightning¦ConductorOverhead¦Normal
21-0064775 | Animal | Squirrel | Transformer (OH) | Normal | 2021 | Tier 3 - Extreme | Transformer only | 5 | 22 | 2021-05-22 | 1356437 | Sus | Y | Animal¦Squirrel¦Transformer(OH)¦Normal
21-0064835 | Equipment Failure/Involved | Overhead | Transformer (OH) | Failed/Faulted | 2021 | Tier 2 - Elevated | Transformer only | 5 | 23 | 2021-05-23 | 1356697 | Sus | Y | EquipmentFailureInvolved¦Overhead¦Transformer(OH)¦FailedFaulted
21-0072934 | Equipment Failure/Involved | Overhead | Transformer (OH) | Leaking | 2021 | Tier 3 - Extreme | Distribution Circuit | 6 | 10 | 2021-06-10 | 1370510 | Sus | Y | EquipmentFailureInvolved¦Overhead¦Transformer(OH)¦Leaking
21-0080642 | Vegetation | Tree - fell into line | Pole-Wood | Broken | 2021 | Tier 3 - Extreme | Distribution Circuit | 6 | 27 | 2021-06-27 | 1386369 | Sus | Y | Vegetation¦Treefellintoline¦PoleWood¦Broken
21-0102366 | Equipment Failure/Involved | Overhead | Transformer (OH) | Broken | 2021 | Tier 2 - Elevated | Transformer only | 8 | 10 | 2021-08-10 | 1438891 | Sus | Y | EquipmentFailureInvolved¦Overhead¦Transformer(OH)¦Broken
21-0103394 | Vegetation | Tree - fell into line | Conductor, Overhead | Normal | 2021 | Tier 2 - Elevated | Distribution Circuit | 8 | 12 | 2021-08-12 | 1440616 | Sus | Y | Vegetation¦Treefellintoline¦ConductorOverhead¦Normal
21-0107901 | 3rd Party | Customer Equipment | Other | Failed/Faulted | 2021 | Tier 2 - Elevated | Distribution Circuit | 8 | 22 | 2021-08-22 | 1450041 | Sus | Y | 3rdParty¦CustomerEquipment¦Other¦FailedFaulted
21-0113699 | Vegetation | Tree - fell into line | Conductor, Overhead | Broken, wire on ground | 2021 | Tier 3 - Extreme | Distribution Circuit | 9 | 4 | 2021-09-04 | 1462211 | Sus | Y | Vegetation¦Treefellintoline¦ConductorOverhead¦Brokenwireonground
21-0114080 | Equipment Failure/Involved | Overhead | Pole-Wood | Deteriorated | 2021 | Tier 3 - Extreme | Distribution Circuit | 9 | 7 | 2021-09-07 | 1463584 | Sus | Y | EquipmentFailureInvolved¦Overhead¦PoleWood¦Deteriorated
21-0115409 | Vegetation | Tree - fell into line | Conductor, Overhead | Broken, wire on ground | 2021 | Tier 3 - Extreme | Distribution Circuit | 9 | 9 | 2021-09-09 | 1466167 | Sus | Y | Vegetation¦Treefellintoline¦ConductorOverhead¦Brokenwireonground
21-0125312 | Unknown Cause | Patrol - found nothing |  |  | 2021 | Tier 3 - Extreme | Distribution Circuit | 10 | 3 | 2021-10-03 | 1486012 | Sus | Y | UnknownCause¦Patrolfoundnothing¦¦
21-0129006 | Equipment Failure/Involved | Overhead | Conductor, Overhead | Together | 2021 | Tier 2 - Elevated | Distribution Circuit | 10 | 11 | 2021-10-11 | 1493689 | Sus | Y | EquipmentFailureInvolved¦Overhead¦ConductorOverhead¦Together
21-0131867 | Unknown Cause | Patrol - found nothing |  |  | 2021 | Tier 3 - Extreme | Distribution Circuit | 10 | 16 | 2021-10-16 | 1498744 | Sus | Y | UnknownCause¦Patrolfoundnothing¦¦
21-0134164 | Vegetation | Tree - fell into line | Pole-Wood | Broken, wire on ground | 2021 | Tier 2 - Elevated | Distribution Circuit | 10 | 21 | 2021-10-21 | 1503903 | Sus | Y | Vegetation¦Treefellintoline¦PoleWood¦Brokenwireonground
21-0136002 | Vegetation | Tree - branch fell on line | Conductor, Overhead | Normal | 2021 | Tier 3 - Extreme | Distribution Circuit | 10 | 24 | 2021-10-24 | 1510633 | Sus | Y | Vegetation¦Treebranchfellonline¦ConductorOverhead¦Normal
21-0136258 | Unknown Cause | Patrol - found nothing |  |  | 2021 | Tier 2 - Elevated | Distribution Circuit | 10 | 24 | 2021-10-24 | 1510303 | Sus | Y | UnknownCause¦Patrolfoundnothing¦¦
21-0137138 | Vegetation | Tree - fell into line | Conductor, Overhead | Broken, wire on ground | 2021 | Tier 2 - Elevated | Distribution Circuit | 10 | 25 | 2021-10-25 | 1518293 | Sus | Y | Vegetation¦Treefellintoline¦ConductorOverhead¦Brokenwireonground
21-0139355 | Vegetation | Tree - fell into line | Conductor, Overhead | Normal | 2021 | Tier 3 - Extreme | Distribution Circuit | 10 | 28 | 2021-10-28 | 1524179 | Sus | Y | Vegetation¦Treefellintoline¦ConductorOverhead¦Normal
21-0143404 | Equipment Failure/Involved | Overhead | Pole-Wood | Broken | 2021 | Tier 3 - Extreme | Distribution Circuit | 11 | 8 | 2021-11-08 | 1537545 | Sus | Y | EquipmentFailureInvolved¦Overhead¦PoleWood¦Broken
21-0156830 | Animal | Bird found | Jumper | Burned Open | 2021 | Tier 2 - Elevated | Distribution Circuit | 12 | 12 | 2021-12-12 | 1565242 | Sus | N | Animal¦Birdfound¦Jumper¦BurnedOpen
21-0157673 | Environmental/External | Flood/Erosion | Pole-Wood | Broken, wire on ground | 2021 | Tier 2 - Elevated | Distribution Circuit | 12 | 13 | 2021-12-13 | 1569135 | Sus | N | EnvironmentalExternal¦FloodErosion¦PoleWood¦Brokenwireonground
21-0157825 | Vegetation | Tree - fell into line | Conductor, Overhead | Together | 2021 | Tier 2 - Elevated | Distribution Circuit | 12 | 14 | 2021-12-14 | 1569925 | Sus | N | Vegetation¦Treefellintoline¦ConductorOverhead¦Together
21-0157965 | Vegetation | Tree - fell into line | Pole-Wood | Broken, wire on ground | 2021 | Tier 2 - Elevated | Distribution Circuit | 12 | 13 | 2021-12-13 | 1568985 | Sus | N | Vegetation¦Treefellintoline¦PoleWood¦Brokenwireonground
21-0158318 | Vegetation | Tree - branch fell on line | Conductor, Overhead | Normal | 2021 | Tier 3 - Extreme | Distribution Circuit | 12 | 15 | 2021-12-15 | 1572120 | Sus | N | Vegetation¦Treebranchfellonline¦ConductorOverhead¦Normal
21-0158620 | Vegetation | Tree - fell into line | Conductor, Overhead | Normal | 2021 | Tier 2 - Elevated | Distribution Circuit | 12 | 15 | 2021-12-15 | 1573442 | Sus | N | Vegetation¦Treefellintoline¦ConductorOverhead¦Normal
21-0158992 | Vegetation | Tree - fell into line | Conductor, Overhead | Normal | 2021 | Tier 3 - Extreme | Distribution Circuit | 12 | 15 | 2021-12-15 | 1575271 | Sus | N | Vegetation¦Treefellintoline¦ConductorOverhead¦Normal
21-0160548 | Unknown Cause | Patrol - found nothing |  |  | 2021 | Tier 2 - Elevated | Distribution Circuit | 12 | 25 | 2021-12-25 | 1581062 | Sus | N | UnknownCause¦Patrolfoundnothing¦¦
21-0161115 | Unknown Cause | Patrol - found nothing |  |  | 2021 | Tier 2 - Elevated | Distribution Circuit | 12 | 27 | 2021-12-27 | 1585522 | Sus | N | UnknownCause¦Patrolfoundnothing¦¦
21-0161993 | Vegetation | Tree - fell into line | Conductor, Overhead | Broken, wire on ground | 2021 | Tier 2 - Elevated | Distribution Circuit | 12 | 30 | 2021-12-30 | 1589758 | Sus | N | Vegetation¦Treefellintoline¦ConductorOverhead¦Brokenwireonground
22-0005038 | Vegetation | Tree - fell into line | Conductor, Overhead | Broken, wire on ground | 2021 | Tier 2 - Elevated | Distribution Circuit | 12 | 29 | 2021-12-29 | 1588422 | Sus | N | Vegetation¦Treefellintoline¦ConductorOverhead¦Brokenwireonground
22-0005496 | Equipment Failure/Involved | Overhead | Transformer | Failed/Faulted | 2022 | Tier 3 - Extreme | Transformer only | 1 | 2 | 2022-01-02 | 1592744 | Sus | N | EquipmentFailureInvolved¦Overhead¦Transformer¦FailedFaulted
22-0005978 | Vegetation | Tree - fell into line | Conductor, Overhead | Broken, wire on ground | 2021 | Tier 3 - Extreme | Distribution Circuit | 12 | 26 | 2021-12-26 | 1594861 | Sus | N | Vegetation¦Treefellintoline¦ConductorOverhead¦Brokenwireonground
22-0005995 | Equipment Failure/Involved | Overhead | Fuse | Broken | 2022 | Tier 2 - Elevated | Transformer only | 1 | 3 | 2022-01-03 | 1593748 | Sus | N | EquipmentFailureInvolved¦Overhead¦Fuse¦Broken
22-0007687 | Vegetation | Tree - fell into line | Conductor, Overhead | Broken | 2022 | Tier 2 - Elevated | Distribution Circuit | 1 | 8 | 2022-01-08 | 1598385 | Sus | N | Vegetation¦Treefellintoline¦ConductorOverhead¦Broken
22-0013455 | Vegetation | Tree - fell into line | Conductor, Overhead | Broken, wire on ground | 2022 | Tier 2 - Elevated | Distribution Circuit | 1 | 24 | 2022-01-24 | 1610204 | Sus | N | Vegetation¦Treefellintoline¦ConductorOverhead¦Brokenwireonground
22-0015606 | Unknown Cause | Patrol - found nothing |  |  | 2022 | Tier 2 - Elevated | Transformer only | 1 | 28 | 2022-01-28 | 1614887 | Sus | N | UnknownCause¦Patrolfoundnothing¦¦
22-0025561 | Equipment Failure/Involved | Overhead | Pole-Wood | On Ground | 2022 | Tier 2 - Elevated | Distribution Circuit | 2 | 23 | 2022-02-23 | 1634368 | Sus | N | EquipmentFailureInvolved¦Overhead¦PoleWood¦OnGround
22-0027874 | Equipment Failure/Involved | Overhead | Pole-Wood | Broken | 2022 | Tier 2 - Elevated | Transformer only | 3 | 1 | 2022-03-01 | 1639690 | Sus | N | EquipmentFailureInvolved¦Overhead¦PoleWood¦Broken
22-0035921 | Equipment Failure/Involved | Overhead | Conductor, Overhead | Deteriorated | 2022 | Tier 3 - Extreme | Distribution Circuit | 3 | 19 | 2022-03-19 | 1651422 | Sus | N | EquipmentFailureInvolved¦Overhead¦ConductorOverhead¦Deteriorated
22-0037673 | Equipment Failure/Involved | Overhead | Jumper | Broken | 2022 | Tier 2 - Elevated | Distribution Circuit | 3 | 23 | 2022-03-23 | 1654604 | Sus | N | EquipmentFailureInvolved¦Overhead¦Jumper¦Broken
22-0039041 | Vegetation | Tree - branch fell on line | Conductor, Overhead | Normal | 2022 | Tier 2 - Elevated | Distribution Circuit | 3 | 27 | 2022-03-27 | 1656861 | Sus | N | Vegetation¦Treebranchfellonline¦ConductorOverhead¦Normal
22-0040326 | Unknown Cause | Patrol - found nothing |  |  | 2022 | Tier 2 - Elevated | Transformer only | 3 | 29 | 2022-03-29 | 1659203 | Sus | N | UnknownCause¦Patrolfoundnothing¦¦
22-0042071 | Equipment Failure/Involved | Overhead | Transformer (OH) | Failed/Faulted | 2022 | Tier 3 - Extreme | Transformer only | 4 | 2 | 2022-04-02 | 1661729 | Sus | N | EquipmentFailureInvolved¦Overhead¦Transformer(OH)¦FailedFaulted
22-0045002 | Vegetation | Tree - fell into line | Conductor, Overhead | Broken, wire on ground | 2022 | Tier 2 - Elevated | Distribution Circuit | 4 | 9 | 2022-04-09 | 1666989 | Sus | N | Vegetation¦Treefellintoline¦ConductorOverhead¦Brokenwireonground
22-0054291 | Unknown Cause | Patrol - found nothing |  |  | 2022 | Tier 2 - Elevated | Distribution Circuit | 4 | 25 | 2022-04-25 | 1681340 | Sus | N | UnknownCause¦Patrolfoundnothing¦¦
22-0065403 | Equipment Failure/Involved | Overhead | Connector or Splice (OH) | Burned/flashed | 2022 | Tier 3 - Extreme | Distribution Circuit | 5 | 23 | 2022-05-23 | 1708291 | Sus | Y | EquipmentFailureInvolved¦Overhead¦ConnectororSplice(OH)¦Burnedflashed
22-0077477 | Equipment Failure/Involved | Overhead | Transformer (OH) | Failed/Faulted | 2022 | Tier 2 - Elevated | Distribution Circuit | 6 | 22 | 2022-06-22 | 1739213 | Sus | Y | EquipmentFailureInvolved¦Overhead¦Transformer(OH)¦FailedFaulted
22-0077934 | Vegetation | Tree - fell into line | Conductor, Overhead | Normal | 2022 | Tier 3 - Extreme | Distribution Circuit | 6 | 23 | 2022-06-23 | 1740471 | Sus | Y | Vegetation¦Treefellintoline¦ConductorOverhead¦Normal
22-0078178 | Vegetation | Tree - branch fell on line | Secondary | Broken | 2022 | Tier 2 - Elevated | Transformer only | 6 | 24 | 2022-06-24 | 1741205 | Sus | Y | Vegetation¦Treebranchfellonline¦Secondary¦Broken
22-0085672 | Animal | Bird found | Lightning Arrestor | Normal | 2022 | Tier 2 - Elevated | Distribution Circuit | 7 | 15 | 2022-07-15 | 1756780 | Sus | Y | Animal¦Birdfound¦LightningArrestor¦Normal
22-0086031 | Unknown Cause | Patrol - found nothing |  |  | 2022 | Tier 2 - Elevated | Distribution Circuit | 7 | 15 | 2022-07-15 | 1757482 | Sus | Y | UnknownCause¦Patrolfoundnothing¦¦
22-0086238 | Unknown Cause | Patrol - found nothing |  |  | 2022 | Tier 2 - Elevated | Transformer only | 7 | 17 | 2022-07-17 | 1758283 | Sus | Y | UnknownCause¦Patrolfoundnothing¦¦
22-0089022 | 3rd Party | Vehicle | Conductor, Overhead | Together | 2022 | Tier 2 - Elevated | Distribution Circuit | 7 | 23 | 2022-07-23 | 1764077 | Sus | Y | 3rdParty¦Vehicle¦ConductorOverhead¦Together
22-0089101 | Unknown Cause | Patrol - found nothing |  |  | 2022 | Tier 2 - Elevated | Distribution Circuit | 7 | 24 | 2022-07-24 | 1764352 | Sus | Y | UnknownCause¦Patrolfoundnothing¦¦
22-0089576 | Unknown Cause | Patrol - found nothing |  |  | 2022 | Tier 2 - Elevated | Distribution Circuit | 7 | 25 | 2022-07-25 | 1765431 | Sus | Y | UnknownCause¦Patrolfoundnothing¦¦
22-0090037 | Equipment Failure/Involved | Overhead | Crossarm, Wood | Broken | 2022 | Tier 2 - Elevated | Distribution Circuit | 7 | 26 | 2022-07-26 | 1766176 | Sus | Y | EquipmentFailureInvolved¦Overhead¦CrossarmWood¦Broken
22-0091544 | Equipment Failure/Involved | Overhead | Transformer (OH) | Leaking | 2022 | Tier 2 - Elevated | Transformer only | 7 | 29 | 2022-07-29 | 1768570 | Sus | Y | EquipmentFailureInvolved¦Overhead¦Transformer(OH)¦Leaking
22-0091687 | Unknown Cause | Patrol - found nothing |  |  | 2022 | Tier 3 - Extreme | Transformer only | 7 | 30 | 2022-07-30 | 1769064 | Sus | Y | UnknownCause¦Patrolfoundnothing¦¦
22-0100207 | Unknown Cause | Patrol - found nothing |  |  | 2022 | Tier 2 - Elevated | Distribution Circuit | 8 | 21 | 2022-08-21 | 1786623 | Sus | Y | UnknownCause¦Patrolfoundnothing¦¦
22-0101356 | Unknown Cause | Patrol - found nothing |  |  | 2022 | Tier 2 - Elevated | Distribution Circuit | 8 | 24 | 2022-08-24 | 1789073 | Sus | Y | UnknownCause¦Patrolfoundnothing¦¦
22-0109398 | Unknown Cause | Patrol - found nothing |  |  | 2022 | Tier 2 - Elevated | Distribution Circuit | 9 | 12 | 2022-09-12 | 1809288 | Sus | Y | UnknownCause¦Patrolfoundnothing¦¦
22-0119483 | Equipment Failure/Involved | Overhead | Transformer (OH) | Failed/Faulted | 2022 | Tier 2 - Elevated | Transformer only | 10 | 9 | 2022-10-09 | 1832199 | Sus | Y | EquipmentFailureInvolved¦Overhead¦Transformer(OH)¦FailedFaulted
22-0127212 | Equipment Failure/Involved | Overhead | Connector or Splice (OH) | Broken | 2022 | Tier 3 - Extreme | Distribution Circuit | 11 | 2 | 2022-11-02 | 1851946 | Sus | Y | EquipmentFailureInvolved¦Overhead¦ConnectororSplice(OH)¦Broken
22-0134149 | Equipment Failure/Involved | Overhead | Fuse | Failed/Faulted | 2022 | Tier 2 - Elevated | Transformer only | 11 | 25 | 2022-11-25 | 1869207 | Sus | Y | EquipmentFailureInvolved¦Overhead¦Fuse¦FailedFaulted
22-0135151 | Company Initiated | Personnel, company | Conductor, Overhead | Normal | 2022 | Tier 3 - Extreme | Distribution Circuit | 11 | 30 | 2022-11-30 | 1872148 | Sus | Y | CompanyInitiated¦Personnelcompany¦ConductorOverhead¦Normal
22-0138261 | Vegetation | Tree - branch fell on line | Conductor, Overhead | Normal | 2022 | Tier 2 - Elevated | Distribution Circuit | 12 | 10 | 2022-12-10 | 1881070 | Sus | N | Vegetation¦Treebranchfellonline¦ConductorOverhead¦Normal
22-0138278 | Unknown Cause | Patrol - not conducted |  |  | 2022 | Tier 2 - Elevated | Distribution Circuit | 12 | 10 | 2022-12-10 | 1881168 | Sus | N | UnknownCause¦Patrolnotconducted¦¦
22-0138294 | Vegetation | Tree - fell into line | Conductor, Overhead | Broken | 2022 | Tier 2 - Elevated | Distribution Circuit | 12 | 10 | 2022-12-10 | 1880428 | Sus | N | Vegetation¦Treefellintoline¦ConductorOverhead¦Broken
22-0138961 | Vegetation | Tree - fell into line | Conductor, Overhead | On Ground | 2022 | Tier 3 - Extreme | Distribution Circuit | 12 | 11 | 2022-12-11 | 1885587 | Sus | N | Vegetation¦Treefellintoline¦ConductorOverhead¦OnGround
22-0139214 | Vegetation | Tree - fell into line | Conductor, Overhead | Broken, wire on ground | 2022 | Tier 2 - Elevated | Distribution Circuit | 12 | 12 | 2022-12-12 | 1887217 | Sus | N | Vegetation¦Treefellintoline¦ConductorOverhead¦Brokenwireonground
22-0139331 | Vegetation | Tree - grew into line | Conductor, Overhead | Normal | 2022 | Tier 2 - Elevated | Distribution Circuit | 12 | 12 | 2022-12-12 | 1887539 | Sus | N | Vegetation¦Treegrewintoline¦ConductorOverhead¦Normal
22-0139347 | Vegetation | Tree - grew into line | Conductor, Overhead | Normal | 2022 | Tier 3 - Extreme | Distribution Circuit | 12 | 12 | 2022-12-12 | 1887625 | Sus | N | Vegetation¦Treegrewintoline¦ConductorOverhead¦Normal
22-0139509 | Equipment Failure/Involved | Overhead | Transformer (OH) | Failed/Faulted | 2022 | Tier 2 - Elevated | Distribution Circuit | 12 | 13 | 2022-12-13 | 1888146 | Sus | N | EquipmentFailureInvolved¦Overhead¦Transformer(OH)¦FailedFaulted
15-0002032 | Vegetation | Tree - branch fell on line | Crossarm, Wood | Broken | 2015 | Tier 3 - Extreme | Distribution Circuit | 1 | 1 | 2015-01-01 | 1157715 | Sus | N | Vegetation¦Treebranchfellonline¦CrossarmWood¦Broken
15-0003460 | Equipment Failure/Involved | Other | Transformer | Malfunctioning | 2015 | Tier 3 - Extreme | Distribution Circuit | 1 | 9 | 2015-01-09 | 1161379 | Sus | N | EquipmentFailureInvolved¦Other¦Transformer¦Malfunctioning
15-0011926 | Unknown Cause | Patrol - not conducted | Transformer | Failed/Faulted | 2015 | Tier 2 - Elevated | Distribution Circuit | 2 | 9 | 2015-02-09 | 1185429 | Sus | N | UnknownCause¦Patrolnotconducted¦Transformer¦FailedFaulted
15-0015036 | Vegetation | Tree - fell into line | Conductor, Overhead | Broken, wire on ground | 2015 | Tier 3 - Extreme | Distribution Circuit | 2 | 23 | 2015-02-23 | 1194593 | Sus | N | Vegetation¦Treefellintoline¦ConductorOverhead¦Brokenwireonground
15-0025217 | Vegetation | Tree - fell into line | Conductor, Overhead | Broken | 2015 | Tier 2 - Elevated | Distribution Circuit | 4 | 8 | 2015-04-08 | 1216128 | Sus | N | Vegetation¦Treefellintoline¦ConductorOverhead¦Broken
15-0026394 | Equipment Failure/Involved | Other | Transformer | Failed/Faulted | 2015 | Tier 2 - Elevated | Transformer only | 4 | 13 | 2015-04-13 | 1218717 | Sus | N | EquipmentFailureInvolved¦Other¦Transformer¦FailedFaulted
15-0029659 | Equipment Failure/Involved | Other | Pole-Wood | Broken, wire on ground | 2015 | Tier 2 - Elevated | Distribution Circuit | 4 | 26 | 2015-04-26 | 1225332 | Sus | N | EquipmentFailureInvolved¦Other¦PoleWood¦Brokenwireonground
15-0033101 | Environmental/External | Lightning | Transformer (OH) | Failed/Faulted | 2015 | Tier 3 - Extreme | Transformer only | 5 | 9 | 2015-05-09 | 1232091 | Sus | Y | EnvironmentalExternal¦Lightning¦Transformer(OH)¦FailedFaulted
15-0049320 | Environmental/External | Lightning | Transformer | Failed/Faulted | 2015 | Tier 2 - Elevated | Transformer only | 7 | 20 | 2015-07-20 | 1273667 | Sus | Y | EnvironmentalExternal¦Lightning¦Transformer¦FailedFaulted
15-0049381 | Equipment Failure/Involved | Overhead | Conductor, Overhead | Normal | 2015 | Tier 2 - Elevated | Distribution Circuit | 7 | 21 | 2015-07-21 | 1274351 | Sus | Y | EquipmentFailureInvolved¦Overhead¦ConductorOverhead¦Normal
15-0051130 | Unknown Cause | Patrol - found nothing |  |  | 2015 | Tier 3 - Extreme | Distribution Circuit | 7 | 28 | 2015-07-28 | 1279089 | Sus | Y | UnknownCause¦Patrolfoundnothing¦¦
15-0052052 | Unknown Cause | Patrol - found nothing |  |  | 2015 | Tier 3 - Extreme | Distribution Circuit | 8 | 1 | 2015-08-01 | 1281104 | Sus | Y | UnknownCause¦Patrolfoundnothing¦¦
15-0055760 | Unknown Cause | Patrol - found nothing |  |  | 2015 | Tier 3 - Extreme | Distribution Circuit | 8 | 18 | 2015-08-18 | 1290758 | Sus | Y | UnknownCause¦Patrolfoundnothing¦¦
15-0058225 | Vegetation | Tree - branch fell on line | Conductor, Overhead | Broken, wire on object | 2015 | Tier 2 - Elevated | Distribution Circuit | 8 | 29 | 2015-08-29 | 1296996 | Sus | Y | Vegetation¦Treebranchfellonline¦ConductorOverhead¦Brokenwireonobject
15-0058988 | Environmental/External | Fire, Forest/Grass | Conductor, Overhead | Normal | 2015 | Tier 2 - Elevated | Distribution Circuit | 9 | 2 | 2015-09-02 | 1299352 | Sus | Y | EnvironmentalExternal¦FireForestGrass¦ConductorOverhead¦Normal
15-0059433 | 3rd Party | Tree - cutting, 3rd party | Conductor, Overhead | Broken, wire on ground | 2015 | Tier 3 - Extreme | Distribution Circuit | 9 | 4 | 2015-09-04 | 1300264 | Sus | Y | 3rdParty¦Treecutting3rdparty¦ConductorOverhead¦Brokenwireonground
15-0061048 | 3rd Party | Vehicle | Pole-Wood | Broken | 2015 | Tier 2 - Elevated | Distribution Circuit | 9 | 12 | 2015-09-12 | 1304754 | Sus | Y | 3rdParty¦Vehicle¦PoleWood¦Broken
15-0062119 | Environmental/External | Fire, Forest/Grass | Transformer (OH) | Burned/flashed | 2015 | Tier 3 - Extreme | Distribution Circuit | 9 | 12 | 2015-09-12 | 1308055 | Sus | Y | EnvironmentalExternal¦FireForestGrass¦Transformer(OH)¦Burnedflashed
15-0066315 | Animal | Squirrel | Transformer (OH) | Normal | 2015 | Tier 3 - Extreme | Distribution Circuit | 9 | 29 | 2015-09-29 | 1313643 | Sus | Y | Animal¦Squirrel¦Transformer(OH)¦Normal
15-0067827 | Unknown Cause | Patrol - found nothing |  |  | 2015 | Tier 2 - Elevated | Distribution Circuit | 10 | 4 | 2015-10-04 | 1316761 | Sus | Y | UnknownCause¦Patrolfoundnothing¦¦
15-0068276 | Animal | Squirrel | Conductor, Overhead | Normal | 2015 | Tier 2 - Elevated | Distribution Circuit | 10 | 6 | 2015-10-06 | 1317653 | Sus | Y | Animal¦Squirrel¦ConductorOverhead¦Normal
15-0070014 | Vegetation | Tree - fell into line | Conductor, Overhead | On Ground | 2015 | Tier 3 - Extreme | Distribution Circuit | 10 | 13 | 2015-10-13 | 1321237 | Sus | Y | Vegetation¦Treefellintoline¦ConductorOverhead¦OnGround
15-0075290 | Vegetation | Tree - fell into line | Conductor, Overhead | Burned/flashed | 2015 | Tier 3 - Extreme | Distribution Circuit | 11 | 3 | 2015-11-03 | 1334552 | Sus | Y | Vegetation¦Treefellintoline¦ConductorOverhead¦Burnedflashed
15-0077969 | Environmental/External | Lightning | Fuse | Failed/Faulted | 2015 | Tier 2 - Elevated | Distribution Circuit | 11 | 15 | 2015-11-15 | 1342182 | Sus | Y | EnvironmentalExternal¦Lightning¦Fuse¦FailedFaulted
15-0080614 | Vegetation | Tree - branch fell on line | Conductor, Overhead | Normal | 2015 | Tier 2 - Elevated | Distribution Circuit | 11 | 24 | 2015-11-24 | 1347962 | Sus | Y | Vegetation¦Treebranchfellonline¦ConductorOverhead¦Normal
15-0085198 | Vegetation | Tree - fell into line | Conductor, Overhead | Normal | 2015 | Tier 3 - Extreme | Distribution Circuit | 12 | 14 | 2015-12-14 | 1363032 | Sus | N | Vegetation¦Treefellintoline¦ConductorOverhead¦Normal
15-0085622 | Vegetation | Tree - branch fell on line | Conductor, Overhead | Normal | 2015 | Tier 3 - Extreme | Distribution Circuit | 12 | 16 | 2015-12-16 | 1364772 | Sus | N | Vegetation¦Treebranchfellonline¦ConductorOverhead¦Normal
15-0087147 | Unknown Cause | Patrol - found nothing |  |  | 2015 | Tier 3 - Extreme | Distribution Circuit | 12 | 24 | 2015-12-24 | 1371109 | Sus | N | UnknownCause¦Patrolfoundnothing¦¦
15-0087238 | Vegetation | Tree - fell into line | Secondary | Broken | 2015 | Tier 3 - Extreme | Distribution Circuit | 12 | 24 | 2015-12-24 | 1371435 | Sus | N | Vegetation¦Treefellintoline¦Secondary¦Broken
16-0002700 | Unknown Cause | Patrol - found nothing |  |  | 2016 | Tier 3 - Extreme | Distribution Circuit | 1 | 4 | 2016-01-04 | 1376470 | Sus | N | UnknownCause¦Patrolfoundnothing¦¦
16-0002904 | Vegetation | Tree - fell into line | Conductor, Overhead | Broken, wire on ground | 2016 | Tier 3 - Extreme | Distribution Circuit | 1 | 5 | 2016-01-05 | 1377047 | Sus | N | Vegetation¦Treefellintoline¦ConductorOverhead¦Brokenwireonground
16-0004409 | Animal | Other | Pole-Wood | Broken, wire on ground | 2016 | Tier 3 - Extreme | Distribution Circuit | 1 | 10 | 2016-01-10 | 1381282 | Sus | N | Animal¦Other¦PoleWood¦Brokenwireonground
16-0005073 | Vegetation | Tree - branch fell on line | Conductor, Overhead | Normal | 2016 | Tier 3 - Extreme | Distribution Circuit | 1 | 13 | 2016-01-13 | 1382575 | Sus | N | Vegetation¦Treebranchfellonline¦ConductorOverhead¦Normal
16-0005753 | Unknown Cause | Patrol - not conducted |  |  | 2016 | Tier 2 - Elevated | Distribution Circuit | 1 | 16 | 2016-01-16 | 1384825 | Sus | N | UnknownCause¦Patrolnotconducted¦¦
16-0011032 | 3rd Party | Vehicle | Pole-Wood | Broken | 2016 | Tier 2 - Elevated | Distribution Circuit | 2 | 5 | 2016-02-05 | 1399243 | Sus | N | 3rdParty¦Vehicle¦PoleWood¦Broken
16-0018559 | Vegetation | Tree - fell into line | Conductor, Overhead | Broken, wire on ground | 2016 | Tier 2 - Elevated | Distribution Circuit | 3 | 6 | 2016-03-06 | 1422359 | Sus | N | Vegetation¦Treefellintoline¦ConductorOverhead¦Brokenwireonground
16-0020065 | Vegetation | Tree - fell into line | Conductor, Overhead | Normal | 2016 | Tier 2 - Elevated | Distribution Circuit | 3 | 10 | 2016-03-10 | 1426742 | Sus | N | Vegetation¦Treefellintoline¦ConductorOverhead¦Normal
16-0022834 | Animal | Bird found | Conductor, Overhead | Normal | 2016 | Tier 2 - Elevated | Distribution Circuit | 3 | 21 | 2016-03-21 | 1434974 | Sus | N | Animal¦Birdfound¦ConductorOverhead¦Normal
16-0032120 | Environmental/External | Lightning | Transformer | Failed/Faulted | 2016 | Tier 2 - Elevated | Transformer only | 4 | 27 | 2016-04-27 | 1460398 | Sus | N | EnvironmentalExternal¦Lightning¦Transformer¦FailedFaulted
16-0032402 | Unknown Cause | Patrol - found nothing |  |  | 2016 | Tier 3 - Extreme | Distribution Circuit | 4 | 28 | 2016-04-28 | 1460929 | Sus | N | UnknownCause¦Patrolfoundnothing¦¦
16-0041759 | Equipment Failure/Involved | Overhead | Cutout, fuse holder | Normal | 2016 | Tier 2 - Elevated | Distribution Circuit | 6 | 7 | 2016-06-07 | 1484773 | Sus | Y | EquipmentFailureInvolved¦Overhead¦Cutoutfuseholder¦Normal
16-0041797 | Vegetation | Tree - fell into line | Conductor, Overhead | Broken, wire on ground | 2016 | Tier 2 - Elevated | Distribution Circuit | 6 | 7 | 2016-06-07 | 1484963 | Sus | Y | Vegetation¦Treefellintoline¦ConductorOverhead¦Brokenwireonground
16-0048885 | Equipment Failure/Involved | Overhead | Crossarm, Wood | Deteriorated | 2016 | Tier 2 - Elevated | Distribution Circuit | 7 | 10 | 2016-07-10 | 1507874 | Sus | Y | EquipmentFailureInvolved¦Overhead¦CrossarmWood¦Deteriorated
16-0054389 | Unknown Cause | Patrol - found nothing |  |  | 2016 | Tier 3 - Extreme | Distribution Circuit | 8 | 2 | 2016-08-02 | 1520221 | Sus | Y | UnknownCause¦Patrolfoundnothing¦¦
16-0059925 | Unknown Cause | Patrol - found nothing |  |  | 2016 | Tier 2 - Elevated | Distribution Circuit | 8 | 25 | 2016-08-25 | 1531926 | Sus | Y | UnknownCause¦Patrolfoundnothing¦¦
16-0067111 | Unknown Cause | Patrol - found nothing |  |  | 2016 | Tier 2 - Elevated | Distribution Circuit | 9 | 23 | 2016-09-23 | 1546810 | Sus | Y | UnknownCause¦Patrolfoundnothing¦¦
16-0067701 | Animal | Bird found | Conductor, Overhead | Normal | 2016 | Tier 2 - Elevated | Distribution Circuit | 9 | 27 | 2016-09-27 | 1548301 | Sus | Y | Animal¦Birdfound¦ConductorOverhead¦Normal
16-0070264 | Vegetation | Tree - fell into line | Conductor, Overhead | Broken, wire on ground | 2016 | Tier 3 - Extreme | Distribution Circuit | 10 | 7 | 2016-10-07 | 1554376 | Sus | Y | Vegetation¦Treefellintoline¦ConductorOverhead¦Brokenwireonground
16-0071470 | Animal | Squirrel | Conductor, Overhead | Normal | 2016 | Tier 2 - Elevated | Distribution Circuit | 10 | 12 | 2016-10-12 | 1557156 | Sus | Y | Animal¦Squirrel¦ConductorOverhead¦Normal
16-0073098 | Unknown Cause | Patrol - found nothing |  |  | 2016 | Tier 2 - Elevated | Distribution Circuit | 10 | 17 | 2016-10-17 | 1563880 | Sus | Y | UnknownCause¦Patrolfoundnothing¦¦
16-0074606 | Vegetation | Tree - fell into line | Conductor, Overhead | Normal | 2016 | Tier 2 - Elevated | Distribution Circuit | 10 | 21 | 2016-10-21 | 1567164 | Sus | Y | Vegetation¦Treefellintoline¦ConductorOverhead¦Normal
16-0074872 | Environmental/External | Lightning | Conductor, Overhead | Normal | 2016 | Tier 3 - Extreme | Distribution Circuit | 10 | 23 | 2016-10-23 | 1568269 | Sus | Y | EnvironmentalExternal¦Lightning¦ConductorOverhead¦Normal
16-0075749 | 3rd Party | Vehicle | Pole-Wood | Broken, wire on ground | 2016 | Tier 2 - Elevated | Distribution Circuit | 10 | 26 | 2016-10-26 | 1570443 | Sus | Y | 3rdParty¦Vehicle¦PoleWood¦Brokenwireonground
16-0079804 | 3rd Party | Vehicle | Pole-Wood | Broken | 2016 | Tier 2 - Elevated | Distribution Circuit | 11 | 14 | 2016-11-14 | 1581315 | Sus | Y | 3rdParty¦Vehicle¦PoleWood¦Broken
16-0080377 | Vegetation | Tree - fell into line | Conductor, Overhead | Broken, wire on ground | 2016 | Tier 2 - Elevated | Distribution Circuit | 11 | 16 | 2016-11-16 | 1582585 | Sus | Y | Vegetation¦Treefellintoline¦ConductorOverhead¦Brokenwireonground
16-0082461 | Equipment Failure/Involved | Overhead | Jumper | Burned Open | 2016 | Tier 3 - Extreme | Distribution Circuit | 11 | 27 | 2016-11-27 | 1589967 | Sus | Y | EquipmentFailureInvolved¦Overhead¦Jumper¦BurnedOpen
16-0084568 | Vegetation | Tree - branch fell on line | Fuse | Normal | 2016 | Tier 3 - Extreme | Distribution Circuit | 12 | 8 | 2016-12-08 | 1596765 | Sus | N | Vegetation¦Treebranchfellonline¦Fuse¦Normal
16-0084903 | Vegetation | Tree - branch fell on line | Woodpin | Broken | 2016 | Tier 3 - Extreme | Distribution Circuit | 12 | 10 | 2016-12-10 | 1598261 | Sus | N | Vegetation¦Treebranchfellonline¦Woodpin¦Broken
16-0085921 | Vegetation | Tree - fell into line | Conductor, Overhead | Broken, wire on ground | 2016 | Tier 2 - Elevated | Distribution Circuit | 12 | 15 | 2016-12-15 | 1603966 | Sus | N | Vegetation¦Treefellintoline¦ConductorOverhead¦Brokenwireonground
16-0085921 | Vegetation | Tree - fell into line | Conductor, Overhead | Broken, wire on ground | 2016 | Tier 2 - Elevated | Distribution Circuit | 12 | 15 | 2016-12-15 | 1603966 | Sus | N | Vegetation¦Treefellintoline¦ConductorOverhead¦Brokenwireonground
16-0086505 | Equipment Failure/Involved | Overhead | Insulator | Broken | 2016 | Tier 2 - Elevated | Distribution Circuit | 12 | 20 | 2016-12-20 | 1607499 | Sus | N | EquipmentFailureInvolved¦Overhead¦Insulator¦Broken
17-0002955 | Vegetation | Tree - fell into line | Conductor, Overhead | Broken, wire on ground | 2017 | Tier 3 - Extreme | Distribution Circuit | 1 | 3 | 2017-01-03 | 1615593 | Sus | N | Vegetation¦Treefellintoline¦ConductorOverhead¦Brokenwireonground
17-0004955 | Equipment Failure/Involved | Overhead | Conductor, Overhead | Together | 2017 | Tier 3 - Extreme | Distribution Circuit | 1 | 8 | 2017-01-08 | 1622645 | Sus | N | EquipmentFailureInvolved¦Overhead¦ConductorOverhead¦Together
17-0005353 | Vegetation | Tree - branch fell on line | Conductor, Overhead | Normal | 2017 | Tier 3 - Extreme | Distribution Circuit | 1 | 8 | 2017-01-08 | 1626365 | Sus | N | Vegetation¦Treebranchfellonline¦ConductorOverhead¦Normal
17-0006219 | Vegetation | Tree - fell into line | Conductor, Overhead | Broken, wire on ground | 2017 | Tier 2 - Elevated | Distribution Circuit | 1 | 9 | 2017-01-09 | 1631690 | Sus | N | Vegetation¦Treefellintoline¦ConductorOverhead¦Brokenwireonground
17-0006238 | Equipment Failure/Involved | Overhead | Conductor, Overhead | Broken | 2017 | Tier 3 - Extreme | Distribution Circuit | 1 | 8 | 2017-01-08 | 1628418 | Sus | N | EquipmentFailureInvolved¦Overhead¦ConductorOverhead¦Broken
17-0006293 | Equipment Failure/Involved | Overhead | Connector or Splice (OH) | Broken | 2017 | Tier 3 - Extreme | Distribution Circuit | 1 | 9 | 2017-01-09 | 1632210 | Sus | N | EquipmentFailureInvolved¦Overhead¦ConnectororSplice(OH)¦Broken
17-0006695 | Unknown Cause | Patrol - found nothing |  |  | 2017 | Tier 3 - Extreme | Distribution Circuit | 1 | 10 | 2017-01-10 | 1633541 | Sus | N | UnknownCause¦Patrolfoundnothing¦¦
17-0006848 | Vegetation | Tree - fell into line | Conductor, Overhead | Broken, wire on ground | 2017 | Tier 2 - Elevated | Distribution Circuit | 1 | 10 | 2017-01-10 | 1634134 | Sus | N | Vegetation¦Treefellintoline¦ConductorOverhead¦Brokenwireonground
17-0006977 | Vegetation | Tree - fell into line | Conductor, Overhead | Broken, wire on ground | 2017 | Tier 2 - Elevated | Distribution Circuit | 1 | 10 | 2017-01-10 | 1635597 | Sus | N | Vegetation¦Treefellintoline¦ConductorOverhead¦Brokenwireonground
17-0007264 | Vegetation | Tree - fell into line | Conductor, Overhead | Broken, wire on ground | 2017 | Tier 2 - Elevated | Distribution Circuit | 1 | 10 | 2017-01-10 | 1636999 | Sus | N | Vegetation¦Treefellintoline¦ConductorOverhead¦Brokenwireonground
17-0008738 | Unknown Cause | Patrol - not conducted |  |  | 2017 | Tier 2 - Elevated | Distribution Circuit | 1 | 12 | 2017-01-12 | 1641213 | Sus | N | UnknownCause¦Patrolnotconducted¦¦
17-0011448 | Unknown Cause | Patrol - found nothing |  |  | 2017 | Tier 2 - Elevated | Distribution Circuit | 1 | 20 | 2017-01-20 | 1653269 | Sus | N | UnknownCause¦Patrolfoundnothing¦¦
17-0012972 | Vegetation | Tree - fell into line | Conductor, Overhead | Broken, wire on ground | 2017 | Tier 2 - Elevated | Distribution Circuit | 1 | 22 | 2017-01-22 | 1659046 | Sus | N | Vegetation¦Treefellintoline¦ConductorOverhead¦Brokenwireonground
17-0015277 | Equipment Failure/Involved | Overhead | Pole-Wood | Broken | 2017 | Tier 3 - Extreme | Distribution Circuit | 1 | 26 | 2017-01-26 | 1667671 | Sus | N | EquipmentFailureInvolved¦Overhead¦PoleWood¦Broken
17-0017646 | Vegetation | Tree - branch fell on line | Conductor, Overhead | Normal | 2017 | Tier 2 - Elevated | Distribution Circuit | 2 | 6 | 2017-02-06 | 1675774 | Sus | N | Vegetation¦Treebranchfellonline¦ConductorOverhead¦Normal
17-0018209 | Vegetation | Tree - fell into line | Pole-Wood | Broken, wire on ground | 2017 | Tier 2 - Elevated | Distribution Circuit | 2 | 7 | 2017-02-07 | 1678087 | Sus | N | Vegetation¦Treefellintoline¦PoleWood¦Brokenwireonground
17-0018494 | Equipment Failure/Involved | Overhead | Transformer | Failed/Faulted | 2017 | Tier 3 - Extreme | Transformer only | 2 | 7 | 2017-02-07 | 1678617 | Sus | N | EquipmentFailureInvolved¦Overhead¦Transformer¦FailedFaulted
17-0018548 | Equipment Failure/Involved | Overhead | Transformer (OH) | Broken | 2017 | Tier 2 - Elevated | Distribution Circuit | 2 | 7 | 2017-02-07 | 1678793 | Sus | N | EquipmentFailureInvolved¦Overhead¦Transformer(OH)¦Broken
17-0023584 | Unknown Cause | Patrol - found nothing |  |  | 2017 | Tier 2 - Elevated | Distribution Circuit | 2 | 19 | 2017-02-19 | 1702155 | Sus | N | UnknownCause¦Patrolfoundnothing¦¦
17-0023693 | Vegetation | Tree - fell into line | Conductor, Overhead | Broken, wire on ground | 2017 | Tier 2 - Elevated | Distribution Circuit | 2 | 20 | 2017-02-20 | 1702729 | Sus | N | Vegetation¦Treefellintoline¦ConductorOverhead¦Brokenwireonground
17-0023876 | Vegetation | Tree - fell into line | Conductor, Overhead | Broken, wire on ground | 2017 | Tier 3 - Extreme | Distribution Circuit | 2 | 20 | 2017-02-20 | 1703543 | Sus | N | Vegetation¦Treefellintoline¦ConductorOverhead¦Brokenwireonground
17-0035887 | Equipment Failure/Involved | Overhead | Cutout, fuse holder | Burned/flashed | 2017 | Tier 3 - Extreme | Distribution Circuit | 4 | 2 | 2017-04-02 | 1742581 | Sus | N | EquipmentFailureInvolved¦Overhead¦Cutoutfuseholder¦Burnedflashed
17-0047022 | Unknown Cause | Patrol - found nothing |  |  | 2017 | Tier 3 - Extreme | Distribution Circuit | 5 | 10 | 2017-05-10 | 1779618 | Sus | Y | UnknownCause¦Patrolfoundnothing¦¦
17-0050517 | Unknown Cause | Patrol - found nothing |  |  | 2017 | Tier 2 - Elevated | Distribution Circuit | 5 | 25 | 2017-05-25 | 1790012 | Sus | Y | UnknownCause¦Patrolfoundnothing¦¦
17-0052924 | Unknown Cause | Patrol - found nothing |  |  | 2017 | Tier 3 - Extreme | Transformer only | 6 | 5 | 2017-06-05 | 1797674 | Sus | Y | UnknownCause¦Patrolfoundnothing¦¦
17-0054092 | Vegetation | Tree - branch fell on line | Conductor, Overhead | Normal | 2017 | Tier 2 - Elevated | Distribution Circuit | 6 | 9 | 2017-06-09 | 1800640 | Sus | Y | Vegetation¦Treebranchfellonline¦ConductorOverhead¦Normal
17-0059146 | Unknown Cause | Patrol - found nothing |  |  | 2017 | Tier 2 - Elevated | Distribution Circuit | 6 | 28 | 2017-06-28 | 1819682 | Sus | Y | UnknownCause¦Patrolfoundnothing¦¦
17-0059344 | Vegetation | Tree - fell into line | Secondary | Broken, wire on ground | 2017 | Tier 3 - Extreme | Transformer only | 6 | 28 | 2017-06-28 | 1820291 | Sus | Y | Vegetation¦Treefellintoline¦Secondary¦Brokenwireonground
17-0060759 | Unknown Cause | Patrol - found nothing |  |  | 2017 | Tier 3 - Extreme | Distribution Circuit | 7 | 6 | 2017-07-06 | 1824274 | Sus | Y | UnknownCause¦Patrolfoundnothing¦¦
17-0062958 | Equipment Failure/Involved | Overhead | Transformer | Failed/Faulted | 2017 | Tier 3 - Extreme | Transformer only | 7 | 14 | 2017-07-14 | 1831539 | Sus | Y | EquipmentFailureInvolved¦Overhead¦Transformer¦FailedFaulted
17-0065493 | Unknown Cause | Patrol - found nothing |  |  | 2017 | Tier 2 - Elevated | Distribution Circuit | 7 | 26 | 2017-07-26 | 1839947 | Sus | Y | UnknownCause¦Patrolfoundnothing¦¦
17-0066557 | Equipment Failure/Involved | Overhead | Transformer (OH) | Failed/Faulted | 2017 | Tier 3 - Extreme | Transformer only | 7 | 30 | 2017-07-30 | 1842563 | Sus | Y | EquipmentFailureInvolved¦Overhead¦Transformer(OH)¦FailedFaulted
17-0066702 | Vegetation | Tree - cutting, PG&E contractor | Conductor, Overhead | Normal | 2017 | Tier 3 - Extreme | Distribution Circuit | 7 | 31 | 2017-07-31 | 1843059 | Sus | Y | Vegetation¦TreecuttingPG&Econtractor¦ConductorOverhead¦Normal
17-0068310 | Unknown Cause | Patrol - found nothing |  |  | 2017 | Tier 3 - Extreme | Distribution Circuit | 8 | 6 | 2017-08-06 | 1847454 | Sus | Y | UnknownCause¦Patrolfoundnothing¦¦
17-0072663 | Vegetation | Tree - grew into line | Conductor, Overhead | Normal | 2017 | Tier 3 - Extreme | Distribution Circuit | 8 | 24 | 2017-08-24 | 1858639 | Sus | Y | Vegetation¦Treegrewintoline¦ConductorOverhead¦Normal
17-0074980 | Equipment Failure/Involved | Overhead | Transformer | Failed/Faulted | 2017 | Tier 2 - Elevated | Transformer only | 9 | 1 | 2017-09-01 | 1865470 | Sus | Y | EquipmentFailureInvolved¦Overhead¦Transformer¦FailedFaulted
17-0077466 | Equipment Failure/Involved | Overhead | Transformer | Failed/Faulted | 2017 | Tier 2 - Elevated | Transformer only | 9 | 11 | 2017-09-11 | 1874592 | Sus | Y | EquipmentFailureInvolved¦Overhead¦Transformer¦FailedFaulted
17-0077531 | Unknown Cause | Patrol - found nothing |  |  | 2017 | Tier 2 - Elevated | Distribution Circuit | 9 | 11 | 2017-09-11 | 1874669 | Sus | Y | UnknownCause¦Patrolfoundnothing¦¦
17-0077788 | Equipment Failure/Involved | Overhead | Transformer | Failed/Faulted | 2017 | Tier 2 - Elevated | Transformer only | 9 | 11 | 2017-09-11 | 1875468 | Sus | Y | EquipmentFailureInvolved¦Overhead¦Transformer¦FailedFaulted
17-0080436 | Unknown Cause | Patrol - found nothing |  |  | 2017 | Tier 3 - Extreme | Distribution Circuit | 9 | 20 | 2017-09-20 | 1882786 | Sus | Y | UnknownCause¦Patrolfoundnothing¦¦
17-0084940 | Animal | Squirrel | Fuse | Normal | 2017 | Tier 3 - Extreme | Distribution Circuit | 10 | 7 | 2017-10-07 | 1892526 | Sus | Y | Animal¦Squirrel¦Fuse¦Normal
17-0085588 | Vegetation | Tree - branch fell on line | Conductor, Overhead | Burned/flashed | 2017 | Tier 2 - Elevated | Distribution Circuit | 10 | 9 | 2017-10-09 | 1894961 | Sus | Y | Vegetation¦Treebranchfellonline¦ConductorOverhead¦Burnedflashed
17-0086350 | Vegetation | Tree - branch fell on line | Conductor, Overhead | Broken, wire on ground | 2017 | Tier 3 - Extreme | Distribution Circuit | 10 | 11 | 2017-10-11 | 1898451 | Sus | Y | Vegetation¦Treebranchfellonline¦ConductorOverhead¦Brokenwireonground
17-0086729 | Unknown Cause | Patrol - found nothing |  |  | 2017 | Tier 2 - Elevated | Distribution Circuit | 10 | 9 | 2017-10-09 | 1899304 | Sus | Y | UnknownCause¦Patrolfoundnothing¦¦
17-0087508 | Environmental/External | Fire, Forest/Grass | Conductor, Overhead | Normal | 2017 | Tier 2 - Elevated | Distribution Circuit | 10 | 8 | 2017-10-08 | 1901304 | Sus | Y | EnvironmentalExternal¦FireForestGrass¦ConductorOverhead¦Normal
17-0087697 | Environmental/External | Fire, Forest/Grass | Pole-Wood | Broken | 2017 | Tier 3 - Extreme | Distribution Circuit | 10 | 16 | 2017-10-16 | 1901756 | Sus | Y | EnvironmentalExternal¦FireForestGrass¦PoleWood¦Broken
17-0088320 | Unknown Cause | Patrol - found nothing |  |  | 2017 | Tier 2 - Elevated | Distribution Circuit | 10 | 18 | 2017-10-18 | 1903366 | Sus | Y | UnknownCause¦Patrolfoundnothing¦¦
17-0089096 | Equipment Failure/Involved | Overhead | Jumper | Broken | 2017 | Tier 2 - Elevated | Distribution Circuit | 10 | 20 | 2017-10-20 | 1905811 | Sus | Y | EquipmentFailureInvolved¦Overhead¦Jumper¦Broken
17-0091997 | Unknown Cause | Patrol - found nothing |  |  | 2017 | Tier 2 - Elevated | Distribution Circuit | 11 | 2 | 2017-11-02 | 1914155 | Sus | Y | UnknownCause¦Patrolfoundnothing¦¦
17-0092650 | 3rd Party | Vehicle | Pole-Wood | Broken | 2017 | Tier 2 - Elevated | Transformer only | 11 | 4 | 2017-11-04 | 1916043 | Sus | Y | 3rdParty¦Vehicle¦PoleWood¦Broken
17-0092661 | Vegetation | Tree - fell into line | Conductor, Overhead | Broken, wire on ground | 2017 | Tier 2 - Elevated | Distribution Circuit | 11 | 4 | 2017-11-04 | 1916064 | Sus | Y | Vegetation¦Treefellintoline¦ConductorOverhead¦Brokenwireonground
17-0093709 | Vegetation | Tree - branch fell on line | Conductor, Overhead | Normal | 2017 | Tier 3 - Extreme | Distribution Circuit | 11 | 8 | 2017-11-08 | 1918859 | Sus | Y | Vegetation¦Treebranchfellonline¦ConductorOverhead¦Normal
17-0093749 | Vegetation | Tree - fell into line | Conductor, Overhead | On Ground | 2017 | Tier 3 - Extreme | Distribution Circuit | 11 | 9 | 2017-11-09 | 1919051 | Sus | Y | Vegetation¦Treefellintoline¦ConductorOverhead¦OnGround
17-0093872 | Animal | Squirrel | Pole-Wood | Normal | 2017 | Tier 2 - Elevated | Distribution Circuit | 11 | 9 | 2017-11-09 | 1919195 | Sus | Y | Animal¦Squirrel¦PoleWood¦Normal
17-0094104 | Equipment Failure/Involved | Overhead | Conductor, Overhead | Broken, wire on ground | 2017 | Tier 2 - Elevated | Distribution Circuit | 11 | 9 | 2017-11-09 | 1919784 | Sus | Y | EquipmentFailureInvolved¦Overhead¦ConductorOverhead¦Brokenwireonground
17-0097291 | Unknown Cause | Patrol - found nothing |  |  | 2017 | Tier 2 - Elevated | Distribution Circuit | 11 | 23 | 2017-11-23 | 1928373 | Sus | Y | UnknownCause¦Patrolfoundnothing¦¦
17-0098147 | Unknown Cause | Patrol - found nothing |  |  | 2017 | Tier 2 - Elevated | Distribution Circuit | 11 | 28 | 2017-11-28 | 1931126 | Sus | Y | UnknownCause¦Patrolfoundnothing¦¦
17-0098376 | Unknown Cause | Patrol - found nothing |  |  | 2017 | Tier 2 - Elevated | Distribution Circuit | 11 | 29 | 2017-11-29 | 1931930 | Sus | Y | UnknownCause¦Patrolfoundnothing¦¦
17-0099465 | Vegetation | Tree - branch fell on line | Transformer | Leaking | 2017 | Tier 3 - Extreme | Transformer only | 12 | 4 | 2017-12-04 | 1934439 | Sus | N | Vegetation¦Treebranchfellonline¦Transformer¦Leaking
17-0100178 | Unknown Cause | Patrol - found nothing |  |  | 2017 | Tier 2 - Elevated | Distribution Circuit | 12 | 5 | 2017-12-05 | 1936988 | Sus | N | UnknownCause¦Patrolfoundnothing¦¦
18-0003700 | Unknown Cause | Patrol - found nothing |  |  | 2018 | Tier 3 - Extreme | Distribution Circuit | 1 | 4 | 2018-01-04 | 2126 | Sus | N | UnknownCause¦Patrolfoundnothing¦¦
18-0004688 | Unknown Cause | Patrol - found nothing |  |  | 2018 | Tier 2 - Elevated | Distribution Circuit | 1 | 9 | 2018-01-09 | 4725 | Sus | N | UnknownCause¦Patrolfoundnothing¦¦
18-0008688 | Equipment Failure/Involved | Overhead | Transformer | Failed/Faulted | 2018 | Tier 3 - Extreme | Transformer only | 1 | 24 | 2018-01-24 | 13340 | Sus | N | EquipmentFailureInvolved¦Overhead¦Transformer¦FailedFaulted
18-0011152 | Equipment Failure/Involved | Overhead | Service conductor | Burned/flashed | 2018 | Tier 2 - Elevated | Transformer only | 2 | 2 | 2018-02-02 | 18394 | Sus | N | EquipmentFailureInvolved¦Overhead¦Serviceconductor¦Burnedflashed
18-0013555 | Unknown Cause | Patrol - found nothing |  |  | 2018 | Tier 3 - Extreme | Distribution Circuit | 2 | 12 | 2018-02-12 | 23432 | Sus | N | UnknownCause¦Patrolfoundnothing¦¦
18-0019012 | Unknown Cause | Patrol - found nothing |  |  | 2018 | Tier 3 - Extreme | Distribution Circuit | 3 | 2 | 2018-03-02 | 35970 | Sus | N | UnknownCause¦Patrolfoundnothing¦¦
18-0019286 | Unknown Cause | Patrol - found nothing |  |  | 2018 | Tier 2 - Elevated | Distribution Circuit | 3 | 2 | 2018-03-02 | 36846 | Sus | N | UnknownCause¦Patrolfoundnothing¦¦
18-0019379 | Vegetation | Tree - fell into line | Conductor, Overhead | Broken, wire on ground | 2018 | Tier 2 - Elevated | Distribution Circuit | 3 | 3 | 2018-03-03 | 37341 | Sus | N | Vegetation¦Treefellintoline¦ConductorOverhead¦Brokenwireonground
18-0022775 | Equipment Failure/Involved | Electrical Overload | Transformer | Failed/Faulted | 2018 | Tier 3 - Extreme | Distribution Circuit | 3 | 14 | 2018-03-14 | 44091 | Sus | N | EquipmentFailureInvolved¦ElectricalOverload¦Transformer¦FailedFaulted
18-0031274 | Unknown Cause | Patrol - found nothing |  |  | 2018 | Tier 2 - Elevated | Distribution Circuit | 4 | 11 | 2018-04-11 | 64574 | Sus | N | UnknownCause¦Patrolfoundnothing¦¦
18-0034986 | Unknown Cause | Patrol - found nothing |  |  | 2018 | Tier 2 - Elevated | Transformer only | 4 | 24 | 2018-04-24 | 72933 | Sus | N | UnknownCause¦Patrolfoundnothing¦¦
18-0040876 | Equipment Failure/Involved | Overhead | Conductor, Overhead | Deteriorated | 2018 | Tier 2 - Elevated | Distribution Circuit | 5 | 14 | 2018-05-14 | 85931 | Sus | Y | EquipmentFailureInvolved¦Overhead¦ConductorOverhead¦Deteriorated
18-0046863 | Equipment Failure/Involved | Overhead | Conductor, Overhead | Together | 2018 | Tier 3 - Extreme | Distribution Circuit | 6 | 4 | 2018-06-04 | 100472 | Sus | Y | EquipmentFailureInvolved¦Overhead¦ConductorOverhead¦Together
18-0066714 | Environmental/External | Fire, Forest/Grass | Pole-Wood | Burned/flashed | 2018 | Tier 3 - Extreme | Distribution Circuit | 7 | 26 | 2018-07-26 | 148850 | Sus | Y | EnvironmentalExternal¦FireForestGrass¦PoleWood¦Burnedflashed
18-0068160 | Animal | Other | Transformer (OH) | Failed/Faulted | 2018 | Tier 2 - Elevated | Distribution Circuit | 8 | 9 | 2018-08-09 | 151913 | Sus | Y | Animal¦Other¦Transformer(OH)¦FailedFaulted
18-0069940 | Equipment Failure/Involved | Underground | Conductor, Underground | Burned/flashed | 2018 | Tier 2 - Elevated | Distribution Circuit | 8 | 14 | 2018-08-14 | 155525 | Sus | Y | EquipmentFailureInvolved¦Underground¦ConductorUnderground¦Burnedflashed
18-0071662 | Equipment Failure/Involved | Overhead | Connector or Splice (OH) | Broken | 2018 | Tier 2 - Elevated | Distribution Circuit | 8 | 20 | 2018-08-20 | 158666 | Sus | Y | EquipmentFailureInvolved¦Overhead¦ConnectororSplice(OH)¦Broken
18-0075616 | Vegetation | Tree - fell into line | Conductor, Overhead | On Ground | 2018 | Tier 2 - Elevated | Distribution Circuit | 8 | 31 | 2018-08-31 | 166356 | Sus | Y | Vegetation¦Treefellintoline¦ConductorOverhead¦OnGround
18-0076964 | Equipment Failure/Involved | Underground | Transformer (UG) | Leaking | 2018 | Tier 2 - Elevated | Distribution Circuit | 9 | 6 | 2018-09-06 | 169029 | Sus | Y | EquipmentFailureInvolved¦Underground¦Transformer(UG)¦Leaking
18-0081439 | Animal | Bird found | Conductor, Overhead | Normal | 2018 | Tier 3 - Extreme | Distribution Circuit | 9 | 19 | 2018-09-19 | 177656 | Sus | Y | Animal¦Birdfound¦ConductorOverhead¦Normal
18-0085050 | Animal | Squirrel | Pothead(Riser Termination) | Normal | 2018 | Tier 3 - Extreme | Distribution Circuit | 10 | 1 | 2018-10-01 | 184608 | Sus | Y | Animal¦Squirrel¦Pothead(RiserTermination)¦Normal
18-0088132 | Unknown Cause | Patrol - found nothing |  |  | 2018 | Tier 2 - Elevated | Distribution Circuit | 10 | 8 | 2018-10-08 | 190557 | Sus | Y | UnknownCause¦Patrolfoundnothing¦¦
18-0094823 | Unknown Cause | Patrol - found nothing |  |  | 2018 | Tier 2 - Elevated | Distribution Circuit | 10 | 28 | 2018-10-28 | 203649 | Sus | Y | UnknownCause¦Patrolfoundnothing¦¦
18-0097030 | Wildfire Mitigation | CWSP - Vegetation Removal |  |  | 2018 | Tier 3 - Extreme | Distribution Circuit | 11 | 5 | 2018-11-05 | 208864 | Sus | Y | WildfireMitigation¦CWSPVegetationRemoval¦¦
18-0098479 | Vegetation | Tree - fell into line | Pole-Wood | Broken | 2018 | Tier 3 - Extreme | Distribution Circuit | 11 | 9 | 2018-11-09 | 212041 | Sus | Y | Vegetation¦Treefellintoline¦PoleWood¦Broken
18-0100788 | Environmental/External | Fire, Forest/Grass | Pole-Wood | Burned/flashed | 2018 | Tier 3 - Extreme | Distribution Circuit | 11 | 8 | 2018-11-08 | 217765 | Sus | Y | EnvironmentalExternal¦FireForestGrass¦PoleWood¦Burnedflashed
18-0102493 | Environmental/External | Fire, Forest/Grass | Pole-Wood | Burned/flashed | 2018 | Tier 3 - Extreme | Distribution Circuit | 11 | 8 | 2018-11-08 | 222656 | Sus | Y | EnvironmentalExternal¦FireForestGrass¦PoleWood¦Burnedflashed
18-0105726 | Equipment Failure/Involved | Overhead | Crossarm, Wood | Broken | 2018 | Tier 3 - Extreme | Distribution Circuit | 12 | 1 | 2018-12-01 | 230806 | Sus | N | EquipmentFailureInvolved¦Overhead¦CrossarmWood¦Broken
18-0107595 | Animal | Bird found | Fuse | Failed/Faulted | 2018 | Tier 2 - Elevated | Distribution Circuit | 12 | 6 | 2018-12-06 | 234743 | Sus | N | Animal¦Birdfound¦Fuse¦FailedFaulted
18-0109699 | 3rd Party | Tree - cutting, 3rd party | Conductor, Overhead | Together | 2018 | Tier 3 - Extreme | Distribution Circuit | 12 | 17 | 2018-12-17 | 242471 | Sus | N | 3rdParty¦Treecutting3rdparty¦ConductorOverhead¦Together
18-0110493 | Vegetation | Tree - branch fell on line | Conductor, Overhead | Normal | 2018 | Tier 2 - Elevated | Distribution Circuit | 12 | 24 | 2018-12-24 | 246234 | Sus | N | Vegetation¦Treebranchfellonline¦ConductorOverhead¦Normal
19-0007724 | Unknown Cause | Patrol - found nothing |  |  | 2019 | Tier 2 - Elevated | Distribution Circuit | 1 | 10 | 2019-01-10 | 262796 | Sus | N | UnknownCause¦Patrolfoundnothing¦¦
19-0009868 | Vegetation | Tree - branch fell on line | Conductor, Overhead | Broken, wire on ground | 2019 | Tier 3 - Extreme | Distribution Circuit | 1 | 16 | 2019-01-16 | 267251 | Sus | N | Vegetation¦Treebranchfellonline¦ConductorOverhead¦Brokenwireonground
19-0009995 | Vegetation | Tree - branch fell on line | Conductor, Overhead | Normal | 2019 | Tier 3 - Extreme | Distribution Circuit | 1 | 16 | 2019-01-16 | 268159 | Sus | N | Vegetation¦Treebranchfellonline¦ConductorOverhead¦Normal
19-0010420 | Unknown Cause | Patrol - not conducted |  |  | 2019 | Tier 3 - Extreme | Distribution Circuit | 1 | 16 | 2019-01-16 | 271981 | Sus | N | UnknownCause¦Patrolnotconducted¦¦
19-0011578 | Equipment Failure/Involved | Overhead | Conductor, Overhead | Broken, wire on ground | 2019 | Tier 2 - Elevated | Distribution Circuit | 1 | 18 | 2019-01-18 | 275358 | Sus | N | EquipmentFailureInvolved¦Overhead¦ConductorOverhead¦Brokenwireonground
19-0011949 | Vegetation | Tree - branch fell on line | Conductor, Overhead | On Ground | 2019 | Tier 2 - Elevated | Distribution Circuit | 1 | 18 | 2019-01-18 | 276130 | Sus | N | Vegetation¦Treebranchfellonline¦ConductorOverhead¦OnGround
19-0016759 | 3rd Party | Vehicle | Pole-Wood | Broken | 2019 | Tier 3 - Extreme | Distribution Circuit | 2 | 1 | 2019-02-01 | 285654 | Sus | N | 3rdParty¦Vehicle¦PoleWood¦Broken
19-0016871 | Vegetation | Tree - branch fell on line | Conductor, Overhead | Normal | 2019 | Tier 2 - Elevated | Distribution Circuit | 2 | 2 | 2019-02-02 | 286128 | Sus | N | Vegetation¦Treebranchfellonline¦ConductorOverhead¦Normal
19-0016997 | Equipment Failure/Involved | Overhead | Pole-Wood | Broken | 2019 | Tier 2 - Elevated | Distribution Circuit | 2 | 2 | 2019-02-02 | 286519 | Sus | N | EquipmentFailureInvolved¦Overhead¦PoleWood¦Broken
19-0017597 | Unknown Cause | Patrol - found nothing |  |  | 2019 | Tier 2 - Elevated | Distribution Circuit | 2 | 3 | 2019-02-03 | 289142 | Sus | N | UnknownCause¦Patrolfoundnothing¦¦
19-0018208 | Unknown Cause | Patrol - found nothing |  |  | 2019 | Tier 3 - Extreme | Distribution Circuit | 2 | 4 | 2019-02-04 | 291129 | Sus | N | UnknownCause¦Patrolfoundnothing¦¦
19-0018728 | Vegetation | Tree - fell into line | Pole-Wood | Broken, wire on ground | 2019 | Tier 3 - Extreme | Distribution Circuit | 2 | 4 | 2019-02-04 | 291112 | Sus | N | Vegetation¦Treefellintoline¦PoleWood¦Brokenwireonground
19-0020706 | Vegetation | Tree - fell into line | Conductor, Overhead | Normal | 2019 | Tier 2 - Elevated | Distribution Circuit | 2 | 10 | 2019-02-10 | 298943 | Sus | N | Vegetation¦Treefellintoline¦ConductorOverhead¦Normal
19-0023067 | Equipment Failure/Involved | Overhead | Conductor, Overhead | Broken, wire on ground | 2019 | Tier 2 - Elevated | Distribution Circuit | 2 | 14 | 2019-02-14 | 308096 | Sus | N | EquipmentFailureInvolved¦Overhead¦ConductorOverhead¦Brokenwireonground
19-0023331 | Equipment Failure/Involved | Overhead | Pole-Wood | Broken, wire on ground | 2019 | Tier 2 - Elevated | Distribution Circuit | 2 | 14 | 2019-02-14 | 308325 | Sus | N | EquipmentFailureInvolved¦Overhead¦PoleWood¦Brokenwireonground
19-0023509 | Unknown Cause | Patrol - found nothing |  |  | 2019 | Tier 3 - Extreme | Distribution Circuit | 2 | 14 | 2019-02-14 | 310178 | Sus | N | UnknownCause¦Patrolfoundnothing¦¦
19-0024003 | Vegetation | Tree - branch fell on line | Pole-Wood | Broken | 2019 | Tier 2 - Elevated | Distribution Circuit | 2 | 13 | 2019-02-13 | 312023 | Sus | N | Vegetation¦Treebranchfellonline¦PoleWood¦Broken
19-0024659 | Vegetation | Tree - fell into line | Conductor, Overhead | Normal | 2019 | Tier 3 - Extreme | Distribution Circuit | 2 | 16 | 2019-02-16 | 314083 | Sus | N | Vegetation¦Treefellintoline¦ConductorOverhead¦Normal
19-0025669 | Vegetation | Tree - fell into line | Conductor, Overhead | Normal | 2019 | Tier 3 - Extreme | Distribution Circuit | 2 | 18 | 2019-02-18 | 317814 | Sus | N | Vegetation¦Treefellintoline¦ConductorOverhead¦Normal
19-0028661 | Unknown Cause | Patrol - found nothing |  |  | 2019 | Tier 2 - Elevated | Distribution Circuit | 2 | 26 | 2019-02-26 | 325629 | Sus | N | UnknownCause¦Patrolfoundnothing¦¦
19-0031050 | Vegetation | Tree - fell into line | Pole-Wood | Broken, wire on ground | 2019 | Tier 2 - Elevated | Distribution Circuit | 3 | 6 | 2019-03-06 | 332086 | Sus | N | Vegetation¦Treefellintoline¦PoleWood¦Brokenwireonground
19-0032399 | Vegetation | Tree - fell into line | Pole-Wood | Broken | 2019 | Tier 3 - Extreme | Distribution Circuit | 3 | 10 | 2019-03-10 | 335419 | Sus | N | Vegetation¦Treefellintoline¦PoleWood¦Broken
19-0039639 | Unknown Cause | Patrol - not conducted |  |  | 2019 | Tier 2 - Elevated | Distribution Circuit | 4 | 4 | 2019-04-04 | 353600 | Sus | N | UnknownCause¦Patrolnotconducted¦¦
19-0040190 | Equipment Failure/Involved | Overhead | Insulator | Broken | 2019 | Tier 3 - Extreme | Distribution Circuit | 4 | 5 | 2019-04-05 | 354560 | Sus | N | EquipmentFailureInvolved¦Overhead¦Insulator¦Broken
19-0042160 | Equipment Failure/Involved | Overhead | Crossarm, Wood | Broken | 2019 | Tier 2 - Elevated | Distribution Circuit | 4 | 13 | 2019-04-13 | 360125 | Sus | N | EquipmentFailureInvolved¦Overhead¦CrossarmWood¦Broken
19-0044064 | 3rd Party | Vehicle | Pole-Wood | Broken | 2019 | Tier 3 - Extreme | Distribution Circuit | 4 | 18 | 2019-04-18 | 363187 | Sus | N | 3rdParty¦Vehicle¦PoleWood¦Broken
19-0046004 | Equipment Failure/Involved | Overhead | Pole-Wood | Broken | 2019 | Tier 2 - Elevated | Distribution Circuit | 4 | 25 | 2019-04-25 | 367973 | Sus | N | EquipmentFailureInvolved¦Overhead¦PoleWood¦Broken
19-0046671 | 3rd Party | Vehicle | Pole-Wood | Broken | 2019 | Tier 3 - Extreme | Distribution Circuit | 4 | 27 | 2019-04-27 | 369086 | Sus | N | 3rdParty¦Vehicle¦PoleWood¦Broken
19-0048166 | Equipment Failure/Involved | Overhead | Jumper | Burned Open | 2019 | Tier 2 - Elevated | Distribution Circuit | 5 | 2 | 2019-05-02 | 372220 | Sus | Y | EquipmentFailureInvolved¦Overhead¦Jumper¦BurnedOpen
19-0056333 | Equipment Failure/Involved | Overhead | Transformer | Failed/Faulted | 2019 | Tier 2 - Elevated | Transformer only | 5 | 23 | 2019-05-23 | 388736 | Sus | Y | EquipmentFailureInvolved¦Overhead¦Transformer¦FailedFaulted
19-0057614 | Equipment Failure/Involved | Overhead | Insulator | Broken | 2019 | Tier 3 - Extreme | Distribution Circuit | 5 | 25 | 2019-05-25 | 390314 | Sus | Y | EquipmentFailureInvolved¦Overhead¦Insulator¦Broken
19-0057767 | Vegetation | Tree - branch fell on line | Conductor, Overhead | Broken, wire on ground | 2019 | Tier 3 - Extreme | Distribution Circuit | 5 | 26 | 2019-05-26 | 390570 | Sus | Y | Vegetation¦Treebranchfellonline¦ConductorOverhead¦Brokenwireonground
19-0058858 | Equipment Failure/Involved | Underground | Cable Termination(live front) | Contaminated | 2019 | Tier 2 - Elevated | Distribution Circuit | 5 | 29 | 2019-05-29 | 392257 | Sus | Y | EquipmentFailureInvolved¦Underground¦CableTermination(livefront)¦Contaminated
19-0060312 | Environmental/External | Lightning | Transformer (OH) | Failed/Faulted | 2019 | Tier 2 - Elevated | Distribution Circuit | 5 | 30 | 2019-05-30 | 393715 | Sus | Y | EnvironmentalExternal¦Lightning¦Transformer(OH)¦FailedFaulted
19-0061726 | Environmental/External | Lightning | Transformer (OH) | Failed/Faulted | 2019 | Tier 3 - Extreme | Transformer only | 6 | 2 | 2019-06-02 | 396059 | Sus | Y | EnvironmentalExternal¦Lightning¦Transformer(OH)¦FailedFaulted
19-0064908 | Equipment Failure/Involved | Overhead | Transformer (OH) | Deteriorated | 2019 | Tier 2 - Elevated | Transformer only | 6 | 9 | 2019-06-09 | 402834 | Sus | Y | EquipmentFailureInvolved¦Overhead¦Transformer(OH)¦Deteriorated
19-0071353 | Animal | Squirrel | Conductor, Overhead | Normal | 2019 | Tier 3 - Extreme | Distribution Circuit | 6 | 24 | 2019-06-24 | 427295 | Sus | Y | Animal¦Squirrel¦ConductorOverhead¦Normal
19-0076942 | Vegetation | Tree - branch fell on line | Fuse | Failed/Faulted | 2019 | Tier 2 - Elevated | Distribution Circuit | 7 | 12 | 2019-07-12 | 447661 | Sus | Y | Vegetation¦Treebranchfellonline¦Fuse¦FailedFaulted
19-0079615 | Equipment Failure/Involved | Overhead | Jumper | Bent or Twisted | 2019 | Tier 3 - Extreme | Distribution Circuit | 7 | 21 | 2019-07-21 | 465074 | Sus | Y | EquipmentFailureInvolved¦Overhead¦Jumper¦BentorTwisted
19-0081851 | Vegetation | Tree - fell into line | Service conductor | Burned Open | 2019 | Tier 2 - Elevated | Distribution Circuit | 7 | 27 | 2019-07-27 | 473527 | Sus | Y | Vegetation¦Treefellintoline¦Serviceconductor¦BurnedOpen
19-0088624 | Vegetation | Tree - fell into line | Conductor, Overhead | Normal | 2019 | Tier 2 - Elevated | Distribution Circuit | 8 | 15 | 2019-08-15 | 514247 | Sus | Y | Vegetation¦Treefellintoline¦ConductorOverhead¦Normal
19-0090194 | Animal | Bird found | Conductor, Overhead | Normal | 2019 | Tier 2 - Elevated | Distribution Circuit | 8 | 20 | 2019-08-20 | 526825 | Sus | Y | Animal¦Birdfound¦ConductorOverhead¦Normal
19-0090298 | Equipment Failure/Involved | Overhead | Pole-Wood | Broken | 2019 | Tier 3 - Extreme | Distribution Circuit | 8 | 21 | 2019-08-21 | 527199 | Sus | Y | EquipmentFailureInvolved¦Overhead¦PoleWood¦Broken
19-0093663 | Vegetation | Tree - branch fell on line | Conductor, Overhead | Normal | 2019 | Tier 3 - Extreme | Distribution Circuit | 8 | 29 | 2019-08-29 | 547053 | Sus | Y | Vegetation¦Treebranchfellonline¦ConductorOverhead¦Normal
19-0096674 | Equipment Failure/Involved | Overhead | Pole-Wood | Deteriorated | 2019 | Tier 2 - Elevated | Distribution Circuit | 9 | 9 | 2019-09-09 | 563019 | Sus | Y | EquipmentFailureInvolved¦Overhead¦PoleWood¦Deteriorated
19-0110946 | Animal | Squirrel | Fuse | Failed/Faulted | 2019 | Tier 2 - Elevated | Distribution Circuit | 10 | 13 | 2019-10-13 | 655603 | Sus | Y | Animal¦Squirrel¦Fuse¦FailedFaulted
19-0117634 | Wildfire Mitigation | Public Safety Power Shut-off | Conductor, Overhead | Broken, wire on ground | 2019 | Tier 3 - Extreme | Distribution Circuit | 10 | 26 | 2019-10-26 | 690781 | Sus | Y | WildfireMitigation¦PublicSafetyPowerShutoff¦ConductorOverhead¦Brokenwireonground
19-0126539 | Unknown Cause | Patrol - found nothing |  |  | 2019 | Tier 2 - Elevated | Distribution Circuit | 11 | 19 | 2019-11-19 | 710457 | Sus | Y | UnknownCause¦Patrolfoundnothing¦¦
19-0126899 | Vegetation | Tree - branch fell on line | Conductor, Overhead | Normal | 2019 | Tier 2 - Elevated | Distribution Circuit | 11 | 20 | 2019-11-20 | 711698 | Sus | Y | Vegetation¦Treebranchfellonline¦ConductorOverhead¦Normal
19-0128093 | Vegetation | Tree - branch fell on line | Conductor, Overhead | Broken, wire on ground | 2019 | Tier 3 - Extreme | Distribution Circuit | 11 | 24 | 2019-11-24 | 713773 | Sus | Y | Vegetation¦Treebranchfellonline¦ConductorOverhead¦Brokenwireonground
19-0128496 | 3rd Party | Vehicle | Insulator | Broken | 2019 | Tier 2 - Elevated | Distribution Circuit | 11 | 25 | 2019-11-25 | 714635 | Sus | Y | 3rdParty¦Vehicle¦Insulator¦Broken
19-0130684 | Unknown Cause | Patrol - found nothing |  |  | 2019 | Tier 3 - Extreme | Distribution Circuit | 11 | 27 | 2019-11-27 | 722060 | Sus | Y | UnknownCause¦Patrolfoundnothing¦¦
19-0131777 | Vegetation | Tree - fell into line | Conductor, Overhead | Normal | 2019 | Tier 3 - Extreme | Transmission line | 12 | 1 | 2019-12-01 | 725424 | Sus | N | Vegetation¦Treefellintoline¦ConductorOverhead¦Normal
19-0131880 | Unknown Cause | Patrol - found nothing |  |  | 2019 | Tier 2 - Elevated | Distribution Circuit | 12 | 1 | 2019-12-01 | 725622 | Sus | N | UnknownCause¦Patrolfoundnothing¦¦
19-0136753 | Equipment Failure/Involved | Overhead | Crossarm, Wood | Broken | 2019 | Tier 3 - Extreme | Distribution Circuit | 12 | 16 | 2019-12-16 | 742953 | Sus | N | EquipmentFailureInvolved¦Overhead¦CrossarmWood¦Broken
20-0005143 | Vegetation | Tree - branch fell on line | Conductor, Overhead | Broken, wire on ground | 2020 | Tier 2 - Elevated | Transformer only | 1 | 4 | 2020-01-04 | 754686 | Sus | N | Vegetation¦Treebranchfellonline¦ConductorOverhead¦Brokenwireonground
20-0011906 | Vegetation | Tree - fell into line | Conductor, Overhead | Normal | 2020 | Tier 3 - Extreme | Distribution Circuit | 1 | 21 | 2020-01-21 | 767199 | Sus | N | Vegetation¦Treefellintoline¦ConductorOverhead¦Normal
20-0018466 | Equipment Failure/Involved | Overhead | Crossarm, Wood | Deteriorated | 2020 | Tier 2 - Elevated | Distribution Circuit | 2 | 7 | 2020-02-07 | 779957 | Sus | N | EquipmentFailureInvolved¦Overhead¦CrossarmWood¦Deteriorated
20-0019330 | Unknown Cause | Patrol - not conducted |  |  | 2020 | Tier 2 - Elevated | Distribution Circuit | 2 | 9 | 2020-02-09 | 781797 | Sus | N | UnknownCause¦Patrolnotconducted¦¦
20-0019461 | Vegetation | Tree - fell into line | Conductor, Overhead | Normal | 2020 | Tier 3 - Extreme | Distribution Circuit | 2 | 9 | 2020-02-09 | 785665 | Sus | N | Vegetation¦Treefellintoline¦ConductorOverhead¦Normal
20-0022097 | Unknown Cause | Patrol - found nothing |  |  | 2020 | Tier 2 - Elevated | Distribution Circuit | 2 | 14 | 2020-02-14 | 790762 | Sus | N | UnknownCause¦Patrolfoundnothing¦¦
20-0022783 | Vegetation | Tree - fell into line | Conductor, Overhead | Broken, wire on ground | 2020 | Tier 2 - Elevated | Distribution Circuit | 2 | 17 | 2020-02-17 | 792537 | Sus | N | Vegetation¦Treefellintoline¦ConductorOverhead¦Brokenwireonground
20-0030695 | Vegetation | Tree - branch fell on line | Conductor, Overhead | Normal | 2020 | Tier 3 - Extreme | Distribution Circuit | 3 | 10 | 2020-03-10 | 843457 | Sus | N | Vegetation¦Treebranchfellonline¦ConductorOverhead¦Normal
20-0032219 | Vegetation | Tree - fell into line | Conductor, Overhead | Broken, wire on ground | 2020 | Tier 3 - Extreme | Distribution Circuit | 3 | 15 | 2020-03-15 | 851915 | Sus | N | Vegetation¦Treefellintoline¦ConductorOverhead¦Brokenwireonground
20-0033033 | Vegetation | Tree - branch fell on line | Conductor, Overhead | Broken, wire on ground | 2020 | Tier 2 - Elevated | Distribution Circuit | 3 | 16 | 2020-03-16 | 854516 | Sus | N | Vegetation¦Treebranchfellonline¦ConductorOverhead¦Brokenwireonground
20-0033302 | Vegetation | Tree - branch fell on line | Conductor, Overhead | Normal | 2020 | Tier 3 - Extreme | Distribution Circuit | 3 | 16 | 2020-03-16 | 856553 | Sus | N | Vegetation¦Treebranchfellonline¦ConductorOverhead¦Normal
20-0033446 | Vegetation | Tree - fell into line | Conductor, Overhead | Broken, wire on ground | 2020 | Tier 3 - Extreme | Distribution Circuit | 3 | 16 | 2020-03-16 | 856887 | Sus | N | Vegetation¦Treefellintoline¦ConductorOverhead¦Brokenwireonground
20-0033924 | Vegetation | Tree - branch fell on line | Conductor, Overhead | Broken, wire on ground | 2020 | Tier 3 - Extreme | Distribution Circuit | 3 | 16 | 2020-03-16 | 858470 | Sus | N | Vegetation¦Treebranchfellonline¦ConductorOverhead¦Brokenwireonground
20-0034826 | Equipment Failure/Involved | Overhead | Transformer (OH) | Failed/Faulted | 2020 | Tier 2 - Elevated | Distribution Circuit | 3 | 20 | 2020-03-20 | 859974 | Sus | N | EquipmentFailureInvolved¦Overhead¦Transformer(OH)¦FailedFaulted
20-0038496 | Vegetation | Tree - branch fell on line | Conductor, Overhead | Together | 2020 | Tier 3 - Extreme | Distribution Circuit | 4 | 5 | 2020-04-05 | 882648 | Sus | N | Vegetation¦Treebranchfellonline¦ConductorOverhead¦Together
20-0038535 | Vegetation | Tree - fell into line | Conductor, Overhead | Normal | 2020 | Tier 2 - Elevated | Distribution Circuit | 4 | 5 | 2020-04-05 | 882773 | Sus | N | Vegetation¦Treefellintoline¦ConductorOverhead¦Normal
20-0039947 | Unknown Cause | Patrol - found nothing |  |  | 2020 | Tier 2 - Elevated | Distribution Circuit | 4 | 9 | 2020-04-09 | 892753 | Sus | N | UnknownCause¦Patrolfoundnothing¦¦
20-0041395 | Equipment Failure/Involved | Overhead | Lightning Arrestor | Failed/Faulted | 2020 | Tier 2 - Elevated | Distribution Circuit | 4 | 14 | 2020-04-14 | 895511 | Sus | N | EquipmentFailureInvolved¦Overhead¦LightningArrestor¦FailedFaulted
20-0042018 | Equipment Failure/Involved | Overhead | Insulator | Broken | 2020 | Tier 2 - Elevated | Distribution Circuit | 4 | 16 | 2020-04-16 | 896463 | Sus | N | EquipmentFailureInvolved¦Overhead¦Insulator¦Broken
20-0042170 | Equipment Failure/Involved | Overhead | Transformer | Failed/Faulted | 2020 | Tier 2 - Elevated | Transformer only | 4 | 16 | 2020-04-16 | 896742 | Sus | N | EquipmentFailureInvolved¦Overhead¦Transformer¦FailedFaulted
20-0043274 | Vegetation | Tree - bark fell into line | Conductor, Overhead | Normal | 2020 | Tier 3 - Extreme | Distribution Circuit | 4 | 21 | 2020-04-21 | 898783 | Sus | N | Vegetation¦Treebarkfellintoline¦ConductorOverhead¦Normal
20-0051452 | Environmental/External | Lightning | Transformer (OH) | Failed/Faulted | 2020 | Tier 2 - Elevated | Distribution Circuit | 5 | 18 | 2020-05-18 | 916348 | Sus | Y | EnvironmentalExternal¦Lightning¦Transformer(OH)¦FailedFaulted
20-0064543 | Animal | Bird found | Recloser | Normal | 2020 | Tier 3 - Extreme | Distribution Circuit | 6 | 24 | 2020-06-24 | 946473 | Sus | Y | Animal¦Birdfound¦Recloser¦Normal
20-0065818 | Unknown Cause | Patrol - found nothing |  |  | 2020 | Tier 2 - Elevated | Distribution Circuit | 6 | 28 | 2020-06-28 | 949334 | Sus | Y | UnknownCause¦Patrolfoundnothing¦¦
20-0070708 | 3rd Party | Vehicle | Pole-Wood | Broken, wire on ground | 2020 | Tier 3 - Extreme | Distribution Circuit | 7 | 10 | 2020-07-10 | 961930 | Sus | Y | 3rdParty¦Vehicle¦PoleWood¦Brokenwireonground
20-0076611 | Unknown Cause | Patrol - found nothing |  |  | 2020 | Tier 3 - Extreme | Transformer only | 7 | 27 | 2020-07-27 | 973129 | Sus | Y | UnknownCause¦Patrolfoundnothing¦¦
20-0082882 | 3rd Party | Vehicle | Pole-Wood | Broken | 2020 | Tier 2 - Elevated | Distribution Circuit | 8 | 12 | 2020-08-12 | 994689 | Sus | Y | 3rdParty¦Vehicle¦PoleWood¦Broken
20-0085852 | Equipment Failure/Involved | Overhead | Jumper | Burned Open | 2020 | Tier 2 - Elevated | Distribution Circuit | 8 | 17 | 2020-08-17 | 1016904 | Sus | Y | EquipmentFailureInvolved¦Overhead¦Jumper¦BurnedOpen
20-0086470 | Environmental/External | Lightning | Transformer | Failed/Faulted | 2020 | Tier 2 - Elevated | Transformer only | 8 | 17 | 2020-08-17 | 1017647 | Sus | Y | EnvironmentalExternal¦Lightning¦Transformer¦FailedFaulted
20-0087590 | 3rd Party | Vehicle | Crossarm, Wood | Broken | 2020 | Tier 2 - Elevated | Distribution Circuit | 8 | 19 | 2020-08-19 | 1023553 | Sus | Y | 3rdParty¦Vehicle¦CrossarmWood¦Broken
20-0090315 | Unknown Cause | Patrol - found nothing |  |  | 2020 | Tier 3 - Extreme | Distribution Circuit | 8 | 19 | 2020-08-19 | 1033055 | Sus | Y | UnknownCause¦Patrolfoundnothing¦¦
20-0091331 | Environmental/External | Fire, Forest/Grass | Pole-Wood | Deteriorated | 2020 | Tier 2 - Elevated | Distribution Circuit | 8 | 18 | 2020-08-18 | 1040797 | Sus | Y | EnvironmentalExternal¦FireForestGrass¦PoleWood¦Deteriorated
20-0093885 | Unknown Cause | Patrol - found nothing |  |  | 2020 | Tier 2 - Elevated | Distribution Circuit | 9 | 6 | 2020-09-06 | 1056913 | Sus | Y | UnknownCause¦Patrolfoundnothing¦¦
20-0100010 | Environmental/External | Fire, Forest/Grass | Conductor, Overhead | Burned/flashed | 2020 | Tier 3 - Extreme | Distribution Circuit | 9 | 7 | 2020-09-07 | 1086799 | Sus | Y | EnvironmentalExternal¦FireForestGrass¦ConductorOverhead¦Burnedflashed
20-0100537 | Environmental/External | Fire, Forest/Grass | Conductor, Overhead | Burned/flashed | 2020 | Tier 2 - Elevated | Distribution Circuit | 9 | 7 | 2020-09-07 | 1089179 | Sus | Y | EnvironmentalExternal¦FireForestGrass¦ConductorOverhead¦Burnedflashed
20-0106460 | 3rd Party | Tree - cutting, 3rd party | Conductor, Overhead | Normal | 2020 | Tier 2 - Elevated | Distribution Circuit | 10 | 8 | 2020-10-08 | 1113398 | Sus | Y | 3rdParty¦Treecutting3rdparty¦ConductorOverhead¦Normal
20-0108440 | Wildfire Mitigation | Public Safety Power Shut-off | Conductor, Overhead | Normal | 2020 | Tier 3 - Extreme | Distribution Circuit | 10 | 14 | 2020-10-14 | 1117641 | Sus | Y | WildfireMitigation¦PublicSafetyPowerShutoff¦ConductorOverhead¦Normal
20-0109798 | Equipment Failure/Involved | Overhead | Transformer (OH) | Failed/Faulted | 2020 | Tier 2 - Elevated | Transformer only | 10 | 16 | 2020-10-16 | 1119408 | Sus | Y | EquipmentFailureInvolved¦Overhead¦Transformer(OH)¦FailedFaulted
20-0112743 | Wildfire Mitigation | Public Safety Power Shut-off | Conductor, Overhead | Normal | 2020 | Tier 2 - Elevated | Distribution Circuit | 10 | 25 | 2020-10-25 | 1127289 | Sus | Y | WildfireMitigation¦PublicSafetyPowerShutoff¦ConductorOverhead¦Normal
20-0113748 | Animal | Squirrel | Conductor, Overhead | Normal | 2020 | Tier 2 - Elevated | Distribution Circuit | 10 | 27 | 2020-10-27 | 1129684 | Sus | Y | Animal¦Squirrel¦ConductorOverhead¦Normal
20-0122419 | Company Initiated | Construction Activity/equip, company | Other | Normal | 2020 | Tier 3 - Extreme | Distribution Circuit | 11 | 18 | 2020-11-18 | 1148526 | Sus | Y | CompanyInitiated¦ConstructionActivityequipcompany¦Other¦Normal
20-0122475 | Unknown Cause | Patrol - found nothing |  |  | 2020 | Tier 3 - Extreme | Transformer only | 11 | 18 | 2020-11-18 | 1148543 | Sus | Y | UnknownCause¦Patrolfoundnothing¦¦
20-0125507 | Equipment Failure/Involved | Overhead | Transformer (OH) | Failed/Faulted | 2020 | Tier 2 - Elevated | Transformer only | 11 | 27 | 2020-11-27 | 1155154 | Sus | Y | EquipmentFailureInvolved¦Overhead¦Transformer(OH)¦FailedFaulted
21-0004699 | Unknown Cause | Patrol - found nothing |  |  | 2021 | Tier 3 - Extreme | Transformer only | 1 | 4 | 2021-01-04 | 1203203 | Sus | N | UnknownCause¦Patrolfoundnothing¦¦
21-0007993 | Vegetation | Tree - fell into line | Crossarm, Wood | Broken, wire on ground | 2021 | Tier 2 - Elevated | Distribution Circuit | 1 | 12 | 2021-01-12 | 1209415 | Sus | N | Vegetation¦Treefellintoline¦CrossarmWood¦Brokenwireonground
21-0009177 | Equipment Failure/Involved | Overhead | Transformer | Failed/Faulted | 2021 | Tier 2 - Elevated | Transformer only | 1 | 15 | 2021-01-15 | 1211166 | Sus | N | EquipmentFailureInvolved¦Overhead¦Transformer¦FailedFaulted
21-0011015 | Equipment Failure/Involved | Overhead | Connector or Splice (OH) | Broken | 2021 | Tier 3 - Extreme | Transformer only | 1 | 19 | 2021-01-19 | 1214627 | Sus | N | EquipmentFailureInvolved¦Overhead¦ConnectororSplice(OH)¦Broken
21-0012366 | Company Initiated | Construction Activity/equip, company | Transformer (OH) | Normal | 2021 | Tier 3 - Extreme | Transformer only | 1 | 21 | 2021-01-21 | 1219988 | Sus | N | CompanyInitiated¦ConstructionActivityequipcompany¦Transformer(OH)¦Normal
21-0013978 | Vegetation | Tree - branch fell on line | Conductor, Overhead | On Ground | 2021 | Tier 3 - Extreme | Distribution Circuit | 1 | 25 | 2021-01-25 | 1224312 | Sus | N | Vegetation¦Treebranchfellonline¦ConductorOverhead¦OnGround
21-0014729 | Equipment Failure/Involved | Overhead | Insulator | Broken | 2021 | Tier 2 - Elevated | Distribution Circuit | 1 | 26 | 2021-01-26 | 1226452 | Sus | N | EquipmentFailureInvolved¦Overhead¦Insulator¦Broken
21-0015742 | Vegetation | Tree - branch fell on line | Conductor, Overhead | Broken, wire on ground | 2021 | Tier 3 - Extreme | Distribution Circuit | 1 | 26 | 2021-01-26 | 1229318 | Sus | N | Vegetation¦Treebranchfellonline¦ConductorOverhead¦Brokenwireonground
21-0015977 | Equipment Failure/Involved | Overhead | Fuse | Broken | 2021 | Tier 3 - Extreme | Distribution Circuit | 1 | 27 | 2021-01-27 | 1233349 | Sus | N | EquipmentFailureInvolved¦Overhead¦Fuse¦Broken
21-0043985 | Vegetation | Tree - fell into line | Conductor, Overhead | Together | 2021 | Tier 2 - Elevated | Distribution Circuit | 4 | 1 | 2021-04-01 | 1305435 | Sus | N | Vegetation¦Treefellintoline¦ConductorOverhead¦Together
21-0053926 | Equipment Failure/Involved | Overhead | Transformer | Malfunctioning | 2021 | Tier 2 - Elevated | Transformer only | 4 | 27 | 2021-04-27 | 1335503 | Sus | N | EquipmentFailureInvolved¦Overhead¦Transformer¦Malfunctioning
21-0056154 | Equipment Failure/Involved | Overhead | Anchor or Guy | Broken | 2021 | Tier 3 - Extreme | Transformer only | 5 | 3 | 2021-05-03 | 1339890 | Sus | Y | EquipmentFailureInvolved¦Overhead¦AnchororGuy¦Broken
21-0063629 | Unknown Cause | Patrol - found nothing |  |  | 2021 | Tier 2 - Elevated | Distribution Circuit | 5 | 20 | 2021-05-20 | 1354131 | Sus | Y | UnknownCause¦Patrolfoundnothing¦¦
21-0066998 | 3rd Party | Dig in, 3rd party | Conductor, Underground | Broken | 2021 | Tier 2 - Elevated | Distribution Circuit | 5 | 27 | 2021-05-27 | 1360126 | Sus | Y | 3rdParty¦Digin3rdparty¦ConductorUnderground¦Broken
21-0069442 | Equipment Failure/Involved | Overhead | Pole-Wood | Broken | 2021 | Tier 2 - Elevated | Transformer only | 6 | 3 | 2021-06-03 | 1364883 | Sus | Y | EquipmentFailureInvolved¦Overhead¦PoleWood¦Broken
21-0071600 | Vegetation | Tree - branch fell on line | Conductor, Overhead | Normal | 2021 | Tier 2 - Elevated | Distribution Circuit | 6 | 8 | 2021-06-08 | 1368546 | Sus | Y | Vegetation¦Treebranchfellonline¦ConductorOverhead¦Normal
21-0073378 | Unknown Cause | Patrol - found nothing |  |  | 2021 | Tier 2 - Elevated | Distribution Circuit | 6 | 11 | 2021-06-11 | 1371203 | Sus | Y | UnknownCause¦Patrolfoundnothing¦¦
21-0075267 | Equipment Failure/Involved | Overhead | Transformer (OH) | Broken | 2021 | Tier 3 - Extreme | Transformer only | 6 | 16 | 2021-06-16 | 1375580 | Sus | Y | EquipmentFailureInvolved¦Overhead¦Transformer(OH)¦Broken
21-0080108 | Equipment Failure/Involved | Overhead | Transformer (OH) | Broken | 2021 | Tier 2 - Elevated | Transformer only | 6 | 25 | 2021-06-25 | 1385338 | Sus | Y | EquipmentFailureInvolved¦Overhead¦Transformer(OH)¦Broken
21-0088417 | Equipment Failure/Involved | Overhead | Transformer (OH) | Failed/Faulted | 2021 | Tier 2 - Elevated | Transformer only | 7 | 12 | 2021-07-12 | 1402224 | Sus | Y | EquipmentFailureInvolved¦Overhead¦Transformer(OH)¦FailedFaulted
21-0090246 | Unknown Cause | Patrol - found nothing |  |  | 2021 | Tier 2 - Elevated | Distribution Circuit | 7 | 15 | 2021-07-15 | 1405076 | Sus | Y | UnknownCause¦Patrolfoundnothing¦¦
21-0107777 | Vegetation | Tree - branch fell on line | Conductor, Overhead | Normal | 2021 | Tier 2 - Elevated | Distribution Circuit | 8 | 21 | 2021-08-21 | 1449702 | Sus | Y | Vegetation¦Treebranchfellonline¦ConductorOverhead¦Normal
21-0109411 | Vegetation | Tree - branch fell on line | Conductor, Overhead | Normal | 2021 | Tier 2 - Elevated | Distribution Circuit | 8 | 25 | 2021-08-25 | 1453344 | Sus | Y | Vegetation¦Treebranchfellonline¦ConductorOverhead¦Normal
21-0109907 | Equipment Failure/Involved | Overhead | Transformer (OH) | Failed/Faulted | 2021 | Tier 3 - Extreme | Transformer only | 8 | 26 | 2021-08-26 | 1454777 | Sus | Y | EquipmentFailureInvolved¦Overhead¦Transformer(OH)¦FailedFaulted
21-0110275 | Company Initiated | Improper Construction | Crossarm, Wood | Normal | 2021 | Tier 3 - Extreme | Transformer only | 8 | 27 | 2021-08-27 | 1455640 | Sus | Y | CompanyInitiated¦ImproperConstruction¦CrossarmWood¦Normal
21-0118377 | Animal | Squirrel | Fuse | Normal | 2021 | Tier 3 - Extreme | Distribution Circuit | 9 | 16 | 2021-09-16 | 1473092 | Sus | Y | Animal¦Squirrel¦Fuse¦Normal
21-0130209 | Wildfire Mitigation | Public Safety Power Shut-off | Transformer (OH) | Normal | 2021 | Tier 2 - Elevated | Transformer only | 10 | 15 | 2021-10-15 | 1497978 | Sus | Y | WildfireMitigation¦PublicSafetyPowerShutoff¦Transformer(OH)¦Normal
21-0132032 | Animal | Other | Conductor, Overhead | Normal | 2021 | Tier 3 - Extreme | Distribution Circuit | 10 | 17 | 2021-10-17 | 1499477 | Sus | Y | Animal¦Other¦ConductorOverhead¦Normal
21-0133369 | Vegetation | Tree - fell into line | Conductor, Overhead | Normal | 2021 | Tier 2 - Elevated | Distribution Circuit | 10 | 19 | 2021-10-19 | 1502466 | Sus | Y | Vegetation¦Treefellintoline¦ConductorOverhead¦Normal
21-0134973 | Equipment Failure/Involved | Overhead | Insulator | Broken | 2021 | Tier 3 - Extreme | Distribution Circuit | 10 | 22 | 2021-10-22 | 1505730 | Sus | Y | EquipmentFailureInvolved¦Overhead¦Insulator¦Broken
21-0135426 | Unknown Cause | Patrol - found nothing |  |  | 2021 | Tier 3 - Extreme | Distribution Circuit | 10 | 23 | 2021-10-23 | 1506771 | Sus | Y | UnknownCause¦Patrolfoundnothing¦¦
21-0136517 | Vegetation | Tree - branch fell on line | Conductor, Overhead | Broken, wire on ground | 2021 | Tier 3 - Extreme | Distribution Circuit | 10 | 24 | 2021-10-24 | 1514519 | Sus | Y | Vegetation¦Treebranchfellonline¦ConductorOverhead¦Brokenwireonground
21-0136611 | Unknown Cause | Patrol - found nothing |  |  | 2021 | Tier 2 - Elevated | Distribution Circuit | 10 | 24 | 2021-10-24 | 1514920 | Sus | Y | UnknownCause¦Patrolfoundnothing¦¦
21-0136758 | Equipment Failure/Involved | Overhead | Transformer (OH) | Deteriorated | 2021 | Tier 2 - Elevated | Transformer only | 10 | 24 | 2021-10-24 | 1515097 | Sus | Y | EquipmentFailureInvolved¦Overhead¦Transformer(OH)¦Deteriorated
21-0137779 | Equipment Failure/Involved | Overhead | Conductor, Overhead | Broken, wire on ground | 2021 | Tier 2 - Elevated | Distribution Circuit | 10 | 25 | 2021-10-25 | 1517233 | Sus | Y | EquipmentFailureInvolved¦Overhead¦ConductorOverhead¦Brokenwireonground
21-0138263 | Unknown Cause | Patrol - found nothing |  |  | 2021 | Tier 3 - Extreme | Transformer only | 10 | 26 | 2021-10-26 | 1521605 | Sus | Y | UnknownCause¦Patrolfoundnothing¦¦
21-0138490 | Vegetation | Tree - fell into line | Conductor, Overhead | Broken, wire on ground | 2021 | Tier 3 - Extreme | Distribution Circuit | 10 | 26 | 2021-10-26 | 1522428 | Sus | Y | Vegetation¦Treefellintoline¦ConductorOverhead¦Brokenwireonground
21-0140575 | Vegetation | Tree - branch fell on line | Conductor, Overhead | Normal | 2021 | Tier 3 - Extreme | Distribution Circuit | 11 | 1 | 2021-11-01 | 1526855 | Sus | Y | Vegetation¦Treebranchfellonline¦ConductorOverhead¦Normal
21-0143663 | Equipment Failure/Involved | Overhead | Transformer (OH) | Broken | 2021 | Tier 2 - Elevated | Distribution Circuit | 11 | 9 | 2021-11-09 | 1538241 | Sus | Y | EquipmentFailureInvolved¦Overhead¦Transformer(OH)¦Broken
21-0156689 | Vegetation | Tree - grew into line | Conductor, Overhead | Normal | 2021 | Tier 2 - Elevated | Distribution Circuit | 12 | 11 | 2021-12-11 | 1564221 | Sus | N | Vegetation¦Treegrewintoline¦ConductorOverhead¦Normal
21-0158739 | Vegetation | Tree - fell into line | Pole-Wood | Broken | 2021 | Tier 3 - Extreme | Distribution Circuit | 12 | 15 | 2021-12-15 | 1573857 | Sus | N | Vegetation¦Treefellintoline¦PoleWood¦Broken
21-0158867 | Vegetation | Tree - branch fell on line | Conductor, Overhead | Normal | 2021 | Tier 3 - Extreme | Distribution Circuit | 12 | 16 | 2021-12-16 | 1574482 | Sus | N | Vegetation¦Treebranchfellonline¦ConductorOverhead¦Normal
21-0160712 | Equipment Failure/Involved | Overhead | Recloser | Malfunctioning | 2021 | Tier 2 - Elevated | Distribution Circuit | 12 | 26 | 2021-12-26 | 1582222 | Sus | N | EquipmentFailureInvolved¦Overhead¦Recloser¦Malfunctioning
21-0160750 | Unknown Cause | Patrol - found nothing |  |  | 2021 | Tier 2 - Elevated | Distribution Circuit | 12 | 26 | 2021-12-26 | 1582368 | Sus | N | UnknownCause¦Patrolfoundnothing¦¦
21-0161527 | Vegetation | Tree - fell into line | Conductor, Overhead | Normal | 2021 | Tier 2 - Elevated | Distribution Circuit | 12 | 26 | 2021-12-26 | 1588294 | Sus | N | Vegetation¦Treefellintoline¦ConductorOverhead¦Normal
21-0161882 | Vegetation | Tree - fell into line | Conductor, Overhead | Normal | 2021 | Tier 2 - Elevated | Distribution Circuit | 12 | 26 | 2021-12-26 | 1590092 | Sus | N | Vegetation¦Treefellintoline¦ConductorOverhead¦Normal
21-0161975 | Vegetation | Tree - fell into line | Conductor, Overhead | Normal | 2021 | Tier 3 - Extreme | Distribution Circuit | 12 | 27 | 2021-12-27 | 1590634 | Sus | N | Vegetation¦Treefellintoline¦ConductorOverhead¦Normal
22-0005525 | Vegetation | Tree - fell into line | Service conductor | Broken, wire on ground | 2022 | Tier 3 - Extreme | Transformer only | 1 | 2 | 2022-01-02 | 1592742 | Sus | N | Vegetation¦Treefellintoline¦Serviceconductor¦Brokenwireonground
22-0006211 | Vegetation | Tree - fell into line | Conductor, Overhead | Normal | 2021 | Tier 3 - Extreme | Distribution Circuit | 12 | 26 | 2021-12-26 | 1595238 | Sus | N | Vegetation¦Treefellintoline¦ConductorOverhead¦Normal
22-0006235 | Equipment Failure/Involved | Overhead | Fuse | Burned Open | 2022 | Tier 3 - Extreme | Transformer only | 1 | 4 | 2022-01-04 | 1595288 | Sus | N | EquipmentFailureInvolved¦Overhead¦Fuse¦BurnedOpen
22-0006488 | Equipment Failure/Involved | Overhead | Transformer | Failed/Faulted | 2022 | Tier 3 - Extreme | Transformer only | 1 | 5 | 2022-01-05 | 1595861 | Sus | N | EquipmentFailureInvolved¦Overhead¦Transformer¦FailedFaulted
22-0008199 | Equipment Failure/Involved | Overhead | Transformer (OH) | Failed/Faulted | 2022 | Tier 2 - Elevated | Transformer only | 1 | 10 | 2022-01-10 | 1599503 | Sus | N | EquipmentFailureInvolved¦Overhead¦Transformer(OH)¦FailedFaulted
22-0012163 | Equipment Failure/Involved | Underground | Transformer (UG) | Burned/flashed | 2022 | Tier 2 - Elevated | Distribution Circuit | 1 | 21 | 2022-01-21 | 1606739 | Sus | N | EquipmentFailureInvolved¦Underground¦Transformer(UG)¦Burnedflashed
22-0013042 | Equipment Failure/Involved | Overhead | Transformer | Broken | 2022 | Tier 2 - Elevated | Transformer only | 1 | 22 | 2022-01-22 | 1608988 | Sus | N | EquipmentFailureInvolved¦Overhead¦Transformer¦Broken
22-0028534 | Unknown Cause | Patrol - found nothing |  |  | 2022 | Tier 2 - Elevated | Distribution Circuit | 3 | 2 | 2022-03-02 | 1640285 | Sus | N | UnknownCause¦Patrolfoundnothing¦¦
22-0033313 | Unknown Cause | Patrol - found nothing |  |  | 2022 | Tier 3 - Extreme | Distribution Circuit | 3 | 13 | 2022-03-13 | 1647620 | Sus | N | UnknownCause¦Patrolfoundnothing¦¦
22-0038367 | Unknown Cause | Patrol - not conducted |  |  | 2022 | Tier 2 - Elevated | Distribution Circuit | 3 | 25 | 2022-03-25 | 1655545 | Sus | N | UnknownCause¦Patrolnotconducted¦¦
22-0040836 | Company Initiated | Construction Activity/equip, company | Jumper | Normal | 2022 | Tier 2 - Elevated | Distribution Circuit | 3 | 30 | 2022-03-30 | 1659869 | Sus | N | CompanyInitiated¦ConstructionActivityequipcompany¦Jumper¦Normal
22-0043033 | Equipment Failure/Involved | Overhead | Transformer (OH) | Failed/Faulted | 2022 | Tier 2 - Elevated | Transformer only | 4 | 5 | 2022-04-05 | 1663533 | Sus | N | EquipmentFailureInvolved¦Overhead¦Transformer(OH)¦FailedFaulted
22-0045699 | Vegetation | Tree - fell into line | Conductor, Overhead | Normal | 2022 | Tier 2 - Elevated | Distribution Circuit | 4 | 11 | 2022-04-11 | 1668879 | Sus | N | Vegetation¦Treefellintoline¦ConductorOverhead¦Normal
22-0051106 | Vegetation | Tree - branch fell on line | Conductor, Overhead | Normal | 2022 | Tier 3 - Extreme | Distribution Circuit | 4 | 18 | 2022-04-18 | 1675860 | Sus | N | Vegetation¦Treebranchfellonline¦ConductorOverhead¦Normal
22-0064202 | Vegetation | Tree - branch fell on line | Conductor, Overhead | Broken, wire on ground | 2022 | Tier 2 - Elevated | Distribution Circuit | 5 | 19 | 2022-05-19 | 1704865 | Sus | Y | Vegetation¦Treebranchfellonline¦ConductorOverhead¦Brokenwireonground
22-0064231 | Vegetation | Tree - grew into line | Conductor, Overhead | Normal | 2022 | Tier 2 - Elevated | Distribution Circuit | 5 | 19 | 2022-05-19 | 1705042 | Sus | Y | Vegetation¦Treegrewintoline¦ConductorOverhead¦Normal
22-0065612 | Animal | Other | Switch (OH) | Normal | 2022 | Tier 2 - Elevated | Distribution Circuit | 5 | 24 | 2022-05-24 | 1708879 | Sus | Y | Animal¦Other¦Switch(OH)¦Normal
22-0066004 | Equipment Failure/Involved | Overhead | Transformer (OH) | Leaking | 2022 | Tier 3 - Extreme | Distribution Circuit | 5 | 25 | 2022-05-25 | 1709616 | Sus | Y | EquipmentFailureInvolved¦Overhead¦Transformer(OH)¦Leaking
22-0076678 | Equipment Failure/Involved | Overhead | Transformer (OH) | Burned/flashed | 2022 | Tier 2 - Elevated | Distribution Circuit | 6 | 21 | 2022-06-21 | 1737227 | Sus | Y | EquipmentFailureInvolved¦Overhead¦Transformer(OH)¦Burnedflashed
22-0076776 | Unknown Cause | Patrol - found nothing |  |  | 2022 | Tier 2 - Elevated | Distribution Circuit | 6 | 22 | 2022-06-22 | 1737584 | Sus | Y | UnknownCause¦Patrolfoundnothing¦¦
22-0077725 | 3rd Party | Vehicle | Anchor or Guy | Broken | 2022 | Tier 2 - Elevated | Distribution Circuit | 6 | 23 | 2022-06-23 | 1740060 | Sus | Y | 3rdParty¦Vehicle¦AnchororGuy¦Broken
22-0080333 | Equipment Failure/Involved | Overhead | Pole-Wood | Broken | 2022 | Tier 3 - Extreme | Distribution Circuit | 6 | 29 | 2022-06-29 | 1745923 | Sus | Y | EquipmentFailureInvolved¦Overhead¦PoleWood¦Broken
22-0095584 | Vegetation | Tree - branch fell on line | Conductor, Overhead | Broken, wire on ground | 2022 | Tier 3 - Extreme | Distribution Circuit | 8 | 9 | 2022-08-09 | 1777339 | Sus | Y | Vegetation¦Treebranchfellonline¦ConductorOverhead¦Brokenwireonground
22-0096615 | Vegetation | Tree - fell into line | Pole-Wood | Broken, wire on ground | 2022 | Tier 3 - Extreme | Distribution Circuit | 8 | 11 | 2022-08-11 | 1779075 | Sus | Y | Vegetation¦Treefellintoline¦PoleWood¦Brokenwireonground
22-0097964 | Vegetation | Tree - fell into line | Secondary | Broken, wire on ground | 2022 | Tier 3 - Extreme | Transformer only | 8 | 16 | 2022-08-16 | 1781866 | Sus | Y | Vegetation¦Treefellintoline¦Secondary¦Brokenwireonground
22-0100142 | Animal | Bird found | Fuse | Normal | 2022 | Tier 2 - Elevated | Distribution Circuit | 8 | 20 | 2022-08-20 | 1786262 | Sus | Y | Animal¦Birdfound¦Fuse¦Normal
22-0100533 | Equipment Failure/Involved | Overhead | Transformer (OH) | Failed/Faulted | 2022 | Tier 2 - Elevated | Transformer only | 8 | 22 | 2022-08-22 | 1787221 | Sus | Y | EquipmentFailureInvolved¦Overhead¦Transformer(OH)¦FailedFaulted
22-0104893 | Vegetation | Tree - cutting, PG&E contractor | Conductor, Overhead | Normal | 2022 | Tier 2 - Elevated | Distribution Circuit | 9 | 1 | 2022-09-01 | 1797159 | Sus | Y | Vegetation¦TreecuttingPG&Econtractor¦ConductorOverhead¦Normal
22-0105962 | Unknown Cause | Patrol - found nothing |  |  | 2022 | Tier 2 - Elevated | Distribution Circuit | 9 | 5 | 2022-09-05 | 1799919 | Sus | Y | UnknownCause¦Patrolfoundnothing¦¦
22-0106027 | Vegetation | Tree - fell into line | Conductor, Overhead | Broken, wire on ground | 2022 | Tier 2 - Elevated | Distribution Circuit | 9 | 5 | 2022-09-05 | 1800464 | Sus | Y | Vegetation¦Treefellintoline¦ConductorOverhead¦Brokenwireonground
22-0108080 | Company Initiated | Return Circuit Normal | Generator | Normal | 2022 | Tier 2 - Elevated | Distribution Circuit | 10 | 18 | 2022-10-18 | 1839727 | Sus | Y | CompanyInitiated¦ReturnCircuitNormal¦Generator¦Normal
22-0116963 | Equipment Failure/Involved | Overhead | Transformer (OH) | Deteriorated | 2022 | Tier 2 - Elevated | Transformer only | 10 | 1 | 2022-10-01 | 1825821 | Sus | Y | EquipmentFailureInvolved¦Overhead¦Transformer(OH)¦Deteriorated
22-0121099 | Unknown Cause | Patrol - found nothing |  |  | 2022 | Tier 2 - Elevated | Distribution Circuit | 10 | 13 | 2022-10-13 | 1836564 | Sus | Y | UnknownCause¦Patrolfoundnothing¦¦
22-0122323 | Equipment Failure/Involved | Overhead | Connector or Splice (OH) | Broken | 2022 | Tier 3 - Extreme | Distribution Circuit | 10 | 18 | 2022-10-18 | 1839364 | Sus | Y | EquipmentFailureInvolved¦Overhead¦ConnectororSplice(OH)¦Broken
22-0129449 | Vegetation | Tree - fell into line | Conductor, Overhead | Burned/flashed | 2022 | Tier 3 - Extreme | Distribution Circuit | 11 | 9 | 2022-11-09 | 1858641 | Sus | Y | Vegetation¦Treefellintoline¦ConductorOverhead¦Burnedflashed
22-0129465 | Vegetation | Tree - fell into line | Conductor, Overhead | Broken, wire on ground | 2022 | Tier 3 - Extreme | Distribution Circuit | 11 | 9 | 2022-11-09 | 1858797 | Sus | Y | Vegetation¦Treefellintoline¦ConductorOverhead¦Brokenwireonground
22-0135413 | Vegetation | Tree - fell into line | Pole-Wood | Broken, wire on ground | 2022 | Tier 3 - Extreme | Distribution Circuit | 12 | 1 | 2022-12-01 | 1872734 | Sus | N | Vegetation¦Treefellintoline¦PoleWood¦Brokenwireonground
22-0136388 | Unknown Cause | Patrol - found nothing |  |  | 2022 | Tier 3 - Extreme | Distribution Circuit | 12 | 3 | 2022-12-03 | 1875491 | Sus | N | UnknownCause¦Patrolfoundnothing¦¦
22-0138185 | Vegetation | Tree - branch fell on line | Conductor, Overhead | Normal | 2022 | Tier 2 - Elevated | Distribution Circuit | 12 | 10 | 2022-12-10 | 1880369 | Sus | N | Vegetation¦Treebranchfellonline¦ConductorOverhead¦Normal
22-0138630 | Equipment Failure/Involved | Overhead | Transformer | Failed/Faulted | 2022 | Tier 2 - Elevated | Transformer only | 12 | 10 | 2022-12-10 | 1883799 | Sus | N | EquipmentFailureInvolved¦Overhead¦Transformer¦FailedFaulted
22-0138715 | Equipment Failure/Involved | Overhead | Conductor, Overhead | Normal | 2022 | Tier 2 - Elevated | Distribution Circuit | 12 | 10 | 2022-12-10 | 1884261 | Sus | N | EquipmentFailureInvolved¦Overhead¦ConductorOverhead¦Normal
22-0139273 | Unknown Cause | Patrol - not conducted |  |  | 2022 | Tier 2 - Elevated | Distribution Circuit | 12 | 12 | 2022-12-12 | 1886842 | Sus | N | UnknownCause¦Patrolnotconducted¦¦
22-0140701 | Environmental/External | Earthquake | Other | Normal | 2022 | Tier 2 - Elevated | Transmission line | 12 | 20 | 2022-12-20 | 1893664 | Sus | N | EnvironmentalExternal¦Earthquake¦Other¦Normal
22-0140715 | Equipment Failure/Involved | Overhead | Connector or Splice (OH) | Deteriorated | 2022 | Tier 2 - Elevated | Transformer only | 12 | 20 | 2022-12-20 | 1893814 | Sus | N | EquipmentFailureInvolved¦Overhead¦ConnectororSplice(OH)¦Deteriorated
15-0003627 | Equipment Failure/Involved | Electrical Overload | Transformer | Failed/Faulted | 2015 | Tier 2 - Elevated | Transformer only | 1 | 9 | 2015-01-09 | 1161570 | Sus | N | EquipmentFailureInvolved¦ElectricalOverload¦Transformer¦FailedFaulted
15-0005979 | Equipment Failure/Involved | Other | Pole-Wood | Broken | 2015 | Tier 2 - Elevated | Distribution Circuit | 1 | 21 | 2015-01-21 | 1166822 | Sus | N | EquipmentFailureInvolved¦Other¦PoleWood¦Broken
15-0010719 | Unknown Cause | Patrol - found nothing |  |  | 2015 | Tier 2 - Elevated | Distribution Circuit | 2 | 6 | 2015-02-06 | 1177599 | Sus | N | UnknownCause¦Patrolfoundnothing¦¦
15-0013275 | Equipment Failure/Involved | Lightning | Transformer | Failed/Faulted | 2015 | Tier 2 - Elevated | Transformer only | 2 | 13 | 2015-02-13 | 1189839 | Sus | N | EquipmentFailureInvolved¦Lightning¦Transformer¦FailedFaulted
15-0013361 | Equipment Failure/Involved | Other | Connector or Splice (UG) | Failed/Faulted | 2015 | Tier 2 - Elevated | Distribution Circuit | 2 | 14 | 2015-02-14 | 1190173 | Sus | N | EquipmentFailureInvolved¦Other¦ConnectororSplice(UG)¦FailedFaulted
15-0027440 | Animal | Squirrel | Fuse | Failed/Faulted | 2015 | Tier 2 - Elevated | Distribution Circuit | 4 | 17 | 2015-04-17 | 1220911 | Sus | N | Animal¦Squirrel¦Fuse¦FailedFaulted
15-0031196 | Vegetation | Tree - fell into line | Conductor, Overhead | Broken, wire on ground | 2015 | Tier 3 - Extreme | Distribution Circuit | 5 | 1 | 2015-05-01 | 1228164 | Sus | Y | Vegetation¦Treefellintoline¦ConductorOverhead¦Brokenwireonground
15-0036024 | Equipment Failure/Involved | Overhead | Transformer | Failed/Faulted | 2015 | Tier 3 - Extreme | Transformer only | 5 | 22 | 2015-05-22 | 1238421 | Sus | Y | EquipmentFailureInvolved¦Overhead¦Transformer¦FailedFaulted
15-0037760 | Unknown Cause | Patrol - found nothing |  |  | 2015 | Tier 2 - Elevated | Distribution Circuit | 6 | 1 | 2015-06-01 | 1242426 | Sus | Y | UnknownCause¦Patrolfoundnothing¦¦
15-0040169 | Equipment Failure/Involved | Overhead | Transformer (OH) | Failed/Faulted | 2015 | Tier 2 - Elevated | Transformer only | 6 | 10 | 2015-06-10 | 1248503 | Sus | Y | EquipmentFailureInvolved¦Overhead¦Transformer(OH)¦FailedFaulted
15-0044084 | Unknown Cause | Patrol - found nothing |  |  | 2015 | Tier 2 - Elevated | Distribution Circuit | 6 | 29 | 2015-06-29 | 1258797 | Sus | Y | UnknownCause¦Patrolfoundnothing¦¦
15-0049345 | Environmental/External | Lightning |  | Broken | 2015 | Tier 2 - Elevated | Transformer only | 7 | 20 | 2015-07-20 | 1273622 | Sus | Y | EnvironmentalExternal¦Lightning¦¦Broken
15-0049516 | Environmental/External | Lightning | Transformer | Failed/Faulted | 2015 | Tier 3 - Extreme | Transformer only | 7 | 21 | 2015-07-21 | 1274609 | Sus | Y | EnvironmentalExternal¦Lightning¦Transformer¦FailedFaulted
15-0053854 | Animal | Squirrel | Conductor, Overhead | Together | 2015 | Tier 2 - Elevated | Distribution Circuit | 8 | 8 | 2015-08-08 | 1285288 | Sus | Y | Animal¦Squirrel¦ConductorOverhead¦Together
15-0061457 | Animal | Bird found |  | Failed/Faulted | 2015 | Tier 2 - Elevated | Transformer only | 9 | 15 | 2015-09-15 | 1306024 | Sus | Y | Animal¦Birdfound¦¦FailedFaulted
15-0068594 | Unknown Cause | Patrol - found nothing |  |  | 2015 | Tier 3 - Extreme | Distribution Circuit | 10 | 7 | 2015-10-07 | 1318092 | Sus | Y | UnknownCause¦Patrolfoundnothing¦¦
15-0070421 | Company Initiated | Construction Activity/equip, company | Other | Normal | 2015 | Tier 2 - Elevated | Distribution Circuit | 10 | 14 | 2015-10-14 | 1322179 | Sus | Y | CompanyInitiated¦ConstructionActivityequipcompany¦Other¦Normal
15-0071909 | Equipment Failure/Involved | Overhead | Insulator | Burned/flashed | 2015 | Tier 2 - Elevated | Transmission line | 10 | 15 | 2015-10-15 |  | Sus | Y | EquipmentFailureInvolved¦Overhead¦Insulator¦Burnedflashed
15-0077755 | Equipment Failure/Involved | Overhead | Conductor, Overhead | Bent or Twisted | 2015 | Tier 3 - Extreme | Distribution Circuit | 11 | 14 | 2015-11-14 | 1340994 | Sus | Y | EquipmentFailureInvolved¦Overhead¦ConductorOverhead¦BentorTwisted
15-0081285 | Vegetation | Tree - bark fell into line | Service conductor | Broken, wire on ground | 2015 | Tier 3 - Extreme | Transformer only | 11 | 26 | 2015-11-26 | 1349121 | Sus | Y | Vegetation¦Treebarkfellintoline¦Serviceconductor¦Brokenwireonground
15-0082999 | Equipment Failure/Involved | Overhead | Conductor, Overhead | Deteriorated | 2015 | Tier 2 - Elevated | Distribution Circuit | 12 | 6 | 2015-12-06 | 1354534 | Sus | N | EquipmentFailureInvolved¦Overhead¦ConductorOverhead¦Deteriorated
15-0084238 | Equipment Failure/Involved | Electrical Overload | Transformer (OH) | Failed/Faulted | 2015 | Tier 2 - Elevated | Transformer only | 12 | 11 | 2015-12-11 | 1358580 | Sus | N | EquipmentFailureInvolved¦ElectricalOverload¦Transformer(OH)¦FailedFaulted
15-0084314 | Equipment Failure/Involved | Underground | Transformer (UG) | Broken | 2015 | Tier 2 - Elevated | Distribution Circuit | 12 | 10 | 2015-12-10 | 1358302 | Sus | N | EquipmentFailureInvolved¦Underground¦Transformer(UG)¦Broken
15-0084726 | Unknown Cause | Patrol - found nothing |  |  | 2015 | Tier 2 - Elevated | Distribution Circuit | 12 | 13 | 2015-12-13 | 1360023 | Sus | N | UnknownCause¦Patrolfoundnothing¦¦
15-0085030 | Vegetation | Tree - fell into line | Conductor, Overhead | Broken, wire on ground | 2015 | Tier 3 - Extreme | Distribution Circuit | 12 | 13 | 2015-12-13 | 1362725 | Sus | N | Vegetation¦Treefellintoline¦ConductorOverhead¦Brokenwireonground
15-0086178 | Vegetation | Tree - branch fell on line | Conductor, Overhead | Broken, wire on ground | 2015 | Tier 2 - Elevated | Distribution Circuit | 12 | 19 | 2015-12-19 | 1366498 | Sus | N | Vegetation¦Treebranchfellonline¦ConductorOverhead¦Brokenwireonground
15-0086267 | Equipment Failure/Involved | Overhead | Secondary | Deteriorated | 2015 | Tier 2 - Elevated | Transformer only | 12 | 19 | 2015-12-19 | 1366934 | Sus | N | EquipmentFailureInvolved¦Overhead¦Secondary¦Deteriorated
15-0086939 | Equipment Failure/Involved | Overhead | Connector or Splice (OH) | Broken, wire on ground | 2015 | Tier 2 - Elevated | Distribution Circuit | 12 | 23 | 2015-12-23 | 1370123 | Sus | N | EquipmentFailureInvolved¦Overhead¦ConnectororSplice(OH)¦Brokenwireonground
15-0087222 | Environmental/External | Ice or snow | Crossarm, Wood | Broken | 2015 | Tier 2 - Elevated | Distribution Circuit | 12 | 24 | 2015-12-24 | 1371415 | Sus | N | EnvironmentalExternal¦Iceorsnow¦CrossarmWood¦Broken
16-0003528 | Equipment Failure/Involved | Overhead | Transformer (OH) | Failed/Faulted | 2016 | Tier 2 - Elevated | Distribution Circuit | 1 | 6 | 2016-01-06 | 1378438 | Sus | N | EquipmentFailureInvolved¦Overhead¦Transformer(OH)¦FailedFaulted
16-0003624 | Equipment Failure/Involved | Overhead | Transformer | Failed/Faulted | 2016 | Tier 2 - Elevated | Transformer only | 1 | 6 | 2016-01-06 | 1378711 | Sus | N | EquipmentFailureInvolved¦Overhead¦Transformer¦FailedFaulted
16-0005707 | Vegetation | Tree - fell into line | Conductor, Overhead | Normal | 2016 | Tier 2 - Elevated | Distribution Circuit | 1 | 15 | 2016-01-15 | 1384669 | Sus | N | Vegetation¦Treefellintoline¦ConductorOverhead¦Normal
16-0005945 | Equipment Failure/Involved | Overhead | Transformer | Failed/Faulted | 2016 | Tier 2 - Elevated | Transformer only | 1 | 17 | 2016-01-17 | 1385687 | Sus | N | EquipmentFailureInvolved¦Overhead¦Transformer¦FailedFaulted
16-0007860 | Vegetation | Tree - branch fell on line | Conductor, Overhead | Broken, wire on ground | 2016 | Tier 2 - Elevated | Distribution Circuit | 1 | 24 | 2016-01-24 | 1391200 | Sus | N | Vegetation¦Treebranchfellonline¦ConductorOverhead¦Brokenwireonground
16-0011120 | Equipment Failure/Involved | Overhead | Transformer | Deteriorated | 2016 | Tier 2 - Elevated | Transformer only | 2 | 6 | 2016-02-06 | 1399632 | Sus | N | EquipmentFailureInvolved¦Overhead¦Transformer¦Deteriorated
16-0012989 | Unknown Cause | Patrol - found nothing |  |  | 2016 | Tier 2 - Elevated | Distribution Circuit | 2 | 17 | 2016-02-17 | 1404545 | Sus | N | UnknownCause¦Patrolfoundnothing¦¦
16-0013304 | Equipment Failure/Involved | Overhead | Crossarm, Wood | Broken | 2016 | Tier 2 - Elevated | Distribution Circuit | 2 | 17 | 2016-02-17 | 1406059 | Sus | N | EquipmentFailureInvolved¦Overhead¦CrossarmWood¦Broken
16-0013319 | Equipment Failure/Involved | Overhead | Conductor, Overhead | Broken | 2016 | Tier 2 - Elevated | Transmission line | 2 | 17 | 2016-02-17 | 1406115 | Sus | N | EquipmentFailureInvolved¦Overhead¦ConductorOverhead¦Broken
16-0013605 | Vegetation | Tree - fell into line | Conductor, Overhead | Broken, wire on ground | 2016 | Tier 2 - Elevated | Distribution Circuit | 2 | 17 | 2016-02-17 | 1407292 | Sus | N | Vegetation¦Treefellintoline¦ConductorOverhead¦Brokenwireonground
16-0013918 | Vegetation | Tree - fell into line | Conductor, Overhead | Normal | 2016 | Tier 2 - Elevated | Distribution Circuit | 2 | 18 | 2016-02-18 | 1408618 | Sus | N | Vegetation¦Treefellintoline¦ConductorOverhead¦Normal
16-0018147 | Vegetation | Tree - fell into line | Conductor, Overhead | Broken, wire on ground | 2016 | Tier 2 - Elevated | Distribution Circuit | 3 | 5 | 2016-03-05 | 1420171 | Sus | N | Vegetation¦Treefellintoline¦ConductorOverhead¦Brokenwireonground
16-0020206 | Vegetation | Tree - fell into line | Conductor, Overhead | Broken, wire on ground | 2016 | Tier 3 - Extreme | Distribution Circuit | 3 | 11 | 2016-03-11 | 1427115 | Sus | N | Vegetation¦Treefellintoline¦ConductorOverhead¦Brokenwireonground
16-0020215 | Unknown Cause | Patrol - found nothing |  |  | 2016 | Tier 2 - Elevated | Distribution Circuit | 3 | 11 | 2016-03-11 | 1427138 | Sus | N | UnknownCause¦Patrolfoundnothing¦¦
16-0020938 | Vegetation | Tree - fell into line | Conductor, Overhead | Together | 2016 | Tier 2 - Elevated | Distribution Circuit | 3 | 13 | 2016-03-13 | 1430170 | Sus | N | Vegetation¦Treefellintoline¦ConductorOverhead¦Together
16-0029492 | 3rd Party | Tree - cutting, 3rd party | Fuse | Normal | 2016 | Tier 3 - Extreme | Distribution Circuit | 4 | 18 | 2016-04-18 | 1453205 | Sus | N | 3rdParty¦Treecutting3rdparty¦Fuse¦Normal
16-0032903 | Vegetation | Tree - grew into line | Conductor, Overhead | Arcing | 2016 | Tier 2 - Elevated | Transformer only | 4 | 30 | 2016-04-30 | 1462371 | Sus | N | Vegetation¦Treegrewintoline¦ConductorOverhead¦Arcing
16-0042681 | Animal | Bird found | Transformer | Failed/Faulted | 2016 | Tier 2 - Elevated | Transformer only | 6 | 12 | 2016-06-12 | 1487424 | Sus | Y | Animal¦Birdfound¦Transformer¦FailedFaulted
16-0044365 | Unknown Cause | Patrol - not conducted |  |  | 2016 | Tier 2 - Elevated | Substation - Distribution | 6 | 19 | 2016-06-19 | 1492457 | Sus | Y | UnknownCause¦Patrolnotconducted¦¦
16-0044954 | Equipment Failure/Involved | Underground | Transformer | Failed/Faulted | 2016 | Tier 2 - Elevated | Distribution Circuit | 6 | 22 | 2016-06-22 | 1493809 | Sus | Y | EquipmentFailureInvolved¦Underground¦Transformer¦FailedFaulted
16-0047578 | Animal | Squirrel | Crossarm, Wood | Broken | 2016 | Tier 2 - Elevated | Distribution Circuit | 7 | 2 | 2016-07-02 | 1500226 | Sus | Y | Animal¦Squirrel¦CrossarmWood¦Broken
16-0048133 | Unknown Cause | Patrol - found nothing |  |  | 2016 | Tier 2 - Elevated | Distribution Circuit | 7 | 6 | 2016-07-06 | 1501891 | Sus | Y | UnknownCause¦Patrolfoundnothing¦¦
16-0049334 | 3rd Party | Vehicle | Pole-Wood | Broken, wire on ground | 2016 | Tier 3 - Extreme | Distribution Circuit | 7 | 12 | 2016-07-12 | 1508864 | Sus | Y | 3rdParty¦Vehicle¦PoleWood¦Brokenwireonground
16-0049741 | Unknown Cause | Patrol - found nothing |  | Failed/Faulted | 2016 | Tier 2 - Elevated | Distribution Circuit | 7 | 14 | 2016-07-14 | 1509754 | Sus | Y | UnknownCause¦Patrolfoundnothing¦¦FailedFaulted
16-0063301 | Vegetation | Tree - fell into line | Conductor, Overhead | Broken, wire on ground | 2016 | Tier 3 - Extreme | Distribution Circuit | 9 | 8 | 2016-09-08 | 1538570 | Sus | Y | Vegetation¦Treefellintoline¦ConductorOverhead¦Brokenwireonground
16-0070509 | 3rd Party | Vehicle | Pole-Wood | Broken, wire on ground | 2016 | Tier 3 - Extreme | Distribution Circuit | 10 | 7 | 2016-10-07 | 1554867 | Sus | Y | 3rdParty¦Vehicle¦PoleWood¦Brokenwireonground
16-0075503 | Equipment Failure/Involved | Overhead | Transformer | Failed/Faulted | 2016 | Tier 2 - Elevated | Transformer only | 10 | 25 | 2016-10-25 | 1569900 | Sus | Y | EquipmentFailureInvolved¦Overhead¦Transformer¦FailedFaulted
16-0084671 | Equipment Failure/Involved | Overhead | Crossarm, Wood | Broken | 2016 | Tier 2 - Elevated | Distribution Circuit | 12 | 8 | 2016-12-08 | 1597299 | Sus | N | EquipmentFailureInvolved¦Overhead¦CrossarmWood¦Broken
16-0084922 | Vegetation | Tree - branch fell on line | Service conductor | Broken | 2016 | Tier 2 - Elevated | Transformer only | 12 | 10 | 2016-12-10 | 1598291 | Sus | N | Vegetation¦Treebranchfellonline¦Serviceconductor¦Broken
16-0085011 | Animal | Squirrel |  | Failed/Faulted | 2016 | Tier 2 - Elevated | Transformer only | 12 | 10 | 2016-12-10 | 1599330 | Sus | N | Animal¦Squirrel¦¦FailedFaulted
17-0002782 | Vegetation | Tree - branch fell on line | Conductor, Overhead | Normal | 2017 | Tier 2 - Elevated | Distribution Circuit | 1 | 2 | 2017-01-02 | 1614595 | Sus | N | Vegetation¦Treebranchfellonline¦ConductorOverhead¦Normal
17-0004901 | Unknown Cause | Patrol - not conducted |  |  | 2017 | Tier 2 - Elevated | Distribution Circuit | 1 | 8 | 2017-01-08 | 1622493 | Sus | N | UnknownCause¦Patrolnotconducted¦¦
17-0005187 | Vegetation | Tree - bark fell into line | Anchor or Guy | Broken | 2017 | Tier 2 - Elevated | Distribution Circuit | 1 | 8 | 2017-01-08 | 1625106 | Sus | N | Vegetation¦Treebarkfellintoline¦AnchororGuy¦Broken
17-0006046 | Equipment Failure/Involved | Overhead | Conductor, Overhead | Together | 2017 | Tier 2 - Elevated | Distribution Circuit | 1 | 8 | 2017-01-08 | 1627782 | Sus | N | EquipmentFailureInvolved¦Overhead¦ConductorOverhead¦Together
17-0006405 | Vegetation | Tree - fell into line | Conductor, Overhead | Broken, wire on ground | 2017 | Tier 3 - Extreme | Distribution Circuit | 1 | 10 | 2017-01-10 | 1632520 | Sus | N | Vegetation¦Treefellintoline¦ConductorOverhead¦Brokenwireonground
17-0006765 | Vegetation | Tree - fell into line | Fuse | Normal | 2017 | Tier 2 - Elevated | Distribution Circuit | 1 | 10 | 2017-01-10 | 1633350 | Sus | N | Vegetation¦Treefellintoline¦Fuse¦Normal
17-0010980 | Unknown Cause | Patrol - found nothing |  |  | 2017 | Tier 3 - Extreme | Distribution Circuit | 1 | 19 | 2017-01-19 | 1651199 | Sus | N | UnknownCause¦Patrolfoundnothing¦¦
17-0011575 | Vegetation | Tree - fell into line | Conductor, Overhead | Broken, wire on ground | 2017 | Tier 2 - Elevated | Distribution Circuit | 1 | 20 | 2017-01-20 | 1653046 | Sus | N | Vegetation¦Treefellintoline¦ConductorOverhead¦Brokenwireonground
17-0012506 | Vegetation | Tree - fell into line | Conductor, Overhead | Broken, wire on ground | 2017 | Tier 3 - Extreme | Distribution Circuit | 1 | 21 | 2017-01-21 | 1657227 | Sus | N | Vegetation¦Treefellintoline¦ConductorOverhead¦Brokenwireonground
17-0013067 | Unknown Cause | Patrol - not conducted |  |  | 2017 | Tier 2 - Elevated | Distribution Circuit | 1 | 22 | 2017-01-22 | 1659999 | Sus | N | UnknownCause¦Patrolnotconducted¦¦
17-0013283 | Vegetation | Tree - branch fell on line | Service conductor | Broken, wire on ground | 2017 | Tier 2 - Elevated | Transformer only | 1 | 22 | 2017-01-22 | 1659215 | Sus | N | Vegetation¦Treebranchfellonline¦Serviceconductor¦Brokenwireonground
17-0013523 | Equipment Failure/Involved | Overhead | Conductor, Overhead | Broken, wire on ground | 2017 | Tier 3 - Extreme | Distribution Circuit | 1 | 22 | 2017-01-22 | 1662536 | Sus | N | EquipmentFailureInvolved¦Overhead¦ConductorOverhead¦Brokenwireonground
17-0013598 | Unknown Cause | Patrol - found nothing |  |  | 2017 | Tier 2 - Elevated | Distribution Circuit | 1 | 23 | 2017-01-23 | 1662901 | Sus | N | UnknownCause¦Patrolfoundnothing¦¦
17-0013960 | Vegetation | Tree - fell into line | Fuse | Failed/Faulted | 2017 | Tier 2 - Elevated | Distribution Circuit | 1 | 23 | 2017-01-23 | 1663232 | Sus | N | Vegetation¦Treefellintoline¦Fuse¦FailedFaulted
17-0014758 | Equipment Failure/Involved | Overhead | Transformer (OH) | Broken | 2017 | Tier 3 - Extreme | Distribution Circuit | 1 | 25 | 2017-01-25 | 1666974 | Sus | N | EquipmentFailureInvolved¦Overhead¦Transformer(OH)¦Broken
17-0015375 | Vegetation | Tree - branch fell on line | Conductor, Overhead | Normal | 2017 | Tier 3 - Extreme | Distribution Circuit | 1 | 26 | 2017-01-26 | 1667947 | Sus | N | Vegetation¦Treebranchfellonline¦ConductorOverhead¦Normal
17-0017099 | Vegetation | Tree - fell into line | Conductor, Overhead | Broken, wire on ground | 2017 | Tier 3 - Extreme | Distribution Circuit | 2 | 3 | 2017-02-03 | 1673570 | Sus | N | Vegetation¦Treefellintoline¦ConductorOverhead¦Brokenwireonground
17-0017635 | Vegetation | Tree - fell into line | Conductor, Overhead | Broken, wire on ground | 2017 | Tier 2 - Elevated | Transmission line | 2 | 5 | 2017-02-05 | 1675651 | Sus | N | Vegetation¦Treefellintoline¦ConductorOverhead¦Brokenwireonground
17-0018484 | Vegetation | Tree - fell into line | Conductor, Overhead | Normal | 2017 | Tier 2 - Elevated | Distribution Circuit | 2 | 7 | 2017-02-07 | 1679604 | Sus | N | Vegetation¦Treefellintoline¦ConductorOverhead¦Normal
17-0019276 | Unknown Cause | Patrol - found nothing |  |  | 2017 | Tier 2 - Elevated | Distribution Circuit | 2 | 9 | 2017-02-09 | 1682792 | Sus | N | UnknownCause¦Patrolfoundnothing¦¦
17-0020243 | Unknown Cause | Patrol - not conducted |  |  | 2017 | Tier 3 - Extreme | Distribution Circuit | 2 | 10 | 2017-02-10 | 1685689 | Sus | N | UnknownCause¦Patrolnotconducted¦¦
17-0020846 | Equipment Failure/Involved | Overhead | Transformer | Failed/Faulted | 2017 | Tier 3 - Extreme | Transformer only | 2 | 13 | 2017-02-13 | 1687763 | Sus | N | EquipmentFailureInvolved¦Overhead¦Transformer¦FailedFaulted
17-0023053 | Unknown Cause | Patrol - found nothing |  |  | 2017 | Tier 3 - Extreme | Distribution Circuit | 2 | 17 | 2017-02-17 | 1691622 | Sus | N | UnknownCause¦Patrolfoundnothing¦¦
17-0023149 | Equipment Failure/Involved | Overhead | Secondary | Broken, wire on ground | 2017 | Tier 2 - Elevated | Distribution Circuit | 2 | 18 | 2017-02-18 | 1699585 | Sus | N | EquipmentFailureInvolved¦Overhead¦Secondary¦Brokenwireonground
17-0025515 | Vegetation | Tree - fell into line | Service conductor | Broken, wire on ground | 2017 | Tier 3 - Extreme | Transformer only | 2 | 22 | 2017-02-22 | 1710307 | Sus | N | Vegetation¦Treefellintoline¦Serviceconductor¦Brokenwireonground
17-0026076 | Equipment Failure/Involved | Overhead | Jumper | Burned Open | 2017 | Tier 3 - Extreme | Distribution Circuit | 2 | 23 | 2017-02-23 | 1712361 | Sus | N | EquipmentFailureInvolved¦Overhead¦Jumper¦BurnedOpen
17-0028848 | Equipment Failure/Involved | Underground | Transformer (UG) | Failed/Faulted | 2017 | Tier 3 - Extreme | Distribution Circuit | 3 | 6 | 2017-03-06 | 1721030 | Sus | N | EquipmentFailureInvolved¦Underground¦Transformer(UG)¦FailedFaulted
17-0030144 | Vegetation | Tree - fell into line | Conductor, Overhead | Together | 2017 | Tier 2 - Elevated | Distribution Circuit | 3 | 11 | 2017-03-11 | 1724998 | Sus | N | Vegetation¦Treefellintoline¦ConductorOverhead¦Together
17-0031254 | Equipment Failure/Involved | Overhead | Transformer | Leaking | 2017 | Tier 2 - Elevated | Transformer only | 3 | 16 | 2017-03-16 | 1728434 | Sus | N | EquipmentFailureInvolved¦Overhead¦Transformer¦Leaking
17-0037216 | Vegetation | Tree - branch fell on line | Conductor, Overhead | Normal | 2017 | Tier 2 - Elevated | Distribution Circuit | 4 | 6 | 2017-04-06 | 1745846 | Sus | N | Vegetation¦Treebranchfellonline¦ConductorOverhead¦Normal
17-0037449 | Vegetation | Tree - fell into line | Fuse | Failed/Faulted | 2017 | Tier 3 - Extreme | Distribution Circuit | 4 | 6 | 2017-04-06 | 1746560 | Sus | N | Vegetation¦Treefellintoline¦Fuse¦FailedFaulted
17-0037530 | Vegetation | Tree - branch fell on line | Conductor, Overhead | Normal | 2017 | Tier 3 - Extreme | Distribution Circuit | 4 | 6 | 2017-04-06 | 1748332 | Sus | N | Vegetation¦Treebranchfellonline¦ConductorOverhead¦Normal
17-0038209 | Vegetation | Tree - fell into line | Conductor, Overhead | Normal | 2017 | Tier 2 - Elevated | Distribution Circuit | 4 | 8 | 2017-04-08 | 1752340 | Sus | N | Vegetation¦Treefellintoline¦ConductorOverhead¦Normal
17-0038844 | Equipment Failure/Involved | Overhead | Transformer | Failed/Faulted | 2017 | Tier 2 - Elevated | Transformer only | 4 | 10 | 2017-04-10 | 1754134 | Sus | N | EquipmentFailureInvolved¦Overhead¦Transformer¦FailedFaulted
17-0039990 | Vegetation | Tree - fell into line | Conductor, Overhead | Broken, wire on ground | 2017 | Tier 2 - Elevated | Distribution Circuit | 4 | 13 | 2017-04-13 | 1757130 | Sus | N | Vegetation¦Treefellintoline¦ConductorOverhead¦Brokenwireonground
17-0040692 | Vegetation | Tree - fell into line | Pole-Wood | Broken, wire on ground | 2017 | Tier 3 - Extreme | Distribution Circuit | 4 | 16 | 2017-04-16 | 1759089 | Sus | N | Vegetation¦Treefellintoline¦PoleWood¦Brokenwireonground
17-0044613 | 3rd Party | Vehicle | Pole-Wood | Broken | 2017 | Tier 2 - Elevated | Distribution Circuit | 5 | 2 | 2017-05-02 | 1772554 | Sus | Y | 3rdParty¦Vehicle¦PoleWood¦Broken
17-0045091 | Unknown Cause | Patrol - not conducted |  |  | 2017 | Tier 2 - Elevated | Distribution Circuit | 5 | 4 | 2017-05-04 | 1774217 | Sus | Y | UnknownCause¦Patrolnotconducted¦¦
17-0049780 | Equipment Failure/Involved | Overhead | Transformer | Failed/Faulted | 2017 | Tier 2 - Elevated | Transformer only | 5 | 22 | 2017-05-22 | 1788036 | Sus | Y | EquipmentFailureInvolved¦Overhead¦Transformer¦FailedFaulted
17-0058630 | Equipment Failure/Involved | Overhead | Transformer (OH) | Broken | 2017 | Tier 2 - Elevated | Distribution Circuit | 6 | 26 | 2017-06-26 | 1818327 | Sus | Y | EquipmentFailureInvolved¦Overhead¦Transformer(OH)¦Broken
17-0060845 | Equipment Failure/Involved | Overhead | Transformer (OH) | Normal | 2017 | Tier 2 - Elevated | Transformer only | 7 | 6 | 2017-07-06 | 1824451 | Sus | Y | EquipmentFailureInvolved¦Overhead¦Transformer(OH)¦Normal
17-0066394 | Animal | Squirrel | Transformer |  | 2017 | Tier 2 - Elevated | Transformer only | 7 | 28 | 2017-07-28 | 1841946 | Sus | Y | Animal¦Squirrel¦Transformer¦
17-0066880 | Unknown Cause | Patrol - found nothing |  |  | 2017 | Tier 2 - Elevated | Distribution Circuit | 8 | 1 | 2017-08-01 | 1843541 | Sus | Y | UnknownCause¦Patrolfoundnothing¦¦
17-0068487 | Unknown Cause | Patrol - found nothing |  |  | 2017 | Tier 2 - Elevated | Distribution Circuit | 8 | 7 | 2017-08-07 | 1847833 | Sus | Y | UnknownCause¦Patrolfoundnothing¦¦
17-0069915 | Vegetation | Tree - fell into line | Pole-Wood | Broken, wire on ground | 2017 | Tier 3 - Extreme | Distribution Circuit | 8 | 13 | 2017-08-13 | 1851414 | Sus | Y | Vegetation¦Treefellintoline¦PoleWood¦Brokenwireonground
17-0072993 | Unknown Cause | Patrol - found nothing |  |  | 2017 | Tier 2 - Elevated | Distribution Circuit | 8 | 26 | 2017-08-26 | 1859715 | Sus | Y | UnknownCause¦Patrolfoundnothing¦¦
17-0075241 | Equipment Failure/Involved | Overhead | Transformer | Failed/Faulted | 2017 | Tier 2 - Elevated | Transformer only | 9 | 2 | 2017-09-02 | 1866846 | Sus | Y | EquipmentFailureInvolved¦Overhead¦Transformer¦FailedFaulted
17-0076982 | Vegetation | Tree - fell into line | Conductor, Overhead | Normal | 2017 | Tier 2 - Elevated | Distribution Circuit | 9 | 8 | 2017-09-08 | 1873318 | Sus | Y | Vegetation¦Treefellintoline¦ConductorOverhead¦Normal
17-0077441 | Unknown Cause | Patrol - found nothing |  |  | 2017 | Tier 3 - Extreme | Distribution Circuit | 9 | 11 | 2017-09-11 | 1874645 | Sus | Y | UnknownCause¦Patrolfoundnothing¦¦
17-0078040 | Environmental/External | Lightning | Fuse | Failed/Faulted | 2017 | Tier 3 - Extreme | Distribution Circuit | 9 | 11 | 2017-09-11 | 1875902 | Sus | Y | EnvironmentalExternal¦Lightning¦Fuse¦FailedFaulted
17-0080183 | Equipment Failure/Involved | Underground | Connector or Splice (UG) | Failed/Faulted | 2017 | Tier 3 - Extreme | Distribution Circuit | 9 | 20 | 2017-09-20 | 1882170 | Sus | Y | EquipmentFailureInvolved¦Underground¦ConnectororSplice(UG)¦FailedFaulted
17-0081326 | Animal | Squirrel | Fuse | Failed/Faulted | 2017 | Tier 2 - Elevated | Distribution Circuit | 9 | 24 | 2017-09-24 | 1884987 | Sus | Y | Animal¦Squirrel¦Fuse¦FailedFaulted
17-0085675 | Equipment Failure/Involved | Overhead |  | Normal | 2017 | Tier 3 - Extreme | Transformer only | 10 | 9 | 2017-10-09 | 1895984 | Sus | Y | EquipmentFailureInvolved¦Overhead¦¦Normal
17-0086029 | Environmental/External | Fire, Forest/Grass | Conductor, Overhead | Broken, wire on ground | 2017 | Tier 2 - Elevated | Distribution Circuit | 10 | 8 | 2017-10-08 | 1894921 | Sus | Y | EnvironmentalExternal¦FireForestGrass¦ConductorOverhead¦Brokenwireonground
17-0087091 | Unknown Cause | Patrol - not conducted |  |  | 2017 | Tier 2 - Elevated | Transformer only | 10 | 13 | 2017-10-13 | 1899825 | Sus | Y | UnknownCause¦Patrolnotconducted¦¦
17-0087841 | Equipment Failure/Involved | Overhead | Pole-Wood | Broken | 2017 | Tier 3 - Extreme | Distribution Circuit | 10 | 8 | 2017-10-08 | 1902262 | Sus | Y | EquipmentFailureInvolved¦Overhead¦PoleWood¦Broken
17-0088979 | Vegetation | Tree - branch fell on line | Fuse | Failed/Faulted | 2017 | Tier 3 - Extreme | Distribution Circuit | 10 | 20 | 2017-10-20 | 1904976 | Sus | Y | Vegetation¦Treebranchfellonline¦Fuse¦FailedFaulted
17-0089380 | Equipment Failure/Involved | Overhead | Pole-Wood | Broken | 2017 | Tier 2 - Elevated | Distribution Circuit | 10 | 21 | 2017-10-21 | 1906864 | Sus | Y | EquipmentFailureInvolved¦Overhead¦PoleWood¦Broken
17-0090018 | Environmental/External | Fire, Forest/Grass | Pole-Wood | Burned/flashed | 2017 | Tier 3 - Extreme | Distribution Circuit | 10 | 24 | 2017-10-24 | 1908640 | Sus | Y | EnvironmentalExternal¦FireForestGrass¦PoleWood¦Burnedflashed
17-0095377 | Vegetation | Tree - fell into line | Conductor, Overhead | Broken, wire on ground | 2017 | Tier 3 - Extreme | Distribution Circuit | 11 | 15 | 2017-11-15 | 1923319 | Sus | Y | Vegetation¦Treefellintoline¦ConductorOverhead¦Brokenwireonground
17-0095724 | Vegetation | Tree - fell into line | Transformer | Broken, wire on ground | 2017 | Tier 3 - Extreme | Transformer only | 11 | 16 | 2017-11-16 | 1924220 | Sus | Y | Vegetation¦Treefellintoline¦Transformer¦Brokenwireonground
17-0100876 | Company Initiated | Personnel, company | Conductor, Overhead | Normal | 2017 | Tier 2 - Elevated | Distribution Circuit | 12 | 9 | 2017-12-09 | 1939357 | Sus | N | CompanyInitiated¦Personnelcompany¦ConductorOverhead¦Normal
17-0102528 | Vegetation | Tree - fell into line | Conductor, Overhead | Broken, wire on ground | 2017 | Tier 3 - Extreme | Distribution Circuit | 12 | 19 | 2017-12-19 | 1947418 | Sus | N | Vegetation¦Treefellintoline¦ConductorOverhead¦Brokenwireonground
17-0102716 | Unknown Cause | Patrol - found nothing |  |  | 2017 | Tier 3 - Extreme | Distribution Circuit | 12 | 20 | 2017-12-20 | 1948073 | Sus | N | UnknownCause¦Patrolfoundnothing¦¦
18-0003902 | Equipment Failure/Involved | Electrical Overload | Transformer | Failed/Faulted | 2018 | Tier 2 - Elevated | Distribution Circuit | 1 | 5 | 2018-01-05 | 2787 | Sus | N | EquipmentFailureInvolved¦ElectricalOverload¦Transformer¦FailedFaulted
18-0006164 | Animal | Squirrel | Conductor, Overhead | Normal | 2018 | Tier 2 - Elevated | Distribution Circuit | 1 | 15 | 2018-01-15 | 8322 | Sus | N | Animal¦Squirrel¦ConductorOverhead¦Normal
18-0018450 | Vegetation | Tree - branch fell on line | Fuse | Failed/Faulted | 2018 | Tier 3 - Extreme | Distribution Circuit | 3 | 1 | 2018-03-01 | 34475 | Sus | N | Vegetation¦Treebranchfellonline¦Fuse¦FailedFaulted
18-0019246 | Vegetation | Tree - fell into line | Conductor, Overhead | Broken, wire on ground | 2018 | Tier 2 - Elevated | Distribution Circuit | 3 | 2 | 2018-03-02 | 36795 | Sus | N | Vegetation¦Treefellintoline¦ConductorOverhead¦Brokenwireonground
18-0023169 | Unknown Cause | Patrol - found nothing |  |  | 2018 | Tier 2 - Elevated | Distribution Circuit | 3 | 15 | 2018-03-15 | 44855 | Sus | N | UnknownCause¦Patrolfoundnothing¦¦
18-0023903 | Environmental/External | Lightning | Transformer | Failed/Faulted | 2018 | Tier 2 - Elevated | Transformer only | 3 | 17 | 2018-03-17 | 47155 | Sus | N | EnvironmentalExternal¦Lightning¦Transformer¦FailedFaulted
18-0024049 | Equipment Failure/Involved | Overhead | Crossarm, Wood | Broken | 2018 | Tier 3 - Extreme | Distribution Circuit | 3 | 19 | 2018-03-19 | 47722 | Sus | N | EquipmentFailureInvolved¦Overhead¦CrossarmWood¦Broken
18-0024220 | Vegetation | Tree - fell into line | Conductor, Overhead | Broken, wire on ground | 2018 | Tier 3 - Extreme | Distribution Circuit | 3 | 19 | 2018-03-19 | 48232 | Sus | N | Vegetation¦Treefellintoline¦ConductorOverhead¦Brokenwireonground
18-0025361 | Vegetation | Tree - fell into line | Conductor, Overhead | Broken, wire on ground | 2018 | Tier 3 - Extreme | Distribution Circuit | 3 | 22 | 2018-03-22 | 50185 | Sus | N | Vegetation¦Treefellintoline¦ConductorOverhead¦Brokenwireonground
18-0027946 | Unknown Cause | Patrol - not conducted |  |  | 2018 | Tier 3 - Extreme | Distribution Circuit | 3 | 30 | 2018-03-30 | 56495 | Sus | N | UnknownCause¦Patrolnotconducted¦¦
18-0030114 | Vegetation | Tree - fell into line | Conductor, Overhead | Burned/flashed | 2018 | Tier 3 - Extreme | Distribution Circuit | 4 | 6 | 2018-04-06 | 61230 | Sus | N | Vegetation¦Treefellintoline¦ConductorOverhead¦Burnedflashed
18-0030503 | Unknown Cause | Patrol - not conducted |  |  | 2018 | Tier 2 - Elevated | Distribution Circuit | 4 | 9 | 2018-04-09 | 62900 | Sus | N | UnknownCause¦Patrolnotconducted¦¦
18-0034632 | Unknown Cause | Patrol - found nothing |  |  | 2018 | Tier 3 - Extreme | Distribution Circuit | 4 | 23 | 2018-04-23 | 72095 | Sus | N | UnknownCause¦Patrolfoundnothing¦¦
18-0048951 | 3rd Party | Tree - cutting, 3rd party | Conductor, Overhead | Broken, wire on ground | 2018 | Tier 3 - Extreme | Distribution Circuit | 6 | 8 | 2018-06-08 | 104463 | Sus | Y | 3rdParty¦Treecutting3rdparty¦ConductorOverhead¦Brokenwireonground
18-0049917 | Unknown Cause | Patrol - found nothing |  |  | 2018 | Tier 3 - Extreme | Distribution Circuit | 6 | 12 | 2018-06-12 | 106860 | Sus | Y | UnknownCause¦Patrolfoundnothing¦¦
18-0052223 | Animal | Bird found | Conductor, Overhead | Normal | 2018 | Tier 2 - Elevated | Distribution Circuit | 6 | 19 | 2018-06-19 | 112795 | Sus | Y | Animal¦Birdfound¦ConductorOverhead¦Normal
18-0052670 | Unknown Cause | Patrol - found nothing |  |  | 2018 | Tier 2 - Elevated | Distribution Circuit | 6 | 20 | 2018-06-20 | 113492 | Sus | Y | UnknownCause¦Patrolfoundnothing¦¦
18-0053550 | Vegetation | Tree - fell into line | Conductor, Overhead | Broken, wire on ground | 2018 | Tier 3 - Extreme | Distribution Circuit | 6 | 22 | 2018-06-22 | 115089 | Sus | Y | Vegetation¦Treefellintoline¦ConductorOverhead¦Brokenwireonground
18-0056290 | Unknown Cause | Patrol - found nothing |  |  | 2018 | Tier 2 - Elevated | Distribution Circuit | 7 | 2 | 2018-07-02 | 122880 | Sus | Y | UnknownCause¦Patrolfoundnothing¦¦
18-0056675 | Equipment Failure/Involved | Underground | Transformer (UG) | Leaking | 2018 | Tier 2 - Elevated | Distribution Circuit | 7 | 3 | 2018-07-03 | 123700 | Sus | Y | EquipmentFailureInvolved¦Underground¦Transformer(UG)¦Leaking
18-0057780 | Vegetation | Tree - fell into line | Conductor, Overhead | Together | 2018 | Tier 3 - Extreme | Distribution Circuit | 7 | 8 | 2018-07-08 | 126613 | Sus | Y | Vegetation¦Treefellintoline¦ConductorOverhead¦Together
18-0063117 | Equipment Failure/Involved | Overhead | Secondary | Arcing | 2018 | Tier 2 - Elevated | Transformer only | 7 | 24 | 2018-07-24 | 138999 | Sus | Y | EquipmentFailureInvolved¦Overhead¦Secondary¦Arcing
18-0063228 | 3rd Party | Vehicle | Conductor, Overhead | Together | 2018 | Tier 2 - Elevated | Distribution Circuit | 7 | 24 | 2018-07-24 | 139339 | Sus | Y | 3rdParty¦Vehicle¦ConductorOverhead¦Together
18-0066661 | 3rd Party | Fire, house or bldg. | Conductor, Overhead | Normal | 2018 | Tier 3 - Extreme | Distribution Circuit | 8 | 4 | 2018-08-04 | 148712 | Sus | Y | 3rdParty¦Firehouseorbldg¦ConductorOverhead¦Normal
18-0074230 | Animal | Bird found | Circuit Breaker | Normal | 2018 | Tier 2 - Elevated | Distribution Circuit | 8 | 28 | 2018-08-28 | 163856 | Sus | Y | Animal¦Birdfound¦CircuitBreaker¦Normal
18-0083045 | Unknown Cause | Patrol - found nothing |  |  | 2018 | Tier 2 - Elevated | Distribution Circuit | 9 | 25 | 2018-09-25 | 180735 | Sus | Y | UnknownCause¦Patrolfoundnothing¦¦
18-0087511 | Unknown Cause | Patrol - found nothing |  |  | 2018 | Tier 2 - Elevated | Distribution Circuit | 10 | 5 | 2018-10-05 | 189356 | Sus | Y | UnknownCause¦Patrolfoundnothing¦¦
18-0090336 | Vegetation | Tree - branch fell on line | Conductor, Overhead | Broken, wire on ground | 2018 | Tier 3 - Extreme | Distribution Circuit | 10 | 14 | 2018-10-14 | 195161 | Sus | Y | Vegetation¦Treebranchfellonline¦ConductorOverhead¦Brokenwireonground
18-0097473 | Unknown Cause | Patrol - found nothing |  |  | 2018 | Tier 3 - Extreme | Distribution Circuit | 11 | 6 | 2018-11-06 | 209606 | Sus | Y | UnknownCause¦Patrolfoundnothing¦¦
18-0101121 | Environmental/External | Fire, Forest/Grass | Pole-Wood | Burned/flashed | 2018 | Tier 3 - Extreme | Distribution Circuit | 11 | 8 | 2018-11-08 | 218377 | Sus | Y | EnvironmentalExternal¦FireForestGrass¦PoleWood¦Burnedflashed
18-0101130 | Environmental/External | Fire, Forest/Grass | Pole-Wood | Burned/flashed | 2018 | Tier 3 - Extreme | Distribution Circuit | 11 | 8 | 2018-11-08 | 218393 | Sus | Y | EnvironmentalExternal¦FireForestGrass¦PoleWood¦Burnedflashed
18-0101455 | Environmental/External | Fire, Forest/Grass | Pole-Wood | Burned/flashed | 2018 | Tier 3 - Extreme | Distribution Circuit | 11 | 8 | 2018-11-08 | 219055 | Sus | Y | EnvironmentalExternal¦FireForestGrass¦PoleWood¦Burnedflashed
18-0102275 | Vegetation | Tree - branch fell on line | Conductor, Overhead | Normal | 2018 | Tier 2 - Elevated | Distribution Circuit | 11 | 22 | 2018-11-22 | 221799 | Sus | Y | Vegetation¦Treebranchfellonline¦ConductorOverhead¦Normal
18-0103363 | Environmental/External | Fire, Forest/Grass | Pole-Wood | Burned/flashed | 2018 | Tier 3 - Extreme | Distribution Circuit | 11 | 8 | 2018-11-08 | 224951 | Sus | Y | EnvironmentalExternal¦FireForestGrass¦PoleWood¦Burnedflashed
18-0109498 | Vegetation | Tree - fell into line | Conductor, Overhead | Broken | 2018 | Tier 3 - Extreme | Distribution Circuit | 12 | 16 | 2018-12-16 | 241590 | Sus | N | Vegetation¦Treefellintoline¦ConductorOverhead¦Broken
19-0004595 | Vegetation | Tree - branch fell on line | Fuse | Failed/Faulted | 2019 | Tier 2 - Elevated | Distribution Circuit | 1 | 5 | 2019-01-05 | 253414 | Sus | N | Vegetation¦Treebranchfellonline¦Fuse¦FailedFaulted
19-0005041 | Vegetation | Tree - branch fell on line | Conductor, Overhead | Broken, wire on ground | 2019 | Tier 2 - Elevated | Distribution Circuit | 1 | 5 | 2019-01-05 | 254738 | Sus | N | Vegetation¦Treebranchfellonline¦ConductorOverhead¦Brokenwireonground
19-0005116 | Vegetation | Tree - branch fell on line | Service conductor | Broken, wire on ground | 2019 | Tier 2 - Elevated | Transformer only | 1 | 6 | 2019-01-06 | 255423 | Sus | N | Vegetation¦Treebranchfellonline¦Serviceconductor¦Brokenwireonground
19-0005528 | Vegetation | Tree - fell into line | Pole-Wood | Broken | 2019 | Tier 3 - Extreme | Distribution Circuit | 1 | 6 | 2019-01-06 | 257356 | Sus | N | Vegetation¦Treefellintoline¦PoleWood¦Broken
19-0009548 | Vegetation | Tree - branch fell on line | Conductor, Overhead | Normal | 2019 | Tier 3 - Extreme | Distribution Circuit | 1 | 16 | 2019-01-16 | 266713 | Sus | N | Vegetation¦Treebranchfellonline¦ConductorOverhead¦Normal
19-0010253 | Vegetation | Tree - branch fell on line | Conductor, Overhead | Broken, wire on ground | 2019 | Tier 3 - Extreme | Distribution Circuit | 1 | 16 | 2019-01-16 | 270974 | Sus | N | Vegetation¦Treebranchfellonline¦ConductorOverhead¦Brokenwireonground
19-0013731 | Equipment Failure/Involved | Overhead | Transformer | Broken | 2019 | Tier 3 - Extreme | Transformer only | 1 | 23 | 2019-01-23 | 279593 | Sus | N | EquipmentFailureInvolved¦Overhead¦Transformer¦Broken
19-0016686 | Vegetation | Tree - branch fell on line | Conductor, Overhead | Together | 2019 | Tier 3 - Extreme | Distribution Circuit | 2 | 1 | 2019-02-01 | 285366 | Sus | N | Vegetation¦Treebranchfellonline¦ConductorOverhead¦Together
19-0016764 | Unknown Cause | Patrol - found nothing |  |  | 2019 | Tier 2 - Elevated | Distribution Circuit | 2 | 1 | 2019-02-01 | 285623 | Sus | N | UnknownCause¦Patrolfoundnothing¦¦
19-0017015 | Vegetation | Tree - fell into line | Conductor, Overhead | Broken, wire on ground | 2019 | Tier 2 - Elevated | Distribution Circuit | 2 | 2 | 2019-02-02 | 286748 | Sus | N | Vegetation¦Treefellintoline¦ConductorOverhead¦Brokenwireonground
19-0019689 | Equipment Failure/Involved | Overhead | Secondary | Broken | 2019 | Tier 3 - Extreme | Distribution Circuit | 2 | 5 | 2019-02-05 | 295462 | Sus | N | EquipmentFailureInvolved¦Overhead¦Secondary¦Broken
19-0020372 | Equipment Failure/Involved | Overhead | Crossarm, Wood | Broken | 2019 | Tier 2 - Elevated | Transformer only | 2 | 9 | 2019-02-09 | 297185 | Sus | N | EquipmentFailureInvolved¦Overhead¦CrossarmWood¦Broken
19-0021580 | Vegetation | Tree - fell into line | Pole-Wood | Broken, wire on ground | 2019 | Tier 2 - Elevated | Distribution Circuit | 2 | 12 | 2019-02-12 | 300977 | Sus | N | Vegetation¦Treefellintoline¦PoleWood¦Brokenwireonground
19-0021665 | Vegetation | Tree - fell into line | Conductor, Overhead | Broken, wire on ground | 2019 | Tier 2 - Elevated | Distribution Circuit | 2 | 12 | 2019-02-12 | 301476 | Sus | N | Vegetation¦Treefellintoline¦ConductorOverhead¦Brokenwireonground
19-0022543 | Vegetation | Tree - branch fell on line | Conductor, Overhead | Normal | 2019 | Tier 2 - Elevated | Distribution Circuit | 2 | 13 | 2019-02-13 | 305328 | Sus | N | Vegetation¦Treebranchfellonline¦ConductorOverhead¦Normal
19-0024370 | Vegetation | Tree - fell into line | Conductor, Overhead | Broken, wire on ground | 2019 | Tier 2 - Elevated | Distribution Circuit | 2 | 15 | 2019-02-15 | 312909 | Sus | N | Vegetation¦Treefellintoline¦ConductorOverhead¦Brokenwireonground
19-0027086 | Company Initiated | Construction Activity/equip, company | Crossarm, Wood | Normal | 2019 | Tier 3 - Extreme | Distribution Circuit | 2 | 21 | 2019-02-21 | 320799 | Sus | N | CompanyInitiated¦ConstructionActivityequipcompany¦CrossarmWood¦Normal
19-0031378 | Equipment Failure/Involved | Overhead | Transformer (OH) | Broken | 2019 | Tier 2 - Elevated | Distribution Circuit | 3 | 6 | 2019-03-06 | 332977 | Sus | N | EquipmentFailureInvolved¦Overhead¦Transformer(OH)¦Broken
19-0033014 | Unknown Cause | Patrol - found nothing |  |  | 2019 | Tier 2 - Elevated | Distribution Circuit | 3 | 12 | 2019-03-12 | 337150 | Sus | N | UnknownCause¦Patrolfoundnothing¦¦
19-0034506 | Animal | Other | Conductor, Overhead | Together | 2019 | Tier 2 - Elevated | Distribution Circuit | 3 | 17 | 2019-03-17 | 341554 | Sus | N | Animal¦Other¦ConductorOverhead¦Together
19-0035687 | Vegetation | Tree - fell into line | Conductor, Overhead | Together | 2019 | Tier 3 - Extreme | Distribution Circuit | 3 | 21 | 2019-03-21 | 344534 | Sus | N | Vegetation¦Treefellintoline¦ConductorOverhead¦Together
19-0041423 | Vegetation | Tree - fell into line | Conductor, Overhead | Broken, wire on ground | 2019 | Tier 2 - Elevated | Distribution Circuit | 4 | 10 | 2019-04-10 | 358263 | Sus | N | Vegetation¦Treefellintoline¦ConductorOverhead¦Brokenwireonground
19-0056310 | Equipment Failure/Involved | Overhead | Crossarm, Wood | Broken | 2019 | Tier 3 - Extreme | Distribution Circuit | 5 | 23 | 2019-05-23 | 388887 | Sus | Y | EquipmentFailureInvolved¦Overhead¦CrossarmWood¦Broken
19-0074561 | Equipment Failure/Involved | Overhead | Transformer (OH) | Failed/Faulted | 2019 | Tier 2 - Elevated | Distribution Circuit | 7 | 3 | 2019-07-03 | 440764 | Sus | Y | EquipmentFailureInvolved¦Overhead¦Transformer(OH)¦FailedFaulted
19-0074659 | Unknown Cause | Patrol - found nothing |  |  | 2019 | Tier 2 - Elevated | Distribution Circuit | 7 | 4 | 2019-07-04 | 441110 | Sus | Y | UnknownCause¦Patrolfoundnothing¦¦
19-0080192 | 3rd Party | Tree - cutting, 3rd party | Conductor, Overhead | Normal | 2019 | Tier 3 - Extreme | Distribution Circuit | 7 | 23 | 2019-07-23 | 468758 | Sus | Y | 3rdParty¦Treecutting3rdparty¦ConductorOverhead¦Normal
19-0082772 | Vegetation | Tree - fell into line | Other | Broken, wire on ground | 2019 | Tier 2 - Elevated | Transformer only | 7 | 30 | 2019-07-30 | 475929 | Sus | Y | Vegetation¦Treefellintoline¦Other¦Brokenwireonground
19-0086529 | Unknown Cause | Patrol - found nothing |  |  | 2019 | Tier 2 - Elevated | Distribution Circuit | 8 | 10 | 2019-08-10 | 500358 | Sus | Y | UnknownCause¦Patrolfoundnothing¦¦
19-0090173 | Equipment Failure/Involved | Overhead | Transformer | Failed/Faulted | 2019 | Tier 2 - Elevated | Distribution Circuit | 8 | 20 | 2019-08-20 | 526673 | Sus | Y | EquipmentFailureInvolved¦Overhead¦Transformer¦FailedFaulted
19-0094198 | Unknown Cause | Patrol - found nothing |  |  | 2019 | Tier 2 - Elevated | Distribution Circuit | 8 | 30 | 2019-08-30 | 549093 | Sus | Y | UnknownCause¦Patrolfoundnothing¦¦
19-0095091 | Animal | Bird found | Conductor, Overhead | Normal | 2019 | Tier 2 - Elevated | Distribution Circuit | 9 | 4 | 2019-09-04 | 552106 | Sus | Y | Animal¦Birdfound¦ConductorOverhead¦Normal
19-0100176 | Environmental/External | Lightning | Transformer | Failed/Faulted | 2019 | Tier 2 - Elevated | Transformer only | 9 | 17 | 2019-09-17 | 587534 | Sus | Y | EnvironmentalExternal¦Lightning¦Transformer¦FailedFaulted
19-0102059 | Unknown Cause | Patrol - found nothing |  |  | 2019 | Tier 2 - Elevated | Distribution Circuit | 9 | 21 | 2019-09-21 | 599974 | Sus | Y | UnknownCause¦Patrolfoundnothing¦¦
19-0102357 | Animal | Squirrel | Transformer (OH) | Normal | 2019 | Tier 3 - Extreme | Distribution Circuit | 9 | 23 | 2019-09-23 | 604793 | Sus | Y | Animal¦Squirrel¦Transformer(OH)¦Normal
19-0103348 | Equipment Failure/Involved | Overhead | Cutout, fuse holder | Broken | 2019 | Tier 3 - Extreme | Transformer only | 9 | 25 | 2019-09-25 | 612939 | Sus | Y | EquipmentFailureInvolved¦Overhead¦Cutoutfuseholder¦Broken
19-0104999 | Vegetation | Tree - branch fell on line | Conductor, Overhead | Normal | 2019 | Tier 3 - Extreme | Distribution Circuit | 9 | 28 | 2019-09-28 | 627726 | Sus | Y | Vegetation¦Treebranchfellonline¦ConductorOverhead¦Normal
19-0117290 | Wildfire Mitigation | Public Safety Power Shut-off | Conductor, Overhead | Broken, wire on ground | 2019 | Tier 3 - Extreme | Distribution Circuit | 10 | 26 | 2019-10-26 | 687605 | Sus | Y | WildfireMitigation¦PublicSafetyPowerShutoff¦ConductorOverhead¦Brokenwireonground
19-0119472 | Unknown Cause | Patrol - found nothing |  |  | 2019 | Tier 2 - Elevated | Distribution Circuit | 10 | 31 | 2019-10-31 | 696346 | Sus | Y | UnknownCause¦Patrolfoundnothing¦¦
19-0120357 | Unknown Cause | Patrol - found nothing |  |  | 2019 | Tier 2 - Elevated | Distribution Circuit | 11 | 2 | 2019-11-02 | 698067 | Sus | Y | UnknownCause¦Patrolfoundnothing¦¦
19-0123261 | Unknown Cause | Patrol - found nothing |  |  | 2019 | Tier 2 - Elevated | Distribution Circuit | 11 | 8 | 2019-11-08 | 703141 | Sus | Y | UnknownCause¦Patrolfoundnothing¦¦
19-0129299 | Vegetation | Tree - fell into line | Fuse | Failed/Faulted | 2019 | Tier 2 - Elevated | Distribution Circuit | 11 | 26 | 2019-11-26 | 716679 | Sus | Y | Vegetation¦Treefellintoline¦Fuse¦FailedFaulted
19-0129625 | Vegetation | Tree - fell into line | Conductor, Overhead | Broken, wire on ground | 2019 | Tier 2 - Elevated | Distribution Circuit | 11 | 26 | 2019-11-26 | 717216 | Sus | Y | Vegetation¦Treefellintoline¦ConductorOverhead¦Brokenwireonground
19-0129827 | Vegetation | Tree - fell into line | Conductor, Overhead | Broken, wire on ground | 2019 | Tier 3 - Extreme | Distribution Circuit | 11 | 26 | 2019-11-26 | 718447 | Sus | Y | Vegetation¦Treefellintoline¦ConductorOverhead¦Brokenwireonground
19-0131554 | Vegetation | Tree - branch fell on line | Conductor, Overhead | Together | 2019 | Tier 3 - Extreme | Distribution Circuit | 11 | 30 | 2019-11-30 | 724983 | Sus | Y | Vegetation¦Treebranchfellonline¦ConductorOverhead¦Together
19-0131940 | Equipment Failure/Involved | Overhead | Transformer | Failed/Faulted | 2019 | Tier 2 - Elevated | Transformer only | 12 | 1 | 2019-12-01 | 725917 | Sus | N | EquipmentFailureInvolved¦Overhead¦Transformer¦FailedFaulted
19-0138033 | Unknown Cause | Patrol - not conducted |  |  | 2019 | Tier 3 - Extreme | Distribution Circuit | 12 | 27 | 2019-12-27 | 751223 | Sus | N | UnknownCause¦Patrolnotconducted¦¦
19-0138071 | Vegetation | Tree - cutting, PG&E contractor | Conductor, Overhead | Normal | 2019 | Tier 2 - Elevated | Distribution Circuit | 12 | 28 | 2019-12-28 | 751567 | Sus | N | Vegetation¦TreecuttingPG&Econtractor¦ConductorOverhead¦Normal
20-0007379 | 3rd Party | Vehicle | Pole-Wood | Broken, wire on ground | 2020 | Tier 2 - Elevated | Distribution Circuit | 1 | 10 | 2020-01-10 | 758799 | Sus | N | 3rdParty¦Vehicle¦PoleWood¦Brokenwireonground
20-0016291 | Vegetation | Tree - fell into line | Pole-Wood | Broken, wire on ground | 2020 | Tier 3 - Extreme | Distribution Circuit | 2 | 2 | 2020-02-02 | 775458 | Sus | N | Vegetation¦Treefellintoline¦PoleWood¦Brokenwireonground
20-0018283 | Unknown Cause | Patrol - found nothing |  |  | 2020 | Tier 2 - Elevated | Distribution Circuit | 2 | 6 | 2020-02-06 | 779507 | Sus | N | UnknownCause¦Patrolfoundnothing¦¦
20-0019250 | Vegetation | Tree - branch fell on line | Conductor, Overhead | Normal | 2020 | Tier 3 - Extreme | Distribution Circuit | 2 | 9 | 2020-02-09 | 783489 | Sus | N | Vegetation¦Treebranchfellonline¦ConductorOverhead¦Normal
20-0020209 | Unknown Cause | Patrol - found nothing |  |  | 2020 | Tier 3 - Extreme | Distribution Circuit | 2 | 10 | 2020-02-10 | 786896 | Sus | N | UnknownCause¦Patrolfoundnothing¦¦
20-0022676 | Vegetation | Tree - branch fell on line | Conductor, Overhead | Normal | 2020 | Tier 2 - Elevated | Distribution Circuit | 2 | 16 | 2020-02-16 | 792135 | Sus | N | Vegetation¦Treebranchfellonline¦ConductorOverhead¦Normal
20-0028246 | Unknown Cause | Patrol - found nothing |  |  | 2020 | Tier 2 - Elevated | Distribution Circuit | 3 | 3 | 2020-03-03 | 826460 | Sus | N | UnknownCause¦Patrolfoundnothing¦¦
20-0028890 | 3rd Party | Vehicle | Pole-Wood | Broken, wire on ground | 2020 | Tier 3 - Extreme | Distribution Circuit | 3 | 4 | 2020-03-04 | 831200 | Sus | N | 3rdParty¦Vehicle¦PoleWood¦Brokenwireonground
20-0035051 | Unknown Cause | Patrol - found nothing |  |  | 2020 | Tier 2 - Elevated | Distribution Circuit | 3 | 22 | 2020-03-22 | 861334 | Sus | N | UnknownCause¦Patrolfoundnothing¦¦
20-0037676 | Unknown Cause | Patrol - found nothing |  |  | 2020 | Tier 2 - Elevated | Distribution Circuit | 4 | 1 | 2020-04-01 | 875539 | Sus | N | UnknownCause¦Patrolfoundnothing¦¦
20-0040860 | Unknown Cause | Patrol - found nothing |  |  | 2020 | Tier 2 - Elevated | Distribution Circuit | 4 | 13 | 2020-04-13 | 894544 | Sus | N | UnknownCause¦Patrolfoundnothing¦¦
20-0047822 | Unknown Cause | Patrol - found nothing |  |  | 2020 | Tier 2 - Elevated | Distribution Circuit | 5 | 6 | 2020-05-06 | 908213 | Sus | Y | UnknownCause¦Patrolfoundnothing¦¦
20-0053810 | Equipment Failure/Involved | Overhead | Transformer | Failed/Faulted | 2020 | Tier 2 - Elevated | Transformer only | 5 | 25 | 2020-05-25 | 920811 | Sus | Y | EquipmentFailureInvolved¦Overhead¦Transformer¦FailedFaulted
20-0054506 | Animal | Bird found | Conductor, Overhead | Normal | 2020 | Tier 2 - Elevated | Distribution Circuit | 5 | 27 | 2020-05-27 | 922754 | Sus | Y | Animal¦Birdfound¦ConductorOverhead¦Normal
20-0056171 | Equipment Failure/Involved | Overhead | Booster | Failed/Faulted | 2020 | Tier 2 - Elevated | Distribution Circuit | 6 | 1 | 2020-06-01 | 927332 | Sus | Y | EquipmentFailureInvolved¦Overhead¦Booster¦FailedFaulted
20-0058388 | Vegetation | Tree - fell into line | Conductor, Overhead | Broken, wire on ground | 2020 | Tier 3 - Extreme | Distribution Circuit | 6 | 6 | 2020-06-06 | 932533 | Sus | Y | Vegetation¦Treefellintoline¦ConductorOverhead¦Brokenwireonground
20-0061041 | Unknown Cause | Patrol - found nothing |  |  | 2020 | Tier 3 - Extreme | Distribution Circuit | 6 | 14 | 2020-06-14 | 938897 | Sus | Y | UnknownCause¦Patrolfoundnothing¦¦
20-0065887 | Vegetation | Tree - fell into line | Conductor, Overhead | Broken, wire on ground | 2020 | Tier 2 - Elevated | Distribution Circuit | 6 | 28 | 2020-06-28 | 949555 | Sus | Y | Vegetation¦Treefellintoline¦ConductorOverhead¦Brokenwireonground
20-0072819 | Unknown Cause | Patrol - found nothing |  |  | 2020 | Tier 2 - Elevated | Distribution Circuit | 7 | 16 | 2020-07-16 | 966276 | Sus | Y | UnknownCause¦Patrolfoundnothing¦¦
20-0074467 | Vegetation | Tree - grew into line | Conductor, Overhead | Normal | 2020 | Tier 3 - Extreme | Distribution Circuit | 7 | 21 | 2020-07-21 | 969408 | Sus | Y | Vegetation¦Treegrewintoline¦ConductorOverhead¦Normal
20-0079813 | 3rd Party | Vehicle | Conductor, Overhead | Broken, wire on ground | 2020 | Tier 2 - Elevated | Distribution Circuit | 8 | 5 | 2020-08-05 | 978986 | Sus | Y | 3rdParty¦Vehicle¦ConductorOverhead¦Brokenwireonground
20-0083674 | Equipment Failure/Involved | Electrical Overload | Transformer (OH) | Failed/Faulted | 2020 | Tier 3 - Extreme | Transformer only | 8 | 14 | 2020-08-14 | 998578 | Sus | Y | EquipmentFailureInvolved¦ElectricalOverload¦Transformer(OH)¦FailedFaulted
20-0086170 | Unknown Cause | Patrol - found nothing |  |  | 2020 | Tier 2 - Elevated | Distribution Circuit | 8 | 17 | 2020-08-17 | 1016117 | Sus | Y | UnknownCause¦Patrolfoundnothing¦¦
20-0088920 | Company Initiated | Construction Activity/equip, company | Transformer (OH) | Normal | 2020 | Tier 3 - Extreme | Distribution Circuit | 8 | 22 | 2020-08-22 | 1027028 | Sus | Y | CompanyInitiated¦ConstructionActivityequipcompany¦Transformer(OH)¦Normal
20-0090422 | Environmental/External | Fire, Forest/Grass | Conductor, Overhead | Normal | 2020 | Tier 3 - Extreme | Distribution Circuit | 8 | 19 | 2020-08-19 | 1033298 | Sus | Y | EnvironmentalExternal¦FireForestGrass¦ConductorOverhead¦Normal
20-0096071 | Environmental/External | Fire, Forest/Grass | Conductor, Overhead | Normal | 2020 | Tier 3 - Extreme | Transformer only | 8 | 20 | 2020-08-20 | 1063563 | Sus | Y | EnvironmentalExternal¦FireForestGrass¦ConductorOverhead¦Normal
20-0096217 | Environmental/External | Fire, Forest/Grass | Conductor, Overhead | Normal | 2020 | Tier 3 - Extreme | Transformer only | 8 | 19 | 2020-08-19 | 1063991 | Sus | Y | EnvironmentalExternal¦FireForestGrass¦ConductorOverhead¦Normal
20-0100412 | Vegetation | Tree - fell into line | Pole-Wood | Broken, wire on ground | 2020 | Tier 3 - Extreme | Distribution Circuit | 9 | 22 | 2020-09-22 | 1088666 | Sus | Y | Vegetation¦Treefellintoline¦PoleWood¦Brokenwireonground
20-0100934 | Unknown Cause | Patrol - found nothing |  |  | 2020 | Tier 2 - Elevated | Distribution Circuit | 9 | 24 | 2020-09-24 | 1090786 | Sus | Y | UnknownCause¦Patrolfoundnothing¦¦
20-0102640 | Vegetation | Tree - fell into line | Conductor, Overhead | Broken, wire on ground | 2020 | Tier 3 - Extreme | Distribution Circuit | 9 | 28 | 2020-09-28 | 1097261 | Sus | Y | Vegetation¦Treefellintoline¦ConductorOverhead¦Brokenwireonground
20-0106021 | Animal | Other | Crossarm, Wood | Broken | 2020 | Tier 2 - Elevated | Distribution Circuit | 10 | 7 | 2020-10-07 | 1112798 | Sus | Y | Animal¦Other¦CrossarmWood¦Broken
20-0107179 | Equipment Failure/Involved | Overhead | Transformer | Broken | 2020 | Tier 3 - Extreme | Distribution Circuit | 10 | 9 | 2020-10-09 | 1114631 | Sus | Y | EquipmentFailureInvolved¦Overhead¦Transformer¦Broken
20-0107359 | Environmental/External | Fire, Forest/Grass | Pole-Wood | Broken, wire on ground | 2020 | Tier 3 - Extreme | Distribution Circuit | 9 | 30 | 2020-09-30 | 1115349 | Sus | Y | EnvironmentalExternal¦FireForestGrass¦PoleWood¦Brokenwireonground
20-0111579 | Equipment Failure/Involved | Overhead | Transformer (OH) | Leaking | 2020 | Tier 2 - Elevated | Distribution Circuit | 10 | 22 | 2020-10-22 | 1123350 | Sus | Y | EquipmentFailureInvolved¦Overhead¦Transformer(OH)¦Leaking
20-0117575 | Unknown Cause | Patrol - found nothing |  |  | 2020 | Tier 2 - Elevated | Distribution Circuit | 11 | 5 | 2020-11-05 | 1136866 | Sus | Y | UnknownCause¦Patrolfoundnothing¦¦
20-0119937 | Unknown Cause | Patrol - not conducted |  |  | 2020 | Tier 2 - Elevated | Distribution Circuit | 11 | 12 | 2020-11-12 | 1142245 | Sus | Y | UnknownCause¦Patrolnotconducted¦¦
20-0120767 | Equipment Failure/Involved | Overhead | Conductor, Overhead | Broken, wire on ground | 2020 | Tier 2 - Elevated | Distribution Circuit | 11 | 13 | 2020-11-13 | 1144027 | Sus | Y | EquipmentFailureInvolved¦Overhead¦ConductorOverhead¦Brokenwireonground
20-0125368 | Vegetation | Tree - fell into line | Pole-Wood | Broken, wire on ground | 2020 | Tier 3 - Extreme | Distribution Circuit | 11 | 26 | 2020-11-26 | 1154741 | Sus | Y | Vegetation¦Treefellintoline¦PoleWood¦Brokenwireonground
20-0130850 | Unknown Cause | Patrol - found nothing |  |  | 2020 | Tier 2 - Elevated | Distribution Circuit | 12 | 16 | 2020-12-16 | 1191811 | Sus | N | UnknownCause¦Patrolfoundnothing¦¦
20-0131739 | Unknown Cause | Patrol - found nothing |  |  | 2020 | Tier 2 - Elevated | Distribution Circuit | 12 | 25 | 2020-12-25 | 1198448 | Sus | N | UnknownCause¦Patrolfoundnothing¦¦
20-0132141 | Equipment Failure/Involved | Overhead | Transformer (OH) | Broken | 2020 | Tier 2 - Elevated | Transformer only | 12 | 29 | 2020-12-29 | 1200559 | Sus | N | EquipmentFailureInvolved¦Overhead¦Transformer(OH)¦Broken
21-0009405 | Animal | Squirrel | Transformer | Normal | 2021 | Tier 2 - Elevated | Transformer only | 1 | 16 | 2021-01-16 | 1211550 | Sus | N | Animal¦Squirrel¦Transformer¦Normal
21-0010764 | Vegetation | Tree - fell into line | Conductor, Overhead | Broken, wire on ground | 2021 | Tier 3 - Extreme | Distribution Circuit | 1 | 19 | 2021-01-19 | 1215897 | Sus | N | Vegetation¦Treefellintoline¦ConductorOverhead¦Brokenwireonground
21-0010842 | Vegetation | Tree - fell into line | Pole-Wood | Broken, wire on ground | 2021 | Tier 3 - Extreme | Distribution Circuit | 1 | 19 | 2021-01-19 | 1215595 | Sus | N | Vegetation¦Treefellintoline¦PoleWood¦Brokenwireonground
21-0010908 | Vegetation | Tree - branch fell on line | Conductor, Overhead | Broken, wire on ground | 2021 | Tier 2 - Elevated | Distribution Circuit | 1 | 18 | 2021-01-18 | 1217422 | Sus | N | Vegetation¦Treebranchfellonline¦ConductorOverhead¦Brokenwireonground
21-0012292 | Vegetation | Tree - fell into line | Conductor, Overhead | Broken, wire on ground | 2021 | Tier 2 - Elevated | Distribution Circuit | 1 | 21 | 2021-01-21 | 1219895 | Sus | N | Vegetation¦Treefellintoline¦ConductorOverhead¦Brokenwireonground
21-0013729 | Unknown Cause | Patrol - found nothing |  |  | 2021 | Tier 2 - Elevated | Distribution Circuit | 1 | 25 | 2021-01-25 | 1223349 | Sus | N | UnknownCause¦Patrolfoundnothing¦¦
21-0013919 | Equipment Failure/Involved | Overhead | Pole-Wood | Broken | 2021 | Tier 3 - Extreme | Distribution Circuit | 1 | 25 | 2021-01-25 | 1224488 | Sus | N | EquipmentFailureInvolved¦Overhead¦PoleWood¦Broken
21-0015586 | Vegetation | Tree - fell into line | Conductor, Overhead | Broken, wire on ground | 2021 | Tier 2 - Elevated | Distribution Circuit | 1 | 26 | 2021-01-26 | 1231203 | Sus | N | Vegetation¦Treefellintoline¦ConductorOverhead¦Brokenwireonground
21-0016265 | Vegetation | Tree - fell into line | Conductor, Overhead | Broken, wire on ground | 2021 | Tier 2 - Elevated | Distribution Circuit | 1 | 27 | 2021-01-27 | 1235590 | Sus | N | Vegetation¦Treefellintoline¦ConductorOverhead¦Brokenwireonground
21-0017372 | Equipment Failure/Involved | Overhead | Pole-Wood | Broken | 2021 | Tier 3 - Extreme | Distribution Circuit | 1 | 28 | 2021-01-28 | 1239212 | Sus | N | EquipmentFailureInvolved¦Overhead¦PoleWood¦Broken
21-0018528 | Environmental/External | Ice or snow | Pole-Wood | Broken | 2021 | Tier 3 - Extreme | Distribution Circuit | 1 | 29 | 2021-01-29 | 1241517 | Sus | N | EnvironmentalExternal¦Iceorsnow¦PoleWood¦Broken
21-0018588 | Equipment Failure/Involved | Overhead | Transformer | Malfunctioning | 2021 | Tier 2 - Elevated | Transformer only | 1 | 29 | 2021-01-29 | 1242053 | Sus | N | EquipmentFailureInvolved¦Overhead¦Transformer¦Malfunctioning
21-0018656 | Equipment Failure/Involved | Overhead | Crossarm, Wood | Broken | 2021 | Tier 2 - Elevated | Distribution Circuit | 1 | 26 | 2021-01-26 | 1242424 | Sus | N | EquipmentFailureInvolved¦Overhead¦CrossarmWood¦Broken
21-0020022 | Equipment Failure/Involved | Overhead | Pole-Wood | Broken | 2021 | Tier 2 - Elevated | Distribution Circuit | 1 | 26 | 2021-01-26 | 1244064 | Sus | N | EquipmentFailureInvolved¦Overhead¦PoleWood¦Broken
21-0021006 | Unknown Cause | Patrol - found nothing |  |  | 2021 | Tier 2 - Elevated | Distribution Circuit | 2 | 2 | 2021-02-02 | 1246110 | Sus | N | UnknownCause¦Patrolfoundnothing¦¦
21-0022151 | Vegetation | Tree - fell into line | Conductor, Overhead | Normal | 2021 | Tier 2 - Elevated | Distribution Circuit | 2 | 4 | 2021-02-04 | 1248178 | Sus | N | Vegetation¦Treefellintoline¦ConductorOverhead¦Normal
21-0026008 | Equipment Failure/Involved | Overhead | Transformer | Malfunctioning | 2021 | Tier 3 - Extreme | Transformer only | 2 | 16 | 2021-02-16 | 1255784 | Sus | N | EquipmentFailureInvolved¦Overhead¦Transformer¦Malfunctioning
21-0040232 | Vegetation | Tree - fell into line | Crossarm, Wood | Broken | 2021 | Tier 2 - Elevated | Transformer only | 3 | 24 | 2021-03-24 | 1294987 | Sus | N | Vegetation¦Treefellintoline¦CrossarmWood¦Broken
21-0051632 | Vegetation | Tree - fell into line | Conductor, Overhead | Broken, wire on ground | 2021 | Tier 3 - Extreme | Distribution Circuit | 4 | 22 | 2021-04-22 | 1327849 | Sus | N | Vegetation¦Treefellintoline¦ConductorOverhead¦Brokenwireonground
21-0066803 | Equipment Failure/Involved | Overhead | Service conductor | Normal | 2021 | Tier 2 - Elevated | Distribution Circuit | 5 | 27 | 2021-05-27 | 1359882 | Sus | Y | EquipmentFailureInvolved¦Overhead¦Serviceconductor¦Normal
21-0067189 | 3rd Party | Dig in, 3rd party | Transformer | Broken | 2021 | Tier 3 - Extreme | Transformer only | 5 | 27 | 2021-05-27 | 1360185 | Sus | Y | 3rdParty¦Digin3rdparty¦Transformer¦Broken
21-0075303 | Vegetation | Tree - grew into line | Conductor, Overhead | Together | 2021 | Tier 2 - Elevated | Distribution Circuit | 6 | 16 | 2021-06-16 | 1375796 | Sus | Y | Vegetation¦Treegrewintoline¦ConductorOverhead¦Together
21-0076328 | Equipment Failure/Involved | Overhead | Transformer (OH) | Failed/Faulted | 2021 | Tier 2 - Elevated | Transformer only | 6 | 18 | 2021-06-18 | 1377872 | Sus | Y | EquipmentFailureInvolved¦Overhead¦Transformer(OH)¦FailedFaulted
21-0077690 | Vegetation | Tree - fell into line | Conductor, Overhead | Normal | 2021 | Tier 3 - Extreme | Distribution Circuit | 6 | 22 | 2021-06-22 | 1382459 | Sus | Y | Vegetation¦Treefellintoline¦ConductorOverhead¦Normal
21-0088348 | Equipment Failure/Involved | Electrical Overload | Transformer | Failed/Faulted | 2021 | Tier 2 - Elevated | Transformer only | 7 | 12 | 2021-07-12 | 1402138 | Sus | Y | EquipmentFailureInvolved¦ElectricalOverload¦Transformer¦FailedFaulted
21-0093075 | 3rd Party | Customer Equipment | Connector or Splice (OH) | Broken | 2021 | Tier 2 - Elevated | Distribution Circuit | 7 | 21 | 2021-07-21 | 1410317 | Sus | Y | 3rdParty¦CustomerEquipment¦ConnectororSplice(OH)¦Broken
21-0098233 | Equipment Failure/Involved | Overhead | Service conductor | Broken, wire on ground | 2021 | Tier 3 - Extreme | Transformer only | 8 | 1 | 2021-08-01 | 1428125 | Sus | Y | EquipmentFailureInvolved¦Overhead¦Serviceconductor¦Brokenwireonground
21-0100025 | Equipment Failure/Involved | Overhead | Transformer (OH) | Leaking | 2021 | Tier 3 - Extreme | Transformer only | 8 | 4 | 2021-08-04 | 1434199 | Sus | Y | EquipmentFailureInvolved¦Overhead¦Transformer(OH)¦Leaking
21-0102562 | Animal | Bird found | Conductor, Overhead | Normal | 2021 | Tier 2 - Elevated | Distribution Circuit | 8 | 10 | 2021-08-10 | 1439254 | Sus | Y | Animal¦Birdfound¦ConductorOverhead¦Normal
21-0108182 | Equipment Failure/Involved | Overhead | Transformer (OH) | Deteriorated | 2021 | Tier 2 - Elevated | Transformer only | 8 | 23 | 2021-08-23 | 1450751 | Sus | Y | EquipmentFailureInvolved¦Overhead¦Transformer(OH)¦Deteriorated
21-0116901 | Vegetation | Tree - fell into line | Crossarm, Wood | Broken, wire on ground | 2021 | Tier 3 - Extreme | Distribution Circuit | 9 | 13 | 2021-09-13 | 1470785 | Sus | Y | Vegetation¦Treefellintoline¦CrossarmWood¦Brokenwireonground
21-0128499 | 3rd Party | Vehicle | Pole-Wood | Broken, wire on object | 2021 | Tier 3 - Extreme | Distribution Circuit | 10 | 10 | 2021-10-10 | 1491739 | Sus | Y | 3rdParty¦Vehicle¦PoleWood¦Brokenwireonobject
21-0135328 | Equipment Failure/Involved | Overhead | Transformer (OH) | Failed/Faulted | 2021 | Tier 2 - Elevated | Distribution Circuit | 10 | 22 | 2021-10-22 | 1506148 | Sus | Y | EquipmentFailureInvolved¦Overhead¦Transformer(OH)¦FailedFaulted
21-0136024 | Vegetation | Tree - fell into line | Transformer (OH) | Broken | 2021 | Tier 3 - Extreme | Transformer only | 10 | 24 | 2021-10-24 | 1509937 | Sus | Y | Vegetation¦Treefellintoline¦Transformer(OH)¦Broken
21-0136413 | Vegetation | Tree - fell into line | Conductor, Overhead | Broken, wire on ground | 2021 | Tier 3 - Extreme | Distribution Circuit | 10 | 24 | 2021-10-24 | 1513778 | Sus | Y | Vegetation¦Treefellintoline¦ConductorOverhead¦Brokenwireonground
21-0136428 | Vegetation | Tree - fell into line | Conductor, Overhead | Normal | 2021 | Tier 2 - Elevated | Distribution Circuit | 10 | 24 | 2021-10-24 | 1513831 | Sus | Y | Vegetation¦Treefellintoline¦ConductorOverhead¦Normal
21-0138166 | Equipment Failure/Involved | Overhead | Pole-Wood | Burned/flashed | 2021 | Tier 2 - Elevated | Distribution Circuit | 10 | 25 | 2021-10-25 | 1521384 | Sus | Y | EquipmentFailureInvolved¦Overhead¦PoleWood¦Burnedflashed
21-0142784 | Animal | Squirrel | Transformer | Failed/Faulted | 2021 | Tier 2 - Elevated | Transformer only | 11 | 5 | 2021-11-05 | 1535541 | Sus | Y | Animal¦Squirrel¦Transformer¦FailedFaulted
21-0143482 | Equipment Failure/Involved | Overhead | Lightning Arrestor | Broken | 2021 | Tier 2 - Elevated | Distribution Circuit | 11 | 8 | 2021-11-08 | 1537663 | Sus | Y | EquipmentFailureInvolved¦Overhead¦LightningArrestor¦Broken
21-0144618 | Unknown Cause | Patrol - found nothing |  |  | 2021 | Tier 2 - Elevated | Distribution Circuit | 11 | 10 | 2021-11-10 | 1540036 | Sus | Y | UnknownCause¦Patrolfoundnothing¦¦
21-0152306 | Animal | Squirrel | Cutout, fuse holder | Failed/Faulted | 2021 | Tier 2 - Elevated | Distribution Circuit | 11 | 28 | 2021-11-28 | 1555266 | Sus | Y | Animal¦Squirrel¦Cutoutfuseholder¦FailedFaulted
21-0157201 | Unknown Cause | Patrol - found nothing |  |  | 2021 | Tier 3 - Extreme | Distribution Circuit | 12 | 13 | 2021-12-13 | 1567066 | Sus | N | UnknownCause¦Patrolfoundnothing¦¦
21-0157266 | 3rd Party | Other | Conductor, Overhead | On Ground | 2021 | Tier 2 - Elevated | Distribution Circuit | 12 | 13 | 2021-12-13 | 1567063 | Sus | N | 3rdParty¦Other¦ConductorOverhead¦OnGround
21-0158540 | Vegetation | Tree - fell into line | Conductor, Overhead | Broken, wire on ground | 2021 | Tier 2 - Elevated | Distribution Circuit | 12 | 15 | 2021-12-15 | 1572894 | Sus | N | Vegetation¦Treefellintoline¦ConductorOverhead¦Brokenwireonground
21-0158623 | Vegetation | Tree - fell into line | Conductor, Overhead | Together | 2021 | Tier 3 - Extreme | Distribution Circuit | 12 | 15 | 2021-12-15 | 1573171 | Sus | N | Vegetation¦Treefellintoline¦ConductorOverhead¦Together
21-0158990 | Unknown Cause | Patrol - found nothing |  |  | 2021 | Tier 2 - Elevated | Distribution Circuit | 12 | 15 | 2021-12-15 | 1573274 | Sus | N | UnknownCause¦Patrolfoundnothing¦¦
21-0160836 | Vegetation | Tree - fell into line | Conductor, Overhead | Broken, wire on ground | 2021 | Tier 2 - Elevated | Distribution Circuit | 12 | 26 | 2021-12-26 | 1582910 | Sus | N | Vegetation¦Treefellintoline¦ConductorOverhead¦Brokenwireonground
21-0161148 | Vegetation | Tree - bark fell into line | Conductor, Overhead | Broken, wire on ground | 2021 | Tier 2 - Elevated | Distribution Circuit | 12 | 27 | 2021-12-27 | 1585943 | Sus | N | Vegetation¦Treebarkfellintoline¦ConductorOverhead¦Brokenwireonground
21-0161160 | Vegetation | Tree - fell into line | Conductor, Overhead | Broken, wire on ground | 2021 | Tier 2 - Elevated | Distribution Circuit | 12 | 27 | 2021-12-27 | 1585986 | Sus | N | Vegetation¦Treefellintoline¦ConductorOverhead¦Brokenwireonground
21-0161207 | Vegetation | Tree - fell into line | Pole-Wood | Broken, wire on ground | 2021 | Tier 2 - Elevated | Distribution Circuit | 12 | 27 | 2021-12-27 | 1586168 | Sus | N | Vegetation¦Treefellintoline¦PoleWood¦Brokenwireonground
21-0161570 | Vegetation | Tree - fell into line | Conductor, Overhead | Normal | 2021 | Tier 3 - Extreme | Distribution Circuit | 12 | 29 | 2021-12-29 | 1588149 | Sus | N | Vegetation¦Treefellintoline¦ConductorOverhead¦Normal
21-0162033 | Environmental/External | Ice or snow | Fuse | Burned Open | 2021 | Tier 2 - Elevated | Distribution Circuit | 12 | 31 | 2021-12-31 | 1590650 | Sus | N | EnvironmentalExternal¦Iceorsnow¦Fuse¦BurnedOpen
22-0005101 | Unknown Cause | Patrol - found nothing |  |  | 2021 | Tier 2 - Elevated | Transformer only | 12 | 31 | 2021-12-31 | 1591009 | Sus | N | UnknownCause¦Patrolfoundnothing¦¦
22-0005259 | Equipment Failure/Involved | Overhead | Transformer (OH) | Broken | 2022 | Tier 3 - Extreme | Transformer only | 1 | 2 | 2022-01-02 | 1592701 | Sus | N | EquipmentFailureInvolved¦Overhead¦Transformer(OH)¦Broken
22-0007749 | Unknown Cause | Patrol - found nothing |  |  | 2022 | Tier 2 - Elevated | Distribution Circuit | 1 | 9 | 2022-01-09 | 1598585 | Sus | N | UnknownCause¦Patrolfoundnothing¦¦
22-0008515 | Equipment Failure/Involved | Overhead | Transformer (OH) | Failed/Faulted | 2022 | Tier 2 - Elevated | Transformer only | 1 | 11 | 2022-01-11 | 1600216 | Sus | N | EquipmentFailureInvolved¦Overhead¦Transformer(OH)¦FailedFaulted
22-0012472 | Vegetation | Tree - fell into line | Conductor, Overhead | Broken, wire on ground | 2022 | Tier 3 - Extreme | Distribution Circuit | 1 | 21 | 2022-01-21 | 1607291 | Sus | N | Vegetation¦Treefellintoline¦ConductorOverhead¦Brokenwireonground
22-0012813 | Unknown Cause | Patrol - found nothing |  |  | 2022 | Tier 3 - Extreme | Distribution Circuit | 1 | 21 | 2022-01-21 | 1607950 | Sus | N | UnknownCause¦Patrolfoundnothing¦¦
22-0018873 | Unknown Cause | Patrol - found nothing |  |  | 2022 | Tier 2 - Elevated | Distribution Circuit | 2 | 4 | 2022-02-04 | 1621371 | Sus | N | UnknownCause¦Patrolfoundnothing¦¦
22-0021839 | Unknown Cause | Patrol - found nothing |  |  | 2022 | Tier 2 - Elevated | Distribution Circuit | 2 | 13 | 2022-02-13 | 1626496 | Sus | N | UnknownCause¦Patrolfoundnothing¦¦
22-0028588 | Equipment Failure/Involved | Overhead | Crossarm, Wood | Broken | 2022 | Tier 2 - Elevated | Distribution Circuit | 3 | 2 | 2022-03-02 | 1640536 | Sus | N | EquipmentFailureInvolved¦Overhead¦CrossarmWood¦Broken
22-0041648 | Equipment Failure/Involved | Overhead | Transformer (OH) | Failed/Faulted | 2022 | Tier 2 - Elevated | Transformer only | 4 | 1 | 2022-04-01 | 1660886 | Sus | N | EquipmentFailureInvolved¦Overhead¦Transformer(OH)¦FailedFaulted
22-0045480 | Vegetation | Tree - branch fell on line | Conductor, Overhead | Broken, wire on ground | 2022 | Tier 3 - Extreme | Distribution Circuit | 4 | 11 | 2022-04-11 | 1668650 | Sus | N | Vegetation¦Treebranchfellonline¦ConductorOverhead¦Brokenwireonground
22-0049278 | Equipment Failure/Involved | Overhead | Conductor, Overhead | Normal | 2022 | Tier 2 - Elevated | Distribution Circuit | 4 | 15 | 2022-04-15 | 1673363 | Sus | N | EquipmentFailureInvolved¦Overhead¦ConductorOverhead¦Normal
22-0053644 | Vegetation | Tree - branch fell on line | Conductor, Overhead | Normal | 2022 | Tier 3 - Extreme | Distribution Circuit | 4 | 23 | 2022-04-23 | 1679919 | Sus | N | Vegetation¦Treebranchfellonline¦ConductorOverhead¦Normal
22-0056331 | Unknown Cause | Patrol - not conducted |  |  | 2022 | Tier 2 - Elevated | Distribution Circuit | 4 | 30 | 2022-04-30 | 1684964 | Sus | N | UnknownCause¦Patrolnotconducted¦¦
22-0059453 | Vegetation | Tree - fell into line | Conductor, Overhead | Broken, wire on ground | 2022 | Tier 2 - Elevated | Distribution Circuit | 5 | 8 | 2022-05-08 | 1691336 | Sus | Y | Vegetation¦Treefellintoline¦ConductorOverhead¦Brokenwireonground
22-0061469 | Equipment Failure/Involved | Overhead | Bushing | Broken | 2022 | Tier 3 - Extreme | Distribution Circuit | 5 | 12 | 2022-05-12 | 1694890 | Sus | Y | EquipmentFailureInvolved¦Overhead¦Bushing¦Broken
22-0065111 | Unknown Cause | Patrol - found nothing |  |  | 2022 | Tier 2 - Elevated | Distribution Circuit | 5 | 23 | 2022-05-23 | 1707680 | Sus | Y | UnknownCause¦Patrolfoundnothing¦¦
22-0075633 | Equipment Failure/Involved | Overhead | Pole-Wood | Deteriorated | 2022 | Tier 2 - Elevated | Distribution Circuit | 6 | 17 | 2022-06-17 | 1734002 | Sus | Y | EquipmentFailureInvolved¦Overhead¦PoleWood¦Deteriorated
22-0084745 | Unknown Cause | Patrol - found nothing |  |  | 2022 | Tier 2 - Elevated | Transformer only | 7 | 13 | 2022-07-13 | 1755160 | Sus | Y | UnknownCause¦Patrolfoundnothing¦¦
22-0085382 | Unknown Cause | Patrol - not conducted |  |  | 2022 | Tier 3 - Extreme | Transformer only | 7 | 14 | 2022-07-14 | 1756310 | Sus | Y | UnknownCause¦Patrolnotconducted¦¦
22-0089262 | Unknown Cause | Patrol - found nothing |  |  | 2022 | Tier 2 - Elevated | Distribution Circuit | 7 | 25 | 2022-07-25 | 1764712 | Sus | Y | UnknownCause¦Patrolfoundnothing¦¦
22-0091190 | Equipment Failure/Involved | Overhead | Pole-Wood | Deteriorated | 2022 | Tier 2 - Elevated | Distribution Circuit | 7 | 29 | 2022-07-29 | 1767984 | Sus | Y | EquipmentFailureInvolved¦Overhead¦PoleWood¦Deteriorated
22-0091622 | Unknown Cause | Patrol - found nothing |  |  | 2022 | Tier 2 - Elevated | Distribution Circuit | 7 | 30 | 2022-07-30 | 1768846 | Sus | Y | UnknownCause¦Patrolfoundnothing¦¦
22-0097265 | Unknown Cause | Patrol - found nothing |  |  | 2022 | Tier 3 - Extreme | Distribution Circuit | 8 | 13 | 2022-08-13 | 1780487 | Sus | Y | UnknownCause¦Patrolfoundnothing¦¦
22-0097357 | Equipment Failure/Involved | Overhead | Other | Broken | 2022 | Tier 3 - Extreme | Transformer only | 8 | 14 | 2022-08-14 | 1780802 | Sus | Y | EquipmentFailureInvolved¦Overhead¦Other¦Broken
22-0098873 | Company Initiated | Operating error | Circuit Breaker | Normal | 2022 | Tier 2 - Elevated | Distribution Circuit | 8 | 17 | 2022-08-17 | 1783835 | Sus | Y | CompanyInitiated¦Operatingerror¦CircuitBreaker¦Normal
22-0100719 | Animal | Bird found | Conductor, Overhead | Normal | 2022 | Tier 2 - Elevated | Distribution Circuit | 8 | 23 | 2022-08-23 | 1787747 | Sus | Y | Animal¦Birdfound¦ConductorOverhead¦Normal
22-0105666 | Animal | Bird found | Conductor, Overhead | Normal | 2022 | Tier 2 - Elevated | Distribution Circuit | 9 | 4 | 2022-09-04 | 1798821 | Sus | Y | Animal¦Birdfound¦ConductorOverhead¦Normal
22-0115760 | Company Initiated | Improper Construction | Fuse | Burned Open | 2022 | Tier 2 - Elevated | Transformer only | 9 | 28 | 2022-09-28 | 1823104 | Sus | Y | CompanyInitiated¦ImproperConstruction¦Fuse¦BurnedOpen
22-0120179 | Unknown Cause | Patrol - found nothing |  |  | 2022 | Tier 3 - Extreme | Distribution Circuit | 10 | 11 | 2022-10-11 | 1835044 | Sus | Y | UnknownCause¦Patrolfoundnothing¦¦
22-0124128 | Equipment Failure/Involved | Overhead | Pole-Wood | Deteriorated | 2022 | Tier 3 - Extreme | Distribution Circuit | 10 | 23 | 2022-10-23 | 1843801 | Sus | Y | EquipmentFailureInvolved¦Overhead¦PoleWood¦Deteriorated
22-0125271 | Animal | Squirrel | Conductor, Overhead | Normal | 2022 | Tier 3 - Extreme | Distribution Circuit | 10 | 27 | 2022-10-27 | 1846735 | Sus | Y | Animal¦Squirrel¦ConductorOverhead¦Normal
22-0126823 | Unknown Cause | Patrol - found nothing |  |  | 2022 | Tier 2 - Elevated | Distribution Circuit | 11 | 2 | 2022-11-02 | 1851046 | Sus | Y | UnknownCause¦Patrolfoundnothing¦¦
22-0127893 | Unknown Cause | Patrol - found nothing |  |  | 2022 | Tier 2 - Elevated | Transformer only | 11 | 4 | 2022-11-04 | 1853390 | Sus | Y | UnknownCause¦Patrolfoundnothing¦¦
22-0129110 | Animal | Bird found | Transformer (OH) | Normal | 2022 | Tier 3 - Extreme | Transformer only | 11 | 8 | 2022-11-08 | 1857494 | Sus | Y | Animal¦Birdfound¦Transformer(OH)¦Normal
22-0136319 | Vegetation | Tree - fell into line | Conductor, Overhead | Broken, wire on ground | 2022 | Tier 3 - Extreme | Distribution Circuit | 12 | 3 | 2022-12-03 | 1875162 | Sus | N | Vegetation¦Treefellintoline¦ConductorOverhead¦Brokenwireonground
22-0137210 | 3rd Party | Vehicle | Pole-Wood | Broken | 2022 | Tier 2 - Elevated | Transformer only | 12 | 6 | 2022-12-06 | 1877598 | Sus | N | 3rdParty¦Vehicle¦PoleWood¦Broken
22-0138572 | Unknown Cause | Patrol - found nothing |  |  | 2022 | Tier 2 - Elevated | Distribution Circuit | 12 | 10 | 2022-12-10 | 1883598 | Sus | N | UnknownCause¦Patrolfoundnothing¦¦
22-0138950 | Vegetation | Tree - branch fell on line | Conductor, Overhead | Normal | 2022 | Tier 3 - Extreme | Distribution Circuit | 12 | 11 | 2022-12-11 | 1885567 | Sus | N | Vegetation¦Treebranchfellonline¦ConductorOverhead¦Normal
22-0139160 | Equipment Failure/Involved | Overhead | Lightning Arrestor | Broken | 2022 | Tier 2 - Elevated | Transformer only | 12 | 12 | 2022-12-12 | 1886902 | Sus | N | EquipmentFailureInvolved¦Overhead¦LightningArrestor¦Broken
22-0141755 | Vegetation | Tree - fell into line | Pole-Wood | Broken | 2022 | Tier 2 - Elevated | Distribution Circuit | 12 | 26 | 2022-12-26 | 1899558 | Sus | N | Vegetation¦Treefellintoline¦PoleWood¦Broken
22-0141797 | Vegetation | Tree - branch fell on line | Conductor, Overhead | Normal | 2022 | Tier 2 - Elevated | Distribution Circuit | 12 | 27 | 2022-12-27 | 1899563 | Sus | N | Vegetation¦Treebranchfellonline¦ConductorOverhead¦Normal
23-0004224 | Unknown Cause | Patrol - found nothing |  |  | 2022 | Tier 2 - Elevated | Distribution Circuit | 12 | 31 | 2022-12-31 | 1905665 | Sus | N | UnknownCause¦Patrolfoundnothing¦¦
23-0004585 | Unknown Cause | Patrol - found nothing |  |  | 2022 | Tier 3 - Extreme | Distribution Circuit | 12 | 31 | 2022-12-31 | 1907218 | Sus | N | UnknownCause¦Patrolfoundnothing¦¦
15-0002102 | Vegetation | Tree - cutting, 3rd party | Conductor, Overhead | Broken, wire on ground | 2015 | Tier 2 - Elevated | Distribution Circuit | 1 | 1 | 2015-01-01 | 1157902 | Sus | N | Vegetation¦Treecutting3rdparty¦ConductorOverhead¦Brokenwireonground
15-0013518 | Equipment Failure/Involved | Other | Other | Broken | 2015 | Tier 2 - Elevated | Distribution Circuit | 2 | 16 | 2015-02-16 | 1190820 | Sus | N | EquipmentFailureInvolved¦Other¦Other¦Broken
15-0033039 | Environmental/External | Lightning | Transformer (OH) | Failed/Faulted | 2015 | Tier 3 - Extreme | Transformer only | 5 | 8 | 2015-05-08 | 1231860 | Sus | Y | EnvironmentalExternal¦Lightning¦Transformer(OH)¦FailedFaulted
15-0034764 | Environmental/External | Lightning | Transformer | Failed/Faulted | 2015 | Tier 2 - Elevated | Transformer only | 5 | 17 | 2015-05-17 | 1236039 | Sus | Y | EnvironmentalExternal¦Lightning¦Transformer¦FailedFaulted
15-0040953 | Equipment Failure/Involved | Overhead | Transformer (OH) | Failed/Faulted | 2015 | Tier 2 - Elevated | Distribution Circuit | 6 | 14 | 2015-06-14 | 1250855 | Sus | Y | EquipmentFailureInvolved¦Overhead¦Transformer(OH)¦FailedFaulted
15-0043149 | Vegetation | Tree - grew into line | Conductor, Overhead | Normal | 2015 | Tier 2 - Elevated | Distribution Circuit | 6 | 24 | 2015-06-24 | 1255932 | Sus | Y | Vegetation¦Treegrewintoline¦ConductorOverhead¦Normal
15-0043784 | Vegetation | Tree - branch fell on line | Conductor, Overhead | Broken, wire on ground | 2015 | Tier 2 - Elevated | Distribution Circuit | 6 | 27 | 2015-06-27 | 1257894 | Sus | Y | Vegetation¦Treebranchfellonline¦ConductorOverhead¦Brokenwireonground
15-0049251 | Environmental/External | Lightning | Transformer (OH) | Failed/Faulted | 2015 | Tier 2 - Elevated | Transformer only | 7 | 20 | 2015-07-20 | 1274004 | Sus | Y | EnvironmentalExternal¦Lightning¦Transformer(OH)¦FailedFaulted
15-0049338 | Unknown Cause | Patrol - found nothing |  |  | 2015 | Tier 2 - Elevated | Distribution Circuit | 7 | 20 | 2015-07-20 | 1274222 | Sus | Y | UnknownCause¦Patrolfoundnothing¦¦
15-0049810 | Equipment Failure/Involved | Overhead | Transformer | Failed/Faulted | 2015 | Tier 2 - Elevated | Transformer only | 7 | 22 | 2015-07-22 | 1275248 | Sus | Y | EquipmentFailureInvolved¦Overhead¦Transformer¦FailedFaulted
15-0049908 | Vegetation | Tree - fell into line | Pole-Wood | Broken, wire on ground | 2015 | Tier 3 - Extreme | Distribution Circuit | 7 | 22 | 2015-07-22 | 1275603 | Sus | Y | Vegetation¦Treefellintoline¦PoleWood¦Brokenwireonground
15-0051122 | Equipment Failure/Involved | Overhead | Transformer (OH) | Failed/Faulted | 2015 | Tier 2 - Elevated | Transformer only | 7 | 28 | 2015-07-28 | 1279038 | Sus | Y | EquipmentFailureInvolved¦Overhead¦Transformer(OH)¦FailedFaulted
15-0052036 | Vegetation | Tree - branch fell on line | Conductor, Overhead | Broken, wire on ground | 2015 | Tier 2 - Elevated | Distribution Circuit | 8 | 1 | 2015-08-01 | 1281099 | Sus | Y | Vegetation¦Treebranchfellonline¦ConductorOverhead¦Brokenwireonground
15-0054451 | Animal | Squirrel | Transformer (OH) | Burned/flashed | 2015 | Tier 2 - Elevated | Distribution Circuit | 8 | 12 | 2015-08-12 | 1286982 | Sus | Y | Animal¦Squirrel¦Transformer(OH)¦Burnedflashed
15-0061312 | Environmental/External | Fire, Forest/Grass | Pole-Wood | Burned/flashed | 2015 | Tier 2 - Elevated | Distribution Circuit | 9 | 11 | 2015-09-11 | 1305642 | Sus | Y | EnvironmentalExternal¦FireForestGrass¦PoleWood¦Burnedflashed
15-0062192 | Vegetation | Tree - branch fell on line | Conductor, Overhead | Normal | 2015 | Tier 2 - Elevated | Distribution Circuit | 9 | 18 | 2015-09-18 | 1308194 | Sus | Y | Vegetation¦Treebranchfellonline¦ConductorOverhead¦Normal
15-0063655 | Vegetation | Tree - branch fell on line | Conductor, Overhead | Broken, wire on ground | 2015 | Tier 2 - Elevated | Distribution Circuit | 9 | 25 | 2015-09-25 | 1312067 | Sus | Y | Vegetation¦Treebranchfellonline¦ConductorOverhead¦Brokenwireonground
15-0068520 | Vegetation | Tree - fell into line | Pole-Wood | Broken, wire on ground | 2015 | Tier 3 - Extreme | Distribution Circuit | 10 | 6 | 2015-10-06 | 1318006 | Sus | Y | Vegetation¦Treefellintoline¦PoleWood¦Brokenwireonground
15-0071202 | Equipment Failure/Involved | Overhead | Transformer (OH) | Failed/Faulted | 2015 | Tier 2 - Elevated | Transformer only | 10 | 17 | 2015-10-17 | 1324043 | Sus | Y | EquipmentFailureInvolved¦Overhead¦Transformer(OH)¦FailedFaulted
15-0077881 | Equipment Failure/Involved | Overhead | Jumper | Burned Open | 2015 | Tier 2 - Elevated | Distribution Circuit | 11 | 15 | 2015-11-15 | 1341717 | Sus | Y | EquipmentFailureInvolved¦Overhead¦Jumper¦BurnedOpen
15-0082396 | Vegetation | Tree - branch fell on line | Conductor, Overhead | Normal | 2015 | Tier 2 - Elevated | Distribution Circuit | 12 | 3 | 2015-12-03 | 1352387 | Sus | N | Vegetation¦Treebranchfellonline¦ConductorOverhead¦Normal
15-0084298 | Animal | Squirrel | Fuse | Failed/Faulted | 2015 | Tier 3 - Extreme | Distribution Circuit | 12 | 11 | 2015-12-11 | 1358855 | Sus | N | Animal¦Squirrel¦Fuse¦FailedFaulted
15-0084328 | Equipment Failure/Involved | Overhead | Conductor, Overhead | Broken, wire on object | 2015 | Tier 3 - Extreme | Distribution Circuit | 12 | 11 | 2015-12-11 | 1359151 | Sus | N | EquipmentFailureInvolved¦Overhead¦ConductorOverhead¦Brokenwireonobject
15-0084807 | Unknown Cause | Patrol - found nothing |  |  | 2015 | Tier 3 - Extreme | Distribution Circuit | 12 | 13 | 2015-12-13 | 1360701 | Sus | N | UnknownCause¦Patrolfoundnothing¦¦
15-0087000 | Equipment Failure/Involved | Overhead | Transformer (OH) | Broken | 2015 | Tier 2 - Elevated | Transformer only | 12 | 23 | 2015-12-23 | 1370538 | Sus | N | EquipmentFailureInvolved¦Overhead¦Transformer(OH)¦Broken
15-0087293 | Vegetation | Tree - fell into line | Conductor, Overhead | Broken, wire on ground | 2015 | Tier 2 - Elevated | Distribution Circuit | 12 | 25 | 2015-12-25 | 1371750 | Sus | N | Vegetation¦Treefellintoline¦ConductorOverhead¦Brokenwireonground
16-0008396 | Equipment Failure/Involved | Overhead | Crossarm, Wood | Broken | 2016 | Tier 2 - Elevated | Distribution Circuit | 1 | 26 | 2016-01-26 | 1392490 | Sus | N | EquipmentFailureInvolved¦Overhead¦CrossarmWood¦Broken
16-0010933 | Equipment Failure/Involved | Overhead | Pole-Wood | Broken | 2016 | Tier 2 - Elevated | Distribution Circuit | 2 | 5 | 2016-02-05 | 1398820 | Sus | N | EquipmentFailureInvolved¦Overhead¦PoleWood¦Broken
16-0011062 | Equipment Failure/Involved | Overhead | Fuse | Failed/Faulted | 2016 | Tier 3 - Extreme | Transformer only | 2 | 6 | 2016-02-06 | 1399353 | Sus | N | EquipmentFailureInvolved¦Overhead¦Fuse¦FailedFaulted
16-0017971 | Vegetation | Tree - branch fell on line | Conductor, Overhead | Normal | 2016 | Tier 2 - Elevated | Distribution Circuit | 3 | 5 | 2016-03-05 | 1419384 | Sus | N | Vegetation¦Treebranchfellonline¦ConductorOverhead¦Normal
16-0020188 | Vegetation | Tree - fell into line | Conductor, Overhead | Broken, wire on ground | 2016 | Tier 3 - Extreme | Distribution Circuit | 3 | 11 | 2016-03-11 | 1427025 | Sus | N | Vegetation¦Treefellintoline¦ConductorOverhead¦Brokenwireonground
16-0020604 | Vegetation | Tree - bark fell into line | Conductor, Overhead | Normal | 2016 | Tier 3 - Extreme | Distribution Circuit | 3 | 11 | 2016-03-11 | 1428273 | Sus | N | Vegetation¦Treebarkfellintoline¦ConductorOverhead¦Normal
16-0021486 | Equipment Failure/Involved | Overhead | Insulator | Broken | 2016 | Tier 3 - Extreme | Distribution Circuit | 3 | 15 | 2016-03-15 | 1431616 | Sus | N | EquipmentFailureInvolved¦Overhead¦Insulator¦Broken
16-0023053 | Unknown Cause | Patrol - found nothing |  |  | 2016 | Tier 2 - Elevated | Distribution Circuit | 3 | 21 | 2016-03-21 | 1435459 | Sus | N | UnknownCause¦Patrolfoundnothing¦¦
16-0023082 | Equipment Failure/Involved | Underground | Connector or Splice (UG) | Failed/Faulted | 2016 | Tier 2 - Elevated | Distribution Circuit | 3 | 21 | 2016-03-21 | 1435477 | Sus | N | EquipmentFailureInvolved¦Underground¦ConnectororSplice(UG)¦FailedFaulted
16-0024581 | Unknown Cause | Patrol - found nothing |  |  | 2016 | Tier 2 - Elevated | Distribution Circuit | 3 | 28 | 2016-03-28 | 1440345 | Sus | N | UnknownCause¦Patrolfoundnothing¦¦
16-0025166 | Equipment Failure/Involved | Overhead | Connector or Splice (OH) | Burned Open | 2016 | Tier 2 - Elevated | Distribution Circuit | 3 | 30 | 2016-03-30 | 1441936 | Sus | N | EquipmentFailureInvolved¦Overhead¦ConnectororSplice(OH)¦BurnedOpen
16-0025460 | Equipment Failure/Involved | Other | Transformer | Failed/Faulted | 2016 | Tier 2 - Elevated | Transformer only | 3 | 31 | 2016-03-31 | 1442577 | Sus | N | EquipmentFailureInvolved¦Other¦Transformer¦FailedFaulted
16-0027450 | Equipment Failure/Involved | Overhead | Crossarm, Wood | Broken, wire on ground | 2016 | Tier 3 - Extreme | Distribution Circuit | 4 | 9 | 2016-04-09 | 1447725 | Sus | N | EquipmentFailureInvolved¦Overhead¦CrossarmWood¦Brokenwireonground
16-0032234 | Environmental/External | Lightning | Transformer (OH) | Failed/Faulted | 2016 | Tier 2 - Elevated | Transformer only | 4 | 27 | 2016-04-27 | 1460666 | Sus | N | EnvironmentalExternal¦Lightning¦Transformer(OH)¦FailedFaulted
16-0032236 | Environmental/External | Lightning | Transformer (OH) | Failed/Faulted | 2016 | Tier 2 - Elevated | Transformer only | 4 | 27 | 2016-04-27 | 1460668 | Sus | N | EnvironmentalExternal¦Lightning¦Transformer(OH)¦FailedFaulted
16-0034945 | Equipment Failure/Involved | Overhead | Transformer | Failed/Faulted | 2016 | Tier 2 - Elevated | Transformer only | 5 | 9 | 2016-05-09 | 1467100 | Sus | Y | EquipmentFailureInvolved¦Overhead¦Transformer¦FailedFaulted
16-0037285 | Vegetation | Tree - fell into line | Fuse | Failed/Faulted | 2016 | Tier 2 - Elevated | Distribution Circuit | 5 | 20 | 2016-05-20 | 1473302 | Sus | Y | Vegetation¦Treefellintoline¦Fuse¦FailedFaulted
16-0037512 | Unknown Cause | Patrol - not conducted |  | Failed/Faulted | 2016 | Tier 2 - Elevated | Distribution Circuit | 5 | 20 | 2016-05-20 | 1473824 | Sus | Y | UnknownCause¦Patrolnotconducted¦¦FailedFaulted
16-0055208 | Unknown Cause | Patrol - found nothing |  |  | 2016 | Tier 3 - Extreme | Distribution Circuit | 8 | 5 | 2016-08-05 | 1521905 | Sus | Y | UnknownCause¦Patrolfoundnothing¦¦
16-0057185 | Unknown Cause | Patrol - found nothing |  |  | 2016 | Tier 2 - Elevated | Distribution Circuit | 8 | 14 | 2016-08-14 | 1526110 | Sus | Y | UnknownCause¦Patrolfoundnothing¦¦
16-0064986 | Equipment Failure/Involved | Overhead | Transformer | Failed/Faulted | 2016 | Tier 2 - Elevated | Transformer only | 9 | 15 | 2016-09-15 | 1542319 | Sus | Y | EquipmentFailureInvolved¦Overhead¦Transformer¦FailedFaulted
16-0070538 | Vegetation | Tree - fell into line | Conductor, Overhead | Normal | 2016 | Tier 2 - Elevated | Distribution Circuit | 10 | 8 | 2016-10-08 | 1554970 | Sus | Y | Vegetation¦Treefellintoline¦ConductorOverhead¦Normal
16-0072390 | Equipment Failure/Involved | Overhead | Transformer (OH) | Failed/Faulted | 2016 | Tier 2 - Elevated | Transformer only | 10 | 14 | 2016-10-14 | 1560546 | Sus | Y | EquipmentFailureInvolved¦Overhead¦Transformer(OH)¦FailedFaulted
16-0072639 | Vegetation | Tree - fell into line | Insulator | Broken, wire on object | 2016 | Tier 3 - Extreme | Distribution Circuit | 10 | 15 | 2016-10-15 | 1561731 | Sus | Y | Vegetation¦Treefellintoline¦Insulator¦Brokenwireonobject
16-0073457 | Vegetation | Tree - fell into line | Conductor, Overhead | Broken, wire on ground | 2016 | Tier 2 - Elevated | Distribution Circuit | 10 | 17 | 2016-10-17 | 1564845 | Sus | Y | Vegetation¦Treefellintoline¦ConductorOverhead¦Brokenwireonground
17-0002707 | Unknown Cause | Patrol - not conducted |  |  | 2017 | Tier 2 - Elevated | Distribution Circuit | 1 | 1 | 2017-01-01 | 1614273 | Sus | N | UnknownCause¦Patrolnotconducted¦¦
17-0002785 | Vegetation | Tree - fell into line | Conductor, Overhead | Broken | 2017 | Tier 3 - Extreme | Distribution Circuit | 1 | 2 | 2017-01-02 | 1614727 | Sus | N | Vegetation¦Treefellintoline¦ConductorOverhead¦Broken
17-0002799 | Vegetation | Tree - branch fell on line | Conductor, Overhead | Broken, wire on ground | 2017 | Tier 2 - Elevated | Distribution Circuit | 1 | 2 | 2017-01-02 | 1614852 | Sus | N | Vegetation¦Treebranchfellonline¦ConductorOverhead¦Brokenwireonground
17-0003584 | Vegetation | Tree - branch fell on line | Conductor, Overhead | Broken | 2017 | Tier 2 - Elevated | Distribution Circuit | 1 | 4 | 2017-01-04 | 1618021 | Sus | N | Vegetation¦Treebranchfellonline¦ConductorOverhead¦Broken
17-0004735 | Vegetation | Tree - fell into line | Conductor, Overhead | Together | 2017 | Tier 2 - Elevated | Distribution Circuit | 1 | 7 | 2017-01-07 | 1621645 | Sus | N | Vegetation¦Treefellintoline¦ConductorOverhead¦Together
17-0005243 | Vegetation | Tree - fell into line | Conductor, Overhead | Broken, wire on ground | 2017 | Tier 3 - Extreme | Distribution Circuit | 1 | 8 | 2017-01-08 | 1624755 | Sus | N | Vegetation¦Treefellintoline¦ConductorOverhead¦Brokenwireonground
17-0005341 | Vegetation | Tree - branch fell on line | Conductor, Overhead | Normal | 2017 | Tier 2 - Elevated | Distribution Circuit | 1 | 8 | 2017-01-08 | 1623773 | Sus | N | Vegetation¦Treebranchfellonline¦ConductorOverhead¦Normal
17-0006239 | Equipment Failure/Involved | Overhead | Conductor, Overhead | Broken | 2017 | Tier 3 - Extreme | Distribution Circuit | 1 | 9 | 2017-01-09 | 1631465 | Sus | N | EquipmentFailureInvolved¦Overhead¦ConductorOverhead¦Broken
17-0007381 | Unknown Cause | Patrol - found nothing |  |  | 2017 | Tier 3 - Extreme | Distribution Circuit | 1 | 11 | 2017-01-11 | 1638324 | Sus | N | UnknownCause¦Patrolfoundnothing¦¦
17-0010104 | Equipment Failure/Involved | Underground | Conductor, Underground | Broken | 2017 | Tier 2 - Elevated | Distribution Circuit | 1 | 18 | 2017-01-18 | 1646734 | Sus | N | EquipmentFailureInvolved¦Underground¦ConductorUnderground¦Broken
17-0011683 | Unknown Cause | Patrol - found nothing |  |  | 2017 | Tier 2 - Elevated | Distribution Circuit | 1 | 20 | 2017-01-20 | 1653228 | Sus | N | UnknownCause¦Patrolfoundnothing¦¦
17-0013366 | Unknown Cause | Patrol - found nothing |  |  | 2017 | Zone 1 - HHZ | Transmission line | 1 | 22 | 2017-01-22 | 1662142 | Sus | N | UnknownCause¦Patrolfoundnothing¦¦
17-0013575 | Vegetation | Tree - branch fell on line | Conductor, Overhead | Together | 2017 | Tier 3 - Extreme | Distribution Circuit | 1 | 22 | 2017-01-22 | 1662062 | Sus | N | Vegetation¦Treebranchfellonline¦ConductorOverhead¦Together
17-0014029 | Vegetation | Tree - fell into line | Conductor, Overhead | Normal | 2017 | Tier 2 - Elevated | Distribution Circuit | 1 | 23 | 2017-01-23 | 1662903 | Sus | N | Vegetation¦Treefellintoline¦ConductorOverhead¦Normal
17-0015320 | Equipment Failure/Involved | Overhead | Connector or Splice (OH) | Broken, wire on ground | 2017 | Tier 2 - Elevated | Distribution Circuit | 1 | 26 | 2017-01-26 | 1667682 | Sus | N | EquipmentFailureInvolved¦Overhead¦ConnectororSplice(OH)¦Brokenwireonground
17-0016729 | Vegetation | Tree - branch fell on line | Conductor, Overhead | Together | 2017 | Tier 3 - Extreme | Distribution Circuit | 2 | 1 | 2017-02-01 | 1672326 | Sus | N | Vegetation¦Treebranchfellonline¦ConductorOverhead¦Together
17-0017921 | Unknown Cause | Patrol - found nothing |  |  | 2017 | Tier 3 - Extreme | Distribution Circuit | 2 | 6 | 2017-02-06 | 1676991 | Sus | N | UnknownCause¦Patrolfoundnothing¦¦
17-0019486 | Vegetation | Tree - branch fell on line | Conductor, Overhead | Normal | 2017 | Tier 2 - Elevated | Distribution Circuit | 2 | 9 | 2017-02-09 | 1683349 | Sus | N | Vegetation¦Treebranchfellonline¦ConductorOverhead¦Normal
17-0020924 | Animal | Bird found | Conductor, Overhead | Normal | 2017 | Tier 2 - Elevated | Distribution Circuit | 2 | 14 | 2017-02-14 | 1687967 | Sus | N | Animal¦Birdfound¦ConductorOverhead¦Normal
17-0020996 | Vegetation | Tree - branch fell on line | Conductor, Overhead | Normal | 2017 | Tier 3 - Extreme | Distribution Circuit | 2 | 14 | 2017-02-14 | 1687985 | Sus | N | Vegetation¦Treebranchfellonline¦ConductorOverhead¦Normal
17-0021153 | Equipment Failure/Involved | Underground | Secondary | Deteriorated | 2017 | Tier 2 - Elevated | Distribution Circuit | 2 | 15 | 2017-02-15 | 1688871 | Sus | N | EquipmentFailureInvolved¦Underground¦Secondary¦Deteriorated
17-0021790 | Vegetation | Tree - fell into line | Conductor, Overhead | Broken, wire on ground | 2017 | Tier 2 - Elevated | Distribution Circuit | 2 | 17 | 2017-02-17 | 1690890 | Sus | N | Vegetation¦Treefellintoline¦ConductorOverhead¦Brokenwireonground
17-0023664 | Vegetation | Tree - fell into line | Conductor, Overhead | Broken, wire on ground | 2017 | Tier 2 - Elevated | Distribution Circuit | 2 | 20 | 2017-02-20 | 1702455 | Sus | N | Vegetation¦Treefellintoline¦ConductorOverhead¦Brokenwireonground
17-0025570 | Vegetation | Tree - branch fell on line | Conductor, Overhead | Broken, wire on ground | 2017 | Tier 3 - Extreme | Distribution Circuit | 2 | 21 | 2017-02-21 | 1710608 | Sus | N | Vegetation¦Treebranchfellonline¦ConductorOverhead¦Brokenwireonground
17-0031554 | Equipment Failure/Involved | Electrical Overload | Transformer (OH) | Normal | 2017 | Tier 2 - Elevated | Transformer only | 3 | 17 | 2017-03-17 | 1729199 | Sus | N | EquipmentFailureInvolved¦ElectricalOverload¦Transformer(OH)¦Normal
17-0032989 | Equipment Failure/Involved | Underground | Secondary | Deteriorated | 2017 | Tier 2 - Elevated | Transformer only | 3 | 22 | 2017-03-22 | 1733446 | Sus | N | EquipmentFailureInvolved¦Underground¦Secondary¦Deteriorated
17-0035108 | Unknown Cause | Patrol - found nothing |  |  | 2017 | Tier 2 - Elevated | Distribution Circuit | 3 | 30 | 2017-03-30 | 1739377 | Sus | N | UnknownCause¦Patrolfoundnothing¦¦
17-0035603 | Animal | Squirrel | Fuse | Burned Open | 2017 | Tier 2 - Elevated | Distribution Circuit | 3 | 31 | 2017-03-31 | 1741263 | Sus | N | Animal¦Squirrel¦Fuse¦BurnedOpen
17-0039097 | Animal | Bird found | Conductor, Overhead | Normal | 2017 | Tier 2 - Elevated | Distribution Circuit | 4 | 11 | 2017-04-11 | 1754890 | Sus | N | Animal¦Birdfound¦ConductorOverhead¦Normal
17-0039255 | Equipment Failure/Involved | Overhead | Transformer | Failed/Faulted | 2017 | Tier 2 - Elevated | Transformer only | 4 | 11 | 2017-04-11 | 1755296 | Sus | N | EquipmentFailureInvolved¦Overhead¦Transformer¦FailedFaulted
17-0041059 | Vegetation | Tree - fell into line | Conductor, Overhead | Broken, wire on ground | 2017 | Tier 3 - Extreme | Distribution Circuit | 4 | 18 | 2017-04-18 | 1759946 | Sus | N | Vegetation¦Treefellintoline¦ConductorOverhead¦Brokenwireonground
17-0050581 | Vegetation | Tree - fell into line | Conductor, Overhead | Broken, wire on ground | 2017 | Tier 2 - Elevated | Distribution Circuit | 5 | 25 | 2017-05-25 | 1790267 | Sus | Y | Vegetation¦Treefellintoline¦ConductorOverhead¦Brokenwireonground
17-0052336 | Unknown Cause | Patrol - found nothing |  |  | 2017 | Tier 2 - Elevated | Distribution Circuit | 6 | 2 | 2017-06-02 | 1795501 | Sus | Y | UnknownCause¦Patrolfoundnothing¦¦
17-0056230 | Equipment Failure/Involved | Overhead | Transformer | Failed/Faulted | 2017 | Tier 2 - Elevated | Transformer only | 6 | 18 | 2017-06-18 | 1807787 | Sus | Y | EquipmentFailureInvolved¦Overhead¦Transformer¦FailedFaulted
17-0056917 | Vegetation | Tree - fell into line | Conductor, Overhead | Normal | 2017 | Tier 2 - Elevated | Distribution Circuit | 6 | 20 | 2017-06-20 | 1812255 | Sus | Y | Vegetation¦Treefellintoline¦ConductorOverhead¦Normal
17-0057882 | Unknown Cause | Patrol - found nothing |  |  | 2017 | Tier 2 - Elevated | Distribution Circuit | 6 | 22 | 2017-06-22 | 1815438 | Sus | Y | UnknownCause¦Patrolfoundnothing¦¦
17-0058460 | Vegetation | Tree - fell into line | Conductor, Overhead | Normal | 2017 | Tier 3 - Extreme | Transformer only | 6 | 25 | 2017-06-25 | 1817724 | Sus | Y | Vegetation¦Treefellintoline¦ConductorOverhead¦Normal
17-0059060 | Vegetation | Tree - fell into line | Conductor, Overhead | Broken, wire on ground | 2017 | Tier 3 - Extreme | Distribution Circuit | 6 | 27 | 2017-06-27 | 1819508 | Sus | Y | Vegetation¦Treefellintoline¦ConductorOverhead¦Brokenwireonground
17-0060679 | 3rd Party | Vehicle | Conductor, Overhead | Together | 2017 | Tier 2 - Elevated | Distribution Circuit | 7 | 5 | 2017-07-05 | 1824078 | Sus | Y | 3rdParty¦Vehicle¦ConductorOverhead¦Together
17-0063010 | Vegetation | Tree - fell into line | Conductor, Overhead | Together | 2017 | Tier 2 - Elevated | Distribution Circuit | 7 | 14 | 2017-07-14 | 1831614 | Sus | Y | Vegetation¦Treefellintoline¦ConductorOverhead¦Together
17-0071991 | Vegetation | Tree - branch fell on line | Secondary | Normal | 2017 | Tier 3 - Extreme | Transformer only | 8 | 22 | 2017-08-22 | 1856835 | Sus | Y | Vegetation¦Treebranchfellonline¦Secondary¦Normal
17-0073228 | Vegetation | Tree - branch fell on line | Conductor, Overhead | Broken, wire on ground | 2017 | Tier 2 - Elevated | Distribution Circuit | 8 | 27 | 2017-08-27 | 1860902 | Sus | Y | Vegetation¦Treebranchfellonline¦ConductorOverhead¦Brokenwireonground
17-0083049 | Vegetation | Tree - fell into line | Fuse | Normal | 2017 | Tier 2 - Elevated | Distribution Circuit | 9 | 30 | 2017-09-30 | 1888591 | Sus | Y | Vegetation¦Treefellintoline¦Fuse¦Normal
17-0083166 | Equipment Failure/Involved | Overhead | Conductor, Overhead | Normal | 2017 | Tier 2 - Elevated | Distribution Circuit | 10 | 1 | 2017-10-01 | 1888883 | Sus | Y | EquipmentFailureInvolved¦Overhead¦ConductorOverhead¦Normal
17-0083516 | 3rd Party | Other | Pole-Wood | Burned/flashed | 2017 | Tier 2 - Elevated | Distribution Circuit | 10 | 2 | 2017-10-02 | 1889543 | Sus | Y | 3rdParty¦Other¦PoleWood¦Burnedflashed
17-0084886 | Equipment Failure/Involved | Overhead | Transformer | Failed/Faulted | 2017 | Tier 2 - Elevated | Transformer only | 10 | 6 | 2017-10-06 | 1892277 | Sus | Y | EquipmentFailureInvolved¦Overhead¦Transformer¦FailedFaulted
17-0085801 | Vegetation | Tree - fell into line | Conductor, Overhead | Normal | 2017 | Tier 3 - Extreme | Distribution Circuit | 10 | 9 | 2017-10-09 | 1896016 | Sus | Y | Vegetation¦Treefellintoline¦ConductorOverhead¦Normal
17-0085930 | Unknown Cause | Patrol - not conducted |  |  | 2017 | Tier 3 - Extreme | Transformer only | 10 | 9 | 2017-10-09 | 1895099 | Sus | Y | UnknownCause¦Patrolnotconducted¦¦
17-0087396 | Environmental/External | Fire, Forest/Grass | Customer Equipment | Burned/flashed | 2017 | Tier 3 - Extreme | Distribution Circuit | 10 | 8 | 2017-10-08 | 1900892 | Sus | Y | EnvironmentalExternal¦FireForestGrass¦CustomerEquipment¦Burnedflashed
17-0089279 | Vegetation | Tree - fell into line | Secondary | Broken, wire on ground | 2017 | Tier 3 - Extreme | Distribution Circuit | 10 | 20 | 2017-10-20 | 1905191 | Sus | Y | Vegetation¦Treefellintoline¦Secondary¦Brokenwireonground
17-0089684 | Equipment Failure/Involved | Underground | Conductor, Underground | Broken | 2017 | Tier 2 - Elevated | Distribution Circuit | 10 | 23 | 2017-10-23 | 1907848 | Sus | Y | EquipmentFailureInvolved¦Underground¦ConductorUnderground¦Broken
17-0094424 | Unknown Cause | Patrol - found nothing |  |  | 2017 | Tier 3 - Extreme | Distribution Circuit | 11 | 11 | 2017-11-11 | 1920607 | Sus | Y | UnknownCause¦Patrolfoundnothing¦¦
17-0098308 | Equipment Failure/Involved | Overhead | Crossarm, Wood | Broken | 2017 | Tier 2 - Elevated | Distribution Circuit | 11 | 29 | 2017-11-29 | 1931786 | Sus | Y | EquipmentFailureInvolved¦Overhead¦CrossarmWood¦Broken
17-0098994 | Unknown Cause | Patrol - found nothing |  |  | 2017 | Tier 3 - Extreme | Distribution Circuit | 12 | 1 | 2017-12-01 | 1933464 | Sus | N | UnknownCause¦Patrolfoundnothing¦¦
17-0099430 | Unknown Cause | Patrol - found nothing |  |  | 2017 | Tier 2 - Elevated | Distribution Circuit | 12 | 4 | 2017-12-04 | 1934419 | Sus | N | UnknownCause¦Patrolfoundnothing¦¦
17-0099792 | Vegetation | Tree - fell into line | Conductor, Overhead | Bent or Twisted | 2017 | Tier 2 - Elevated | Distribution Circuit | 12 | 4 | 2017-12-04 | 1935668 | Sus | N | Vegetation¦Treefellintoline¦ConductorOverhead¦BentorTwisted
17-0101237 | Unknown Cause | Patrol - not conducted |  |  | 2017 | Tier 2 - Elevated | Distribution Circuit | 12 | 12 | 2017-12-12 | 1940972 | Sus | N | UnknownCause¦Patrolnotconducted¦¦
18-0004635 | Vegetation | Tree - bark fell into line | Conductor, Overhead | Normal | 2018 | Tier 2 - Elevated | Distribution Circuit | 1 | 9 | 2018-01-09 | 4737 | Sus | N | Vegetation¦Treebarkfellintoline¦ConductorOverhead¦Normal
18-0006000 | Equipment Failure/Involved | Overhead | Transformer (OH) | Failed/Faulted | 2018 | Tier 2 - Elevated | Transformer only | 1 | 13 | 2018-01-13 | 7921 | Sus | N | EquipmentFailureInvolved¦Overhead¦Transformer(OH)¦FailedFaulted
18-0012886 | Unknown Cause | Patrol - found nothing |  |  | 2018 | Tier 2 - Elevated | Distribution Circuit | 2 | 9 | 2018-02-09 | 21960 | Sus | N | UnknownCause¦Patrolfoundnothing¦¦
18-0013594 | Vegetation | Tree - branch fell on line | Fuse | Failed/Faulted | 2018 | Tier 3 - Extreme | Distribution Circuit | 2 | 12 | 2018-02-12 | 23579 | Sus | N | Vegetation¦Treebranchfellonline¦Fuse¦FailedFaulted
18-0017712 | Unknown Cause | Patrol - found nothing |  |  | 2018 | Tier 3 - Extreme | Distribution Circuit | 2 | 27 | 2018-02-27 | 32797 | Sus | N | UnknownCause¦Patrolfoundnothing¦¦
18-0025734 | Unknown Cause | Patrol - found nothing |  |  | 2018 | Tier 3 - Extreme | Distribution Circuit | 3 | 22 | 2018-03-22 | 50808 | Sus | N | UnknownCause¦Patrolfoundnothing¦¦
18-0028764 | Unknown Cause | Patrol - found nothing |  |  | 2018 | Tier 2 - Elevated | Distribution Circuit | 4 | 3 | 2018-04-03 | 58554 | Sus | N | UnknownCause¦Patrolfoundnothing¦¦
18-0030224 | Vegetation | Tree - fell into line | Conductor, Overhead | Broken, wire on ground | 2018 | Tier 3 - Extreme | Distribution Circuit | 4 | 7 | 2018-04-07 | 61693 | Sus | N | Vegetation¦Treefellintoline¦ConductorOverhead¦Brokenwireonground
18-0031356 | Company Initiated | Operating error | Circuit Breaker | Normal | 2018 | Tier 2 - Elevated | Generation | 9 | 10 | 2018-09-10 | 171292 | Sus | Y | CompanyInitiated¦Operatingerror¦CircuitBreaker¦Normal
18-0035565 | Vegetation | Tree - fell into line | Conductor, Overhead | Normal | 2018 | Tier 2 - Elevated | Distribution Circuit | 4 | 25 | 2018-04-25 | 73884 | Sus | N | Vegetation¦Treefellintoline¦ConductorOverhead¦Normal
18-0049266 | Vegetation | Tree - branch fell on line | Conductor, Overhead | Normal | 2018 | Tier 2 - Elevated | Distribution Circuit | 6 | 9 | 2018-06-09 | 105327 | Sus | Y | Vegetation¦Treebranchfellonline¦ConductorOverhead¦Normal
18-0053023 | Equipment Failure/Involved | Overhead | Conductor, Overhead | Broken, wire on ground | 2018 | Tier 2 - Elevated | Distribution Circuit | 6 | 21 | 2018-06-21 | 114219 | Sus | Y | EquipmentFailureInvolved¦Overhead¦ConductorOverhead¦Brokenwireonground
18-0059095 | Unknown Cause | Patrol - found nothing |  |  | 2018 | Tier 2 - Elevated | Distribution Circuit | 7 | 12 | 2018-07-12 | 129528 | Sus | Y | UnknownCause¦Patrolfoundnothing¦¦
18-0059557 | 3rd Party | Vehicle | Service conductor | Broken | 2018 | Tier 3 - Extreme | Distribution Circuit | 7 | 13 | 2018-07-13 | 130742 | Sus | Y | 3rdParty¦Vehicle¦Serviceconductor¦Broken
18-0064167 | Unknown Cause | Patrol - found nothing |  |  | 2018 | Tier 2 - Elevated | Distribution Circuit | 7 | 26 | 2018-07-26 | 141061 | Sus | Y | UnknownCause¦Patrolfoundnothing¦¦
18-0064650 | Environmental/External | Fire, Forest/Grass | Conductor, Overhead | Normal | 2018 | Tier 2 - Elevated | Transmission line | 7 | 28 | 2018-07-28 | 143420 | Sus | Y | EnvironmentalExternal¦FireForestGrass¦ConductorOverhead¦Normal
18-0065949 | Environmental/External | Fire, Forest/Grass | Pole-Wood | Burned/flashed | 2018 | Tier 2 - Elevated | Distribution Circuit | 7 | 29 | 2018-07-29 | 147010 | Sus | Y | EnvironmentalExternal¦FireForestGrass¦PoleWood¦Burnedflashed
18-0070532 | Vegetation | Tree - fell into line | Conductor, Overhead | Arcing | 2018 | Tier 3 - Extreme | Distribution Circuit | 8 | 15 | 2018-08-15 | 156178 | Sus | Y | Vegetation¦Treefellintoline¦ConductorOverhead¦Arcing
18-0071726 | Equipment Failure/Involved | Overhead | Crossarm, Wood | Broken | 2018 | Tier 3 - Extreme | Distribution Circuit | 8 | 20 | 2018-08-20 | 158742 | Sus | Y | EquipmentFailureInvolved¦Overhead¦CrossarmWood¦Broken
18-0076912 | Vegetation | Tree - branch fell on line | Conductor, Overhead | Normal | 2018 | Tier 3 - Extreme | Distribution Circuit | 9 | 5 | 2018-09-05 | 168777 | Sus | Y | Vegetation¦Treebranchfellonline¦ConductorOverhead¦Normal
18-0081550 | Wildfire Mitigation | CWSP - Vegetation Removal |  |  | 2018 | Tier 2 - Elevated | Distribution Circuit | 9 | 20 | 2018-09-20 | 177874 | Sus | Y | WildfireMitigation¦CWSPVegetationRemoval¦¦
18-0086316 | Environmental/External | Lightning | Transformer (OH) | Failed/Faulted | 2018 | Tier 3 - Extreme | Distribution Circuit | 10 | 3 | 2018-10-03 | 187355 | Sus | Y | EnvironmentalExternal¦Lightning¦Transformer(OH)¦FailedFaulted
18-0091163 | Unknown Cause | Patrol - found nothing |  |  | 2018 | Tier 3 - Extreme | Distribution Circuit | 10 | 16 | 2018-10-16 | 196830 | Sus | Y | UnknownCause¦Patrolfoundnothing¦¦
18-0097146 | Vegetation | Tree - fell into line | Conductor, Overhead | Normal | 2018 | Tier 3 - Extreme | Distribution Circuit | 11 | 5 | 2018-11-05 | 209248 | Sus | Y | Vegetation¦Treefellintoline¦ConductorOverhead¦Normal
18-0101323 | Environmental/External | Fire, Forest/Grass | Pole-Wood | Burned/flashed | 2018 | Tier 3 - Extreme | Distribution Circuit | 11 | 8 | 2018-11-08 | 218711 | Sus | Y | EnvironmentalExternal¦FireForestGrass¦PoleWood¦Burnedflashed
18-0101383 | Unknown Cause | Patrol - found nothing |  |  | 2018 | Tier 2 - Elevated | Distribution Circuit | 11 | 20 | 2018-11-20 | 218856 | Sus | Y | UnknownCause¦Patrolfoundnothing¦¦
18-0102087 | Equipment Failure/Involved | Overhead | Cutout, fuse holder | Failed/Faulted | 2018 | Tier 2 - Elevated | Distribution Circuit | 11 | 21 | 2018-11-21 | 221018 | Sus | Y | EquipmentFailureInvolved¦Overhead¦Cutoutfuseholder¦FailedFaulted
18-0102434 | Unknown Cause | Patrol - found nothing |  |  | 2018 | Tier 3 - Extreme | Distribution Circuit | 11 | 22 | 2018-11-22 | 222440 | Sus | Y | UnknownCause¦Patrolfoundnothing¦¦
18-0103705 | Environmental/External | Fire, Forest/Grass | Pole-Wood | Burned/flashed | 2018 | Tier 3 - Extreme | Distribution Circuit | 11 | 8 | 2018-11-08 | 225376 | Sus | Y | EnvironmentalExternal¦FireForestGrass¦PoleWood¦Burnedflashed
18-0104150 | Vegetation | Tree - branch fell on line | Conductor, Overhead | Together | 2018 | Tier 3 - Extreme | Distribution Circuit | 11 | 27 | 2018-11-27 | 226041 | Sus | Y | Vegetation¦Treebranchfellonline¦ConductorOverhead¦Together
18-0104940 | Equipment Failure/Involved | Overhead | Conductor, Overhead | Broken, wire on ground | 2018 | Tier 3 - Extreme | Distribution Circuit | 11 | 29 | 2018-11-29 | 228416 | Sus | Y | EquipmentFailureInvolved¦Overhead¦ConductorOverhead¦Brokenwireonground
18-0105000 | Vegetation | Tree - fell into line | Conductor, Overhead | Together | 2018 | Tier 2 - Elevated | Distribution Circuit | 11 | 29 | 2018-11-29 | 228736 | Sus | Y | Vegetation¦Treefellintoline¦ConductorOverhead¦Together
18-0105801 | Vegetation | Tree - fell into line | Conductor, Overhead | Broken, wire on ground | 2018 | Tier 3 - Extreme | Distribution Circuit | 12 | 1 | 2018-12-01 | 230900 | Sus | N | Vegetation¦Treefellintoline¦ConductorOverhead¦Brokenwireonground
18-0106359 | Equipment Failure/Involved | Underground | Secondary | Deteriorated | 2018 | Tier 2 - Elevated | Distribution Circuit | 12 | 3 | 2018-12-03 | 232041 | Sus | N | EquipmentFailureInvolved¦Underground¦Secondary¦Deteriorated
18-0106752 | Equipment Failure/Involved | Overhead | Conductor, Overhead | Broken, wire on ground | 2018 | Tier 2 - Elevated | Distribution Circuit | 12 | 4 | 2018-12-04 | 233357 | Sus | N | EquipmentFailureInvolved¦Overhead¦ConductorOverhead¦Brokenwireonground
18-0110147 | Equipment Failure/Involved | Other | Customer Equipment | Malfunctioning | 2018 | Tier 3 - Extreme | Transformer only | 12 | 20 | 2018-12-20 | 244678 | Sus | N | EquipmentFailureInvolved¦Other¦CustomerEquipment¦Malfunctioning
18-0111043 | Unknown Cause | Patrol - found nothing |  |  | 2018 | Tier 2 - Elevated | Distribution Circuit | 12 | 29 | 2018-12-29 | 249203 | Sus | N | UnknownCause¦Patrolfoundnothing¦¦
18-0111219 | Unknown Cause | Patrol - found nothing |  |  | 2018 | Tier 3 - Extreme | Distribution Circuit | 12 | 31 | 2018-12-31 | 250274 | Sus | N | UnknownCause¦Patrolfoundnothing¦¦
19-0004787 | Vegetation | Tree - branch fell on line | Other | Broken | 2019 | Tier 3 - Extreme | Distribution Circuit | 1 | 5 | 2019-01-05 | 253989 | Sus | N | Vegetation¦Treebranchfellonline¦Other¦Broken
19-0004881 | Unknown Cause | Patrol - not conducted |  |  | 2019 | Tier 3 - Extreme | Distribution Circuit | 1 | 5 | 2019-01-05 | 254529 | Sus | N | UnknownCause¦Patrolnotconducted¦¦
19-0009117 | Vegetation | Tree - fell into line | Conductor, Overhead | Broken, wire on ground | 2019 | Tier 3 - Extreme | Distribution Circuit | 1 | 15 | 2019-01-15 | 265525 | Sus | N | Vegetation¦Treefellintoline¦ConductorOverhead¦Brokenwireonground
19-0011057 | Vegetation | Tree - branch fell on line | Insulator | Broken | 2019 | Tier 3 - Extreme | Distribution Circuit | 1 | 16 | 2019-01-16 | 272012 | Sus | N | Vegetation¦Treebranchfellonline¦Insulator¦Broken
19-0011149 | Vegetation | Tree - fell into line | Pole-Wood | Broken, wire on ground | 2019 | Tier 3 - Extreme | Distribution Circuit | 1 | 17 | 2019-01-17 | 272256 | Sus | N | Vegetation¦Treefellintoline¦PoleWood¦Brokenwireonground
19-0014919 | Equipment Failure/Involved | Overhead | Connector or Splice (OH) | Broken | 2019 | Tier 2 - Elevated | Distribution Circuit | 1 | 28 | 2019-01-28 | 282395 | Sus | N | EquipmentFailureInvolved¦Overhead¦ConnectororSplice(OH)¦Broken
19-0017626 | Vegetation | Tree - fell into line | Conductor, Overhead | Broken, wire on ground | 2019 | Tier 2 - Elevated | Distribution Circuit | 2 | 3 | 2019-02-03 | 289204 | Sus | N | Vegetation¦Treefellintoline¦ConductorOverhead¦Brokenwireonground
19-0020027 | Unknown Cause | Patrol - not conducted |  |  | 2019 | Tier 3 - Extreme | Distribution Circuit | 2 | 8 | 2019-02-08 | 296224 | Sus | N | UnknownCause¦Patrolnotconducted¦¦
19-0020690 | Vegetation | Tree - fell into line | Conductor, Overhead | Broken, wire on ground | 2019 | Tier 3 - Extreme | Distribution Circuit | 2 | 10 | 2019-02-10 | 298897 | Sus | N | Vegetation¦Treefellintoline¦ConductorOverhead¦Brokenwireonground
19-0020698 | Unknown Cause | Patrol - found nothing |  |  | 2019 | Tier 2 - Elevated | Distribution Circuit | 2 | 10 | 2019-02-10 | 298357 | Sus | N | UnknownCause¦Patrolfoundnothing¦¦
19-0020814 | Unknown Cause | Patrol - found nothing |  |  | 2019 | Tier 2 - Elevated | Distribution Circuit | 2 | 10 | 2019-02-10 | 299286 | Sus | N | UnknownCause¦Patrolfoundnothing¦¦
19-0021384 | Unknown Cause | Patrol - found nothing |  |  | 2019 | Tier 2 - Elevated | Distribution Circuit | 2 | 12 | 2019-02-12 | 300475 | Sus | N | UnknownCause¦Patrolfoundnothing¦¦
19-0021585 | Vegetation | Tree - fell into line | Conductor, Overhead | Broken, wire on ground | 2019 | Tier 2 - Elevated | Distribution Circuit | 2 | 12 | 2019-02-12 | 301003 | Sus | N | Vegetation¦Treefellintoline¦ConductorOverhead¦Brokenwireonground
19-0021880 | Vegetation | Tree - fell into line | Conductor, Overhead | Broken, wire on ground | 2019 | Tier 2 - Elevated | Distribution Circuit | 2 | 13 | 2019-02-13 | 303177 | Sus | N | Vegetation¦Treefellintoline¦ConductorOverhead¦Brokenwireonground
19-0021880 | Vegetation | Tree - fell into line | Conductor, Overhead | Broken, wire on ground | 2019 | Tier 2 - Elevated | Distribution Circuit | 2 | 13 | 2019-02-13 | 303177 | Sus | N | Vegetation¦Treefellintoline¦ConductorOverhead¦Brokenwireonground
19-0023508 | Vegetation | Tree - fell into line | Conductor, Overhead | Broken, wire on ground | 2019 | Tier 3 - Extreme | Distribution Circuit | 2 | 14 | 2019-02-14 | 310172 | Sus | N | Vegetation¦Treefellintoline¦ConductorOverhead¦Brokenwireonground
19-0023772 | Vegetation | Tree - fell into line | Conductor, Overhead | Broken, wire on ground | 2019 | Tier 2 - Elevated | Distribution Circuit | 2 | 15 | 2019-02-15 | 311107 | Sus | N | Vegetation¦Treefellintoline¦ConductorOverhead¦Brokenwireonground
19-0024032 | Equipment Failure/Involved | Overhead | Conductor, Overhead | Broken, wire on ground | 2019 | Tier 3 - Extreme | Distribution Circuit | 2 | 14 | 2019-02-14 | 306746 | Sus | N | EquipmentFailureInvolved¦Overhead¦ConductorOverhead¦Brokenwireonground
19-0024140 | Unknown Cause | Patrol - found nothing |  |  | 2019 | Tier 2 - Elevated | Distribution Circuit | 2 | 14 | 2019-02-14 | 308094 | Sus | N | UnknownCause¦Patrolfoundnothing¦¦
19-0024514 | Equipment Failure/Involved | Overhead | Transformer (OH) | Broken | 2019 | Tier 2 - Elevated | Transformer only | 2 | 14 | 2019-02-14 | 313124 | Sus | N | EquipmentFailureInvolved¦Overhead¦Transformer(OH)¦Broken
19-0024610 | Vegetation | Tree - fell into line | Pole-Wood | Broken, wire on ground | 2019 | Tier 3 - Extreme | Distribution Circuit | 2 | 15 | 2019-02-15 | 312323 | Sus | N | Vegetation¦Treefellintoline¦PoleWood¦Brokenwireonground
19-0025925 | Unknown Cause | Patrol - found nothing |  |  | 2019 | Tier 2 - Elevated | Distribution Circuit | 2 | 17 | 2019-02-17 | 316556 | Sus | N | UnknownCause¦Patrolfoundnothing¦¦
19-0026940 | Equipment Failure/Involved | Overhead | Insulator | Failed/Faulted | 2019 | Tier 2 - Elevated | Distribution Circuit | 2 | 21 | 2019-02-21 | 320592 | Sus | N | EquipmentFailureInvolved¦Overhead¦Insulator¦FailedFaulted
19-0029822 | Equipment Failure/Involved | Overhead | Transformer | Failed/Faulted | 2019 | Tier 2 - Elevated | Transformer only | 3 | 1 | 2019-03-01 | 328861 | Sus | N | EquipmentFailureInvolved¦Overhead¦Transformer¦FailedFaulted
19-0030013 | Vegetation | Tree - branch fell on line | Conductor, Overhead | Broken, wire on ground | 2019 | Tier 2 - Elevated | Distribution Circuit | 3 | 2 | 2019-03-02 | 329432 | Sus | N | Vegetation¦Treebranchfellonline¦ConductorOverhead¦Brokenwireonground
19-0030608 | Unknown Cause | Patrol - not conducted |  |  | 2019 | Tier 2 - Elevated | Distribution Circuit | 3 | 4 | 2019-03-04 | 331030 | Sus | N | UnknownCause¦Patrolnotconducted¦¦
19-0032998 | Equipment Failure/Involved | Overhead | Transformer | Failed/Faulted | 2019 | Tier 3 - Extreme | Transformer only | 3 | 12 | 2019-03-12 | 337147 | Sus | N | EquipmentFailureInvolved¦Overhead¦Transformer¦FailedFaulted
19-0033094 | Equipment Failure/Involved | Overhead | Cutout, fuse holder | Broken | 2019 | Tier 2 - Elevated | Transformer only | 3 | 12 | 2019-03-12 | 337179 | Sus | N | EquipmentFailureInvolved¦Overhead¦Cutoutfuseholder¦Broken
19-0034377 | Equipment Failure/Involved | Overhead | Transformer | Failed/Faulted | 2019 | Tier 2 - Elevated | Transformer only | 3 | 16 | 2019-03-16 | 340750 | Sus | N | EquipmentFailureInvolved¦Overhead¦Transformer¦FailedFaulted
19-0037619 | Environmental/External | Lightning | Fuse | Arcing | 2019 | Tier 2 - Elevated | Distribution Circuit | 3 | 27 | 2019-03-27 | 348681 | Sus | N | EnvironmentalExternal¦Lightning¦Fuse¦Arcing
19-0040117 | Equipment Failure/Involved | Underground | Conductor, Underground | Broken | 2019 | Tier 2 - Elevated | Distribution Circuit | 4 | 5 | 2019-04-05 | 354417 | Sus | N | EquipmentFailureInvolved¦Underground¦ConductorUnderground¦Broken
19-0040524 | 3rd Party | Vehicle | Pole-Wood | Broken | 2019 | Tier 2 - Elevated | Distribution Circuit | 4 | 8 | 2019-04-08 | 355783 | Sus | N | 3rdParty¦Vehicle¦PoleWood¦Broken
19-0040662 | Equipment Failure/Involved | Overhead | Connector or Splice (OH) | Deteriorated | 2019 | Tier 3 - Extreme | Transformer only | 4 | 8 | 2019-04-08 | 355968 | Sus | N | EquipmentFailureInvolved¦Overhead¦ConnectororSplice(OH)¦Deteriorated
19-0041783 | Unknown Cause | Patrol - found nothing |  |  | 2019 | Tier 2 - Elevated | Distribution Circuit | 4 | 11 | 2019-04-11 | 359265 | Sus | N | UnknownCause¦Patrolfoundnothing¦¦
19-0044516 | 3rd Party | Vehicle | Pole-Wood | Broken | 2019 | Tier 2 - Elevated | Distribution Circuit | 4 | 20 | 2019-04-20 | 364105 | Sus | N | 3rdParty¦Vehicle¦PoleWood¦Broken
19-0050685 | Equipment Failure/Involved | Overhead | Pole-Wood | Broken | 2019 | Tier 3 - Extreme | Distribution Circuit | 5 | 10 | 2019-05-10 | 377875 | Sus | Y | EquipmentFailureInvolved¦Overhead¦PoleWood¦Broken
19-0052350 | Vegetation | Tree - fell into line | Conductor, Overhead | Broken, wire on ground | 2019 | Tier 3 - Extreme | Distribution Circuit | 5 | 15 | 2019-05-15 | 381400 | Sus | Y | Vegetation¦Treefellintoline¦ConductorOverhead¦Brokenwireonground
19-0055037 | Unknown Cause | Patrol - not conducted |  |  | 2019 | Tier 3 - Extreme | Transmission line | 5 | 21 | 2019-05-21 | 387340 | Sus | Y | UnknownCause¦Patrolnotconducted¦¦
19-0055461 | Equipment Failure/Involved | Overhead | Transformer | Failed/Faulted | 2019 | Tier 2 - Elevated | Transformer only | 5 | 22 | 2019-05-22 | 388129 | Sus | Y | EquipmentFailureInvolved¦Overhead¦Transformer¦FailedFaulted
19-0062407 | Equipment Failure/Involved | Overhead | Transformer | Failed/Faulted | 2019 | Tier 2 - Elevated | Transformer only | 6 | 4 | 2019-06-04 | 397023 | Sus | Y | EquipmentFailureInvolved¦Overhead¦Transformer¦FailedFaulted
19-0064523 | Vegetation | Tree - fell into line | Conductor, Overhead | Broken, wire on ground | 2019 | Tier 3 - Extreme | Distribution Circuit | 6 | 8 | 2019-06-08 | 401182 | Sus | Y | Vegetation¦Treefellintoline¦ConductorOverhead¦Brokenwireonground
19-0078082 | Vegetation | Tree - fell into line | Conductor, Overhead | Together | 2019 | Tier 2 - Elevated | Distribution Circuit | 7 | 16 | 2019-07-16 | 454702 | Sus | Y | Vegetation¦Treefellintoline¦ConductorOverhead¦Together
19-0082823 | Animal | Bird found | Conductor, Overhead | Broken, wire on ground | 2019 | Tier 2 - Elevated | Distribution Circuit | 7 | 31 | 2019-07-31 | 476007 | Sus | Y | Animal¦Birdfound¦ConductorOverhead¦Brokenwireonground
19-0087628 | Animal | Other | Transformer (OH) | Failed/Faulted | 2019 | Tier 2 - Elevated | Distribution Circuit | 8 | 13 | 2019-08-13 | 507931 | Sus | Y | Animal¦Other¦Transformer(OH)¦FailedFaulted
19-0091792 | Environmental/External | Fire, Forest/Grass | Transformer | Failed/Faulted | 2019 | Tier 2 - Elevated | Transformer only | 8 | 24 | 2019-08-24 | 535914 | Sus | Y | EnvironmentalExternal¦FireForestGrass¦Transformer¦FailedFaulted
19-0091821 | Vegetation | Tree - fell into line | Conductor, Overhead | Normal | 2019 | Tier 3 - Extreme | Distribution Circuit | 8 | 24 | 2019-08-24 | 537853 | Sus | Y | Vegetation¦Treefellintoline¦ConductorOverhead¦Normal
19-0104003 | Equipment Failure/Involved | Overhead | Transformer (OH) | Failed/Faulted | 2019 | Tier 3 - Extreme | Distribution Circuit | 9 | 26 | 2019-09-26 | 616499 | Sus | Y | EquipmentFailureInvolved¦Overhead¦Transformer(OH)¦FailedFaulted
19-0105087 | Equipment Failure/Involved | Overhead | Transformer (OH) | Failed/Faulted | 2019 | Tier 2 - Elevated | Distribution Circuit | 9 | 28 | 2019-09-28 | 628173 | Sus | Y | EquipmentFailureInvolved¦Overhead¦Transformer(OH)¦FailedFaulted
19-0105095 | Environmental/External | Lightning | Transformer (OH) | Failed/Faulted | 2019 | Tier 2 - Elevated | Distribution Circuit | 9 | 28 | 2019-09-28 | 628291 | Sus | Y | EnvironmentalExternal¦Lightning¦Transformer(OH)¦FailedFaulted
19-0107752 | Unknown Cause | Patrol - found nothing |  |  | 2019 | Tier 2 - Elevated | Distribution Circuit | 10 | 4 | 2019-10-04 | 643668 | Sus | Y | UnknownCause¦Patrolfoundnothing¦¦
19-0113968 | Equipment Failure/Involved | Overhead | Transformer (OH) | Leaking | 2019 | Tier 2 - Elevated | Distribution Circuit | 10 | 21 | 2019-10-21 | 675998 | Sus | Y | EquipmentFailureInvolved¦Overhead¦Transformer(OH)¦Leaking
19-0113968 | Equipment Failure/Involved | Overhead | Transformer (OH) | Leaking | 2019 | Tier 2 - Elevated | Distribution Circuit | 10 | 21 | 2019-10-21 | 675998 | Sus | Y | EquipmentFailureInvolved¦Overhead¦Transformer(OH)¦Leaking
19-0116080 | Wildfire Mitigation | Public Safety Power Shut-off | Recloser | Normal | 2019 | Tier 2 - Elevated | Distribution Circuit | 10 | 26 | 2019-10-26 | 683798 | Sus | Y | WildfireMitigation¦PublicSafetyPowerShutoff¦Recloser¦Normal
19-0119515 | Equipment Failure/Involved | Overhead | Transformer | Failed/Faulted | 2019 | Tier 2 - Elevated | Transformer only | 10 | 31 | 2019-10-31 | 696451 | Sus | Y | EquipmentFailureInvolved¦Overhead¦Transformer¦FailedFaulted
19-0120563 | Unknown Cause | Patrol - found nothing |  |  | 2019 | Tier 3 - Extreme | Distribution Circuit | 11 | 3 | 2019-11-03 | 698745 | Sus | Y | UnknownCause¦Patrolfoundnothing¦¦
19-0129295 | Vegetation | Tree - branch fell on line | Fuse | Broken | 2019 | Tier 3 - Extreme | Distribution Circuit | 11 | 26 | 2019-11-26 | 716445 | Sus | Y | Vegetation¦Treebranchfellonline¦Fuse¦Broken
19-0129506 | Equipment Failure/Involved | Overhead | Transformer | Broken, wire on ground | 2019 | Tier 2 - Elevated | Transformer only | 11 | 26 | 2019-11-26 | 717555 | Sus | Y | EquipmentFailureInvolved¦Overhead¦Transformer¦Brokenwireonground
19-0129704 | Vegetation | Tree - branch fell on line | Conductor, Overhead | Normal | 2019 | Tier 3 - Extreme | Distribution Circuit | 11 | 26 | 2019-11-26 | 718787 | Sus | Y | Vegetation¦Treebranchfellonline¦ConductorOverhead¦Normal
19-0129760 | Vegetation | Tree - fell into line | Conductor, Overhead | Broken, wire on ground | 2019 | Tier 2 - Elevated | Distribution Circuit | 11 | 26 | 2019-11-26 | 718884 | Sus | Y | Vegetation¦Treefellintoline¦ConductorOverhead¦Brokenwireonground
19-0130676 | Equipment Failure/Involved | Overhead | Conductor, Overhead | Broken | 2019 | Tier 2 - Elevated | Distribution Circuit | 11 | 27 | 2019-11-27 | 721913 | Sus | Y | EquipmentFailureInvolved¦Overhead¦ConductorOverhead¦Broken
19-0131522 | Unknown Cause | Patrol - found nothing |  |  | 2019 | Tier 2 - Elevated | Distribution Circuit | 11 | 30 | 2019-11-30 | 724764 | Sus | Y | UnknownCause¦Patrolfoundnothing¦¦
19-0132437 | Vegetation | Tree - branch fell on line | Conductor, Overhead | Broken, wire on ground | 2019 | Tier 2 - Elevated | Distribution Circuit | 12 | 2 | 2019-12-02 | 727379 | Sus | N | Vegetation¦Treebranchfellonline¦ConductorOverhead¦Brokenwireonground
19-0134775 | Vegetation | Tree - branch fell on line | Conductor, Overhead | Broken, wire on object | 2019 | Tier 3 - Extreme | Distribution Circuit | 12 | 7 | 2019-12-07 | 732482 | Sus | N | Vegetation¦Treebranchfellonline¦ConductorOverhead¦Brokenwireonobject
19-0135596 | Animal | Other | Conductor, Overhead | Normal | 2019 | Tier 3 - Extreme | Distribution Circuit | 12 | 10 | 2019-12-10 | 735321 | Sus | N | Animal¦Other¦ConductorOverhead¦Normal
19-0135830 | Equipment Failure/Involved | Overhead | Crossarm, Wood | Broken | 2019 | Tier 2 - Elevated | Transformer only | 12 | 11 | 2019-12-11 | 736185 | Sus | N | EquipmentFailureInvolved¦Overhead¦CrossarmWood¦Broken
19-0136276 | Equipment Failure/Involved | Overhead | Conductor, Overhead | Normal | 2019 | Tier 2 - Elevated | Distribution Circuit | 12 | 12 | 2019-12-12 | 737911 | Sus | N | EquipmentFailureInvolved¦Overhead¦ConductorOverhead¦Normal
20-0005095 | Unknown Cause | Patrol - found nothing |  |  | 2020 | Tier 2 - Elevated | Distribution Circuit | 1 | 3 | 2020-01-03 | 754559 | Sus | N | UnknownCause¦Patrolfoundnothing¦¦
20-0009519 | Vegetation | Tree - fell into line | Conductor, Overhead | Normal | 2020 | Tier 2 - Elevated | Transmission line | 1 | 16 | 2020-01-16 | 762039 | Sus | N | Vegetation¦Treefellintoline¦ConductorOverhead¦Normal
20-0018841 | Vegetation | Tree - fell into line | Conductor, Overhead | Broken, wire on ground | 2020 | Tier 2 - Elevated | Distribution Circuit | 2 | 8 | 2020-02-08 | 780670 | Sus | N | Vegetation¦Treefellintoline¦ConductorOverhead¦Brokenwireonground
20-0020006 | Unknown Cause | Patrol - found nothing |  |  | 2020 | Tier 3 - Extreme | Distribution Circuit | 2 | 10 | 2020-02-10 | 787211 | Sus | N | UnknownCause¦Patrolfoundnothing¦¦
20-0021798 | Vegetation | Tree - fell into line | Conductor, Overhead | Normal | 2020 | Tier 3 - Extreme | Distribution Circuit | 2 | 13 | 2020-02-13 | 790294 | Sus | N | Vegetation¦Treefellintoline¦ConductorOverhead¦Normal
20-0028787 | Vegetation | Tree - branch fell on line | Conductor, Overhead | Normal | 2020 | Tier 2 - Elevated | Distribution Circuit | 3 | 4 | 2020-03-04 | 829411 | Sus | N | Vegetation¦Treebranchfellonline¦ConductorOverhead¦Normal
20-0032390 | Vegetation | Tree - fell into line | Conductor, Overhead | Broken, wire on ground | 2020 | Tier 3 - Extreme | Distribution Circuit | 3 | 15 | 2020-03-15 | 852650 | Sus | N | Vegetation¦Treefellintoline¦ConductorOverhead¦Brokenwireonground
20-0033928 | Vegetation | Tree - branch fell on line | Conductor, Overhead | Normal | 2020 | Tier 3 - Extreme | Distribution Circuit | 3 | 15 | 2020-03-15 | 852402 | Sus | N | Vegetation¦Treebranchfellonline¦ConductorOverhead¦Normal
20-0034969 | Equipment Failure/Involved | Overhead | Lightning Arrestor | Failed/Faulted | 2020 | Tier 2 - Elevated | Distribution Circuit | 3 | 21 | 2020-03-21 | 860913 | Sus | N | EquipmentFailureInvolved¦Overhead¦LightningArrestor¦FailedFaulted
20-0035050 | Equipment Failure/Involved | Overhead | Crossarm, Wood | Broken | 2020 | Tier 3 - Extreme | Distribution Circuit | 3 | 22 | 2020-03-22 | 861347 | Sus | N | EquipmentFailureInvolved¦Overhead¦CrossarmWood¦Broken
20-0036028 | Vegetation | Tree - grew into line | Conductor, Overhead | Normal | 2020 | Tier 2 - Elevated | Distribution Circuit | 3 | 25 | 2020-03-25 | 864933 | Sus | N | Vegetation¦Treegrewintoline¦ConductorOverhead¦Normal
20-0040584 | Unknown Cause | Patrol - found nothing |  |  | 2020 | Tier 2 - Elevated | Distribution Circuit | 4 | 11 | 2020-04-11 | 893773 | Sus | N | UnknownCause¦Patrolfoundnothing¦¦
20-0043012 | 3rd Party | Other | Fuse | Normal | 2020 | Tier 2 - Elevated | Distribution Circuit | 4 | 20 | 2020-04-20 | 898039 | Sus | N | 3rdParty¦Other¦Fuse¦Normal
20-0044419 | Vegetation | Tree - fell into line | Conductor, Overhead | Broken, wire on ground | 2020 | Tier 2 - Elevated | Distribution Circuit | 4 | 24 | 2020-04-24 | 900800 | Sus | N | Vegetation¦Treefellintoline¦ConductorOverhead¦Brokenwireonground
20-0046572 | Equipment Failure/Involved | Overhead | Pole-Wood | Broken | 2020 | Tier 3 - Extreme | Distribution Circuit | 5 | 2 | 2020-05-02 | 905882 | Sus | Y | EquipmentFailureInvolved¦Overhead¦PoleWood¦Broken
20-0047640 | Vegetation | Tree - grew into line | Conductor, Overhead | Broken | 2020 | Tier 3 - Extreme | Transformer only | 5 | 5 | 2020-05-05 | 907672 | Sus | Y | Vegetation¦Treegrewintoline¦ConductorOverhead¦Broken
20-0052629 | Vegetation | Tree - branch fell on line | Pole-Wood | Broken | 2020 | Tier 2 - Elevated | Distribution Circuit | 5 | 20 | 2020-05-20 | 918551 | Sus | Y | Vegetation¦Treebranchfellonline¦PoleWood¦Broken
20-0052661 | Equipment Failure/Involved | Overhead | Transformer (OH) | Failed/Faulted | 2020 | Tier 3 - Extreme | Distribution Circuit | 5 | 20 | 2020-05-20 | 918666 | Sus | Y | EquipmentFailureInvolved¦Overhead¦Transformer(OH)¦FailedFaulted
20-0053650 | 3rd Party | Customer Equipment | Conductor, Overhead | Normal | 2020 | Tier 2 - Elevated | Distribution Circuit | 5 | 23 | 2020-05-23 | 920413 | Sus | Y | 3rdParty¦CustomerEquipment¦ConductorOverhead¦Normal
20-0055447 | 3rd Party | Metallic Balloon | Other | Normal | 2020 | Tier 2 - Elevated | Distribution Circuit | 5 | 28 | 2020-05-28 | 924836 | Sus | Y | 3rdParty¦MetallicBalloon¦Other¦Normal
20-0059274 | 3rd Party | Other | Anchor or Guy | Broken | 2020 | Tier 2 - Elevated | Distribution Circuit | 6 | 9 | 2020-06-09 | 935209 | Sus | Y | 3rdParty¦Other¦AnchororGuy¦Broken
20-0063385 | Unknown Cause | Patrol - found nothing |  |  | 2020 | Tier 2 - Elevated | Distribution Circuit | 6 | 21 | 2020-06-21 | 943601 | Sus | Y | UnknownCause¦Patrolfoundnothing¦¦
20-0065745 | Equipment Failure/Involved | Overhead | Transformer (OH) | Failed/Faulted | 2020 | Tier 2 - Elevated | Transformer only | 6 | 27 | 2020-06-27 | 949117 | Sus | Y | EquipmentFailureInvolved¦Overhead¦Transformer(OH)¦FailedFaulted
20-0073895 | Unknown Cause | Patrol - not conducted |  |  | 2020 | Tier 2 - Elevated | Distribution Circuit | 7 | 20 | 2020-07-20 | 968749 | Sus | Y | UnknownCause¦Patrolnotconducted¦¦
20-0080240 | 3rd Party | Vehicle | Pole-Wood | Broken, wire on ground | 2020 | Tier 2 - Elevated | Distribution Circuit | 8 | 6 | 2020-08-06 | 979836 | Sus | Y | 3rdParty¦Vehicle¦PoleWood¦Brokenwireonground
20-0081115 | Equipment Failure/Involved | Overhead | Pole-Wood | Broken | 2020 | Tier 2 - Elevated | Distribution Circuit | 8 | 7 | 2020-08-07 | 984358 | Sus | Y | EquipmentFailureInvolved¦Overhead¦PoleWood¦Broken
20-0081185 | Equipment Failure/Involved | Overhead | Connector or Splice (OH) | Broken | 2020 | Tier 2 - Elevated | Distribution Circuit | 8 | 7 | 2020-08-07 | 984336 | Sus | Y | EquipmentFailureInvolved¦Overhead¦ConnectororSplice(OH)¦Broken
20-0082802 | Vegetation | Tree - grew into line | Conductor, Overhead | Normal | 2020 | Tier 3 - Extreme | Distribution Circuit | 8 | 12 | 2020-08-12 | 994576 | Sus | Y | Vegetation¦Treegrewintoline¦ConductorOverhead¦Normal
20-0085965 | Environmental/External | Lightning | Pole-Wood | Deteriorated | 2020 | Tier 2 - Elevated | Distribution Circuit | 8 | 17 | 2020-08-17 | 1016878 | Sus | Y | EnvironmentalExternal¦Lightning¦PoleWood¦Deteriorated
20-0089154 | Unknown Cause | Patrol - found nothing |  |  | 2020 | Tier 2 - Elevated | Distribution Circuit | 8 | 24 | 2020-08-24 | 1028000 | Sus | Y | UnknownCause¦Patrolfoundnothing¦¦
20-0089462 | Company Initiated | Construction Activity/equip, company | Conductor, Overhead | Normal | 2020 | Tier 3 - Extreme | Distribution Circuit | 8 | 24 | 2020-08-24 | 1028699 | Sus | Y | CompanyInitiated¦ConstructionActivityequipcompany¦ConductorOverhead¦Normal
20-0090257 | Environmental/External | Fire, Forest/Grass | Pole-Wood | Broken, wire on ground | 2020 | Tier 3 - Extreme | Distribution Circuit | 8 | 20 | 2020-08-20 | 1024029 | Sus | Y | EnvironmentalExternal¦FireForestGrass¦PoleWood¦Brokenwireonground
20-0094148 | Equipment Failure/Involved | Overhead | Transformer (OH) | Failed/Faulted | 2020 | Tier 3 - Extreme | Distribution Circuit | 9 | 7 | 2020-09-07 | 1058239 | Sus | Y | EquipmentFailureInvolved¦Overhead¦Transformer(OH)¦FailedFaulted
20-0096039 | Environmental/External | Fire, Forest/Grass | Transformer | Normal | 2020 | Tier 3 - Extreme | Transformer only | 8 | 20 | 2020-08-20 | 1063515 | Sus | Y | EnvironmentalExternal¦FireForestGrass¦Transformer¦Normal
20-0096110 | Environmental/External | Fire, Forest/Grass | Transformer (OH) | Burned/flashed | 2020 | Tier 3 - Extreme | Transformer only | 8 | 19 | 2020-08-19 | 1063648 | Sus | Y | EnvironmentalExternal¦FireForestGrass¦Transformer(OH)¦Burnedflashed
20-0096198 | Animal | Bird found | Cutout, fuse holder | Broken | 2020 | Tier 2 - Elevated | Distribution Circuit | 9 | 10 | 2020-09-10 | 1063915 | Sus | Y | Animal¦Birdfound¦Cutoutfuseholder¦Broken
20-0096861 | Equipment Failure/Involved | Overhead | Pole-Wood | Deteriorated | 2020 | Tier 2 - Elevated | Distribution Circuit | 9 | 12 | 2020-09-12 | 1066619 | Sus | Y | EquipmentFailureInvolved¦Overhead¦PoleWood¦Deteriorated
20-0102959 | Animal | Other | Pole-Wood | Broken | 2020 | Tier 2 - Elevated | Distribution Circuit | 9 | 29 | 2020-09-29 | 1099274 | Sus | Y | Animal¦Other¦PoleWood¦Broken
20-0104868 | Equipment Failure/Involved | Overhead |  | Failed/Faulted | 2020 | Tier 2 - Elevated | Transformer only | 10 | 3 | 2020-10-03 | 1109940 | Sus | Y | EquipmentFailureInvolved¦Overhead¦¦FailedFaulted
20-0113085 | Wildfire Mitigation | Public Safety Power Shut-off | Conductor, Overhead | Normal | 2020 | Tier 2 - Elevated | Distribution Circuit | 10 | 25 | 2020-10-25 | 1127328 | Sus | Y | WildfireMitigation¦PublicSafetyPowerShutoff¦ConductorOverhead¦Normal
20-0114367 | 3rd Party | Vehicle | Conductor, Overhead | Normal | 2020 | Tier 2 - Elevated | Distribution Circuit | 10 | 28 | 2020-10-28 | 1130676 | Sus | Y | 3rdParty¦Vehicle¦ConductorOverhead¦Normal
20-0121943 | Vegetation | Tree - fell into line | Pole-Wood | Broken, wire on ground | 2020 | Tier 2 - Elevated | Transmission line | 11 | 17 | 2020-11-17 | 1147424 | Sus | Y | Vegetation¦Treefellintoline¦PoleWood¦Brokenwireonground
20-0126072 | Equipment Failure/Involved | Electrical Overload | Transformer | Leaking | 2020 | Tier 2 - Elevated | Transformer only | 11 | 30 | 2020-11-30 | 1156555 | Sus | Y | EquipmentFailureInvolved¦ElectricalOverload¦Transformer¦Leaking
20-0130875 | Unknown Cause | Patrol - not conducted |  |  | 2020 | Tier 2 - Elevated | Distribution Circuit | 12 | 17 | 2020-12-17 | 1191952 | Sus | N | UnknownCause¦Patrolnotconducted¦¦
21-0004243 | Animal | Squirrel | Fuse | Burned Open | 2021 | Tier 2 - Elevated | Distribution Circuit | 1 | 1 | 2021-01-01 | 1202148 | Sus | N | Animal¦Squirrel¦Fuse¦BurnedOpen
21-0004249 | Equipment Failure/Involved | Electrical Overload | Transformer | Failed/Faulted | 2021 | Tier 3 - Extreme | Transformer only | 1 | 1 | 2021-01-01 | 1202141 | Sus | N | EquipmentFailureInvolved¦ElectricalOverload¦Transformer¦FailedFaulted
21-0009881 | Vegetation | Tree - fell into line | Pole-Wood | Broken, wire on ground | 2021 | Tier 2 - Elevated | Distribution Circuit | 1 | 18 | 2021-01-18 | 1213192 | Sus | N | Vegetation¦Treefellintoline¦PoleWood¦Brokenwireonground
21-0010189 | Vegetation | Tree - fell into line | Conductor, Overhead | Broken, wire on ground | 2021 | Tier 3 - Extreme | Distribution Circuit | 1 | 18 | 2021-01-18 | 1213347 | Sus | N | Vegetation¦Treefellintoline¦ConductorOverhead¦Brokenwireonground
21-0013588 | Vegetation | Tree - fell into line | Conductor, Overhead | Normal | 2021 | Tier 3 - Extreme | Distribution Circuit | 1 | 25 | 2021-01-25 | 1223311 | Sus | N | Vegetation¦Treefellintoline¦ConductorOverhead¦Normal
21-0013861 | Unknown Cause | Patrol - found nothing |  |  | 2021 | Tier 2 - Elevated | Distribution Circuit | 1 | 25 | 2021-01-25 | 1223775 | Sus | N | UnknownCause¦Patrolfoundnothing¦¦
21-0014320 | Vegetation | Tree - branch fell on line | Transformer (OH) | Normal | 2021 | Tier 3 - Extreme | Transformer only | 1 | 25 | 2021-01-25 | 1224969 | Sus | N | Vegetation¦Treebranchfellonline¦Transformer(OH)¦Normal
21-0014738 | Vegetation | Tree - fell into line | Conductor, Overhead | Broken, wire on ground | 2021 | Tier 3 - Extreme | Distribution Circuit | 1 | 26 | 2021-01-26 | 1226478 | Sus | N | Vegetation¦Treefellintoline¦ConductorOverhead¦Brokenwireonground
21-0015312 | Equipment Failure/Involved | Overhead | Insulator | Broken | 2021 | Tier 2 - Elevated | Distribution Circuit | 1 | 26 | 2021-01-26 | 1228973 | Sus | N | EquipmentFailureInvolved¦Overhead¦Insulator¦Broken
21-0016183 | Equipment Failure/Involved | Overhead | Transformer (OH) | Broken | 2021 | Tier 3 - Extreme | Distribution Circuit | 1 | 27 | 2021-01-27 | 1232660 | Sus | N | EquipmentFailureInvolved¦Overhead¦Transformer(OH)¦Broken
21-0016773 | Vegetation | Tree - fell into line | Transformer | Broken, wire on ground | 2021 | Tier 3 - Extreme | Transformer only | 1 | 27 | 2021-01-27 | 1235974 | Sus | N | Vegetation¦Treefellintoline¦Transformer¦Brokenwireonground
21-0017831 | Equipment Failure/Involved | Overhead | Transformer (OH) | Failed/Faulted | 2021 | Tier 2 - Elevated | Distribution Circuit | 1 | 28 | 2021-01-28 | 1238655 | Sus | N | EquipmentFailureInvolved¦Overhead¦Transformer(OH)¦FailedFaulted
21-0021138 | Vegetation | Tree - fell into line | Conductor, Overhead | Broken, wire on ground | 2021 | Tier 3 - Extreme | Distribution Circuit | 2 | 2 | 2021-02-02 | 1246612 | Sus | N | Vegetation¦Treefellintoline¦ConductorOverhead¦Brokenwireonground
21-0024266 | Equipment Failure/Involved | Overhead | Transformer | Failed/Faulted | 2021 | Tier 2 - Elevated | Transformer only | 2 | 10 | 2021-02-10 | 1252577 | Sus | N | EquipmentFailureInvolved¦Overhead¦Transformer¦FailedFaulted
21-0024498 | Unknown Cause | Patrol - found nothing |  |  | 2021 | Tier 2 - Elevated | Distribution Circuit | 2 | 11 | 2021-02-11 | 1252763 | Sus | N | UnknownCause¦Patrolfoundnothing¦¦
21-0028239 | Vegetation | Tree - fell into line | Conductor, Overhead | Normal | 2021 | Tier 2 - Elevated | Distribution Circuit | 2 | 22 | 2021-02-22 | 1259647 | Sus | N | Vegetation¦Treefellintoline¦ConductorOverhead¦Normal
21-0028429 | 3rd Party | Customer Equipment | Customer Equipment | Normal | 2021 | Tier 3 - Extreme | Distribution Circuit | 2 | 23 | 2021-02-23 | 1260030 | Sus | N | 3rdParty¦CustomerEquipment¦CustomerEquipment¦Normal
21-0039103 | Unknown Cause | Patrol - found nothing |  |  | 2021 | Tier 2 - Elevated | Distribution Circuit | 3 | 21 | 2021-03-21 | 1290717 | Sus | N | UnknownCause¦Patrolfoundnothing¦¦
21-0048536 | 3rd Party | Customer Equipment | Recloser | Normal | 2021 | Tier 2 - Elevated | Distribution Circuit | 4 | 14 | 2021-04-14 | 1316555 | Sus | N | 3rdParty¦CustomerEquipment¦Recloser¦Normal
21-0049315 | Equipment Failure/Involved | Overhead | Pole-Wood | Deteriorated | 2021 | Tier 3 - Extreme | Distribution Circuit | 4 | 15 | 2021-04-15 | 1319092 | Sus | N | EquipmentFailureInvolved¦Overhead¦PoleWood¦Deteriorated
21-0052172 | Equipment Failure/Involved | Overhead | Conductor, Overhead | Deteriorated | 2021 | Tier 2 - Elevated | Distribution Circuit | 4 | 22 | 2021-04-22 | 1329240 | Sus | N | EquipmentFailureInvolved¦Overhead¦ConductorOverhead¦Deteriorated
21-0052833 | Vegetation | Tree - branch fell on line | Conductor, Overhead | Broken, wire on ground | 2021 | Tier 2 - Elevated | Distribution Circuit | 4 | 25 | 2021-04-25 | 1333292 | Sus | N | Vegetation¦Treebranchfellonline¦ConductorOverhead¦Brokenwireonground
21-0058844 | Equipment Failure/Involved | Overhead | Transformer (OH) | Failed/Faulted | 2021 | Tier 2 - Elevated | Transformer only | 5 | 8 | 2021-05-08 | 1343789 | Sus | Y | EquipmentFailureInvolved¦Overhead¦Transformer(OH)¦FailedFaulted
21-0072731 | Equipment Failure/Involved | Overhead | Transformer (OH) | Leaking | 2021 | Tier 2 - Elevated | Transformer only | 6 | 10 | 2021-06-10 | 1370291 | Sus | Y | EquipmentFailureInvolved¦Overhead¦Transformer(OH)¦Leaking
21-0073701 | Unknown Cause | Patrol - found nothing |  |  | 2021 | Tier 2 - Elevated | Distribution Circuit | 6 | 14 | 2021-06-14 | 1372450 | Sus | Y | UnknownCause¦Patrolfoundnothing¦¦
21-0074627 | Equipment Failure/Involved | Overhead | Jumper | Burned Open | 2021 | Tier 2 - Elevated | Distribution Circuit | 6 | 15 | 2021-06-15 | 1374527 | Sus | Y | EquipmentFailureInvolved¦Overhead¦Jumper¦BurnedOpen
21-0075784 | Animal | Bird found | Cutout, fuse holder | Normal | 2021 | Tier 2 - Elevated | Distribution Circuit | 6 | 17 | 2021-06-17 | 1376490 | Sus | Y | Animal¦Birdfound¦Cutoutfuseholder¦Normal
21-0077680 | Vegetation | Tree - branch fell on line | Conductor, Overhead | Normal | 2021 | Tier 2 - Elevated | Distribution Circuit | 6 | 22 | 2021-06-22 | 1382449 | Sus | Y | Vegetation¦Treebranchfellonline¦ConductorOverhead¦Normal
21-0082927 | Equipment Failure/Involved | Overhead | Jumper | Normal | 2021 | Tier 3 - Extreme | Transformer only | 6 | 30 | 2021-06-30 | 1389380 | Sus | Y | EquipmentFailureInvolved¦Overhead¦Jumper¦Normal
21-0084487 | Vegetation | Tree - fell into line | Secondary | Broken, wire on ground | 2021 | Tier 2 - Elevated | Transformer only | 7 | 2 | 2021-07-02 | 1390949 | Sus | Y | Vegetation¦Treefellintoline¦Secondary¦Brokenwireonground
21-0087694 | Equipment Failure/Involved | Overhead | Transformer (OH) | Failed/Faulted | 2021 | Tier 3 - Extreme | Transformer only | 7 | 11 | 2021-07-11 | 1399089 | Sus | Y | EquipmentFailureInvolved¦Overhead¦Transformer(OH)¦FailedFaulted
21-0088506 | Company Initiated | Construction Activity/equip, company | Transformer (OH) | Broken | 2021 | Tier 2 - Elevated | Transformer only | 7 | 12 | 2021-07-12 | 1402362 | Sus | Y | CompanyInitiated¦ConstructionActivityequipcompany¦Transformer(OH)¦Broken
21-0097073 | Equipment Failure/Involved | Overhead | Jumper | Burned Open | 2021 | Tier 2 - Elevated | Distribution Circuit | 7 | 29 | 2021-07-29 | 1420409 | Sus | Y | EquipmentFailureInvolved¦Overhead¦Jumper¦BurnedOpen
21-0104031 | Equipment Failure/Involved | Overhead | Fuse | Broken | 2021 | Tier 2 - Elevated | Transformer only | 8 | 13 | 2021-08-13 | 1441701 | Sus | Y | EquipmentFailureInvolved¦Overhead¦Fuse¦Broken
21-0104674 | Unknown Cause | Patrol - found nothing |  |  | 2021 | Tier 2 - Elevated | Transformer only | 8 | 14 | 2021-08-14 | 1442816 | Sus | Y | UnknownCause¦Patrolfoundnothing¦¦
21-0105612 | 3rd Party | Tree - cutting, 3rd party | Service conductor | Broken, wire on ground | 2021 | Tier 2 - Elevated | Transformer only | 8 | 17 | 2021-08-17 | 1444751 | Sus | Y | 3rdParty¦Treecutting3rdparty¦Serviceconductor¦Brokenwireonground
21-0110578 | Vegetation | Tree - branch fell on line | Conductor, Overhead | Broken, wire on ground | 2021 | Tier 2 - Elevated | Distribution Circuit | 8 | 28 | 2021-08-28 | 1456511 | Sus | Y | Vegetation¦Treebranchfellonline¦ConductorOverhead¦Brokenwireonground
21-0115756 | Unknown Cause | Patrol - found nothing |  |  | 2021 | Tier 2 - Elevated | Distribution Circuit | 9 | 10 | 2021-09-10 | 1467598 | Sus | Y | UnknownCause¦Patrolfoundnothing¦¦
21-0116005 | Environmental/External | Lightning | Transformer (OH) | Failed/Faulted | 2021 | Tier 2 - Elevated | Distribution Circuit | 9 | 9 | 2021-09-09 | 1466754 | Sus | Y | EnvironmentalExternal¦Lightning¦Transformer(OH)¦FailedFaulted
21-0118529 | Vegetation | Tree - grew into line | Conductor, Overhead | Normal | 2021 | Tier 3 - Extreme | Distribution Circuit | 9 | 16 | 2021-09-16 | 1473235 | Sus | Y | Vegetation¦Treegrewintoline¦ConductorOverhead¦Normal
21-0118574 | Animal | Squirrel | Lightning Arrestor | Burned/flashed | 2021 | Tier 3 - Extreme | Distribution Circuit | 9 | 16 | 2021-09-16 | 1473328 | Sus | Y | Animal¦Squirrel¦LightningArrestor¦Burnedflashed
21-0119450 | Unknown Cause | Patrol - found nothing |  |  | 2021 | Tier 2 - Elevated | Distribution Circuit | 9 | 18 | 2021-09-18 | 1474900 | Sus | Y | UnknownCause¦Patrolfoundnothing¦¦
21-0123722 | Company Initiated | Dig in, company | Connector or Splice (UG) | Broken | 2021 | Tier 2 - Elevated | Distribution Circuit | 9 | 29 | 2021-09-29 | 1483400 | Sus | Y | CompanyInitiated¦Digincompany¦ConnectororSplice(UG)¦Broken
21-0124120 | Equipment Failure/Involved | Overhead | Connector or Splice (OH) | Broken | 2021 | Zone 1 - HHZ | Distribution Circuit | 9 | 30 | 2021-09-30 | 1483830 | Sus | Y | EquipmentFailureInvolved¦Overhead¦ConnectororSplice(OH)¦Broken
21-0125444 | Unknown Cause | Patrol - found nothing |  |  | 2021 | Tier 2 - Elevated | Distribution Circuit | 10 | 4 | 2021-10-04 | 1486355 | Sus | Y | UnknownCause¦Patrolfoundnothing¦¦
21-0126438 | Company Initiated | Personnel, company | Fuse | Normal | 2021 | Tier 2 - Elevated | Distribution Circuit | 10 | 6 | 2021-10-06 | 1488199 | Sus | Y | CompanyInitiated¦Personnelcompany¦Fuse¦Normal
21-0134338 | Equipment Failure/Involved | Overhead | Jumper | Burned Open | 2021 | Tier 3 - Extreme | Distribution Circuit | 10 | 21 | 2021-10-21 | 1504347 | Sus | Y | EquipmentFailureInvolved¦Overhead¦Jumper¦BurnedOpen
21-0135756 | Vegetation | Tree - fell into line | Conductor, Overhead | Broken, wire on ground | 2021 | Tier 2 - Elevated | Distribution Circuit | 10 | 24 | 2021-10-24 | 1508701 | Sus | Y | Vegetation¦Treefellintoline¦ConductorOverhead¦Brokenwireonground
21-0135839 | Vegetation | Tree - branch fell on line | Conductor, Overhead | Broken, wire on ground | 2021 | Tier 2 - Elevated | Distribution Circuit | 10 | 24 | 2021-10-24 | 1508616 | Sus | Y | Vegetation¦Treebranchfellonline¦ConductorOverhead¦Brokenwireonground
21-0137132 | Unknown Cause | Patrol - found nothing |  |  | 2021 | Tier 2 - Elevated | Distribution Circuit | 10 | 24 | 2021-10-24 | 1517348 | Sus | Y | UnknownCause¦Patrolfoundnothing¦¦
21-0137515 | Vegetation | Tree - fell into line | Conductor, Overhead | Broken, wire on ground | 2021 | Tier 3 - Extreme | Distribution Circuit | 10 | 24 | 2021-10-24 | 1511346 | Sus | Y | Vegetation¦Treefellintoline¦ConductorOverhead¦Brokenwireonground
21-0138513 | Vegetation | Tree - fell into line | Conductor, Overhead | Broken, wire on ground | 2021 | Tier 3 - Extreme | Distribution Circuit | 10 | 26 | 2021-10-26 | 1522494 | Sus | Y | Vegetation¦Treefellintoline¦ConductorOverhead¦Brokenwireonground
21-0143458 | Equipment Failure/Involved | Overhead | Conductor, Overhead | Deteriorated | 2021 | Tier 3 - Extreme | Distribution Circuit | 11 | 8 | 2021-11-08 | 1537627 | Sus | Y | EquipmentFailureInvolved¦Overhead¦ConductorOverhead¦Deteriorated
21-0143930 | Vegetation | Tree - fell into line | Conductor, Overhead | Normal | 2021 | Tier 2 - Elevated | Distribution Circuit | 11 | 9 | 2021-11-09 | 1538784 | Sus | Y | Vegetation¦Treefellintoline¦ConductorOverhead¦Normal
21-0147548 | Equipment Failure/Involved | Overhead | Transformer (OH) | Failed/Faulted | 2021 | Tier 2 - Elevated | Transformer only | 11 | 17 | 2021-11-17 | 1547617 | Sus | Y | EquipmentFailureInvolved¦Overhead¦Transformer(OH)¦FailedFaulted
21-0151383 | Equipment Failure/Involved | Overhead | Pole-Wood | Deteriorated | 2021 | Tier 2 - Elevated | Distribution Circuit | 11 | 26 | 2021-11-26 | 1554801 | Sus | Y | EquipmentFailureInvolved¦Overhead¦PoleWood¦Deteriorated
21-0152464 | Unknown Cause | Patrol - found nothing |  |  | 2021 | Tier 2 - Elevated | Distribution Circuit | 11 | 29 | 2021-11-29 | 1555425 | Sus | Y | UnknownCause¦Patrolfoundnothing¦¦
21-0153252 | 3rd Party | Vehicle | Pole-Wood | Broken | 2021 | Tier 3 - Extreme | Distribution Circuit | 11 | 30 | 2021-11-30 | 1556727 | Sus | Y | 3rdParty¦Vehicle¦PoleWood¦Broken
21-0157409 | Vegetation | Tree - fell into line | Pole-Wood | Broken, wire on ground | 2021 | Tier 3 - Extreme | Distribution Circuit | 12 | 13 | 2021-12-13 | 1566783 | Sus | N | Vegetation¦Treefellintoline¦PoleWood¦Brokenwireonground
21-0158397 | Vegetation | Tree - branch fell on line | Conductor, Overhead | Together | 2021 | Tier 2 - Elevated | Distribution Circuit | 12 | 14 | 2021-12-14 | 1570078 | Sus | N | Vegetation¦Treebranchfellonline¦ConductorOverhead¦Together
21-0158521 | Vegetation | Tree - fell into line | Conductor, Overhead | Broken, wire on ground | 2021 | Tier 2 - Elevated | Distribution Circuit | 12 | 15 | 2021-12-15 | 1572748 | Sus | N | Vegetation¦Treefellintoline¦ConductorOverhead¦Brokenwireonground
21-0158843 | Unknown Cause | Patrol - found nothing |  |  | 2021 | Tier 2 - Elevated | Distribution Circuit | 12 | 15 | 2021-12-15 | 1573221 | Sus | N | UnknownCause¦Patrolfoundnothing¦¦
21-0158908 | Equipment Failure/Involved | Overhead | Transformer (OH) | Failed/Faulted | 2021 | Tier 3 - Extreme | Distribution Circuit | 12 | 15 | 2021-12-15 | 1574857 | Sus | N | EquipmentFailureInvolved¦Overhead¦Transformer(OH)¦FailedFaulted
21-0159536 | Equipment Failure/Involved | Underground | Transformer | Broken | 2021 | Tier 2 - Elevated | Transformer only | 12 | 18 | 2021-12-18 | 1576745 | Sus | N | EquipmentFailureInvolved¦Underground¦Transformer¦Broken
21-0160270 | Vegetation | Tree - fell into line | Conductor, Overhead | Normal | 2021 | Tier 3 - Extreme | Transformer only | 12 | 23 | 2021-12-23 | 1579744 | Sus | N | Vegetation¦Treefellintoline¦ConductorOverhead¦Normal
21-0161317 | Vegetation | Tree - fell into line | Conductor, Overhead | On Ground | 2021 | Tier 3 - Extreme | Distribution Circuit | 12 | 28 | 2021-12-28 | 1586571 | Sus | N | Vegetation¦Treefellintoline¦ConductorOverhead¦OnGround
21-0161351 | Unknown Cause | Patrol - not conducted |  |  | 2021 | Tier 2 - Elevated | Distribution Circuit | 12 | 28 | 2021-12-28 | 1587037 | Sus | N | UnknownCause¦Patrolnotconducted¦¦
21-0161808 | Vegetation | Tree - fell into line | Conductor, Overhead | Broken, wire on ground | 2021 | Tier 3 - Extreme | Distribution Circuit | 12 | 29 | 2021-12-29 | 1588832 | Sus | N | Vegetation¦Treefellintoline¦ConductorOverhead¦Brokenwireonground
21-0161896 | Equipment Failure/Involved | Overhead | Connector or Splice (OH) | Broken | 2021 | Tier 2 - Elevated | Distribution Circuit | 12 | 30 | 2021-12-30 | 1590118 | Sus | N | EquipmentFailureInvolved¦Overhead¦ConnectororSplice(OH)¦Broken
22-0005257 | Vegetation | Tree - branch fell on line | Conductor, Overhead | Normal | 2022 | Tier 3 - Extreme | Distribution Circuit | 1 | 2 | 2022-01-02 | 1592754 | Sus | N | Vegetation¦Treebranchfellonline¦ConductorOverhead¦Normal
22-0005258 | Environmental/External | Ice or snow | Service conductor | Broken, wire on ground | 2022 | Tier 3 - Extreme | Transformer only | 1 | 2 | 2022-01-02 | 1592697 | Sus | N | EnvironmentalExternal¦Iceorsnow¦Serviceconductor¦Brokenwireonground
22-0005762 | Environmental/External | Ice or snow | Conductor, Overhead | Broken, wire on ground | 2021 | Tier 3 - Extreme | Distribution Circuit | 12 | 27 | 2021-12-27 | 1594318 | Sus | N | EnvironmentalExternal¦Iceorsnow¦ConductorOverhead¦Brokenwireonground
22-0005981 | Equipment Failure/Involved | Overhead | Other | Normal | 2022 | Tier 2 - Elevated | Transformer only | 1 | 4 | 2022-01-04 | 1594642 | Sus | N | EquipmentFailureInvolved¦Overhead¦Other¦Normal
22-0006614 | Vegetation | Tree - fell into line | Pole-Wood | Normal | 2021 | Tier 3 - Extreme | Distribution Circuit | 12 | 27 | 2021-12-27 | 1596024 | Sus | N | Vegetation¦Treefellintoline¦PoleWood¦Normal
22-0006737 | Vegetation | Tree - grew into line | Conductor, Overhead | Broken, wire on ground | 2021 | Tier 3 - Extreme | Distribution Circuit | 12 | 27 | 2021-12-27 | 1596458 | Sus | N | Vegetation¦Treegrewintoline¦ConductorOverhead¦Brokenwireonground
22-0009291 | Equipment Failure/Involved | Overhead | Jumper | Burned Open | 2022 | Tier 2 - Elevated | Distribution Circuit | 1 | 13 | 2022-01-13 | 1601603 | Sus | N | EquipmentFailureInvolved¦Overhead¦Jumper¦BurnedOpen
22-0010350 | Equipment Failure/Involved | Overhead | Fuse | Broken | 2022 | Tier 3 - Extreme | Distribution Circuit | 1 | 16 | 2022-01-16 | 1603523 | Sus | N | EquipmentFailureInvolved¦Overhead¦Fuse¦Broken
22-0013003 | Vegetation | Tree - branch fell on line | Conductor, Overhead | Normal | 2022 | Tier 3 - Extreme | Distribution Circuit | 1 | 21 | 2022-01-21 | 1607975 | Sus | N | Vegetation¦Treebranchfellonline¦ConductorOverhead¦Normal
22-0015986 | Equipment Failure/Involved | Overhead | Service conductor | Deteriorated | 2022 | Tier 2 - Elevated | Transformer only | 1 | 28 | 2022-01-28 | 1615544 | Sus | N | EquipmentFailureInvolved¦Overhead¦Serviceconductor¦Deteriorated
22-0025768 | Equipment Failure/Involved | Overhead | Pole-Wood | Broken, wire on ground | 2022 | Tier 2 - Elevated | Distribution Circuit | 2 | 23 | 2022-02-23 | 1634363 | Sus | N | EquipmentFailureInvolved¦Overhead¦PoleWood¦Brokenwireonground
22-0028675 | Unknown Cause | Patrol - found nothing |  |  | 2022 | Tier 3 - Extreme | Distribution Circuit | 3 | 2 | 2022-03-02 | 1640589 | Sus | N | UnknownCause¦Patrolfoundnothing¦¦
22-0029204 | Equipment Failure/Involved | Overhead | Insulator | Broken | 2022 | Tier 3 - Extreme | Distribution Circuit | 3 | 3 | 2022-03-03 | 1641329 | Sus | N | EquipmentFailureInvolved¦Overhead¦Insulator¦Broken
22-0038013 | Animal | Other | Recloser | Normal | 2022 | Tier 2 - Elevated | Distribution Circuit | 3 | 24 | 2022-03-24 | 1655108 | Sus | N | Animal¦Other¦Recloser¦Normal
22-0039079 | Equipment Failure/Involved | Overhead | Jumper | Burned Open | 2022 | Tier 3 - Extreme | Distribution Circuit | 4 | 22 | 2022-04-22 | 1679678 | Sus | N | EquipmentFailureInvolved¦Overhead¦Jumper¦BurnedOpen
22-0050637 | Unknown Cause | Patrol - found nothing |  |  | 2022 | Tier 3 - Extreme | Transformer only | 4 | 16 | 2022-04-16 | 1674603 | Sus | N | UnknownCause¦Patrolfoundnothing¦¦
22-0052017 | Vegetation | Tree - fell into line | Conductor, Overhead | Broken, wire on ground | 2022 | Tier 2 - Elevated | Distribution Circuit | 4 | 20 | 2022-04-20 | 1677327 | Sus | N | Vegetation¦Treefellintoline¦ConductorOverhead¦Brokenwireonground
22-0052930 | Environmental/External | Lightning | Insulator | Broken | 2022 | Tier 2 - Elevated | Distribution Circuit | 4 | 21 | 2022-04-21 | 1678637 | Sus | N | EnvironmentalExternal¦Lightning¦Insulator¦Broken
22-0053281 | Environmental/External | Lightning | Transformer (OH) | Failed/Faulted | 2022 | Tier 2 - Elevated | Transformer only | 4 | 22 | 2022-04-22 | 1679236 | Sus | N | EnvironmentalExternal¦Lightning¦Transformer(OH)¦FailedFaulted
22-0057620 | Unknown Cause | Patrol - found nothing |  |  | 2022 | Tier 2 - Elevated | Distribution Circuit | 5 | 4 | 2022-05-04 | 1687888 | Sus | Y | UnknownCause¦Patrolfoundnothing¦¦
22-0062558 | 3rd Party | Customer Equipment | Customer Equipment | Burned Open | 2022 | Tier 2 - Elevated | Distribution Circuit | 5 | 16 | 2022-05-16 | 1697596 | Sus | Y | 3rdParty¦CustomerEquipment¦CustomerEquipment¦BurnedOpen
22-0066313 | Equipment Failure/Involved | Overhead | Secondary | Broken | 2022 | Tier 3 - Extreme | Distribution Circuit | 5 | 25 | 2022-05-25 | 1710195 | Sus | Y | EquipmentFailureInvolved¦Overhead¦Secondary¦Broken
22-0074302 | Equipment Failure/Involved | Overhead | Transformer (OH) | Failed/Faulted | 2022 | Tier 2 - Elevated | Transformer only | 6 | 14 | 2022-06-14 | 1731458 | Sus | Y | EquipmentFailureInvolved¦Overhead¦Transformer(OH)¦FailedFaulted
22-0075950 | 3rd Party | Metallic Balloon | Conductor, Overhead | Together | 2022 | Tier 2 - Elevated | Distribution Circuit | 6 | 18 | 2022-06-18 | 1734936 | Sus | Y | 3rdParty¦MetallicBalloon¦ConductorOverhead¦Together
22-0079255 | Unknown Cause | Patrol - found nothing |  |  | 2022 | Tier 2 - Elevated | Distribution Circuit | 6 | 27 | 2022-06-27 | 1743873 | Sus | Y | UnknownCause¦Patrolfoundnothing¦¦
22-0084486 | Equipment Failure/Involved | Overhead | Pole-Wood | Deteriorated | 2022 | Tier 2 - Elevated | Distribution Circuit | 7 | 12 | 2022-07-12 | 1754830 | Sus | Y | EquipmentFailureInvolved¦Overhead¦PoleWood¦Deteriorated
22-0088422 | Unknown Cause | Patrol - found nothing |  |  | 2022 | Tier 3 - Extreme | Distribution Circuit | 7 | 21 | 2022-07-21 | 1762732 | Sus | Y | UnknownCause¦Patrolfoundnothing¦¦
22-0098707 | Vegetation | Tree - branch fell on line | Conductor, Overhead | Broken, wire on ground | 2022 | Tier 3 - Extreme | Distribution Circuit | 8 | 17 | 2022-08-17 | 1783608 | Sus | Y | Vegetation¦Treebranchfellonline¦ConductorOverhead¦Brokenwireonground
22-0098927 | Equipment Failure/Involved | Overhead | Secondary | Broken | 2022 | Tier 2 - Elevated | Distribution Circuit | 8 | 17 | 2022-08-17 | 1783948 | Sus | Y | EquipmentFailureInvolved¦Overhead¦Secondary¦Broken
22-0100336 | Equipment Failure/Involved | Overhead | Pole-Wood | Broken | 2022 | Tier 2 - Elevated | Distribution Circuit | 8 | 22 | 2022-08-22 | 1787077 | Sus | Y | EquipmentFailureInvolved¦Overhead¦PoleWood¦Broken
22-0110422 | Equipment Failure/Involved | Overhead | Pole-Wood | Broken | 2022 | Tier 2 - Elevated | Distribution Circuit | 9 | 14 | 2022-09-14 | 1811414 | Sus | Y | EquipmentFailureInvolved¦Overhead¦PoleWood¦Broken
22-0118661 | Unknown Cause | Patrol - found nothing |  |  | 2022 | Tier 2 - Elevated | Distribution Circuit | 10 | 6 | 2022-10-06 | 1830292 | Sus | Y | UnknownCause¦Patrolfoundnothing¦¦
22-0123794 | Equipment Failure/Involved | Overhead | Pole-Wood | Deteriorated | 2022 | Tier 2 - Elevated | Distribution Circuit | 10 | 22 | 2022-10-22 | 1842565 | Sus | Y | EquipmentFailureInvolved¦Overhead¦PoleWood¦Deteriorated
22-0127011 | 3rd Party | Customer Equipment | Transformer | Broken, wire on ground | 2022 | Tier 3 - Extreme | Transformer only | 11 | 2 | 2022-11-02 | 1851351 | Sus | Y | 3rdParty¦CustomerEquipment¦Transformer¦Brokenwireonground
22-0127101 | Company Initiated | Construction Activity/equip, company | Insulator | Broken | 2022 | Tier 2 - Elevated | Distribution Circuit | 11 | 2 | 2022-11-02 | 1851687 | Sus | Y | CompanyInitiated¦ConstructionActivityequipcompany¦Insulator¦Broken
22-0129124 | Unknown Cause | Patrol - found nothing |  |  | 2022 | Tier 2 - Elevated | Distribution Circuit | 11 | 8 | 2022-11-08 | 1857520 | Sus | Y | UnknownCause¦Patrolfoundnothing¦¦
22-0129945 | Unknown Cause | Patrol - found nothing |  |  | 2022 | Tier 2 - Elevated | Distribution Circuit | 11 | 10 | 2022-11-10 | 1859697 | Sus | Y | UnknownCause¦Patrolfoundnothing¦¦
22-0135548 | Vegetation | Tree - branch fell on line | Conductor, Overhead | Normal | 2022 | Tier 2 - Elevated | Distribution Circuit | 12 | 1 | 2022-12-01 | 1872768 | Sus | N | Vegetation¦Treebranchfellonline¦ConductorOverhead¦Normal
22-0140604 | Equipment Failure/Involved | Overhead | Lightning Arrestor | Broken | 2022 | Tier 3 - Extreme | Transformer only | 12 | 19 | 2022-12-19 | 1892572 | Sus | N | EquipmentFailureInvolved¦Overhead¦LightningArrestor¦Broken
22-0141762 | Equipment Failure/Involved | Overhead | Transformer (OH) | Failed/Faulted | 2022 | Tier 2 - Elevated | Transformer only | 12 | 26 | 2022-12-26 | 1897705 | Sus | N | EquipmentFailureInvolved¦Overhead¦Transformer(OH)¦FailedFaulted
22-0142020 | Unknown Cause | Patrol - not conducted |  |  | 2022 | Tier 2 - Elevated | Transmission line | 12 | 29 | 2022-12-29 | 1900866 | Sus | N | UnknownCause¦Patrolnotconducted¦¦
22-0142848 | Vegetation | Tree - bark fell into line | Conductor, Overhead | Normal | 2022 | Tier 3 - Extreme | Distribution Circuit | 12 | 31 | 2022-12-31 | 1904755 | Sus | N | Vegetation¦Treebarkfellintoline¦ConductorOverhead¦Normal
15-0010514 | Vegetation | Tree - fell into line | Conductor, Overhead | Broken, wire on ground | 2015 | Tier 3 - Extreme | Distribution Circuit | 2 | 6 | 2015-02-06 | 1175327 | Sus | N | Vegetation¦Treefellintoline¦ConductorOverhead¦Brokenwireonground
15-0011252 | Equipment Failure/Involved | Other | Pole-Wood | Broken, wire on ground | 2015 | Tier 2 - Elevated | Distribution Circuit | 2 | 7 | 2015-02-07 | 1181340 | Sus | N | EquipmentFailureInvolved¦Other¦PoleWood¦Brokenwireonground
15-0019599 | 3rd Party | Vehicle | Pole-Wood | Broken | 2015 | Tier 2 - Elevated | Distribution Circuit | 3 | 14 | 2015-03-14 | 1203452 | Sus | N | 3rdParty¦Vehicle¦PoleWood¦Broken
15-0024917 | Equipment Failure/Involved | Other | Conductor, Overhead | Broken, wire on ground | 2015 | Tier 2 - Elevated | Distribution Circuit | 4 | 7 | 2015-04-07 | 1215053 | Sus | N | EquipmentFailureInvolved¦Other¦ConductorOverhead¦Brokenwireonground
15-0026736 | Vegetation | Tree - fell into line | Pole-Wood | Broken, wire on ground | 2015 | Tier 3 - Extreme | Distribution Circuit | 4 | 14 | 2015-04-14 | 1219606 | Sus | N | Vegetation¦Treefellintoline¦PoleWood¦Brokenwireonground
15-0040155 | 3rd Party | Tree - cutting, 3rd party | Conductor, Overhead | Normal | 2015 | Tier 2 - Elevated | Distribution Circuit | 6 | 10 | 2015-06-10 | 1248559 | Sus | Y | 3rdParty¦Treecutting3rdparty¦ConductorOverhead¦Normal
15-0041683 | Unknown Cause | Patrol - found nothing |  |  | 2015 | Tier 2 - Elevated | Distribution Circuit | 6 | 17 | 2015-06-17 | 1252205 | Sus | Y | UnknownCause¦Patrolfoundnothing¦¦
15-0042152 | Animal | Squirrel | Fuse | Failed/Faulted | 2015 | Tier 3 - Extreme | Distribution Circuit | 6 | 19 | 2015-06-19 | 1253327 | Sus | Y | Animal¦Squirrel¦Fuse¦FailedFaulted
15-0044720 | Equipment Failure/Involved | Overhead | Transformer (OH) | Broken | 2015 | Tier 3 - Extreme | Transformer only | 7 | 1 | 2015-07-01 | 1260434 | Sus | Y | EquipmentFailureInvolved¦Overhead¦Transformer(OH)¦Broken
15-0044836 | Vegetation | Tree - fell into line | Conductor, Overhead | Broken, wire on ground | 2015 | Tier 3 - Extreme | Distribution Circuit | 7 | 2 | 2015-07-02 | 1261450 | Sus | Y | Vegetation¦Treefellintoline¦ConductorOverhead¦Brokenwireonground
15-0045277 | Equipment Failure/Involved | Overhead | Cutout, fuse holder | Broken | 2015 | Tier 3 - Extreme | Distribution Circuit | 7 | 3 | 2015-07-03 | 1262253 | Sus | Y | EquipmentFailureInvolved¦Overhead¦Cutoutfuseholder¦Broken
15-0048731 | Environmental/External | Lightning | Fuse | Failed/Faulted | 2015 | Tier 2 - Elevated | Distribution Circuit | 7 | 19 | 2015-07-19 | 1272599 | Sus | Y | EnvironmentalExternal¦Lightning¦Fuse¦FailedFaulted
15-0049560 | Environmental/External | Lightning | Fuse | Failed/Faulted | 2015 | Tier 2 - Elevated | Distribution Circuit | 7 | 21 | 2015-07-21 | 1274680 | Sus | Y | EnvironmentalExternal¦Lightning¦Fuse¦FailedFaulted
15-0051891 | Equipment Failure/Involved | Electrical Overload | Other | Broken | 2015 | Tier 3 - Extreme | Distribution Circuit | 7 | 31 | 2015-07-31 | 1280593 | Sus | Y | EquipmentFailureInvolved¦ElectricalOverload¦Other¦Broken
15-0054643 | Vegetation | Tree - fell into line | Conductor, Overhead | Broken, wire on ground | 2015 | Tier 2 - Elevated | Distribution Circuit | 8 | 12 | 2015-08-12 | 1287468 | Sus | Y | Vegetation¦Treefellintoline¦ConductorOverhead¦Brokenwireonground
15-0055301 | Animal | Bird found | Conductor, Overhead | Normal | 2015 | Tier 2 - Elevated | Distribution Circuit | 8 | 16 | 2015-08-16 | 1289098 | Sus | Y | Animal¦Birdfound¦ConductorOverhead¦Normal
15-0058717 | Equipment Failure/Involved | Overhead | Secondary | Broken, wire on ground | 2015 | Tier 3 - Extreme | Distribution Circuit | 9 | 1 | 2015-09-01 | 1298411 | Sus | Y | EquipmentFailureInvolved¦Overhead¦Secondary¦Brokenwireonground
15-0067786 | 3rd Party | Vehicle | Conductor, Overhead | On Ground | 2015 | Tier 3 - Extreme | Distribution Circuit | 10 | 4 | 2015-10-04 | 1316631 | Sus | Y | 3rdParty¦Vehicle¦ConductorOverhead¦OnGround
15-0070012 | Vegetation | Tree - fell into line | Conductor, Overhead | Normal | 2015 | Tier 3 - Extreme | Distribution Circuit | 10 | 13 | 2015-10-13 | 1321202 | Sus | Y | Vegetation¦Treefellintoline¦ConductorOverhead¦Normal
15-0076160 | Animal | Squirrel |  | Failed/Faulted | 2015 | Tier 2 - Elevated | Transformer only | 11 | 6 | 2015-11-06 | 1336359 | Sus | Y | Animal¦Squirrel¦¦FailedFaulted
15-0081754 | Equipment Failure/Involved | Overhead | Transformer | Failed/Faulted | 2015 | Tier 3 - Extreme | Transformer only | 11 | 30 | 2015-11-30 | 1350703 | Sus | Y | EquipmentFailureInvolved¦Overhead¦Transformer¦FailedFaulted
15-0082454 | Vegetation | Tree - fell into line | Conductor, Overhead | Broken, wire on ground | 2015 | Tier 2 - Elevated | Transmission line | 12 | 3 | 2015-12-03 | 1352691 | Sus | N | Vegetation¦Treefellintoline¦ConductorOverhead¦Brokenwireonground
15-0083349 | Company Initiated | Personnel, company |  |  | 2015 | Tier 3 - Extreme | Transformer only | 12 | 8 | 2015-12-08 | 1355488 | Sus | N | CompanyInitiated¦Personnelcompany¦¦
15-0084676 | Vegetation | Tree - branch fell on line | Conductor, Overhead | Together | 2015 | Tier 2 - Elevated | Distribution Circuit | 12 | 13 | 2015-12-13 | 1360606 | Sus | N | Vegetation¦Treebranchfellonline¦ConductorOverhead¦Together
15-0085927 | Unknown Cause | Patrol - found nothing |  |  | 2015 | Tier 2 - Elevated | Distribution Circuit | 12 | 17 | 2015-12-17 | 1365434 | Sus | N | UnknownCause¦Patrolfoundnothing¦¦
15-0086546 | Equipment Failure/Involved | Overhead | Conductor, Overhead | Broken, wire on ground | 2015 | Tier 2 - Elevated | Distribution Circuit | 12 | 21 | 2015-12-21 | 1368214 | Sus | N | EquipmentFailureInvolved¦Overhead¦ConductorOverhead¦Brokenwireonground
16-0004312 | Vegetation | Tree - branch fell on line | Conductor, Overhead | Normal | 2016 | Tier 2 - Elevated | Distribution Circuit | 1 | 9 | 2016-01-09 | 1380934 | Sus | N | Vegetation¦Treebranchfellonline¦ConductorOverhead¦Normal
16-0009256 | Vegetation | Tree - fell into line | Conductor, Overhead | Normal | 2016 | Tier 3 - Extreme | Distribution Circuit | 1 | 30 | 2016-01-30 | 1394353 | Sus | N | Vegetation¦Treefellintoline¦ConductorOverhead¦Normal
16-0009542 | Vegetation | Tree - branch fell on line | Conductor, Overhead | Normal | 2016 | Tier 2 - Elevated | Distribution Circuit | 1 | 31 | 2016-01-31 | 1395304 | Sus | N | Vegetation¦Treebranchfellonline¦ConductorOverhead¦Normal
16-0009953 | 3rd Party | Vehicle | Pole-Wood | Broken, wire on ground | 2016 | Tier 2 - Elevated | Distribution Circuit | 2 | 1 | 2016-02-01 | 1396777 | Sus | N | 3rdParty¦Vehicle¦PoleWood¦Brokenwireonground
16-0010711 | Equipment Failure/Involved | Electrical Overload | Transformer | Failed/Faulted | 2016 | Tier 3 - Extreme | Transformer only | 2 | 4 | 2016-02-04 | 1398376 | Sus | N | EquipmentFailureInvolved¦ElectricalOverload¦Transformer¦FailedFaulted
16-0012560 | Vegetation | Tree - fell into line | Conductor, Overhead | Broken, wire on ground | 2016 | Tier 2 - Elevated | Distribution Circuit | 2 | 14 | 2016-02-14 | 1403197 | Sus | N | Vegetation¦Treefellintoline¦ConductorOverhead¦Brokenwireonground
16-0014847 | Equipment Failure/Involved | Overhead | Transformer (OH) | Failed/Faulted | 2016 | Tier 3 - Extreme | Distribution Circuit | 2 | 22 | 2016-02-22 | 1410615 | Sus | N | EquipmentFailureInvolved¦Overhead¦Transformer(OH)¦FailedFaulted
16-0015102 | Vegetation | Tree - bark fell into line |  | Failed/Faulted | 2016 | Tier 3 - Extreme | Transformer only | 2 | 23 | 2016-02-23 | 1411146 | Sus | N | Vegetation¦Treebarkfellintoline¦¦FailedFaulted
16-0018017 | Unknown Cause | Patrol - found nothing |  |  | 2016 | Tier 2 - Elevated | Distribution Circuit | 3 | 5 | 2016-03-05 | 1418660 | Sus | N | UnknownCause¦Patrolfoundnothing¦¦
16-0018192 | Vegetation | Tree - fell into line | Conductor, Overhead | Broken, wire on ground | 2016 | Tier 3 - Extreme | Distribution Circuit | 3 | 6 | 2016-03-06 | 1420919 | Sus | N | Vegetation¦Treefellintoline¦ConductorOverhead¦Brokenwireonground
16-0018682 | Vegetation | Tree - fell into line | Conductor, Overhead | Broken, wire on ground | 2016 | Tier 2 - Elevated | Distribution Circuit | 3 | 7 | 2016-03-07 | 1423141 | Sus | N | Vegetation¦Treefellintoline¦ConductorOverhead¦Brokenwireonground
16-0018739 | Unknown Cause | Patrol - found nothing |  |  | 2016 | Tier 3 - Extreme | Distribution Circuit | 3 | 7 | 2016-03-07 | 1423215 | Sus | N | UnknownCause¦Patrolfoundnothing¦¦
16-0020903 | Vegetation | Tree - fell into line | Pole-Wood | Broken, wire on ground | 2016 | Tier 2 - Elevated | Distribution Circuit | 3 | 13 | 2016-03-13 | 1429957 | Sus | N | Vegetation¦Treefellintoline¦PoleWood¦Brokenwireonground
16-0021012 | Unknown Cause | Patrol - found nothing |  |  | 2016 | Tier 3 - Extreme | Distribution Circuit | 3 | 13 | 2016-03-13 | 1430419 | Sus | N | UnknownCause¦Patrolfoundnothing¦¦
16-0021032 | Vegetation | Tree - fell into line | Pole-Wood | Broken, wire on ground | 2016 | Tier 2 - Elevated | Distribution Circuit | 3 | 13 | 2016-03-13 | 1430492 | Sus | N | Vegetation¦Treefellintoline¦PoleWood¦Brokenwireonground
16-0029029 | Vegetation | Tree - fell into line | Conductor, Overhead | Broken, wire on ground | 2016 | Tier 2 - Elevated | Distribution Circuit | 4 | 15 | 2016-04-15 | 1451532 | Sus | N | Vegetation¦Treefellintoline¦ConductorOverhead¦Brokenwireonground
16-0034680 | 3rd Party | Vehicle | Pole-Wood | Broken | 2016 | Tier 2 - Elevated | Distribution Circuit | 5 | 8 | 2016-05-08 | 1466580 | Sus | Y | 3rdParty¦Vehicle¦PoleWood¦Broken
16-0035672 | Vegetation | Tree - fell into line | Conductor, Overhead | Broken | 2016 | Tier 3 - Extreme | Distribution Circuit | 5 | 12 | 2016-05-12 | 1468800 | Sus | Y | Vegetation¦Treefellintoline¦ConductorOverhead¦Broken
16-0039641 | Unknown Cause | Patrol - found nothing |  |  | 2016 | Tier 2 - Elevated | Distribution Circuit | 5 | 29 | 2016-05-29 | 1479005 | Sus | Y | UnknownCause¦Patrolfoundnothing¦¦
16-0040865 | Unknown Cause | Patrol - not conducted |  |  | 2016 | Tier 2 - Elevated | Distribution Circuit | 6 | 3 | 2016-06-03 | 1482113 | Sus | Y | UnknownCause¦Patrolnotconducted¦¦
16-0046471 | Equipment Failure/Involved | Underground | Conductor, Underground | Burned/flashed | 2016 | Tier 2 - Elevated | Transformer only | 6 | 28 | 2016-06-28 | 1497905 | Sus | Y | EquipmentFailureInvolved¦Underground¦ConductorUnderground¦Burnedflashed
16-0057113 | Unknown Cause | Patrol - found nothing |  |  | 2016 | Tier 3 - Extreme | Distribution Circuit | 8 | 13 | 2016-08-13 | 1525759 | Sus | Y | UnknownCause¦Patrolfoundnothing¦¦
16-0057931 | Equipment Failure/Involved | Overhead | Pole-Wood | Broken | 2016 | Tier 3 - Extreme | Distribution Circuit | 8 | 17 | 2016-08-17 | 1527945 | Sus | Y | EquipmentFailureInvolved¦Overhead¦PoleWood¦Broken
16-0058196 | Environmental/External | Fire, Forest/Grass | Pole-Wood | Burned/flashed | 2016 | Tier 2 - Elevated | Distribution Circuit | 8 | 18 | 2016-08-18 | 1528404 | Sus | Y | EnvironmentalExternal¦FireForestGrass¦PoleWood¦Burnedflashed
16-0065143 | Equipment Failure/Involved | Overhead | Pole-Wood | Broken | 2016 | Tier 2 - Elevated | Transformer only | 9 | 16 | 2016-09-16 | 1542753 | Sus | Y | EquipmentFailureInvolved¦Overhead¦PoleWood¦Broken
16-0066692 | Animal | Bird found | Conductor, Overhead | Broken, wire on ground | 2016 | Tier 2 - Elevated | Distribution Circuit | 9 | 22 | 2016-09-22 | 1546178 | Sus | Y | Animal¦Birdfound¦ConductorOverhead¦Brokenwireonground
16-0072630 | Equipment Failure/Involved | Overhead | Jumper | Burned Open | 2016 | Tier 3 - Extreme | Distribution Circuit | 10 | 15 | 2016-10-15 | 1561671 | Sus | Y | EquipmentFailureInvolved¦Overhead¦Jumper¦BurnedOpen
16-0073355 | Equipment Failure/Involved | Overhead | Insulator | Broken | 2016 | Tier 3 - Extreme | Distribution Circuit | 10 | 17 | 2016-10-17 | 1564599 | Sus | Y | EquipmentFailureInvolved¦Overhead¦Insulator¦Broken
16-0076552 | 3rd Party | Vehicle | Pole-Wood | Broken | 2016 | Tier 2 - Elevated | Distribution Circuit | 10 | 28 | 2016-10-28 | 1572257 | Sus | Y | 3rdParty¦Vehicle¦PoleWood¦Broken
16-0084943 | Vegetation | Tree - branch fell on line | Fuse | Failed/Faulted | 2016 | Tier 2 - Elevated | Distribution Circuit | 12 | 10 | 2016-12-10 | 1598336 | Sus | N | Vegetation¦Treebranchfellonline¦Fuse¦FailedFaulted
16-0085097 | Equipment Failure/Involved | Overhead | Transformer (OH) | Normal | 2016 | Tier 3 - Extreme | Transformer only | 12 | 11 | 2016-12-11 | 1599808 | Sus | N | EquipmentFailureInvolved¦Overhead¦Transformer(OH)¦Normal
16-0085649 | Vegetation | Tree - branch fell on line | Conductor, Overhead | Normal | 2016 | Tier 3 - Extreme | Distribution Circuit | 12 | 15 | 2016-12-15 | 1602267 | Sus | N | Vegetation¦Treebranchfellonline¦ConductorOverhead¦Normal
16-0085900 | Vegetation | Tree - fell into line | Conductor, Overhead | Broken, wire on ground | 2016 | Tier 3 - Extreme | Distribution Circuit | 12 | 15 | 2016-12-15 | 1603785 | Sus | N | Vegetation¦Treefellintoline¦ConductorOverhead¦Brokenwireonground
16-0086056 | Vegetation | Tree - fell into line | Conductor, Overhead | Together | 2016 | Tier 3 - Extreme | Distribution Circuit | 12 | 16 | 2016-12-16 | 1604827 | Sus | N | Vegetation¦Treefellintoline¦ConductorOverhead¦Together
16-0086999 | Equipment Failure/Involved | Overhead | Transformer | Failed/Faulted | 2016 | Tier 2 - Elevated | Transformer only | 12 | 25 | 2016-12-25 | 1610763 | Sus | N | EquipmentFailureInvolved¦Overhead¦Transformer¦FailedFaulted
17-0005424 | Vegetation | Tree - branch fell on line | Conductor, Overhead | Normal | 2017 | Tier 3 - Extreme | Distribution Circuit | 1 | 8 | 2017-01-08 | 1627492 | Sus | N | Vegetation¦Treebranchfellonline¦ConductorOverhead¦Normal
17-0007169 | Vegetation | Tree - fell into line | Conductor, Overhead | Together | 2017 | Tier 2 - Elevated | Transmission line | 1 | 10 | 2017-01-10 |  | Sus | N | Vegetation¦Treefellintoline¦ConductorOverhead¦Together
17-0007364 | Unknown Cause | Patrol - found nothing |  |  | 2017 | Tier 2 - Elevated | Distribution Circuit | 1 | 10 | 2017-01-10 | 1636103 | Sus | N | UnknownCause¦Patrolfoundnothing¦¦
17-0008327 | Environmental/External | Flood/Erosion | Pole-Wood | Normal | 2017 | Tier 3 - Extreme | Distribution Circuit | 1 | 12 | 2017-01-12 | 1640999 | Sus | N | EnvironmentalExternal¦FloodErosion¦PoleWood¦Normal
17-0009116 | Equipment Failure/Involved | Underground | Conductor, Underground | Deteriorated | 2017 | Tier 2 - Elevated | Distribution Circuit | 1 | 14 | 2017-01-14 | 1643381 | Sus | N | EquipmentFailureInvolved¦Underground¦ConductorUnderground¦Deteriorated
17-0010049 | Vegetation | Tree - branch fell on line | Conductor, Overhead | Broken, wire on ground | 2017 | Tier 2 - Elevated | Distribution Circuit | 1 | 18 | 2017-01-18 | 1646619 | Sus | N | Vegetation¦Treebranchfellonline¦ConductorOverhead¦Brokenwireonground
17-0010698 | Vegetation | Tree - fell into line | Conductor, Overhead | Broken, wire on ground | 2017 | Tier 3 - Extreme | Distribution Circuit | 1 | 18 | 2017-01-18 | 1649578 | Sus | N | Vegetation¦Treefellintoline¦ConductorOverhead¦Brokenwireonground
17-0011675 | Vegetation | Tree - fell into line | Conductor, Overhead | Broken, wire on ground | 2017 | Tier 2 - Elevated | Distribution Circuit | 1 | 20 | 2017-01-20 | 1654632 | Sus | N | Vegetation¦Treefellintoline¦ConductorOverhead¦Brokenwireonground
17-0011989 | Unknown Cause | Patrol - found nothing |  |  | 2017 | Tier 3 - Extreme | Distribution Circuit | 1 | 21 | 2017-01-21 | 1656260 | Sus | N | UnknownCause¦Patrolfoundnothing¦¦
17-0012870 | Unknown Cause | Patrol - found nothing |  |  | 2017 | Tier 2 - Elevated | Transformer only | 1 | 21 | 2017-01-21 | 1657266 | Sus | N | UnknownCause¦Patrolfoundnothing¦¦
17-0013237 | Vegetation | Other ground vegetation | Conductor, Overhead | Normal | 2017 | Tier 2 - Elevated | Distribution Circuit | 1 | 22 | 2017-01-22 | 1661412 | Sus | N | Vegetation¦Othergroundvegetation¦ConductorOverhead¦Normal
17-0013377 | Unknown Cause | Patrol - not conducted |  |  | 2017 | Tier 2 - Elevated | Distribution Circuit | 1 | 22 | 2017-01-22 | 1662178 | Sus | N | UnknownCause¦Patrolnotconducted¦¦
17-0013560 | Unknown Cause | Patrol - not conducted |  |  | 2017 | Tier 3 - Extreme | Distribution Circuit | 1 | 23 | 2017-01-23 | 1662650 | Sus | N | UnknownCause¦Patrolnotconducted¦¦
17-0013628 | Vegetation | Tree - fell into line | Conductor, Overhead | Broken, wire on ground | 2017 | Tier 3 - Extreme | Distribution Circuit | 1 | 23 | 2017-01-23 | 1663102 | Sus | N | Vegetation¦Treefellintoline¦ConductorOverhead¦Brokenwireonground
17-0014421 | Equipment Failure/Involved | Overhead | Transformer (OH) | Deteriorated | 2017 | Tier 3 - Extreme | Transformer only | 1 | 24 | 2017-01-24 | 1665869 | Sus | N | EquipmentFailureInvolved¦Overhead¦Transformer(OH)¦Deteriorated
17-0017554 | Vegetation | Tree - fell into line | Fuse | Failed/Faulted | 2017 | Tier 2 - Elevated | Distribution Circuit | 2 | 5 | 2017-02-05 | 1675296 | Sus | N | Vegetation¦Treefellintoline¦Fuse¦FailedFaulted
17-0017878 | Unknown Cause | Patrol - found nothing |  |  | 2017 | Tier 2 - Elevated | Transformer only | 2 | 6 | 2017-02-06 | 1676651 | Sus | N | UnknownCause¦Patrolfoundnothing¦¦
17-0018279 | Equipment Failure/Involved | Underground | Elbow | Burned/flashed | 2017 | Tier 3 - Extreme | Distribution Circuit | 2 | 7 | 2017-02-07 | 1677337 | Sus | N | EquipmentFailureInvolved¦Underground¦Elbow¦Burnedflashed
17-0019108 | Vegetation | Tree - fell into line | Conductor, Overhead | Together | 2017 | Tier 2 - Elevated | Distribution Circuit | 2 | 8 | 2017-02-08 | 1682256 | Sus | N | Vegetation¦Treefellintoline¦ConductorOverhead¦Together
17-0019577 | Vegetation | Tree - fell into line | Conductor, Overhead | Broken, wire on ground | 2017 | Tier 2 - Elevated | Distribution Circuit | 2 | 9 | 2017-02-09 | 1683640 | Sus | N | Vegetation¦Treefellintoline¦ConductorOverhead¦Brokenwireonground
17-0021519 | Vegetation | Tree - fell into line | Conductor, Overhead | Broken, wire on ground | 2017 | Tier 3 - Extreme | Distribution Circuit | 2 | 16 | 2017-02-16 | 1689944 | Sus | N | Vegetation¦Treefellintoline¦ConductorOverhead¦Brokenwireonground
17-0022986 | Vegetation | Tree - branch fell on line | Fuse | Failed/Faulted | 2017 | Tier 3 - Extreme | Distribution Circuit | 2 | 17 | 2017-02-17 | 1696979 | Sus | N | Vegetation¦Treebranchfellonline¦Fuse¦FailedFaulted
17-0024080 | Vegetation | Tree - fell into line | Pole-Wood | Broken, wire on ground | 2017 | Tier 3 - Extreme | Distribution Circuit | 2 | 20 | 2017-02-20 | 1705704 | Sus | N | Vegetation¦Treefellintoline¦PoleWood¦Brokenwireonground
17-0024813 | Unknown Cause | Patrol - found nothing |  |  | 2017 | Tier 3 - Extreme | Distribution Circuit | 2 | 21 | 2017-02-21 | 1706864 | Sus | N | UnknownCause¦Patrolfoundnothing¦¦
17-0025709 | Equipment Failure/Involved | Overhead | Transformer (OH) | Failed/Faulted | 2017 | Tier 2 - Elevated | Transformer only | 2 | 22 | 2017-02-22 | 1711000 | Sus | N | EquipmentFailureInvolved¦Overhead¦Transformer(OH)¦FailedFaulted
17-0029258 | Unknown Cause | Patrol - found nothing |  |  | 2017 | Tier 2 - Elevated | Distribution Circuit | 3 | 8 | 2017-03-08 | 1722191 | Sus | N | UnknownCause¦Patrolfoundnothing¦¦
17-0029457 | Equipment Failure/Involved | Overhead | Transformer | Failed/Faulted | 2017 | Tier 2 - Elevated | Transformer only | 3 | 8 | 2017-03-08 | 1722594 | Sus | N | EquipmentFailureInvolved¦Overhead¦Transformer¦FailedFaulted
17-0030150 | Equipment Failure/Involved | Overhead | Crossarm, Wood | Deteriorated | 2017 | Tier 3 - Extreme | Distribution Circuit | 3 | 11 | 2017-03-11 | 1725098 | Sus | N | EquipmentFailureInvolved¦Overhead¦CrossarmWood¦Deteriorated
17-0030213 | Vegetation | Tree - branch fell on line | Conductor, Overhead | Normal | 2017 | Tier 3 - Extreme | Distribution Circuit | 3 | 12 | 2017-03-12 | 1725315 | Sus | N | Vegetation¦Treebranchfellonline¦ConductorOverhead¦Normal
17-0030268 | Unknown Cause | Patrol - found nothing |  |  | 2017 | Tier 2 - Elevated | Distribution Circuit | 3 | 12 | 2017-03-12 | 1725607 | Sus | N | UnknownCause¦Patrolfoundnothing¦¦
17-0031338 | Animal | Squirrel | Fuse | Failed/Faulted | 2017 | Tier 3 - Extreme | Distribution Circuit | 3 | 16 | 2017-03-16 | 1728511 | Sus | N | Animal¦Squirrel¦Fuse¦FailedFaulted
17-0032546 | Environmental/External | Lightning | Transformer | Failed/Faulted | 2017 | Tier 2 - Elevated | Transformer only | 3 | 21 | 2017-03-21 | 1732521 | Sus | N | EnvironmentalExternal¦Lightning¦Transformer¦FailedFaulted
17-0035805 | Vegetation | Tree - fell into line | Conductor, Overhead | Normal | 2017 | Tier 3 - Extreme | Distribution Circuit | 4 | 1 | 2017-04-01 | 1742243 | Sus | N | Vegetation¦Treefellintoline¦ConductorOverhead¦Normal
17-0037451 | Equipment Failure/Involved | Overhead | Conductor, Overhead | Broken, wire on ground | 2017 | Tier 2 - Elevated | Distribution Circuit | 4 | 6 | 2017-04-06 | 1747837 | Sus | N | EquipmentFailureInvolved¦Overhead¦ConductorOverhead¦Brokenwireonground
17-0043922 | Unknown Cause | Patrol - found nothing |  |  | 2017 | Tier 2 - Elevated | Distribution Circuit | 4 | 29 | 2017-04-29 | 1770581 | Sus | N | UnknownCause¦Patrolfoundnothing¦¦
17-0046902 | Equipment Failure/Involved | Overhead | Transformer | Failed/Faulted | 2017 | Tier 2 - Elevated | Transformer only | 5 | 10 | 2017-05-10 | 1779311 | Sus | Y | EquipmentFailureInvolved¦Overhead¦Transformer¦FailedFaulted
17-0056255 | Equipment Failure/Involved | Overhead | Transformer | Failed/Faulted | 2017 | Tier 2 - Elevated | Transformer only | 6 | 18 | 2017-06-18 | 1809082 | Sus | Y | EquipmentFailureInvolved¦Overhead¦Transformer¦FailedFaulted
17-0056463 | Unknown Cause | Patrol - found nothing |  |  | 2017 | Tier 2 - Elevated | Distribution Circuit | 6 | 19 | 2017-06-19 | 1810118 | Sus | Y | UnknownCause¦Patrolfoundnothing¦¦
17-0057052 | Equipment Failure/Involved | Overhead | Connector or Splice (OH) | Broken | 2017 | Tier 3 - Extreme | Distribution Circuit | 6 | 20 | 2017-06-20 | 1812516 | Sus | Y | EquipmentFailureInvolved¦Overhead¦ConnectororSplice(OH)¦Broken
17-0059670 | Unknown Cause | Patrol - found nothing |  |  | 2017 | Tier 2 - Elevated | Distribution Circuit | 6 | 30 | 2017-06-30 | 1821142 | Sus | Y | UnknownCause¦Patrolfoundnothing¦¦
17-0065130 | Equipment Failure/Involved | Overhead | Transformer (OH) | Broken | 2017 | Tier 2 - Elevated | Transformer only | 7 | 24 | 2017-07-24 | 1838905 | Sus | Y | EquipmentFailureInvolved¦Overhead¦Transformer(OH)¦Broken
17-0075728 | Equipment Failure/Involved | Overhead | Secondary | Broken, wire on ground | 2017 | Tier 2 - Elevated | Distribution Circuit | 9 | 4 | 2017-09-04 | 1869463 | Sus | Y | EquipmentFailureInvolved¦Overhead¦Secondary¦Brokenwireonground
17-0078061 | Environmental/External | Lightning | Transformer | Failed/Faulted | 2017 | Tier 2 - Elevated | Transformer only | 9 | 11 | 2017-09-11 | 1876621 | Sus | Y | EnvironmentalExternal¦Lightning¦Transformer¦FailedFaulted
17-0078670 | Equipment Failure/Involved | Overhead | Transformer | Failed/Faulted | 2017 | Tier 2 - Elevated | Transformer only | 9 | 13 | 2017-09-13 | 1878196 | Sus | Y | EquipmentFailureInvolved¦Overhead¦Transformer¦FailedFaulted
17-0080754 | Equipment Failure/Involved | Overhead | Fuse | Burned Open | 2017 | Tier 3 - Extreme | Distribution Circuit | 9 | 21 | 2017-09-21 | 1883400 | Sus | Y | EquipmentFailureInvolved¦Overhead¦Fuse¦BurnedOpen
17-0080825 | Equipment Failure/Involved | Overhead | Transformer | Failed/Faulted | 2017 | Tier 3 - Extreme | Transformer only | 9 | 21 | 2017-09-21 | 1883605 | Sus | Y | EquipmentFailureInvolved¦Overhead¦Transformer¦FailedFaulted
17-0083023 | Animal | Bird found | Conductor, Overhead | Normal | 2017 | Tier 2 - Elevated | Distribution Circuit | 9 | 30 | 2017-09-30 | 1888458 | Sus | Y | Animal¦Birdfound¦ConductorOverhead¦Normal
17-0085172 | Equipment Failure/Involved | Overhead | Insulator | Broken | 2017 | Tier 2 - Elevated | Distribution Circuit | 10 | 8 | 2017-10-08 | 1893712 | Sus | Y | EquipmentFailureInvolved¦Overhead¦Insulator¦Broken
17-0085182 | Vegetation | Tree - branch fell on line | Fuse | Failed/Faulted | 2017 | Tier 2 - Elevated | Distribution Circuit | 10 | 8 | 2017-10-08 | 1893738 | Sus | Y | Vegetation¦Treebranchfellonline¦Fuse¦FailedFaulted
17-0087155 | Unknown Cause | Patrol - not conducted |  |  | 2017 | Tier 3 - Extreme | Distribution Circuit | 10 | 9 | 2017-10-09 | 1900191 | Sus | Y | UnknownCause¦Patrolnotconducted¦¦
17-0088432 | Environmental/External | Fire, Forest/Grass | Pole-Wood | Burned/flashed | 2017 | Tier 3 - Extreme | Distribution Circuit | 10 | 8 | 2017-10-08 | 1903667 | Sus | Y | EnvironmentalExternal¦FireForestGrass¦PoleWood¦Burnedflashed
17-0089038 | Equipment Failure/Involved | Overhead | Conductor, Overhead | Broken, wire on ground | 2017 | Tier 3 - Extreme | Distribution Circuit | 10 | 20 | 2017-10-20 | 1905815 | Sus | Y | EquipmentFailureInvolved¦Overhead¦ConductorOverhead¦Brokenwireonground
17-0092611 | Unknown Cause | Patrol - not conducted |  |  | 2017 | Tier 3 - Extreme | Distribution Circuit | 11 | 4 | 2017-11-04 | 1915757 | Sus | Y | UnknownCause¦Patrolnotconducted¦¦
17-0093700 | Vegetation | Tree - bark fell into line | Conductor, Overhead | Normal | 2017 | Tier 2 - Elevated | Distribution Circuit | 11 | 8 | 2017-11-08 | 1918731 | Sus | Y | Vegetation¦Treebarkfellintoline¦ConductorOverhead¦Normal
17-0095730 | 3rd Party | Vehicle | Pole-Wood | Broken, wire on ground | 2017 | Tier 3 - Extreme | Distribution Circuit | 11 | 16 | 2017-11-16 | 1924321 | Sus | Y | 3rdParty¦Vehicle¦PoleWood¦Brokenwireonground
17-0099342 | Equipment Failure/Involved | Overhead | Connector or Splice (OH) | Broken, wire on ground | 2017 | Tier 2 - Elevated | Distribution Circuit | 12 | 3 | 2017-12-03 | 1934113 | Sus | N | EquipmentFailureInvolved¦Overhead¦ConnectororSplice(OH)¦Brokenwireonground
17-0103127 | Unknown Cause | Patrol - not conducted |  |  | 2017 | Tier 3 - Extreme | Distribution Circuit | 12 | 23 | 2017-12-23 | 1950618 | Sus | N | UnknownCause¦Patrolnotconducted¦¦
18-0016897 | Unknown Cause | Patrol - found nothing |  |  | 2018 | Tier 2 - Elevated | Distribution Circuit | 2 | 24 | 2018-02-24 | 30614 | Sus | N | UnknownCause¦Patrolfoundnothing¦¦
18-0017149 | Vegetation | Tree - branch fell on line | Fuse | Failed/Faulted | 2018 | Tier 2 - Elevated | Distribution Circuit | 2 | 26 | 2018-02-26 | 31420 | Sus | N | Vegetation¦Treebranchfellonline¦Fuse¦FailedFaulted
18-0017642 | Vegetation | Other ground vegetation | Fuse | Normal | 2018 | Tier 3 - Extreme | Distribution Circuit | 2 | 27 | 2018-02-27 | 32636 | Sus | N | Vegetation¦Othergroundvegetation¦Fuse¦Normal
18-0023778 | Unknown Cause | Patrol - found nothing |  |  | 2018 | Tier 3 - Extreme | Distribution Circuit | 3 | 17 | 2018-03-17 | 46635 | Sus | N | UnknownCause¦Patrolfoundnothing¦¦
18-0029624 | Equipment Failure/Involved | Overhead | Transformer | Failed/Faulted | 2018 | Tier 2 - Elevated | Transformer only | 4 | 5 | 2018-04-05 | 60207 | Sus | N | EquipmentFailureInvolved¦Overhead¦Transformer¦FailedFaulted
18-0031079 | Equipment Failure/Involved | Overhead | Transformer (OH) | Failed/Faulted | 2018 | Tier 3 - Extreme | Transformer only | 4 | 10 | 2018-04-10 | 64078 | Sus | N | EquipmentFailureInvolved¦Overhead¦Transformer(OH)¦FailedFaulted
18-0049239 | Unknown Cause | Patrol - found nothing |  |  | 2018 | Tier 2 - Elevated | Distribution Circuit | 6 | 9 | 2018-06-09 | 105132 | Sus | Y | UnknownCause¦Patrolfoundnothing¦¦
18-0050503 | Equipment Failure/Involved | Overhead | Transformer | Broken | 2018 | Tier 2 - Elevated | Transformer only | 6 | 13 | 2018-06-13 | 108050 | Sus | Y | EquipmentFailureInvolved¦Overhead¦Transformer¦Broken
18-0053474 | Vegetation | Tree - branch fell on line | Conductor, Overhead | Broken, wire on ground | 2018 | Tier 2 - Elevated | Distribution Circuit | 6 | 22 | 2018-06-22 | 115164 | Sus | Y | Vegetation¦Treebranchfellonline¦ConductorOverhead¦Brokenwireonground
18-0054060 | Environmental/External | Fire, Forest/Grass | Conductor, Overhead | Normal | 2018 | Tier 2 - Elevated | Distribution Circuit | 6 | 24 | 2018-06-24 | 117112 | Sus | Y | EnvironmentalExternal¦FireForestGrass¦ConductorOverhead¦Normal
18-0063327 | Equipment Failure/Involved | Underground | Connector or Splice (UG) | Failed/Faulted | 2018 | Tier 2 - Elevated | Distribution Circuit | 7 | 25 | 2018-07-25 | 139653 | Sus | Y | EquipmentFailureInvolved¦Underground¦ConnectororSplice(UG)¦FailedFaulted
18-0065159 | Environmental/External | Fire, Forest/Grass | Pole-Wood | Burned/flashed | 2018 | Tier 3 - Extreme | Distribution Circuit | 7 | 26 | 2018-07-26 | 145410 | Sus | Y | EnvironmentalExternal¦FireForestGrass¦PoleWood¦Burnedflashed
18-0066774 | Environmental/External | Fire, Forest/Grass | Pole-Wood | Burned/flashed | 2018 | Tier 3 - Extreme | Distribution Circuit | 7 | 26 | 2018-07-26 | 148993 | Sus | Y | EnvironmentalExternal¦FireForestGrass¦PoleWood¦Burnedflashed
18-0067241 | Environmental/External | Fire, Forest/Grass | Transformer (UG) | Burned/flashed | 2018 | Tier 3 - Extreme | Distribution Circuit | 7 | 26 | 2018-07-26 | 150175 | Sus | Y | EnvironmentalExternal¦FireForestGrass¦Transformer(UG)¦Burnedflashed
18-0067927 | Unknown Cause | Patrol - found nothing |  |  | 2018 | Tier 2 - Elevated | Distribution Circuit | 8 | 8 | 2018-08-08 | 151288 | Sus | Y | UnknownCause¦Patrolfoundnothing¦¦
18-0071444 | Animal | Bird found | Conductor, Overhead | Together | 2018 | Tier 2 - Elevated | Distribution Circuit | 8 | 19 | 2018-08-19 | 158090 | Sus | Y | Animal¦Birdfound¦ConductorOverhead¦Together
18-0073244 | Unknown Cause | Patrol - found nothing |  |  | 2018 | Tier 2 - Elevated | Distribution Circuit | 8 | 24 | 2018-08-24 | 161679 | Sus | Y | UnknownCause¦Patrolfoundnothing¦¦
18-0081933 | Unknown Cause | Patrol - not conducted |  |  | 2018 | Tier 3 - Extreme | Distribution Circuit | 9 | 21 | 2018-09-21 | 178555 | Sus | Y | UnknownCause¦Patrolnotconducted¦¦
18-0083565 | Unknown Cause | Patrol - found nothing |  |  | 2018 | Tier 3 - Extreme | Distribution Circuit | 9 | 26 | 2018-09-26 | 181467 | Sus | Y | UnknownCause¦Patrolfoundnothing¦¦
18-0086810 | Unknown Cause | Patrol - found nothing |  |  | 2018 | Tier 3 - Extreme | Distribution Circuit | 10 | 4 | 2018-10-04 | 187961 | Sus | Y | UnknownCause¦Patrolfoundnothing¦¦
18-0095740 | Animal | Squirrel | Fuse | Failed/Faulted | 2018 | Tier 2 - Elevated | Distribution Circuit | 10 | 30 | 2018-10-30 | 205859 | Sus | Y | Animal¦Squirrel¦Fuse¦FailedFaulted
18-0106412 | Equipment Failure/Involved | Overhead | Transformer (OH) | Failed/Faulted | 2018 | Tier 2 - Elevated | Distribution Circuit | 12 | 3 | 2018-12-03 | 232293 | Sus | N | EquipmentFailureInvolved¦Overhead¦Transformer(OH)¦FailedFaulted
18-0108015 | Equipment Failure/Involved | Overhead | Cutout, fuse holder | Broken | 2018 | Zone 1 - HHZ | Transformer only | 12 | 7 | 2018-12-07 | 236035 | Sus | N | EquipmentFailureInvolved¦Overhead¦Cutoutfuseholder¦Broken
18-0108034 | Equipment Failure/Involved | Overhead | Pole-Wood | Broken | 2018 | Tier 2 - Elevated | Distribution Circuit | 12 | 8 | 2018-12-08 | 236151 | Sus | N | EquipmentFailureInvolved¦Overhead¦PoleWood¦Broken
18-0108818 | Equipment Failure/Involved | Overhead | Transformer | Failed/Faulted | 2018 | Tier 2 - Elevated | Transformer only | 12 | 12 | 2018-12-12 | 238768 | Sus | N | EquipmentFailureInvolved¦Overhead¦Transformer¦FailedFaulted
19-0004617 | Unknown Cause | Patrol - found nothing |  |  | 2019 | Tier 2 - Elevated | Distribution Circuit | 1 | 5 | 2019-01-05 | 253461 | Sus | N | UnknownCause¦Patrolfoundnothing¦¦
19-0006488 | Vegetation | Tree - fell into line | Conductor, Overhead | Broken, wire on ground | 2019 | Tier 2 - Elevated | Distribution Circuit | 1 | 8 | 2019-01-08 | 260916 | Sus | N | Vegetation¦Treefellintoline¦ConductorOverhead¦Brokenwireonground
19-0006500 | 3rd Party | Vehicle | Fuse | Failed/Faulted | 2019 | Tier 3 - Extreme | Distribution Circuit | 1 | 8 | 2019-01-08 | 260935 | Sus | N | 3rdParty¦Vehicle¦Fuse¦FailedFaulted
19-0009939 | Unknown Cause | Patrol - found nothing |  |  | 2019 | Tier 3 - Extreme | Distribution Circuit | 1 | 16 | 2019-01-16 | 267336 | Sus | N | UnknownCause¦Patrolfoundnothing¦¦
19-0011270 | Vegetation | Tree - fell into line | Conductor, Overhead | Together | 2019 | Tier 2 - Elevated | Distribution Circuit | 1 | 16 | 2019-01-16 | 274576 | Sus | N | Vegetation¦Treefellintoline¦ConductorOverhead¦Together
19-0011515 | Equipment Failure/Involved | Overhead | Connector or Splice (OH) | Burned Open | 2019 | Tier 3 - Extreme | Distribution Circuit | 1 | 18 | 2019-01-18 | 275129 | Sus | N | EquipmentFailureInvolved¦Overhead¦ConnectororSplice(OH)¦BurnedOpen
19-0017560 | Unknown Cause | Patrol - found nothing |  |  | 2019 | Tier 2 - Elevated | Distribution Circuit | 2 | 2 | 2019-02-02 | 286246 | Sus | N | UnknownCause¦Patrolfoundnothing¦¦
19-0018113 | Unknown Cause | Patrol - found nothing |  |  | 2019 | Tier 3 - Extreme | Distribution Circuit | 2 | 4 | 2019-02-04 | 290374 | Sus | N | UnknownCause¦Patrolfoundnothing¦¦
19-0018222 | Vegetation | Tree - fell into line | Conductor, Overhead | Broken, wire on ground | 2019 | Tier 3 - Extreme | Distribution Circuit | 2 | 5 | 2019-02-05 | 291213 | Sus | N | Vegetation¦Treefellintoline¦ConductorOverhead¦Brokenwireonground
19-0018565 | Vegetation | Tree - fell into line | Conductor, Overhead | Broken, wire on ground | 2019 | Tier 2 - Elevated | Distribution Circuit | 2 | 5 | 2019-02-05 | 292759 | Sus | N | Vegetation¦Treefellintoline¦ConductorOverhead¦Brokenwireonground
19-0018755 | Unknown Cause | Patrol - found nothing |  |  | 2019 | Tier 3 - Extreme | Distribution Circuit | 2 | 4 | 2019-02-04 | 291080 | Sus | N | UnknownCause¦Patrolfoundnothing¦¦
19-0019101 | Unknown Cause | Patrol - found nothing |  |  | 2019 | Tier 2 - Elevated | Distribution Circuit | 2 | 6 | 2019-02-06 | 294112 | Sus | N | UnknownCause¦Patrolfoundnothing¦¦
19-0019740 | Unknown Cause | Patrol - found nothing |  |  | 2019 | Tier 3 - Extreme | Distribution Circuit | 2 | 5 | 2019-02-05 | 292035 | Sus | N | UnknownCause¦Patrolfoundnothing¦¦
19-0020058 | Equipment Failure/Involved | Overhead | Transformer (OH) | Broken | 2019 | Tier 2 - Elevated | Distribution Circuit | 2 | 8 | 2019-02-08 | 296239 | Sus | N | EquipmentFailureInvolved¦Overhead¦Transformer(OH)¦Broken
19-0021211 | Unknown Cause | Patrol - found nothing |  |  | 2019 | Tier 3 - Extreme | Distribution Circuit | 2 | 11 | 2019-02-11 | 300180 | Sus | N | UnknownCause¦Patrolfoundnothing¦¦
19-0021697 | Unknown Cause | Patrol - found nothing |  |  | 2019 | Tier 2 - Elevated | Distribution Circuit | 2 | 12 | 2019-02-12 | 301190 | Sus | N | UnknownCause¦Patrolfoundnothing¦¦
19-0021859 | Vegetation | Tree - fell into line | Conductor, Overhead | Broken, wire on ground | 2019 | Tier 3 - Extreme | Distribution Circuit | 2 | 12 | 2019-02-12 | 301343 | Sus | N | Vegetation¦Treefellintoline¦ConductorOverhead¦Brokenwireonground
19-0021874 | Vegetation | Tree - fell into line | Crossarm, Wood | Broken, wire on ground | 2019 | Tier 2 - Elevated | Distribution Circuit | 2 | 12 | 2019-02-12 | 301383 | Sus | N | Vegetation¦Treefellintoline¦CrossarmWood¦Brokenwireonground
19-0022900 | Vegetation | Tree - branch fell on line | Conductor, Overhead | Normal | 2019 | Tier 3 - Extreme | Distribution Circuit | 2 | 14 | 2019-02-14 | 307188 | Sus | N | Vegetation¦Treebranchfellonline¦ConductorOverhead¦Normal
19-0023579 | Vegetation | Tree - fell into line | Conductor, Overhead | Broken, wire on ground | 2019 | Tier 2 - Elevated | Distribution Circuit | 2 | 14 | 2019-02-14 | 309608 | Sus | N | Vegetation¦Treefellintoline¦ConductorOverhead¦Brokenwireonground
19-0023661 | Equipment Failure/Involved | Electrical Overload | Transformer (OH) | Failed/Faulted | 2019 | Tier 2 - Elevated | Transformer only | 2 | 14 | 2019-02-14 | 310772 | Sus | N | EquipmentFailureInvolved¦ElectricalOverload¦Transformer(OH)¦FailedFaulted
19-0025711 | Equipment Failure/Involved | Overhead | Insulator | Normal | 2019 | Tier 3 - Extreme | Distribution Circuit | 2 | 18 | 2019-02-18 | 318054 | Sus | N | EquipmentFailureInvolved¦Overhead¦Insulator¦Normal
19-0029861 | Environmental/External | Flood/Erosion | Pole-Wood | Broken, wire on ground | 2019 | Tier 3 - Extreme | Distribution Circuit | 2 | 26 | 2019-02-26 | 325158 | Sus | N | EnvironmentalExternal¦FloodErosion¦PoleWood¦Brokenwireonground
19-0030349 | Wildfire Mitigation | CWSP - Vegetation Removal | Conductor, Overhead | Normal | 2019 | Tier 2 - Elevated | Distribution Circuit | 3 | 4 | 2019-03-04 | 330515 | Sus | N | WildfireMitigation¦CWSPVegetationRemoval¦ConductorOverhead¦Normal
19-0033294 | Vegetation | Tree - fell into line | Conductor, Overhead | Broken, wire on ground | 2019 | Tier 3 - Extreme | Distribution Circuit | 3 | 13 | 2019-03-13 | 338128 | Sus | N | Vegetation¦Treefellintoline¦ConductorOverhead¦Brokenwireonground
19-0039122 | Unknown Cause | Patrol - found nothing |  |  | 2019 | Tier 2 - Elevated | Distribution Circuit | 4 | 2 | 2019-04-02 | 352435 | Sus | N | UnknownCause¦Patrolfoundnothing¦¦
19-0039595 | Equipment Failure/Involved | Overhead | Transformer | Burned/flashed | 2019 | Tier 2 - Elevated | Transformer only | 4 | 3 | 2019-04-03 | 353372 | Sus | N | EquipmentFailureInvolved¦Overhead¦Transformer¦Burnedflashed
19-0045569 | Company Initiated | Operating error | Switch | Normal | 2019 | Tier 2 - Elevated | Transmission line | 4 | 24 | 2019-04-24 | 366971 | Sus | N | CompanyInitiated¦Operatingerror¦Switch¦Normal
19-0047226 | Equipment Failure/Involved | Substation | Circuit Breaker | Malfunctioning | 2019 | Tier 2 - Elevated | Generation | 4 | 29 | 2019-04-29 | 370462 | Sus | N | EquipmentFailureInvolved¦Substation¦CircuitBreaker¦Malfunctioning
19-0052453 | Vegetation | Tree - fell into line | Conductor, Overhead | Broken, wire on ground | 2019 | Tier 3 - Extreme | Distribution Circuit | 5 | 15 | 2019-05-15 | 381466 | Sus | Y | Vegetation¦Treefellintoline¦ConductorOverhead¦Brokenwireonground
19-0055135 | Equipment Failure/Involved | Overhead | Connector or Splice (OH) | Broken | 2019 | Tier 2 - Elevated | Distribution Circuit | 5 | 21 | 2019-05-21 | 387520 | Sus | Y | EquipmentFailureInvolved¦Overhead¦ConnectororSplice(OH)¦Broken
19-0065195 | Equipment Failure/Involved | Overhead | Crossarm, Wood | Deteriorated | 2019 | Tier 2 - Elevated | Distribution Circuit | 6 | 10 | 2019-06-10 | 403373 | Sus | Y | EquipmentFailureInvolved¦Overhead¦CrossarmWood¦Deteriorated
19-0070124 | Vegetation | Tree - fell into line | Conductor, Overhead | Normal | 2019 | Tier 2 - Elevated | Distribution Circuit | 6 | 20 | 2019-06-20 | 422537 | Sus | Y | Vegetation¦Treefellintoline¦ConductorOverhead¦Normal
19-0073371 | Unknown Cause | Patrol - found nothing |  |  | 2019 | Tier 2 - Elevated | Distribution Circuit | 6 | 29 | 2019-06-29 | 436655 | Sus | Y | UnknownCause¦Patrolfoundnothing¦¦
19-0083824 | Equipment Failure/Involved | Overhead | Cutout, fuse holder | Failed/Faulted | 2019 | Tier 3 - Extreme | Distribution Circuit | 8 | 2 | 2019-08-02 | 478087 | Sus | Y | EquipmentFailureInvolved¦Overhead¦Cutoutfuseholder¦FailedFaulted
19-0084180 | Environmental/External | Fire, Forest/Grass | Pole-Wood | Burned/flashed | 2019 | Tier 2 - Elevated | Distribution Circuit | 8 | 4 | 2019-08-04 | 482483 | Sus | Y | EnvironmentalExternal¦FireForestGrass¦PoleWood¦Burnedflashed
19-0086616 | Unknown Cause | Patrol - found nothing |  |  | 2019 | Tier 2 - Elevated | Distribution Circuit | 8 | 11 | 2019-08-11 | 501842 | Sus | Y | UnknownCause¦Patrolfoundnothing¦¦
19-0090696 | Unknown Cause | Patrol - found nothing |  |  | 2019 | Tier 2 - Elevated | Distribution Circuit | 8 | 21 | 2019-08-21 | 529780 | Sus | Y | UnknownCause¦Patrolfoundnothing¦¦
19-0095447 | Unknown Cause | Patrol - found nothing |  |  | 2019 | Tier 3 - Extreme | Distribution Circuit | 9 | 4 | 2019-09-04 | 553982 | Sus | Y | UnknownCause¦Patrolfoundnothing¦¦
19-0096525 | Vegetation | Tree - branch fell on line | Conductor, Overhead | Normal | 2019 | Tier 3 - Extreme | Distribution Circuit | 9 | 7 | 2019-09-07 | 562309 | Sus | Y | Vegetation¦Treebranchfellonline¦ConductorOverhead¦Normal
19-0102245 | Animal | Squirrel | Fuse | Failed/Faulted | 2019 | Tier 2 - Elevated | Distribution Circuit | 9 | 22 | 2019-09-22 | 603913 | Sus | Y | Animal¦Squirrel¦Fuse¦FailedFaulted
19-0118265 | Wildfire Mitigation | Public Safety Power Shut-off | Conductor, Overhead | Normal | 2019 | Tier 2 - Elevated | Distribution Circuit | 10 | 29 | 2019-10-29 | 693853 | Sus | Y | WildfireMitigation¦PublicSafetyPowerShutoff¦ConductorOverhead¦Normal
19-0125564 | Animal | Bird found | Conductor, Overhead | Normal | 2019 | Tier 2 - Elevated | Distribution Circuit | 11 | 18 | 2019-11-18 | 708918 | Sus | Y | Animal¦Birdfound¦ConductorOverhead¦Normal
19-0128792 | Equipment Failure/Involved | Overhead | Transformer (OH) | Failed/Faulted | 2019 | Tier 3 - Extreme | Distribution Circuit | 11 | 26 | 2019-11-26 | 715087 | Sus | Y | EquipmentFailureInvolved¦Overhead¦Transformer(OH)¦FailedFaulted
19-0130461 | Animal | Squirrel | Transformer (OH) | Normal | 2019 | Tier 2 - Elevated | Distribution Circuit | 11 | 26 | 2019-11-26 | 718957 | Sus | Y | Animal¦Squirrel¦Transformer(OH)¦Normal
19-0131409 | Vegetation | Tree - branch fell on line | Conductor, Overhead | Normal | 2019 | Tier 2 - Elevated | Distribution Circuit | 11 | 30 | 2019-11-30 | 724246 | Sus | Y | Vegetation¦Treebranchfellonline¦ConductorOverhead¦Normal
19-0133132 | Equipment Failure/Involved | Overhead | Jumper | Burned Open | 2019 | Tier 3 - Extreme | Distribution Circuit | 12 | 4 | 2019-12-04 | 729252 | Sus | N | EquipmentFailureInvolved¦Overhead¦Jumper¦BurnedOpen
19-0135448 | Equipment Failure/Involved | Overhead | Connector or Splice (OH) | Burned Open | 2019 | Tier 2 - Elevated | Transformer only | 12 | 9 | 2019-12-09 | 734859 | Sus | N | EquipmentFailureInvolved¦Overhead¦ConnectororSplice(OH)¦BurnedOpen
19-0136162 | Equipment Failure/Involved | Overhead | Transformer (OH) | Leaking | 2019 | Tier 3 - Extreme | Transformer only | 12 | 12 | 2019-12-12 | 737519 | Sus | N | EquipmentFailureInvolved¦Overhead¦Transformer(OH)¦Leaking
20-0004771 | Equipment Failure/Involved | Underground | Elbow | Failed/Faulted | 2020 | Tier 2 - Elevated | Distribution Circuit | 1 | 3 | 2020-01-03 | 754157 | Sus | N | EquipmentFailureInvolved¦Underground¦Elbow¦FailedFaulted
20-0013129 | Vegetation | Tree - fell into line | Conductor, Overhead | Broken, wire on ground | 2020 | Tier 2 - Elevated | Distribution Circuit | 1 | 24 | 2020-01-24 | 769144 | Sus | N | Vegetation¦Treefellintoline¦ConductorOverhead¦Brokenwireonground
20-0016292 | Vegetation | Tree - fell into line | Transformer | Broken | 2020 | Tier 3 - Extreme | Transformer only | 2 | 2 | 2020-02-02 | 775490 | Sus | N | Vegetation¦Treefellintoline¦Transformer¦Broken
20-0018999 | Vegetation | Tree - fell into line | Pole-Wood | Broken, wire on ground | 2020 | Tier 3 - Extreme | Distribution Circuit | 2 | 9 | 2020-02-09 | 781354 | Sus | N | Vegetation¦Treefellintoline¦PoleWood¦Brokenwireonground
20-0018999 | Vegetation | Tree - fell into line | Pole-Wood | Broken, wire on ground | 2020 | Tier 3 - Extreme | Distribution Circuit | 2 | 9 | 2020-02-09 | 781354 | Sus | N | Vegetation¦Treefellintoline¦PoleWood¦Brokenwireonground
20-0019671 | Vegetation | Tree - branch fell on line | Conductor, Overhead | Normal | 2020 | Tier 3 - Extreme | Distribution Circuit | 2 | 9 | 2020-02-09 | 784225 | Sus | N | Vegetation¦Treebranchfellonline¦ConductorOverhead¦Normal
20-0020095 | Vegetation | Tree - branch fell on line | Conductor, Overhead | Normal | 2020 | Tier 3 - Extreme | Distribution Circuit | 2 | 9 | 2020-02-09 | 786519 | Sus | N | Vegetation¦Treebranchfellonline¦ConductorOverhead¦Normal
20-0020173 | Unknown Cause | Patrol - found nothing |  |  | 2020 | Tier 3 - Extreme | Distribution Circuit | 2 | 9 | 2020-02-09 | 782817 | Sus | N | UnknownCause¦Patrolfoundnothing¦¦
20-0020715 | Unknown Cause | Patrol - found nothing |  |  | 2020 | Tier 2 - Elevated | Distribution Circuit | 2 | 11 | 2020-02-11 | 788716 | Sus | N | UnknownCause¦Patrolfoundnothing¦¦
20-0023237 | Equipment Failure/Involved | Overhead | Conductor, Overhead | Broken, wire on ground | 2020 | Tier 2 - Elevated | Distribution Circuit | 2 | 19 | 2020-02-19 | 795239 | Sus | N | EquipmentFailureInvolved¦Overhead¦ConductorOverhead¦Brokenwireonground
20-0027473 | Unknown Cause | Patrol - not conducted |  |  | 2020 | Tier 3 - Extreme | Distribution Circuit | 3 | 1 | 2020-03-01 | 820524 | Sus | N | UnknownCause¦Patrolnotconducted¦¦
20-0027527 | Equipment Failure/Involved | Overhead | Conductor, Overhead | Together | 2020 | Tier 3 - Extreme | Distribution Circuit | 3 | 1 | 2020-03-01 | 820713 | Sus | N | EquipmentFailureInvolved¦Overhead¦ConductorOverhead¦Together
20-0029875 | Equipment Failure/Involved | Overhead | Jumper | Burned Open | 2020 | Tier 2 - Elevated | Distribution Circuit | 3 | 8 | 2020-03-08 | 838561 | Sus | N | EquipmentFailureInvolved¦Overhead¦Jumper¦BurnedOpen
20-0032161 | Unknown Cause | Patrol - found nothing |  |  | 2020 | Tier 3 - Extreme | Distribution Circuit | 3 | 15 | 2020-03-15 | 851650 | Sus | N | UnknownCause¦Patrolfoundnothing¦¦
20-0033062 | Environmental/External | Ice or snow | Conductor, Overhead | Broken, wire on ground | 2020 | Tier 2 - Elevated | Distribution Circuit | 3 | 16 | 2020-03-16 | 855747 | Sus | N | EnvironmentalExternal¦Iceorsnow¦ConductorOverhead¦Brokenwireonground
20-0033083 | Vegetation | Tree - fell into line | Pole-Wood | Broken, wire on ground | 2020 | Tier 2 - Elevated | Distribution Circuit | 3 | 16 | 2020-03-16 | 855890 | Sus | N | Vegetation¦Treefellintoline¦PoleWood¦Brokenwireonground
20-0033086 | Equipment Failure/Involved | Overhead | Transformer | Broken | 2020 | Tier 2 - Elevated | Transformer only | 3 | 16 | 2020-03-16 | 855880 | Sus | N | EquipmentFailureInvolved¦Overhead¦Transformer¦Broken
20-0033750 | Vegetation | Tree - bark fell into line | Fuse | Failed/Faulted | 2020 | Tier 3 - Extreme | Distribution Circuit | 3 | 16 | 2020-03-16 | 853274 | Sus | N | Vegetation¦Treebarkfellintoline¦Fuse¦FailedFaulted
20-0035451 | Unknown Cause | Patrol - found nothing |  |  | 2020 | Tier 3 - Extreme | Distribution Circuit | 3 | 23 | 2020-03-23 | 862202 | Sus | N | UnknownCause¦Patrolfoundnothing¦¦
20-0036100 | Equipment Failure/Involved | Overhead | Transformer | Failed/Faulted | 2020 | Tier 3 - Extreme | Transformer only | 3 | 25 | 2020-03-25 | 865381 | Sus | N | EquipmentFailureInvolved¦Overhead¦Transformer¦FailedFaulted
20-0039102 | Unknown Cause | Patrol - found nothing |  |  | 2020 | Tier 3 - Extreme | Distribution Circuit | 4 | 6 | 2020-04-06 | 886400 | Sus | N | UnknownCause¦Patrolfoundnothing¦¦
20-0039134 | Environmental/External | Lightning | Transformer | Failed/Faulted | 2020 | Tier 2 - Elevated | Transformer only | 4 | 6 | 2020-04-06 | 886482 | Sus | N | EnvironmentalExternal¦Lightning¦Transformer¦FailedFaulted
20-0039934 | Equipment Failure/Involved | Overhead | Insulator | Broken | 2020 | Tier 3 - Extreme | Distribution Circuit | 4 | 9 | 2020-04-09 | 892709 | Sus | N | EquipmentFailureInvolved¦Overhead¦Insulator¦Broken
20-0040432 | Equipment Failure/Involved | Overhead | Pole-Wood | Broken | 2020 | Tier 2 - Elevated | Distribution Circuit | 4 | 10 | 2020-04-10 | 893569 | Sus | N | EquipmentFailureInvolved¦Overhead¦PoleWood¦Broken
20-0041429 | Unknown Cause | Patrol - found nothing |  |  | 2020 | Tier 2 - Elevated | Distribution Circuit | 4 | 15 | 2020-04-15 | 895548 | Sus | N | UnknownCause¦Patrolfoundnothing¦¦
20-0041930 | Unknown Cause | Patrol - found nothing |  |  | 2020 | Tier 3 - Extreme | Distribution Circuit | 4 | 16 | 2020-04-16 | 896271 | Sus | N | UnknownCause¦Patrolfoundnothing¦¦
20-0043085 | Unknown Cause | Patrol - not conducted |  |  | 2020 | Tier 2 - Elevated | Distribution Circuit | 4 | 20 | 2020-04-20 | 898454 | Sus | N | UnknownCause¦Patrolnotconducted¦¦
20-0043088 | Equipment Failure/Involved | Overhead | Jumper | Burned/flashed | 2020 | Tier 3 - Extreme | Distribution Circuit | 4 | 20 | 2020-04-20 | 898460 | Sus | N | EquipmentFailureInvolved¦Overhead¦Jumper¦Burnedflashed
20-0048953 | Unknown Cause | Patrol - found nothing |  |  | 2020 | Tier 2 - Elevated | Distribution Circuit | 5 | 11 | 2020-05-11 | 910872 | Sus | Y | UnknownCause¦Patrolfoundnothing¦¦
20-0052078 | Equipment Failure/Involved | Overhead | Transformer | Failed/Faulted | 2020 | Tier 3 - Extreme | Transformer only | 5 | 19 | 2020-05-19 | 917826 | Sus | Y | EquipmentFailureInvolved¦Overhead¦Transformer¦FailedFaulted
20-0053842 | 3rd Party | Vehicle | Fuse | Normal | 2020 | Tier 2 - Elevated | Distribution Circuit | 5 | 25 | 2020-05-25 | 920992 | Sus | Y | 3rdParty¦Vehicle¦Fuse¦Normal
20-0054415 | Equipment Failure/Involved | Overhead | Transformer | Failed/Faulted | 2020 | Tier 2 - Elevated | Transformer only | 5 | 26 | 2020-05-26 | 922370 | Sus | Y | EquipmentFailureInvolved¦Overhead¦Transformer¦FailedFaulted
20-0058564 | Unknown Cause | Patrol - found nothing |  |  | 2020 | Tier 2 - Elevated | Distribution Circuit | 6 | 6 | 2020-06-06 | 933060 | Sus | Y | UnknownCause¦Patrolfoundnothing¦¦
20-0059416 | Vegetation | Tree - fell into line | Fuse | Failed/Faulted | 2020 | Tier 3 - Extreme | Distribution Circuit | 6 | 9 | 2020-06-09 | 935488 | Sus | Y | Vegetation¦Treefellintoline¦Fuse¦FailedFaulted
20-0070954 | Vegetation | Tree - fell into line | Conductor, Overhead | Together | 2020 | Tier 2 - Elevated | Distribution Circuit | 7 | 12 | 2020-07-12 | 962772 | Sus | Y | Vegetation¦Treefellintoline¦ConductorOverhead¦Together
20-0073498 | Vegetation | Tree - fell into line | Conductor, Overhead | Broken, wire on ground | 2020 | Tier 3 - Extreme | Distribution Circuit | 7 | 20 | 2020-07-20 | 967983 | Sus | Y | Vegetation¦Treefellintoline¦ConductorOverhead¦Brokenwireonground
20-0079772 | Equipment Failure/Involved | Overhead | Jumper | Burned Open | 2020 | Tier 2 - Elevated | Distribution Circuit | 8 | 4 | 2020-08-04 | 978896 | Sus | Y | EquipmentFailureInvolved¦Overhead¦Jumper¦BurnedOpen
20-0083117 | Animal | Bird found | Conductor, Overhead | Normal | 2020 | Tier 3 - Extreme | Distribution Circuit | 8 | 13 | 2020-08-13 | 996093 | Sus | Y | Animal¦Birdfound¦ConductorOverhead¦Normal
20-0084719 | Environmental/External | Lightning | Switch (OH) | Normal | 2020 | Tier 2 - Elevated | Distribution Circuit | 8 | 16 | 2020-08-16 | 1010823 | Sus | Y | EnvironmentalExternal¦Lightning¦Switch(OH)¦Normal
20-0090478 | Environmental/External | Fire, Forest/Grass | Pole-Wood | Broken, wire on ground | 2020 | Tier 3 - Extreme | Distribution Circuit | 8 | 19 | 2020-08-19 | 1033381 | Sus | Y | EnvironmentalExternal¦FireForestGrass¦PoleWood¦Brokenwireonground
20-0090484 | Environmental/External | Fire, Forest/Grass | Pole-Wood | Burned/flashed | 2020 | Tier 3 - Extreme | Distribution Circuit | 8 | 19 | 2020-08-19 | 1033390 | Sus | Y | EnvironmentalExternal¦FireForestGrass¦PoleWood¦Burnedflashed
20-0094384 | Vegetation | Tree - fell into line | Conductor, Overhead | Normal | 2020 | Tier 3 - Extreme | Distribution Circuit | 9 | 7 | 2020-09-07 | 1058865 | Sus | Y | Vegetation¦Treefellintoline¦ConductorOverhead¦Normal
20-0096508 | Equipment Failure/Involved | Overhead | Transformer (OH) | Failed/Faulted | 2020 | Tier 2 - Elevated | Transformer only | 9 | 11 | 2020-09-11 | 1064558 | Sus | Y | EquipmentFailureInvolved¦Overhead¦Transformer(OH)¦FailedFaulted
20-0096965 | Unknown Cause | Patrol - found nothing |  |  | 2020 | Tier 2 - Elevated | Distribution Circuit | 9 | 13 | 2020-09-13 | 1067279 | Sus | Y | UnknownCause¦Patrolfoundnothing¦¦
20-0098306 | Vegetation | Tree - fell into line | Pole-Wood | Broken | 2020 | Tier 2 - Elevated | Distribution Circuit | 9 | 16 | 2020-09-16 | 1076645 | Sus | Y | Vegetation¦Treefellintoline¦PoleWood¦Broken
20-0101809 | Unknown Cause | Patrol - found nothing |  |  | 2020 | Tier 2 - Elevated | Distribution Circuit | 9 | 26 | 2020-09-26 | 1093721 | Sus | Y | UnknownCause¦Patrolfoundnothing¦¦
20-0105015 | Unknown Cause | Patrol - found nothing |  |  | 2020 | Tier 3 - Extreme | Distribution Circuit | 10 | 4 | 2020-10-04 | 1111053 | Sus | Y | UnknownCause¦Patrolfoundnothing¦¦
20-0109461 | Vegetation | Tree - fell into line | Conductor, Overhead | Broken, wire on ground | 2020 | Tier 3 - Extreme | Distribution Circuit | 10 | 15 | 2020-10-15 | 1118959 | Sus | Y | Vegetation¦Treefellintoline¦ConductorOverhead¦Brokenwireonground
20-0119598 | Animal | Bird found | Fuse | Failed/Faulted | 2020 | Tier 2 - Elevated | Distribution Circuit | 11 | 11 | 2020-11-11 | 1141669 | Sus | Y | Animal¦Birdfound¦Fuse¦FailedFaulted
20-0121567 | Vegetation | Tree - branch fell on line | Conductor, Overhead | Normal | 2020 | Tier 2 - Elevated | Distribution Circuit | 11 | 16 | 2020-11-16 | 1146532 | Sus | Y | Vegetation¦Treebranchfellonline¦ConductorOverhead¦Normal
20-0122915 | 3rd Party | Vehicle | Transformer (UG) | Broken | 2020 | Tier 2 - Elevated | Distribution Circuit | 11 | 19 | 2020-11-19 | 1149488 | Sus | Y | 3rdParty¦Vehicle¦Transformer(UG)¦Broken
20-0131022 | Unknown Cause | Patrol - found nothing |  |  | 2020 | Tier 2 - Elevated | Transformer only | 12 | 17 | 2020-12-17 | 1192551 | Sus | N | UnknownCause¦Patrolfoundnothing¦¦
20-0131403 | Equipment Failure/Involved | Overhead | Transformer (OH) | Failed/Faulted | 2020 | Tier 3 - Extreme | Transformer only | 12 | 21 | 2020-12-21 | 1196502 | Sus | N | EquipmentFailureInvolved¦Overhead¦Transformer(OH)¦FailedFaulted
20-0131961 | 3rd Party | Tree - cutting, 3rd party | Conductor, Overhead | Broken, wire on ground | 2020 | Tier 2 - Elevated | Distribution Circuit | 12 | 27 | 2020-12-27 | 1199540 | Sus | N | 3rdParty¦Treecutting3rdparty¦ConductorOverhead¦Brokenwireonground
21-0005629 | Unknown Cause | Patrol - found nothing |  |  | 2021 | Tier 2 - Elevated | Distribution Circuit | 1 | 6 | 2021-01-06 | 1205361 | Sus | N | UnknownCause¦Patrolfoundnothing¦¦
21-0007040 | Animal | Squirrel | Cutout, fuse holder | Normal | 2021 | Tier 2 - Elevated | Distribution Circuit | 1 | 10 | 2021-01-10 | 1207754 | Sus | N | Animal¦Squirrel¦Cutoutfuseholder¦Normal
21-0010886 | Unknown Cause | Patrol - found nothing |  |  | 2021 | Tier 2 - Elevated | Transformer only | 1 | 19 | 2021-01-19 | 1216958 | Sus | N | UnknownCause¦Patrolfoundnothing¦¦
21-0014773 | Vegetation | Tree - fell into line | Conductor, Overhead | Broken, wire on ground | 2021 | Tier 2 - Elevated | Distribution Circuit | 1 | 26 | 2021-01-26 | 1226702 | Sus | N | Vegetation¦Treefellintoline¦ConductorOverhead¦Brokenwireonground
21-0015931 | Vegetation | Tree - branch fell on line | Conductor, Overhead | Broken, wire on ground | 2021 | Tier 2 - Elevated | Distribution Circuit | 1 | 26 | 2021-01-26 | 1234514 | Sus | N | Vegetation¦Treebranchfellonline¦ConductorOverhead¦Brokenwireonground
21-0018652 | Equipment Failure/Involved | Overhead | Pole-Wood | Broken | 2021 | Tier 2 - Elevated | Distribution Circuit | 1 | 26 | 2021-01-26 | 1242421 | Sus | N | EquipmentFailureInvolved¦Overhead¦PoleWood¦Broken
21-0019312 | Equipment Failure/Involved | Overhead | Jumper | Broken | 2021 | Tier 3 - Extreme | Distribution Circuit | 1 | 28 | 2021-01-28 | 1243260 | Sus | N | EquipmentFailureInvolved¦Overhead¦Jumper¦Broken
21-0025367 | Equipment Failure/Involved | Overhead | Pole-Wood | Broken | 2021 | Tier 2 - Elevated | Distribution Circuit | 2 | 13 | 2021-02-13 | 1254489 | Sus | N | EquipmentFailureInvolved¦Overhead¦PoleWood¦Broken
21-0025762 | Equipment Failure/Involved | Overhead | Connector or Splice (OH) | Broken, wire on ground | 2021 | Tier 2 - Elevated | Distribution Circuit | 2 | 16 | 2021-02-16 | 1255469 | Sus | N | EquipmentFailureInvolved¦Overhead¦ConnectororSplice(OH)¦Brokenwireonground
21-0033541 | Equipment Failure/Involved | Overhead | Crossarm, Wood | Broken | 2021 | Tier 2 - Elevated | Distribution Circuit | 3 | 8 | 2021-03-08 | 1274342 | Sus | N | EquipmentFailureInvolved¦Overhead¦CrossarmWood¦Broken
21-0034266 | Vegetation | Tree - branch fell on line | Conductor, Overhead | Normal | 2021 | Tier 3 - Extreme | Distribution Circuit | 3 | 9 | 2021-03-09 | 1276541 | Sus | N | Vegetation¦Treebranchfellonline¦ConductorOverhead¦Normal
21-0034535 | Animal | Squirrel | Transformer (OH) | Normal | 2021 | Tier 3 - Extreme | Distribution Circuit | 3 | 10 | 2021-03-10 | 1277211 | Sus | N | Animal¦Squirrel¦Transformer(OH)¦Normal
21-0034947 | Equipment Failure/Involved | Overhead |  | Broken | 2021 | Tier 2 - Elevated | Transformer only | 3 | 10 | 2021-03-10 | 1277611 | Sus | N | EquipmentFailureInvolved¦Overhead¦¦Broken
21-0036042 | Equipment Failure/Involved | Overhead | Pole-Wood | Deteriorated | 2021 | Tier 2 - Elevated | Transformer only | 3 | 13 | 2021-03-13 | 1280715 | Sus | N | EquipmentFailureInvolved¦Overhead¦PoleWood¦Deteriorated
21-0044069 | Unknown Cause | Patrol - found nothing |  |  | 2021 | Tier 2 - Elevated | Distribution Circuit | 4 | 2 | 2021-04-02 | 1305492 | Sus | N | UnknownCause¦Patrolfoundnothing¦¦
21-0044774 | Vegetation | Tree - branch fell on line | Insulator | Normal | 2021 | Tier 2 - Elevated | Distribution Circuit | 4 | 5 | 2021-04-05 | 1307159 | Sus | N | Vegetation¦Treebranchfellonline¦Insulator¦Normal
21-0047580 | Vegetation | Tree - fell into line | Conductor, Overhead | Broken, wire on ground | 2021 | Tier 3 - Extreme | Distribution Circuit | 4 | 12 | 2021-04-12 | 1313604 | Sus | N | Vegetation¦Treefellintoline¦ConductorOverhead¦Brokenwireonground
21-0050109 | Equipment Failure/Involved | Overhead | Conductor, Overhead | Together | 2021 | Tier 3 - Extreme | Distribution Circuit | 4 | 18 | 2021-04-18 | 1322360 | Sus | N | EquipmentFailureInvolved¦Overhead¦ConductorOverhead¦Together
21-0054315 | Unknown Cause | Patrol - not conducted |  |  | 2021 | Tier 2 - Elevated | Distribution Circuit | 4 | 28 | 2021-04-28 | 1336114 | Sus | N | UnknownCause¦Patrolnotconducted¦¦
21-0060319 | Unknown Cause | Patrol - found nothing |  |  | 2021 | Tier 2 - Elevated | Transformer only | 5 | 12 | 2021-05-12 | 1347013 | Sus | Y | UnknownCause¦Patrolfoundnothing¦¦
21-0066222 | Equipment Failure/Involved | Overhead | Transformer | Deteriorated | 2021 | Tier 2 - Elevated | Transformer only | 5 | 26 | 2021-05-26 | 1358901 | Sus | Y | EquipmentFailureInvolved¦Overhead¦Transformer¦Deteriorated
21-0066796 | Equipment Failure/Involved | Electrical Overload | Transformer | Malfunctioning | 2021 | Tier 3 - Extreme | Transformer only | 5 | 27 | 2021-05-27 | 1359815 | Sus | Y | EquipmentFailureInvolved¦ElectricalOverload¦Transformer¦Malfunctioning
21-0078176 | Environmental/External | Fire, Forest/Grass | Pole-Wood | Burned/flashed | 2021 | Tier 2 - Elevated | Distribution Circuit | 6 | 23 | 2021-06-23 | 1383145 | Sus | Y | EnvironmentalExternal¦FireForestGrass¦PoleWood¦Burnedflashed
21-0092030 | Vegetation | Tree - fell into line | Conductor, Overhead | Normal | 2021 | Tier 2 - Elevated | Distribution Circuit | 7 | 19 | 2021-07-19 | 1408456 | Sus | Y | Vegetation¦Treefellintoline¦ConductorOverhead¦Normal
21-0092872 | Equipment Failure/Involved | Overhead | Secondary | Deteriorated | 2021 | Tier 2 - Elevated | Transformer only | 7 | 21 | 2021-07-21 | 1409911 | Sus | Y | EquipmentFailureInvolved¦Overhead¦Secondary¦Deteriorated
21-0098263 | Vegetation | Tree - fell into line | Conductor, Overhead | Broken, wire on ground | 2021 | Tier 3 - Extreme | Distribution Circuit | 8 | 1 | 2021-08-01 | 1428307 | Sus | Y | Vegetation¦Treefellintoline¦ConductorOverhead¦Brokenwireonground
21-0102534 | Animal | Squirrel | Transformer | Failed/Faulted | 2021 | Tier 3 - Extreme | Transformer only | 8 | 10 | 2021-08-10 | 1439087 | Sus | Y | Animal¦Squirrel¦Transformer¦FailedFaulted
21-0109462 | Unknown Cause | Patrol - found nothing |  |  | 2021 | Tier 2 - Elevated | Distribution Circuit | 8 | 26 | 2021-08-26 | 1453536 | Sus | Y | UnknownCause¦Patrolfoundnothing¦¦
21-0110688 | Environmental/External | Fire, Forest/Grass | Pole-Wood | Burned/flashed | 2021 | Tier 2 - Elevated | Distribution Circuit | 8 | 28 | 2021-08-28 | 1457149 | Sus | Y | EnvironmentalExternal¦FireForestGrass¦PoleWood¦Burnedflashed
21-0115496 | 3rd Party | Dig in, 3rd party | Conductor, Underground | Broken | 2021 | Tier 2 - Elevated | Distribution Circuit | 9 | 9 | 2021-09-09 | 1466364 | Sus | Y | 3rdParty¦Digin3rdparty¦ConductorUnderground¦Broken
21-0126631 | 3rd Party | Dig in, 3rd party | Transformer | Failed/Faulted | 2021 | Tier 2 - Elevated | Transformer only | 10 | 6 | 2021-10-06 | 1488755 | Sus | Y | 3rdParty¦Digin3rdparty¦Transformer¦FailedFaulted
21-0130876 | Unknown Cause | Patrol - found nothing |  |  | 2021 | Tier 2 - Elevated | Transformer only | 10 | 14 | 2021-10-14 | 1497218 | Sus | Y | UnknownCause¦Patrolfoundnothing¦¦
21-0135183 | Equipment Failure/Involved | Overhead | Crossarm, Wood | Broken | 2021 | Tier 2 - Elevated | Distribution Circuit | 10 | 22 | 2021-10-22 | 1505900 | Sus | Y | EquipmentFailureInvolved¦Overhead¦CrossarmWood¦Broken
21-0135382 | Unknown Cause | Patrol - found nothing |  |  | 2021 | Tier 2 - Elevated | Distribution Circuit | 10 | 23 | 2021-10-23 | 1506632 | Sus | Y | UnknownCause¦Patrolfoundnothing¦¦
21-0135526 | Company Initiated | Personnel, company | Conductor, Overhead | Normal | 2021 | Tier 2 - Elevated | Distribution Circuit | 10 | 23 | 2021-10-23 | 1506989 | Sus | Y | CompanyInitiated¦Personnelcompany¦ConductorOverhead¦Normal
21-0137497 | Unknown Cause | Patrol - found nothing |  |  | 2021 | Tier 2 - Elevated | Distribution Circuit | 10 | 24 | 2021-10-24 | 1512470 | Sus | Y | UnknownCause¦Patrolfoundnothing¦¦
21-0137657 | Unknown Cause | Patrol - found nothing |  |  | 2021 | Tier 3 - Extreme | Distribution Circuit | 10 | 24 | 2021-10-24 | 1515553 | Sus | Y | UnknownCause¦Patrolfoundnothing¦¦
21-0149196 | Equipment Failure/Involved | Overhead | Cutout, fuse holder | Broken | 2021 | Tier 2 - Elevated | Distribution Circuit | 11 | 21 | 2021-11-21 | 1552536 | Sus | Y | EquipmentFailureInvolved¦Overhead¦Cutoutfuseholder¦Broken
21-0151411 | Vegetation | Tree - bark fell into line | Service conductor | Broken | 2021 | Tier 2 - Elevated | Transformer only | 11 | 26 | 2021-11-26 | 1554847 | Sus | Y | Vegetation¦Treebarkfellintoline¦Serviceconductor¦Broken
21-0154716 | 3rd Party | Tree - cutting, 3rd party | Pole-Wood | Broken | 2021 | Tier 3 - Extreme | Distribution Circuit | 12 | 3 | 2021-12-03 | 1558817 | Sus | N | 3rdParty¦Treecutting3rdparty¦PoleWood¦Broken
21-0156697 | Equipment Failure/Involved | Overhead | Transformer | Failed/Faulted | 2021 | Tier 2 - Elevated | Transformer only | 12 | 11 | 2021-12-11 | 1564200 | Sus | N | EquipmentFailureInvolved¦Overhead¦Transformer¦FailedFaulted
21-0159715 | Equipment Failure/Involved | Overhead | Fuse | Broken | 2021 | Tier 2 - Elevated | Transformer only | 12 | 19 | 2021-12-19 | 1577219 | Sus | N | EquipmentFailureInvolved¦Overhead¦Fuse¦Broken
21-0159897 | Equipment Failure/Involved | Overhead | Connector or Splice (OH) | Broken, wire on ground | 2021 | Tier 2 - Elevated | Distribution Circuit | 12 | 20 | 2021-12-20 | 1578153 | Sus | N | EquipmentFailureInvolved¦Overhead¦ConnectororSplice(OH)¦Brokenwireonground
21-0160276 | Unknown Cause | Patrol - found nothing |  |  | 2021 | Tier 3 - Extreme | Distribution Circuit | 12 | 23 | 2021-12-23 | 1579709 | Sus | N | UnknownCause¦Patrolfoundnothing¦¦
21-0160737 | Vegetation | Tree - fell into line | Conductor, Overhead | Broken, wire on ground | 2021 | Tier 2 - Elevated | Distribution Circuit | 12 | 26 | 2021-12-26 | 1582365 | Sus | N | Vegetation¦Treefellintoline¦ConductorOverhead¦Brokenwireonground
21-0161515 | Vegetation | Tree - fell into line | Conductor, Overhead | Broken, wire on ground | 2021 | Tier 3 - Extreme | Distribution Circuit | 12 | 27 | 2021-12-27 | 1584466 | Sus | N | Vegetation¦Treefellintoline¦ConductorOverhead¦Brokenwireonground
21-0161590 | Unknown Cause | Patrol - found nothing |  |  | 2021 | Tier 3 - Extreme | Distribution Circuit | 12 | 28 | 2021-12-28 | 1587298 | Sus | N | UnknownCause¦Patrolfoundnothing¦¦
21-0161889 | Vegetation | Tree - fell into line | Conductor, Overhead | Normal | 2021 | Tier 3 - Extreme | Distribution Circuit | 12 | 27 | 2021-12-27 | 1590102 | Sus | N | Vegetation¦Treefellintoline¦ConductorOverhead¦Normal
21-0161951 | Unknown Cause | Patrol - found nothing |  |  | 2021 | Tier 2 - Elevated | Distribution Circuit | 12 | 31 | 2021-12-31 | 1590412 | Sus | N | UnknownCause¦Patrolfoundnothing¦¦
21-0162015 | Vegetation | Tree - fell into line | Conductor, Overhead | Broken, wire on ground | 2021 | Tier 2 - Elevated | Distribution Circuit | 12 | 27 | 2021-12-27 | 1590854 | Sus | N | Vegetation¦Treefellintoline¦ConductorOverhead¦Brokenwireonground
22-0005423 | Vegetation | Tree - fell into line | Pole-Wood | Broken, wire on ground | 2021 | Tier 3 - Extreme | Distribution Circuit | 12 | 26 | 2021-12-26 | 1582996 | Sus | N | Vegetation¦Treefellintoline¦PoleWood¦Brokenwireonground
22-0007996 | Equipment Failure/Involved | Overhead | Conductor, Overhead | Broken, wire on ground | 2021 | Tier 3 - Extreme | Distribution Circuit | 12 | 27 | 2021-12-27 | 1599308 | Sus | N | EquipmentFailureInvolved¦Overhead¦ConductorOverhead¦Brokenwireonground
22-0010381 | Vegetation | Tree - fell into line | Conductor, Overhead | Normal | 2022 | Tier 3 - Extreme | Distribution Circuit | 1 | 16 | 2022-01-16 | 1603687 | Sus | N | Vegetation¦Treefellintoline¦ConductorOverhead¦Normal
22-0019897 | Vegetation | Tree - cutting, PG&E contractor | Conductor, Overhead | Broken, wire on ground | 2022 | Tier 2 - Elevated | Distribution Circuit | 2 | 8 | 2022-02-08 | 1623499 | Sus | N | Vegetation¦TreecuttingPG&Econtractor¦ConductorOverhead¦Brokenwireonground
22-0030298 | Animal | Squirrel | Fuse | Burned Open | 2022 | Tier 2 - Elevated | Transformer only | 3 | 5 | 2022-03-05 | 1642898 | Sus | N | Animal¦Squirrel¦Fuse¦BurnedOpen
22-0039083 | Unknown Cause | Patrol - not conducted |  |  | 2022 | Tier 3 - Extreme | Distribution Circuit | 3 | 27 | 2022-03-27 | 1657313 | Sus | N | UnknownCause¦Patrolnotconducted¦¦
22-0045684 | Vegetation | Tree - fell into line | Conductor, Overhead | Broken, wire on ground | 2022 | Tier 3 - Extreme | Distribution Circuit | 4 | 11 | 2022-04-11 | 1668914 | Sus | N | Vegetation¦Treefellintoline¦ConductorOverhead¦Brokenwireonground
22-0046417 | Equipment Failure/Involved | Overhead | Connector or Splice (OH) | Broken | 2022 | Tier 3 - Extreme | Transformer only | 4 | 11 | 2022-04-11 | 1669488 | Sus | N | EquipmentFailureInvolved¦Overhead¦ConnectororSplice(OH)¦Broken
22-0053709 | Equipment Failure/Involved | Overhead | Crossarm, Wood | Broken, wire on ground | 2022 | Tier 2 - Elevated | Distribution Circuit | 4 | 23 | 2022-04-23 | 1680111 | Sus | N | EquipmentFailureInvolved¦Overhead¦CrossarmWood¦Brokenwireonground
22-0067785 | Animal | Bird found | Cutout, fuse holder | Failed/Faulted | 2022 | Tier 2 - Elevated | Transformer only | 5 | 28 | 2022-05-28 | 1712886 | Sus | Y | Animal¦Birdfound¦Cutoutfuseholder¦FailedFaulted
22-0072007 | Equipment Failure/Involved | Overhead | Jumper | Broken | 2022 | Tier 3 - Extreme | Transformer only | 6 | 9 | 2022-06-09 | 1724528 | Sus | Y | EquipmentFailureInvolved¦Overhead¦Jumper¦Broken
22-0073281 | Unknown Cause | Patrol - found nothing |  |  | 2022 | Tier 2 - Elevated | Transformer only | 6 | 11 | 2022-06-11 | 1728480 | Sus | Y | UnknownCause¦Patrolfoundnothing¦¦
22-0074967 | Equipment Failure/Involved | Overhead | Pole-Wood | Deteriorated | 2022 | Tier 2 - Elevated | Distribution Circuit | 6 | 16 | 2022-06-16 | 1733051 | Sus | Y | EquipmentFailureInvolved¦Overhead¦PoleWood¦Deteriorated
22-0079748 | Equipment Failure/Involved | Overhead | Transformer | Failed/Faulted | 2022 | Tier 3 - Extreme | Transformer only | 6 | 28 | 2022-06-28 | 1744773 | Sus | Y | EquipmentFailureInvolved¦Overhead¦Transformer¦FailedFaulted
22-0079759 | Equipment Failure/Involved | Overhead | Transformer (OH) | Leaking | 2022 | Tier 2 - Elevated | Transformer only | 6 | 28 | 2022-06-28 | 1744628 | Sus | Y | EquipmentFailureInvolved¦Overhead¦Transformer(OH)¦Leaking
22-0082507 | Equipment Failure/Involved | Overhead | Transformer (OH) | Failed/Faulted | 2022 | Tier 3 - Extreme | Distribution Circuit | 7 | 6 | 2022-07-06 | 1750297 | Sus | Y | EquipmentFailureInvolved¦Overhead¦Transformer(OH)¦FailedFaulted
22-0084149 | Unknown Cause | Patrol - found nothing |  |  | 2022 | Tier 3 - Extreme | Distribution Circuit | 7 | 11 | 2022-07-11 | 1753920 | Sus | Y | UnknownCause¦Patrolfoundnothing¦¦
22-0089270 | Unknown Cause | Patrol - found nothing |  |  | 2022 | Tier 2 - Elevated | Distribution Circuit | 7 | 25 | 2022-07-25 | 1764721 | Sus | Y | UnknownCause¦Patrolfoundnothing¦¦
22-0091075 | Equipment Failure/Involved | Overhead | Jumper | Arcing | 2022 | Tier 2 - Elevated | Transformer only | 7 | 28 | 2022-07-28 | 1767695 | Sus | Y | EquipmentFailureInvolved¦Overhead¦Jumper¦Arcing
22-0105531 | Vegetation | Tree - fell into line | Conductor, Overhead | Normal | 2022 | Tier 2 - Elevated | Distribution Circuit | 9 | 3 | 2022-09-03 | 1798409 | Sus | Y | Vegetation¦Treefellintoline¦ConductorOverhead¦Normal
22-0109584 | Equipment Failure/Involved | Overhead | Insulator | Burned/flashed | 2022 | Tier 2 - Elevated | Transmission line | 9 | 13 | 2022-09-13 | 1809892 | Sus | Y | EquipmentFailureInvolved¦Overhead¦Insulator¦Burnedflashed
22-0111454 | Company Initiated | Personnel, company | Conductor, Overhead | Normal | 2022 | Tier 2 - Elevated | Distribution Circuit | 9 | 17 | 2022-09-17 | 1813212 | Sus | Y | CompanyInitiated¦Personnelcompany¦ConductorOverhead¦Normal
22-0111662 | Vegetation | Tree - branch fell on line | Conductor, Overhead | Normal | 2022 | Tier 2 - Elevated | Distribution Circuit | 9 | 18 | 2022-09-18 | 1814064 | Sus | Y | Vegetation¦Treebranchfellonline¦ConductorOverhead¦Normal
22-0116644 | Vegetation | Tree - fell into line | Conductor, Overhead | Broken, wire on ground | 2022 | Tier 2 - Elevated | Transformer only | 9 | 30 | 2022-09-30 | 1824990 | Sus | Y | Vegetation¦Treefellintoline¦ConductorOverhead¦Brokenwireonground
22-0119465 | Unknown Cause | Patrol - found nothing |  |  | 2022 | Tier 2 - Elevated | Distribution Circuit | 10 | 9 | 2022-10-09 | 1832156 | Sus | Y | UnknownCause¦Patrolfoundnothing¦¦
22-0121663 | Vegetation | Tree - fell into line | Secondary | Broken, wire on ground | 2022 | Tier 2 - Elevated | Transformer only | 10 | 14 | 2022-10-14 | 1837268 | Sus | Y | Vegetation¦Treefellintoline¦Secondary¦Brokenwireonground
22-0129525 | Equipment Failure/Involved | Overhead | Transformer (OH) | Failed/Faulted | 2022 | Tier 2 - Elevated | Transformer only | 11 | 9 | 2022-11-09 | 1858607 | Sus | Y | EquipmentFailureInvolved¦Overhead¦Transformer(OH)¦FailedFaulted
22-0132637 | 3rd Party | Other | Fuse | Failed/Faulted | 2022 | Tier 2 - Elevated | Transformer only | 11 | 18 | 2022-11-18 | 1865538 | Sus | Y | 3rdParty¦Other¦Fuse¦FailedFaulted
22-0138641 | Unknown Cause | Patrol - found nothing |  |  | 2022 | Tier 2 - Elevated | Distribution Circuit | 12 | 10 | 2022-12-10 | 1882663 | Sus | N | UnknownCause¦Patrolfoundnothing¦¦
22-0142487 | Equipment Failure/Involved | Overhead | Conductor, Overhead | Broken, wire on ground | 2022 | Tier 3 - Extreme | Distribution Circuit | 12 | 31 | 2022-12-31 | 1903295 | Sus | N | EquipmentFailureInvolved¦Overhead¦ConductorOverhead¦Brokenwireonground
22-0142989 | 3rd Party | Vehicle | Conductor, Overhead | Broken, wire on ground | 2022 | Tier 3 - Extreme | Distribution Circuit | 12 | 31 | 2022-12-31 | 1906603 | Sus | N | 3rdParty¦Vehicle¦ConductorOverhead¦Brokenwireonground
15-0005747 | Equipment Failure/Involved | Other | Transformer | Broken | 2015 | Tier 2 - Elevated | Transformer only | 1 | 20 | 2015-01-20 | 1166097 | Sus | N | EquipmentFailureInvolved¦Other¦Transformer¦Broken
15-0013075 | Equipment Failure/Involved | Other | Transformer | Leaking | 2015 | Tier 2 - Elevated | Transformer only | 2 | 12 | 2015-02-12 | 1189458 | Sus | N | EquipmentFailureInvolved¦Other¦Transformer¦Leaking
15-0021576 | Equipment Failure/Involved | Other | Cutout, fuse holder | Broken | 2015 | Tier 3 - Extreme | Distribution Circuit | 3 | 24 | 2015-03-24 | 1207242 | Sus | N | EquipmentFailureInvolved¦Other¦Cutoutfuseholder¦Broken
15-0023387 | Vegetation | Tree - fell into line | Conductor, Overhead | Broken, wire on ground | 2015 | Tier 3 - Extreme | Distribution Circuit | 3 | 31 | 2015-03-31 | 1210901 | Sus | N | Vegetation¦Treefellintoline¦ConductorOverhead¦Brokenwireonground
15-0037702 | Environmental/External | Lightning | Transformer (OH) | Failed/Faulted | 2015 | Tier 2 - Elevated | Transformer only | 6 | 1 | 2015-06-01 | 1242281 | Sus | Y | EnvironmentalExternal¦Lightning¦Transformer(OH)¦FailedFaulted
15-0044499 | Animal | Squirrel | Pole-Wood | Normal | 2015 | Tier 2 - Elevated | Distribution Circuit | 7 | 1 | 2015-07-01 | 1260131 | Sus | Y | Animal¦Squirrel¦PoleWood¦Normal
15-0048829 | Environmental/External | Lightning | Fuse | Failed/Faulted | 2015 | Tier 2 - Elevated | Distribution Circuit | 7 | 19 | 2015-07-19 | 1272986 | Sus | Y | EnvironmentalExternal¦Lightning¦Fuse¦FailedFaulted
15-0048915 | Environmental/External | Lightning | Fuse | Failed/Faulted | 2015 | Tier 2 - Elevated | Distribution Circuit | 7 | 19 | 2015-07-19 | 1271817 | Sus | Y | EnvironmentalExternal¦Lightning¦Fuse¦FailedFaulted
15-0049115 | Unknown Cause | Patrol - found nothing |  |  | 2015 | Tier 2 - Elevated | Distribution Circuit | 7 | 19 | 2015-07-19 | 1271889 | Sus | Y | UnknownCause¦Patrolfoundnothing¦¦
15-0050023 | Animal | Bird found | Cutout, fuse holder | Normal | 2015 | Tier 2 - Elevated | Distribution Circuit | 7 | 23 | 2015-07-23 | 1275954 | Sus | Y | Animal¦Birdfound¦Cutoutfuseholder¦Normal
15-0050417 | 3rd Party | Vehicle | Pole-Wood | Broken | 2015 | Tier 2 - Elevated | Distribution Circuit | 7 | 24 | 2015-07-24 | 1276793 | Sus | Y | 3rdParty¦Vehicle¦PoleWood¦Broken
15-0052417 | Environmental/External | Fire, Forest/Grass | Conductor, Overhead | Normal | 2015 | Tier 2 - Elevated | Distribution Circuit | 8 | 3 | 2015-08-03 | 1282081 | Sus | Y | EnvironmentalExternal¦FireForestGrass¦ConductorOverhead¦Normal
15-0052499 | Animal | Squirrel | Fuse | Failed/Faulted | 2015 | Tier 3 - Extreme | Distribution Circuit | 8 | 4 | 2015-08-04 | 1282290 | Sus | Y | Animal¦Squirrel¦Fuse¦FailedFaulted
15-0053043 | Animal | Bird found | Conductor, Overhead | Normal | 2015 | Tier 2 - Elevated | Distribution Circuit | 8 | 5 | 2015-08-05 | 1283279 | Sus | Y | Animal¦Birdfound¦ConductorOverhead¦Normal
15-0054655 | Animal | Bird found | Fuse | Failed/Faulted | 2015 | Tier 2 - Elevated | Distribution Circuit | 8 | 13 | 2015-08-13 | 1287541 | Sus | Y | Animal¦Birdfound¦Fuse¦FailedFaulted
15-0060893 | Equipment Failure/Involved | Overhead | Conductor, Overhead | Burned/flashed | 2015 | Tier 3 - Extreme | Transformer only | 9 | 11 | 2015-09-11 | 1303942 | Sus | Y | EquipmentFailureInvolved¦Overhead¦ConductorOverhead¦Burnedflashed
15-0062014 | Environmental/External | Fire, Forest/Grass | Pole-Wood | Burned/flashed | 2015 | Tier 3 - Extreme | Distribution Circuit | 9 | 12 | 2015-09-12 | 1307812 | Sus | Y | EnvironmentalExternal¦FireForestGrass¦PoleWood¦Burnedflashed
15-0062349 | Environmental/External | Fire, Forest/Grass | Conductor, Overhead | Burned/flashed | 2015 | Tier 2 - Elevated | Distribution Circuit | 9 | 20 | 2015-09-20 | 1308805 | Sus | Y | EnvironmentalExternal¦FireForestGrass¦ConductorOverhead¦Burnedflashed
15-0066062 | 3rd Party | Metallic Balloon | Fuse | Failed/Faulted | 2015 | Tier 2 - Elevated | Distribution Circuit | 9 | 28 | 2015-09-28 | 1313033 | Sus | Y | 3rdParty¦MetallicBalloon¦Fuse¦FailedFaulted
15-0076528 | Vegetation | Tree - fell into line | Crossarm, Wood | Broken | 2015 | Tier 2 - Elevated | Distribution Circuit | 11 | 9 | 2015-11-09 | 1337610 | Sus | Y | Vegetation¦Treefellintoline¦CrossarmWood¦Broken
15-0078002 | Equipment Failure/Involved | Overhead | Transformer (OH) | Deteriorated | 2015 | Tier 2 - Elevated | Transformer only | 11 | 15 | 2015-11-15 | 1342318 | Sus | Y | EquipmentFailureInvolved¦Overhead¦Transformer(OH)¦Deteriorated
15-0083828 | Vegetation | Tree - branch fell on line | Conductor, Overhead | Normal | 2015 | Tier 2 - Elevated | Distribution Circuit | 12 | 10 | 2015-12-10 | 1357195 | Sus | N | Vegetation¦Treebranchfellonline¦ConductorOverhead¦Normal
15-0083835 | Vegetation | Tree - fell into line | Conductor, Overhead | Normal | 2015 | Tier 3 - Extreme | Distribution Circuit | 12 | 10 | 2015-12-10 | 1356953 | Sus | N | Vegetation¦Treefellintoline¦ConductorOverhead¦Normal
15-0083910 | Unknown Cause | Patrol - found nothing |  |  | 2015 | Tier 2 - Elevated | Distribution Circuit | 12 | 10 | 2015-12-10 | 1357285 | Sus | N | UnknownCause¦Patrolfoundnothing¦¦
15-0085344 | Vegetation | Tree - fell into line | Conductor, Overhead | Normal | 2015 | Tier 3 - Extreme | Distribution Circuit | 12 | 14 | 2015-12-14 | 1363439 | Sus | N | Vegetation¦Treefellintoline¦ConductorOverhead¦Normal
15-0086487 | Equipment Failure/Involved | Overhead | Transformer | Failed/Faulted | 2015 | Tier 2 - Elevated | Transformer only | 12 | 21 | 2015-12-21 | 1368135 | Sus | N | EquipmentFailureInvolved¦Overhead¦Transformer¦FailedFaulted
15-0087496 | Vegetation | Tree - fell into line | Conductor, Overhead | Broken, wire on ground | 2015 | Tier 2 - Elevated | Distribution Circuit | 12 | 25 | 2015-12-25 | 1371740 | Sus | N | Vegetation¦Treefellintoline¦ConductorOverhead¦Brokenwireonground
16-0005005 | Unknown Cause | Patrol - found nothing |  |  | 2016 | Tier 3 - Extreme | Distribution Circuit | 1 | 13 | 2016-01-13 | 1382611 | Sus | N | UnknownCause¦Patrolfoundnothing¦¦
16-0005483 | 3rd Party | Vehicle | Pole-Wood | Broken, wire on ground | 2016 | Tier 2 - Elevated | Distribution Circuit | 1 | 14 | 2016-01-14 | 1384214 | Sus | N | 3rdParty¦Vehicle¦PoleWood¦Brokenwireonground
16-0006111 | Vegetation | Tree - fell into line | Conductor, Overhead | Normal | 2016 | Tier 2 - Elevated | Distribution Circuit | 1 | 18 | 2016-01-18 | 1386385 | Sus | N | Vegetation¦Treefellintoline¦ConductorOverhead¦Normal
16-0006516 | Vegetation | Tree - fell into line | Conductor, Overhead | Broken, wire on ground | 2016 | Tier 3 - Extreme | Distribution Circuit | 1 | 19 | 2016-01-19 | 1387710 | Sus | N | Vegetation¦Treefellintoline¦ConductorOverhead¦Brokenwireonground
16-0010844 | Equipment Failure/Involved | Overhead | Lightning Arrestor | Burned/flashed | 2016 | Tier 2 - Elevated | Distribution Circuit | 2 | 5 | 2016-02-05 | 1398672 | Sus | N | EquipmentFailureInvolved¦Overhead¦LightningArrestor¦Burnedflashed
16-0013173 | Vegetation | Tree - branch fell on line | Fuse | Failed/Faulted | 2016 | Tier 3 - Extreme | Distribution Circuit | 2 | 17 | 2016-02-17 | 1405175 | Sus | N | Vegetation¦Treebranchfellonline¦Fuse¦FailedFaulted
16-0017451 | Vegetation | Tree - fell into line | Conductor, Overhead | Broken, wire on ground | 2016 | Tier 3 - Extreme | Distribution Circuit | 3 | 5 | 2016-03-05 | 1416563 | Sus | N | Vegetation¦Treefellintoline¦ConductorOverhead¦Brokenwireonground
16-0018795 | Vegetation | Tree - fell into line | Conductor, Overhead | Broken, wire on ground | 2016 | Tier 3 - Extreme | Distribution Circuit | 3 | 7 | 2016-03-07 | 1423026 | Sus | N | Vegetation¦Treefellintoline¦ConductorOverhead¦Brokenwireonground
16-0019507 | Equipment Failure/Involved | Overhead | Transformer | Failed/Faulted | 2016 | Tier 3 - Extreme | Transformer only | 3 | 8 | 2016-03-08 | 1425537 | Sus | N | EquipmentFailureInvolved¦Overhead¦Transformer¦FailedFaulted
16-0025188 | Equipment Failure/Involved | Overhead | Transformer | Failed/Faulted | 2016 | Tier 2 - Elevated | Distribution Circuit | 3 | 31 | 2016-03-31 | 1442001 | Sus | N | EquipmentFailureInvolved¦Overhead¦Transformer¦FailedFaulted
16-0029822 | Equipment Failure/Involved | Overhead | Transformer (OH) | Broken | 2016 | Tier 2 - Elevated | Distribution Circuit | 4 | 19 | 2016-04-19 | 1453767 | Sus | N | EquipmentFailureInvolved¦Overhead¦Transformer(OH)¦Broken
16-0031449 | 3rd Party | Vehicle | Conductor, Overhead | Broken | 2016 | Tier 3 - Extreme | Distribution Circuit | 4 | 26 | 2016-04-26 | 1459084 | Sus | N | 3rdParty¦Vehicle¦ConductorOverhead¦Broken
16-0031639 | Environmental/External | Lightning | Transformer (OH) | Failed/Faulted | 2016 | Tier 2 - Elevated | Transformer only | 4 | 26 | 2016-04-26 | 1459290 | Sus | N | EnvironmentalExternal¦Lightning¦Transformer(OH)¦FailedFaulted
16-0036898 | 3rd Party | Vehicle | Pole-Wood | Broken, wire on ground | 2016 | Tier 2 - Elevated | Distribution Circuit | 5 | 18 | 2016-05-18 | 1472332 | Sus | Y | 3rdParty¦Vehicle¦PoleWood¦Brokenwireonground
16-0050077 | Equipment Failure/Involved | Underground | Conductor, Underground | Deteriorated | 2016 | Tier 3 - Extreme | Distribution Circuit | 7 | 15 | 2016-07-15 | 1510380 | Sus | Y | EquipmentFailureInvolved¦Underground¦ConductorUnderground¦Deteriorated
16-0052182 | Equipment Failure/Involved | Substation | Relay | Malfunctioning | 2016 | Tier 2 - Elevated | Distribution Circuit | 7 | 25 | 2016-07-25 | 1515481 | Sus | Y | EquipmentFailureInvolved¦Substation¦Relay¦Malfunctioning
16-0056756 | Equipment Failure/Involved | Overhead | Transformer | Deteriorated | 2016 | Tier 3 - Extreme | Transformer only | 8 | 11 | 2016-08-11 | 1524995 | Sus | Y | EquipmentFailureInvolved¦Overhead¦Transformer¦Deteriorated
16-0056933 | Equipment Failure/Involved | Overhead | Conductor, Overhead | Normal | 2016 | Tier 3 - Extreme | Distribution Circuit | 8 | 12 | 2016-08-12 | 1525406 | Sus | Y | EquipmentFailureInvolved¦Overhead¦ConductorOverhead¦Normal
16-0062869 | Vegetation | Tree - fell into line | Jumper | Burned Open | 2016 | Tier 3 - Extreme | Distribution Circuit | 9 | 7 | 2016-09-07 | 1537782 | Sus | Y | Vegetation¦Treefellintoline¦Jumper¦BurnedOpen
16-0065848 | Vegetation | Tree - fell into line | Cutout, fuse holder | Broken | 2016 | Tier 3 - Extreme | Distribution Circuit | 9 | 19 | 2016-09-19 | 1544454 | Sus | Y | Vegetation¦Treefellintoline¦Cutoutfuseholder¦Broken
16-0066373 | Vegetation | Tree - branch fell on line | Fuse | Failed/Faulted | 2016 | Tier 3 - Extreme | Distribution Circuit | 9 | 21 | 2016-09-21 | 1545578 | Sus | Y | Vegetation¦Treebranchfellonline¦Fuse¦FailedFaulted
16-0066980 | 3rd Party | Vehicle | Pole-Wood | On Ground | 2016 | Tier 2 - Elevated | Distribution Circuit | 9 | 23 | 2016-09-23 | 1546630 | Sus | Y | 3rdParty¦Vehicle¦PoleWood¦OnGround
16-0072999 | Vegetation | Tree - fell into line | Conductor, Overhead | Broken, wire on ground | 2016 | Tier 2 - Elevated | Distribution Circuit | 10 | 16 | 2016-10-16 | 1563532 | Sus | Y | Vegetation¦Treefellintoline¦ConductorOverhead¦Brokenwireonground
16-0073856 | Unknown Cause | Patrol - found nothing |  |  | 2016 | Tier 2 - Elevated | Distribution Circuit | 10 | 19 | 2016-10-19 | 1565732 | Sus | Y | UnknownCause¦Patrolfoundnothing¦¦
16-0076204 | Equipment Failure/Involved | Overhead | Pole-Wood | Broken, wire on ground | 2016 | Tier 2 - Elevated | Distribution Circuit | 10 | 28 | 2016-10-28 | 1571407 | Sus | Y | EquipmentFailureInvolved¦Overhead¦PoleWood¦Brokenwireonground
16-0076944 | Unknown Cause | Patrol - found nothing |  |  | 2016 | Tier 2 - Elevated | Distribution Circuit | 10 | 31 | 2016-10-31 | 1573628 | Sus | Y | UnknownCause¦Patrolfoundnothing¦¦
16-0079830 | Equipment Failure/Involved | Overhead | Pole-Wood | Deteriorated | 2016 | Tier 3 - Extreme | Distribution Circuit | 11 | 15 | 2016-11-15 | 1581434 | Sus | Y | EquipmentFailureInvolved¦Overhead¦PoleWood¦Deteriorated
16-0086028 | Equipment Failure/Involved | Overhead | Transformer (OH) | Normal | 2016 | Tier 3 - Extreme | Transformer only | 12 | 16 | 2016-12-16 | 1604618 | Sus | N | EquipmentFailureInvolved¦Overhead¦Transformer(OH)¦Normal
17-0005029 | Environmental/External | Lightning | Transformer | Failed/Faulted | 2017 | Tier 2 - Elevated | Transformer only | 1 | 8 | 2017-01-08 | 1623814 | Sus | N | EnvironmentalExternal¦Lightning¦Transformer¦FailedFaulted
17-0005378 | Vegetation | Tree - fell into line | Conductor, Overhead | Broken, wire on ground | 2017 | Tier 2 - Elevated | Distribution Circuit | 1 | 8 | 2017-01-08 | 1627222 | Sus | N | Vegetation¦Treefellintoline¦ConductorOverhead¦Brokenwireonground
17-0005964 | Unknown Cause | Patrol - found nothing |  |  | 2017 | Tier 3 - Extreme | Distribution Circuit | 1 | 8 | 2017-01-08 | 1628340 | Sus | N | UnknownCause¦Patrolfoundnothing¦¦
17-0006204 | Equipment Failure/Involved | Electrical Overload | Transformer | Failed/Faulted | 2017 | Tier 2 - Elevated | Transformer only | 1 | 8 | 2017-01-08 | 1626632 | Sus | N | EquipmentFailureInvolved¦ElectricalOverload¦Transformer¦FailedFaulted
17-0007204 | Vegetation | Tree - fell into line | Conductor, Overhead | Broken, wire on ground | 2017 | Tier 3 - Extreme | Distribution Circuit | 1 | 10 | 2017-01-10 | 1636046 | Sus | N | Vegetation¦Treefellintoline¦ConductorOverhead¦Brokenwireonground
17-0007914 | Vegetation | Tree - branch fell on line | Fuse | Failed/Faulted | 2017 | Tier 3 - Extreme | Distribution Circuit | 1 | 11 | 2017-01-11 | 1640329 | Sus | N | Vegetation¦Treebranchfellonline¦Fuse¦FailedFaulted
17-0009994 | Vegetation | Tree - branch fell on line | Conductor, Overhead | Normal | 2017 | Tier 2 - Elevated | Distribution Circuit | 1 | 18 | 2017-01-18 | 1646358 | Sus | N | Vegetation¦Treebranchfellonline¦ConductorOverhead¦Normal
17-0010459 | Unknown Cause | Patrol - found nothing |  |  | 2017 | Tier 2 - Elevated | Distribution Circuit | 1 | 18 | 2017-01-18 | 1648568 | Sus | N | UnknownCause¦Patrolfoundnothing¦¦
17-0010780 | Equipment Failure/Involved | Overhead | Cutout, fuse holder | Broken | 2017 | Tier 2 - Elevated | Transformer only | 1 | 19 | 2017-01-19 | 1650338 | Sus | N | EquipmentFailureInvolved¦Overhead¦Cutoutfuseholder¦Broken
17-0013312 | Vegetation | Tree - branch fell on line | Conductor, Overhead | Together | 2017 | Tier 2 - Elevated | Distribution Circuit | 1 | 22 | 2017-01-22 | 1661208 | Sus | N | Vegetation¦Treebranchfellonline¦ConductorOverhead¦Together
17-0013556 | Equipment Failure/Involved | Overhead | Conductor, Overhead | Broken, wire on ground | 2017 | Tier 3 - Extreme | Distribution Circuit | 1 | 23 | 2017-01-23 | 1662624 | Sus | N | EquipmentFailureInvolved¦Overhead¦ConductorOverhead¦Brokenwireonground
17-0014260 | Vegetation | Tree - fell into line | Pole-Wood | Normal | 2017 | Tier 2 - Elevated | Distribution Circuit | 1 | 23 | 2017-01-23 | 1663100 | Sus | N | Vegetation¦Treefellintoline¦PoleWood¦Normal
17-0018754 | Animal | Squirrel | Transformer (OH) | Normal | 2017 | Tier 2 - Elevated | Distribution Circuit | 2 | 7 | 2017-02-07 | 1680692 | Sus | N | Animal¦Squirrel¦Transformer(OH)¦Normal
17-0019307 | Vegetation | Tree - fell into line | Conductor, Overhead | Broken, wire on ground | 2017 | Tier 2 - Elevated | Distribution Circuit | 2 | 9 | 2017-02-09 | 1682791 | Sus | N | Vegetation¦Treefellintoline¦ConductorOverhead¦Brokenwireonground
17-0021631 | Equipment Failure/Involved | Overhead | Transformer | Failed/Faulted | 2017 | Tier 2 - Elevated | Transformer only | 2 | 16 | 2017-02-16 | 1690184 | Sus | N | EquipmentFailureInvolved¦Overhead¦Transformer¦FailedFaulted
17-0022009 | Vegetation | Tree - fell into line | Conductor, Overhead | Broken, wire on ground | 2017 | Tier 3 - Extreme | Distribution Circuit | 2 | 17 | 2017-02-17 | 1692915 | Sus | N | Vegetation¦Treefellintoline¦ConductorOverhead¦Brokenwireonground
17-0025376 | Environmental/External | Flood/Erosion | Conductor, Overhead | Broken | 2017 | Tier 3 - Extreme | Distribution Circuit | 2 | 20 | 2017-02-20 | 1704122 | Sus | N | EnvironmentalExternal¦FloodErosion¦ConductorOverhead¦Broken
17-0028551 | Unknown Cause | Patrol - found nothing |  |  | 2017 | Tier 2 - Elevated | Distribution Circuit | 3 | 5 | 2017-03-05 | 1720091 | Sus | N | UnknownCause¦Patrolfoundnothing¦¦
17-0030797 | Unknown Cause | Patrol - found nothing |  |  | 2017 | Tier 2 - Elevated | Distribution Circuit | 3 | 14 | 2017-03-14 | 1727220 | Sus | N | UnknownCause¦Patrolfoundnothing¦¦
17-0032466 | Vegetation | Tree - fell into line | Conductor, Overhead | Broken, wire on ground | 2017 | Tier 3 - Extreme | Distribution Circuit | 3 | 21 | 2017-03-21 | 1732167 | Sus | N | Vegetation¦Treefellintoline¦ConductorOverhead¦Brokenwireonground
17-0035122 | Vegetation | Tree - branch fell on line | Conductor, Overhead | Broken, wire on ground | 2017 | Tier 3 - Extreme | Distribution Circuit | 3 | 30 | 2017-03-30 | 1739454 | Sus | N | Vegetation¦Treebranchfellonline¦ConductorOverhead¦Brokenwireonground
17-0037565 | Unknown Cause | Patrol - found nothing |  |  | 2017 | Tier 2 - Elevated | Distribution Circuit | 4 | 6 | 2017-04-06 | 1748042 | Sus | N | UnknownCause¦Patrolfoundnothing¦¦
17-0037693 | Vegetation | Tree - fell into line | Conductor, Overhead | Broken, wire on ground | 2017 | Tier 3 - Extreme | Distribution Circuit | 4 | 7 | 2017-04-07 | 1750170 | Sus | N | Vegetation¦Treefellintoline¦ConductorOverhead¦Brokenwireonground
17-0038011 | Equipment Failure/Involved | Overhead | Jumper | Burned Open | 2017 | Tier 3 - Extreme | Distribution Circuit | 4 | 7 | 2017-04-07 | 1749596 | Sus | N | EquipmentFailureInvolved¦Overhead¦Jumper¦BurnedOpen
17-0038104 | Equipment Failure/Involved | Overhead | Connector or Splice (OH) | Broken, wire on ground | 2017 | Tier 2 - Elevated | Distribution Circuit | 4 | 7 | 2017-04-07 | 1751417 | Sus | N | EquipmentFailureInvolved¦Overhead¦ConnectororSplice(OH)¦Brokenwireonground
17-0038203 | Vegetation | Tree - fell into line | Pole-Wood | Broken, wire on ground | 2017 | Tier 3 - Extreme | Distribution Circuit | 4 | 8 | 2017-04-08 | 1752224 | Sus | N | Vegetation¦Treefellintoline¦PoleWood¦Brokenwireonground
17-0038457 | Vegetation | Tree - fell into line | Conductor, Overhead | Normal | 2017 | Tier 2 - Elevated | Distribution Circuit | 4 | 9 | 2017-04-09 | 1753469 | Sus | N | Vegetation¦Treefellintoline¦ConductorOverhead¦Normal
17-0045458 | Unknown Cause | Patrol - not conducted |  |  | 2017 | Tier 2 - Elevated | Distribution Circuit | 5 | 5 | 2017-05-05 | 1775141 | Sus | Y | UnknownCause¦Patrolnotconducted¦¦
17-0051193 | Unknown Cause | Patrol - found nothing |  |  | 2017 | Tier 2 - Elevated | Distribution Circuit | 5 | 28 | 2017-05-28 | 1792117 | Sus | Y | UnknownCause¦Patrolfoundnothing¦¦
17-0055594 | 3rd Party | Vehicle | Pole-Wood | Broken | 2017 | Tier 2 - Elevated | Distribution Circuit | 6 | 15 | 2017-06-15 | 1805437 | Sus | Y | 3rdParty¦Vehicle¦PoleWood¦Broken
17-0057569 | Equipment Failure/Involved | Overhead | Transformer | Leaking | 2017 | Tier 2 - Elevated | Transformer only | 6 | 21 | 2017-06-21 | 1814495 | Sus | Y | EquipmentFailureInvolved¦Overhead¦Transformer¦Leaking
17-0058284 | Equipment Failure/Involved | Overhead | Other | Failed/Faulted | 2017 | Tier 2 - Elevated | Transformer only | 6 | 24 | 2017-06-24 | 1816982 | Sus | Y | EquipmentFailureInvolved¦Overhead¦Other¦FailedFaulted
17-0061848 | Unknown Cause | Patrol - found nothing |  |  | 2017 | Tier 2 - Elevated | Distribution Circuit | 7 | 10 | 2017-07-10 | 1828404 | Sus | Y | UnknownCause¦Patrolfoundnothing¦¦
17-0062537 | Vegetation | Tree - fell into line | Conductor, Overhead | Normal | 2017 | Tier 2 - Elevated | Distribution Circuit | 7 | 13 | 2017-07-13 | 1830356 | Sus | Y | Vegetation¦Treefellintoline¦ConductorOverhead¦Normal
17-0063520 | Environmental/External | Fire, Forest/Grass | Conductor, Overhead | Normal | 2017 | Tier 2 - Elevated | Distribution Circuit | 7 | 17 | 2017-07-17 | 1834236 | Sus | Y | EnvironmentalExternal¦FireForestGrass¦ConductorOverhead¦Normal
17-0063996 | Unknown Cause | Patrol - found nothing |  |  | 2017 | Tier 2 - Elevated | Distribution Circuit | 7 | 19 | 2017-07-19 | 1835584 | Sus | Y | UnknownCause¦Patrolfoundnothing¦¦
17-0073517 | Unknown Cause | Patrol - found nothing |  |  | 2017 | Tier 3 - Extreme | Distribution Circuit | 8 | 28 | 2017-08-28 | 1861467 | Sus | Y | UnknownCause¦Patrolfoundnothing¦¦
17-0075635 | Vegetation | Tree - fell into line | Transformer (OH) | Broken | 2017 | Tier 2 - Elevated | Distribution Circuit | 9 | 3 | 2017-09-03 | 1868156 | Sus | Y | Vegetation¦Treefellintoline¦Transformer(OH)¦Broken
17-0077473 | Environmental/External | Lightning | Transformer | Failed/Faulted | 2017 | Tier 2 - Elevated | Transformer only | 9 | 11 | 2017-09-11 | 1874820 | Sus | Y | EnvironmentalExternal¦Lightning¦Transformer¦FailedFaulted
17-0080826 | Equipment Failure/Involved | Overhead | Transformer | Failed/Faulted | 2017 | Tier 2 - Elevated | Transformer only | 9 | 21 | 2017-09-21 | 1883631 | Sus | Y | EquipmentFailureInvolved¦Overhead¦Transformer¦FailedFaulted
17-0081107 | Vegetation | Tree - fell into line | Conductor, Overhead | Together | 2017 | Tier 2 - Elevated | Distribution Circuit | 9 | 22 | 2017-09-22 | 1884181 | Sus | Y | Vegetation¦Treefellintoline¦ConductorOverhead¦Together
17-0085361 | Equipment Failure/Involved | Overhead | Conductor, Overhead | Broken, wire on ground | 2017 | Tier 2 - Elevated | Distribution Circuit | 10 | 9 | 2017-10-09 | 1894798 | Sus | Y | EquipmentFailureInvolved¦Overhead¦ConductorOverhead¦Brokenwireonground
17-0086160 | Environmental/External | Fire, Forest/Grass | Pole-Wood | Burned/flashed | 2017 | Tier 2 - Elevated | Distribution Circuit | 10 | 8 | 2017-10-08 | 1897951 | Sus | Y | EnvironmentalExternal¦FireForestGrass¦PoleWood¦Burnedflashed
17-0086308 | Animal | Squirrel | Transformer (OH) | Failed/Faulted | 2017 | Tier 2 - Elevated | Distribution Circuit | 10 | 11 | 2017-10-11 | 1898385 | Sus | Y | Animal¦Squirrel¦Transformer(OH)¦FailedFaulted
17-0086822 | Environmental/External | Fire, Forest/Grass | Pole-Wood | Broken, wire on ground | 2017 | Tier 2 - Elevated | Distribution Circuit | 10 | 8 | 2017-10-08 | 1899493 | Sus | Y | EnvironmentalExternal¦FireForestGrass¦PoleWood¦Brokenwireonground
17-0087677 | Vegetation | Tree - branch fell on line | Conductor, Overhead | Normal | 2017 | Tier 3 - Extreme | Distribution Circuit | 10 | 16 | 2017-10-16 | 1901566 | Sus | Y | Vegetation¦Treebranchfellonline¦ConductorOverhead¦Normal
17-0087883 | Environmental/External | Fire, Forest/Grass | Conductor, Overhead | Normal | 2017 | Tier 2 - Elevated | Distribution Circuit | 10 | 14 | 2017-10-14 | 1902324 | Sus | Y | EnvironmentalExternal¦FireForestGrass¦ConductorOverhead¦Normal
17-0089225 | Unknown Cause | Patrol - found nothing |  |  | 2017 | Tier 2 - Elevated | Distribution Circuit | 10 | 8 | 2017-10-08 | 1906289 | Sus | Y | UnknownCause¦Patrolfoundnothing¦¦
17-0094411 | Animal | Squirrel | Fuse | Failed/Faulted | 2017 | Tier 3 - Extreme | Distribution Circuit | 11 | 11 | 2017-11-11 | 1920546 | Sus | Y | Animal¦Squirrel¦Fuse¦FailedFaulted
17-0097572 | Vegetation | Tree - fell into line | Conductor, Overhead | Broken, wire on ground | 2017 | Tier 3 - Extreme | Distribution Circuit | 11 | 26 | 2017-11-26 | 1929201 | Sus | Y | Vegetation¦Treefellintoline¦ConductorOverhead¦Brokenwireonground
17-0099794 | Vegetation | Tree - fell into line | Conductor, Overhead | Broken | 2017 | Tier 3 - Extreme | Distribution Circuit | 12 | 4 | 2017-12-04 | 1935890 | Sus | N | Vegetation¦Treefellintoline¦ConductorOverhead¦Broken
17-0100015 | Vegetation | Tree - fell into line | Conductor, Overhead | Burned/flashed | 2017 | Tier 3 - Extreme | Distribution Circuit | 12 | 5 | 2017-12-05 | 1936502 | Sus | N | Vegetation¦Treefellintoline¦ConductorOverhead¦Burnedflashed
17-0100443 | Animal | Bird found | Connector or Splice (OH) | Arcing | 2017 | Tier 2 - Elevated | Distribution Circuit | 12 | 7 | 2017-12-07 | 1937907 | Sus | N | Animal¦Birdfound¦ConnectororSplice(OH)¦Arcing
17-0102019 | Vegetation | Tree - fell into line | Pole-Wood | Broken, wire on ground | 2017 | Tier 3 - Extreme | Distribution Circuit | 12 | 16 | 2017-12-16 | 1944580 | Sus | N | Vegetation¦Treefellintoline¦PoleWood¦Brokenwireonground
18-0009601 | Equipment Failure/Involved | Overhead | Transformer (OH) | Failed/Faulted | 2018 | Tier 2 - Elevated | Transformer only | 1 | 27 | 2018-01-27 | 15233 | Sus | N | EquipmentFailureInvolved¦Overhead¦Transformer(OH)¦FailedFaulted
18-0013137 | Equipment Failure/Involved | Overhead | Transformer | Failed/Faulted | 2018 | Tier 2 - Elevated | Transformer only | 2 | 10 | 2018-02-10 | 22419 | Sus | N | EquipmentFailureInvolved¦Overhead¦Transformer¦FailedFaulted
18-0013564 | Vegetation | Tree - branch fell on line | Conductor, Overhead | Normal | 2018 | Tier 2 - Elevated | Transformer only | 2 | 12 | 2018-02-12 | 23509 | Sus | N | Vegetation¦Treebranchfellonline¦ConductorOverhead¦Normal
18-0015406 | Equipment Failure/Involved | Overhead | Conductor, Overhead | Bent or Twisted | 2018 | Tier 3 - Extreme | Distribution Circuit | 2 | 19 | 2018-02-19 | 27288 | Sus | N | EquipmentFailureInvolved¦Overhead¦ConductorOverhead¦BentorTwisted
18-0018158 | Equipment Failure/Involved | Overhead | Pole-Wood | Broken | 2018 | Tier 2 - Elevated | Distribution Circuit | 2 | 28 | 2018-02-28 | 33568 | Sus | N | EquipmentFailureInvolved¦Overhead¦PoleWood¦Broken
18-0025393 | Equipment Failure/Involved | Overhead | Jumper | Burned Open | 2018 | Tier 2 - Elevated | Distribution Circuit | 3 | 22 | 2018-03-22 | 50163 | Sus | N | EquipmentFailureInvolved¦Overhead¦Jumper¦BurnedOpen
18-0030324 | Vegetation | Tree - branch fell on line | Conductor, Overhead | Normal | 2018 | Tier 3 - Extreme | Distribution Circuit | 4 | 7 | 2018-04-07 | 62311 | Sus | N | Vegetation¦Treebranchfellonline¦ConductorOverhead¦Normal
18-0031427 | Equipment Failure/Involved | Overhead | Transformer | Failed/Faulted | 2018 | Tier 2 - Elevated | Transformer only | 4 | 11 | 2018-04-11 | 64791 | Sus | N | EquipmentFailureInvolved¦Overhead¦Transformer¦FailedFaulted
18-0033232 | Vegetation | Tree - branch fell on line | Conductor, Overhead | Normal | 2018 | Tier 2 - Elevated | Distribution Circuit | 4 | 17 | 2018-04-17 | 69137 | Sus | N | Vegetation¦Treebranchfellonline¦ConductorOverhead¦Normal
18-0034814 | Unknown Cause | Patrol - found nothing |  |  | 2018 | Tier 2 - Elevated | Distribution Circuit | 4 | 24 | 2018-04-24 | 72586 | Sus | N | UnknownCause¦Patrolfoundnothing¦¦
18-0040988 | Vegetation | Tree - fell into line | Conductor, Overhead | Broken, wire on ground | 2018 | Tier 2 - Elevated | Distribution Circuit | 5 | 14 | 2018-05-14 | 86061 | Sus | Y | Vegetation¦Treefellintoline¦ConductorOverhead¦Brokenwireonground
18-0045222 | Unknown Cause | Patrol - found nothing |  |  | 2018 | Tier 2 - Elevated | Distribution Circuit | 5 | 29 | 2018-05-29 | 95960 | Sus | Y | UnknownCause¦Patrolfoundnothing¦¦
18-0055981 | Equipment Failure/Involved | Overhead | Transformer (OH) | Failed/Faulted | 2018 | Tier 2 - Elevated | Transformer only | 6 | 30 | 2018-06-30 | 121682 | Sus | Y | EquipmentFailureInvolved¦Overhead¦Transformer(OH)¦FailedFaulted
18-0057726 | Vegetation | Tree - branch fell on line | Conductor, Overhead | Broken, wire on ground | 2018 | Tier 2 - Elevated | Distribution Circuit | 7 | 7 | 2018-07-07 | 126342 | Sus | Y | Vegetation¦Treebranchfellonline¦ConductorOverhead¦Brokenwireonground
18-0062206 | 3rd Party | Vehicle | Pole-Wood | Broken, wire on object | 2018 | Tier 2 - Elevated | Distribution Circuit | 7 | 21 | 2018-07-21 | 136842 | Sus | Y | 3rdParty¦Vehicle¦PoleWood¦Brokenwireonobject
18-0064635 | Equipment Failure/Involved | Overhead | Transformer | Failed/Faulted | 2018 | Tier 2 - Elevated | Transformer only | 7 | 28 | 2018-07-28 | 142683 | Sus | Y | EquipmentFailureInvolved¦Overhead¦Transformer¦FailedFaulted
18-0082557 | Animal | Squirrel | Fuse | Failed/Faulted | 2018 | Tier 3 - Extreme | Distribution Circuit | 9 | 23 | 2018-09-23 | 179692 | Sus | Y | Animal¦Squirrel¦Fuse¦FailedFaulted
18-0084202 | Vegetation | Tree - fell into line | Conductor, Overhead | Normal | 2018 | Tier 2 - Elevated | Distribution Circuit | 9 | 27 | 2018-09-27 | 182800 | Sus | Y | Vegetation¦Treefellintoline¦ConductorOverhead¦Normal
18-0087806 | Unknown Cause | Patrol - found nothing |  |  | 2018 | Tier 3 - Extreme | Distribution Circuit | 10 | 7 | 2018-10-07 | 189992 | Sus | Y | UnknownCause¦Patrolfoundnothing¦¦
18-0101256 | Environmental/External | Fire, Forest/Grass | Pole-Wood | Burned/flashed | 2018 | Tier 3 - Extreme | Distribution Circuit | 11 | 8 | 2018-11-08 | 218628 | Sus | Y | EnvironmentalExternal¦FireForestGrass¦PoleWood¦Burnedflashed
18-0102081 | Vegetation | Tree - fell into line | Conductor, Overhead | Normal | 2018 | Tier 3 - Extreme | Distribution Circuit | 11 | 21 | 2018-11-21 | 220841 | Sus | Y | Vegetation¦Treefellintoline¦ConductorOverhead¦Normal
18-0102337 | Environmental/External | Fire, Forest/Grass | Pole-Wood | Burned/flashed | 2018 | Tier 3 - Extreme | Distribution Circuit | 11 | 8 | 2018-11-08 | 221989 | Sus | Y | EnvironmentalExternal¦FireForestGrass¦PoleWood¦Burnedflashed
18-0110083 | Equipment Failure/Involved | Underground | Conductor, Underground | Deteriorated | 2018 | Tier 2 - Elevated | Distribution Circuit | 12 | 19 | 2018-12-19 | 244190 | Sus | N | EquipmentFailureInvolved¦Underground¦ConductorUnderground¦Deteriorated
18-0110350 | Unknown Cause | Patrol - not conducted |  |  | 2018 | Tier 3 - Extreme | Distribution Circuit | 12 | 22 | 2018-12-22 | 245736 | Sus | N | UnknownCause¦Patrolnotconducted¦¦
18-0110589 | Unknown Cause | Patrol - found nothing |  |  | 2018 | Tier 3 - Extreme | Distribution Circuit | 12 | 24 | 2018-12-24 | 246831 | Sus | N | UnknownCause¦Patrolfoundnothing¦¦
19-0005530 | Unknown Cause | Patrol - found nothing |  |  | 2019 | Tier 3 - Extreme | Distribution Circuit | 1 | 6 | 2019-01-06 | 255859 | Sus | N | UnknownCause¦Patrolfoundnothing¦¦
19-0008856 | Unknown Cause | Patrol - found nothing |  |  | 2019 | Tier 3 - Extreme | Distribution Circuit | 1 | 15 | 2019-01-15 | 265360 | Sus | N | UnknownCause¦Patrolfoundnothing¦¦
19-0010402 | Vegetation | Tree - fell into line | Crossarm, Wood | Broken, wire on ground | 2019 | Tier 2 - Elevated | Distribution Circuit | 1 | 16 | 2019-01-16 | 271904 | Sus | N | Vegetation¦Treefellintoline¦CrossarmWood¦Brokenwireonground
19-0010519 | Vegetation | Tree - branch fell on line | Crossarm, Wood | Broken, wire on ground | 2019 | Tier 3 - Extreme | Distribution Circuit | 1 | 16 | 2019-01-16 | 272312 | Sus | N | Vegetation¦Treebranchfellonline¦CrossarmWood¦Brokenwireonground
19-0010796 | Equipment Failure/Involved | Overhead | Transformer (OH) | Failed/Faulted | 2019 | Tier 2 - Elevated | Distribution Circuit | 1 | 16 | 2019-01-16 | 267888 | Sus | N | EquipmentFailureInvolved¦Overhead¦Transformer(OH)¦FailedFaulted
19-0018103 | Equipment Failure/Involved | Underground | Secondary | Broken | 2019 | Tier 2 - Elevated | Transformer only | 2 | 4 | 2019-02-04 | 290743 | Sus | N | EquipmentFailureInvolved¦Underground¦Secondary¦Broken
19-0018144 | Vegetation | Tree - fell into line | Conductor, Overhead | Normal | 2019 | Tier 2 - Elevated | Distribution Circuit | 2 | 4 | 2019-02-04 | 290872 | Sus | N | Vegetation¦Treefellintoline¦ConductorOverhead¦Normal
19-0018250 | Unknown Cause | Patrol - found nothing |  |  | 2019 | Tier 3 - Extreme | Distribution Circuit | 2 | 5 | 2019-02-05 | 291295 | Sus | N | UnknownCause¦Patrolfoundnothing¦¦
19-0018362 | Unknown Cause | Patrol - not conducted |  |  | 2019 | Tier 2 - Elevated | Transmission line | 2 | 5 | 2019-02-05 | 292122 | Sus | N | UnknownCause¦Patrolnotconducted¦¦
19-0018374 | Unknown Cause | Patrol - found nothing |  |  | 2019 | Tier 2 - Elevated | Distribution Circuit | 2 | 5 | 2019-02-05 | 292184 | Sus | N | UnknownCause¦Patrolfoundnothing¦¦
19-0018675 | Vegetation | Tree - fell into line | Pole-Wood | Broken | 2019 | Tier 2 - Elevated | Distribution Circuit | 2 | 5 | 2019-02-05 | 292997 | Sus | N | Vegetation¦Treefellintoline¦PoleWood¦Broken
19-0019102 | Vegetation | Tree - fell into line | Crossarm, Wood | Broken, wire on ground | 2019 | Tier 3 - Extreme | Distribution Circuit | 2 | 5 | 2019-02-05 | 291689 | Sus | N | Vegetation¦Treefellintoline¦CrossarmWood¦Brokenwireonground
19-0019369 | Vegetation | Tree - fell into line | Conductor, Overhead | Normal | 2019 | Tier 3 - Extreme | Distribution Circuit | 2 | 6 | 2019-02-06 | 294784 | Sus | N | Vegetation¦Treefellintoline¦ConductorOverhead¦Normal
19-0020636 | Equipment Failure/Involved | Overhead | Conductor, Overhead | Broken, wire on ground | 2019 | Tier 2 - Elevated | Distribution Circuit | 2 | 10 | 2019-02-10 | 298159 | Sus | N | EquipmentFailureInvolved¦Overhead¦ConductorOverhead¦Brokenwireonground
19-0020687 | Unknown Cause | Patrol - found nothing |  |  | 2019 | Tier 3 - Extreme | Distribution Circuit | 2 | 10 | 2019-02-10 | 298876 | Sus | N | UnknownCause¦Patrolfoundnothing¦¦
19-0021502 | Vegetation | Tree - fell into line | Conductor, Overhead | Broken, wire on ground | 2019 | Tier 2 - Elevated | Distribution Circuit | 2 | 12 | 2019-02-12 | 300706 | Sus | N | Vegetation¦Treefellintoline¦ConductorOverhead¦Brokenwireonground
19-0025285 | Vegetation | Tree - fell into line | Conductor, Overhead | Broken, wire on ground | 2019 | Tier 2 - Elevated | Distribution Circuit | 2 | 17 | 2019-02-17 | 316517 | Sus | N | Vegetation¦Treefellintoline¦ConductorOverhead¦Brokenwireonground
19-0026296 | Equipment Failure/Involved | Overhead | Transformer (OH) | Failed/Faulted | 2019 | Tier 2 - Elevated | Transformer only | 2 | 18 | 2019-02-18 | 318217 | Sus | N | EquipmentFailureInvolved¦Overhead¦Transformer(OH)¦FailedFaulted
19-0027135 | Vegetation | Tree - fell into line | Conductor, Overhead | Normal | 2019 | Tier 3 - Extreme | Distribution Circuit | 2 | 22 | 2019-02-22 | 321028 | Sus | N | Vegetation¦Treefellintoline¦ConductorOverhead¦Normal
19-0029765 | Unknown Cause | Patrol - not conducted |  |  | 2019 | Tier 3 - Extreme | Distribution Circuit | 3 | 1 | 2019-03-01 | 328677 | Sus | N | UnknownCause¦Patrolnotconducted¦¦
19-0030012 | Vegetation | Tree - fell into line | Conductor, Overhead | Broken, wire on ground | 2019 | Tier 3 - Extreme | Distribution Circuit | 3 | 2 | 2019-03-02 | 329375 | Sus | N | Vegetation¦Treefellintoline¦ConductorOverhead¦Brokenwireonground
19-0034260 | Equipment Failure/Involved | Overhead | Pole-Wood | Broken | 2019 | Tier 2 - Elevated | Distribution Circuit | 3 | 15 | 2019-03-15 | 340511 | Sus | N | EquipmentFailureInvolved¦Overhead¦PoleWood¦Broken
19-0034260 | Equipment Failure/Involved | Overhead | Pole-Wood | Broken | 2019 | Tier 2 - Elevated | Distribution Circuit | 3 | 15 | 2019-03-15 | 340511 | Sus | N | EquipmentFailureInvolved¦Overhead¦PoleWood¦Broken
19-0035184 | Equipment Failure/Involved | Overhead | Transformer | Failed/Faulted | 2019 | Tier 2 - Elevated | Transformer only | 3 | 19 | 2019-03-19 | 343188 | Sus | N | EquipmentFailureInvolved¦Overhead¦Transformer¦FailedFaulted
19-0035572 | Equipment Failure/Involved | Other | Connector or Splice (OH) | Arcing | 2019 | Tier 3 - Extreme | Transformer only | 3 | 20 | 2019-03-20 | 344099 | Sus | N | EquipmentFailureInvolved¦Other¦ConnectororSplice(OH)¦Arcing
19-0037659 | Unknown Cause | Patrol - not conducted |  |  | 2019 | Tier 2 - Elevated | Distribution Circuit | 3 | 27 | 2019-03-27 | 348761 | Sus | N | UnknownCause¦Patrolnotconducted¦¦
19-0038059 | Environmental/External | Lightning | Transformer | Failed/Faulted | 2019 | Tier 2 - Elevated | Transformer only | 3 | 28 | 2019-03-28 | 349449 | Sus | N | EnvironmentalExternal¦Lightning¦Transformer¦FailedFaulted
19-0044560 | Vegetation | Tree - fell into line | Conductor, Overhead | Together | 2019 | Tier 2 - Elevated | Distribution Circuit | 4 | 20 | 2019-04-20 | 364284 | Sus | N | Vegetation¦Treefellintoline¦ConductorOverhead¦Together
19-0047727 | Unknown Cause | Patrol - found nothing |  |  | 2019 | Tier 2 - Elevated | Distribution Circuit | 5 | 1 | 2019-05-01 | 371325 | Sus | Y | UnknownCause¦Patrolfoundnothing¦¦
19-0051448 | Equipment Failure/Involved | Overhead | Transformer | Failed/Faulted | 2019 | Tier 2 - Elevated | Transformer only | 5 | 13 | 2019-05-13 | 379482 | Sus | Y | EquipmentFailureInvolved¦Overhead¦Transformer¦FailedFaulted
19-0052322 | Vegetation | Tree - fell into line | Conductor, Overhead | Broken, wire on ground | 2019 | Tier 2 - Elevated | Distribution Circuit | 5 | 15 | 2019-05-15 | 381368 | Sus | Y | Vegetation¦Treefellintoline¦ConductorOverhead¦Brokenwireonground
19-0053270 | Equipment Failure/Involved | Overhead | Jumper | Broken | 2019 | Tier 2 - Elevated | Distribution Circuit | 5 | 17 | 2019-05-17 | 383553 | Sus | Y | EquipmentFailureInvolved¦Overhead¦Jumper¦Broken
19-0054044 | Environmental/External | Lightning | Transformer (OH) | Failed/Faulted | 2019 | Tier 2 - Elevated | Distribution Circuit | 5 | 19 | 2019-05-19 | 385613 | Sus | Y | EnvironmentalExternal¦Lightning¦Transformer(OH)¦FailedFaulted
19-0055576 | Unknown Cause | Patrol - found nothing |  |  | 2019 | Tier 2 - Elevated | Distribution Circuit | 5 | 22 | 2019-05-22 | 388267 | Sus | Y | UnknownCause¦Patrolfoundnothing¦¦
19-0057798 | Environmental/External | Lightning | Transformer (OH) | Failed/Faulted | 2019 | Tier 2 - Elevated | Distribution Circuit | 5 | 26 | 2019-05-26 | 390780 | Sus | Y | EnvironmentalExternal¦Lightning¦Transformer(OH)¦FailedFaulted
19-0060663 | Wildfire Mitigation | CWSP - Vegetation Removal | Transformer (OH) | Normal | 2019 | Tier 2 - Elevated | Transformer only | 5 | 31 | 2019-05-31 | 394267 | Sus | Y | WildfireMitigation¦CWSPVegetationRemoval¦Transformer(OH)¦Normal
19-0062482 | Equipment Failure/Involved | Overhead | Conductor, Overhead | Deteriorated | 2019 | Tier 3 - Extreme | Distribution Circuit | 6 | 4 | 2019-06-04 | 397290 | Sus | Y | EquipmentFailureInvolved¦Overhead¦ConductorOverhead¦Deteriorated
19-0066414 | Vegetation | Tree - fell into line | Crossarm, Wood | Broken, wire on ground | 2019 | Tier 2 - Elevated | Distribution Circuit | 6 | 11 | 2019-06-11 | 407045 | Sus | Y | Vegetation¦Treefellintoline¦CrossarmWood¦Brokenwireonground
19-0071386 | Unknown Cause | Patrol - found nothing |  |  | 2019 | Tier 2 - Elevated | Distribution Circuit | 6 | 24 | 2019-06-24 | 427321 | Sus | Y | UnknownCause¦Patrolfoundnothing¦¦
19-0071432 | Equipment Failure/Involved | Overhead | Pole-Wood | Broken | 2019 | Tier 2 - Elevated | Distribution Circuit | 6 | 24 | 2019-06-24 | 427560 | Sus | Y | EquipmentFailureInvolved¦Overhead¦PoleWood¦Broken
19-0076182 | Animal | Bird found | Conductor, Overhead | Normal | 2019 | Tier 2 - Elevated | Distribution Circuit | 7 | 11 | 2019-07-11 | 444744 | Sus | Y | Animal¦Birdfound¦ConductorOverhead¦Normal
19-0078593 | Vegetation | Tree - fell into line | Conductor, Overhead | Broken, wire on ground | 2019 | Tier 3 - Extreme | Distribution Circuit | 7 | 17 | 2019-07-17 | 456900 | Sus | Y | Vegetation¦Treefellintoline¦ConductorOverhead¦Brokenwireonground
19-0083969 | Vegetation | Tree - fell into line | Conductor, Overhead | Normal | 2019 | Tier 2 - Elevated | Distribution Circuit | 8 | 2 | 2019-08-02 | 479113 | Sus | Y | Vegetation¦Treefellintoline¦ConductorOverhead¦Normal
19-0085985 | Unknown Cause | Patrol - found nothing |  |  | 2019 | Tier 2 - Elevated | Distribution Circuit | 8 | 8 | 2019-08-08 | 494841 | Sus | Y | UnknownCause¦Patrolfoundnothing¦¦
19-0092133 | Equipment Failure/Involved | Overhead | Transformer (OH) | Broken | 2019 | Tier 2 - Elevated | Transformer only | 8 | 26 | 2019-08-26 | 539295 | Sus | Y | EquipmentFailureInvolved¦Overhead¦Transformer(OH)¦Broken
19-0096460 | Vegetation | Tree - branch fell on line | Conductor, Overhead | Broken, wire on ground | 2019 | Tier 2 - Elevated | Distribution Circuit | 9 | 7 | 2019-09-07 | 562093 | Sus | Y | Vegetation¦Treebranchfellonline¦ConductorOverhead¦Brokenwireonground
19-0096900 | Vegetation | Tree - fell into line | Conductor, Overhead | Broken, wire on ground | 2019 | Tier 3 - Extreme | Distribution Circuit | 9 | 9 | 2019-09-09 | 564574 | Sus | Y | Vegetation¦Treefellintoline¦ConductorOverhead¦Brokenwireonground
19-0098090 | Equipment Failure/Involved | Overhead | Pole-Wood | Broken | 2019 | Tier 2 - Elevated | Distribution Circuit | 9 | 12 | 2019-09-12 | 573973 | Sus | Y | EquipmentFailureInvolved¦Overhead¦PoleWood¦Broken
19-0099872 | Vegetation | Tree - branch fell on line | Conductor, Overhead | Normal | 2019 | Tier 3 - Extreme | Distribution Circuit | 9 | 16 | 2019-09-16 | 585412 | Sus | Y | Vegetation¦Treebranchfellonline¦ConductorOverhead¦Normal
19-0102077 | Equipment Failure/Involved | Overhead | Insulator | Broken | 2019 | Tier 2 - Elevated | Distribution Circuit | 9 | 21 | 2019-09-21 | 600493 | Sus | Y | EquipmentFailureInvolved¦Overhead¦Insulator¦Broken
19-0102526 | Unknown Cause | Patrol - found nothing |  |  | 2019 | Tier 2 - Elevated | Distribution Circuit | 9 | 23 | 2019-09-23 | 606633 | Sus | Y | UnknownCause¦Patrolfoundnothing¦¦
19-0107876 | Vegetation | Tree - fell into line | Conductor, Overhead | Normal | 2019 | Tier 3 - Extreme | Transformer only | 10 | 5 | 2019-10-05 | 644456 | Sus | Y | Vegetation¦Treefellintoline¦ConductorOverhead¦Normal
19-0116857 | Equipment Failure/Involved | Overhead | Transformer (OH) | Broken | 2019 | Tier 2 - Elevated | Distribution Circuit | 10 | 26 | 2019-10-26 | 680842 | Sus | Y | EquipmentFailureInvolved¦Overhead¦Transformer(OH)¦Broken
19-0119103 | Equipment Failure/Involved | Overhead | Transformer | Leaking | 2019 | Tier 3 - Extreme | Transformer only | 10 | 30 | 2019-10-30 | 695644 | Sus | Y | EquipmentFailureInvolved¦Overhead¦Transformer¦Leaking
19-0128081 | Unknown Cause | Patrol - found nothing |  |  | 2019 | Tier 2 - Elevated | Distribution Circuit | 11 | 24 | 2019-11-24 | 713732 | Sus | Y | UnknownCause¦Patrolfoundnothing¦¦
19-0128191 | Vegetation | Tree - branch fell on line | Conductor, Overhead | Normal | 2019 | Tier 3 - Extreme | Distribution Circuit | 11 | 25 | 2019-11-25 | 714123 | Sus | Y | Vegetation¦Treebranchfellonline¦ConductorOverhead¦Normal
19-0130849 | 3rd Party | Tree - cutting, 3rd party | Conductor, Overhead | Normal | 2019 | Tier 2 - Elevated | Distribution Circuit | 11 | 28 | 2019-11-28 | 722863 | Sus | Y | 3rdParty¦Treecutting3rdparty¦ConductorOverhead¦Normal
19-0131828 | Equipment Failure/Involved | Overhead | Conductor, Overhead | Broken, wire on ground | 2019 | Tier 2 - Elevated | Distribution Circuit | 12 | 1 | 2019-12-01 | 725630 | Sus | N | EquipmentFailureInvolved¦Overhead¦ConductorOverhead¦Brokenwireonground
19-0134715 | Unknown Cause | Patrol - found nothing |  |  | 2019 | Tier 2 - Elevated | Distribution Circuit | 12 | 6 | 2019-12-06 | 732266 | Sus | N | UnknownCause¦Patrolfoundnothing¦¦
20-0004218 | Animal | Bird found | Conductor, Overhead | Normal | 2020 | Tier 3 - Extreme | Distribution Circuit | 1 | 1 | 2020-01-01 | 753258 | Sus | N | Animal¦Birdfound¦ConductorOverhead¦Normal
20-0011196 | Vegetation | Tree - fell into line | Conductor, Overhead | Normal | 2020 | Tier 3 - Extreme | Distribution Circuit | 1 | 16 | 2020-01-16 | 766187 | Sus | N | Vegetation¦Treefellintoline¦ConductorOverhead¦Normal
20-0020350 | Equipment Failure/Involved | Overhead | Transformer (OH) | Failed/Faulted | 2020 | Tier 2 - Elevated | Distribution Circuit | 2 | 11 | 2020-02-11 | 788303 | Sus | N | EquipmentFailureInvolved¦Overhead¦Transformer(OH)¦FailedFaulted
20-0022608 | Equipment Failure/Involved | Overhead | Transformer | Failed/Faulted | 2020 | Tier 2 - Elevated | Transformer only | 2 | 15 | 2020-02-15 | 791898 | Sus | N | EquipmentFailureInvolved¦Overhead¦Transformer¦FailedFaulted
20-0025849 | Unknown Cause | Patrol - not conducted |  |  | 2020 | Tier 2 - Elevated | Distribution Circuit | 2 | 25 | 2020-02-25 | 810227 | Sus | N | UnknownCause¦Patrolnotconducted¦¦
20-0027782 | Unknown Cause | Patrol - found nothing |  |  | 2020 | Tier 2 - Elevated | Distribution Circuit | 3 | 2 | 2020-03-02 | 822319 | Sus | N | UnknownCause¦Patrolfoundnothing¦¦
20-0029805 | Unknown Cause | Patrol - found nothing |  |  | 2020 | Tier 2 - Elevated | Distribution Circuit | 3 | 7 | 2020-03-07 | 838377 | Sus | N | UnknownCause¦Patrolfoundnothing¦¦
20-0031065 | Equipment Failure/Involved | Overhead | Crossarm, Wood | Broken | 2020 | Tier 3 - Extreme | Distribution Circuit | 3 | 11 | 2020-03-11 | 844453 | Sus | N | EquipmentFailureInvolved¦Overhead¦CrossarmWood¦Broken
20-0034563 | Vegetation | Tree - fell into line | Conductor, Overhead | Broken | 2020 | Tier 2 - Elevated | Distribution Circuit | 3 | 16 | 2020-03-16 | 853824 | Sus | N | Vegetation¦Treefellintoline¦ConductorOverhead¦Broken
20-0042656 | Equipment Failure/Involved | Overhead | Crossarm, Wood | Deteriorated | 2020 | Tier 2 - Elevated | Distribution Circuit | 4 | 19 | 2020-04-19 | 897745 | Sus | N | EquipmentFailureInvolved¦Overhead¦CrossarmWood¦Deteriorated
20-0044641 | Unknown Cause | Patrol - found nothing |  |  | 2020 | Tier 2 - Elevated | Distribution Circuit | 4 | 26 | 2020-04-26 | 901656 | Sus | N | UnknownCause¦Patrolfoundnothing¦¦
20-0047649 | Equipment Failure/Involved | Overhead | Conductor, Overhead | Normal | 2020 | Tier 2 - Elevated | Distribution Circuit | 5 | 5 | 2020-05-05 | 907754 | Sus | Y | EquipmentFailureInvolved¦Overhead¦ConductorOverhead¦Normal
20-0048741 | Unknown Cause | Patrol - not conducted |  |  | 2020 | Tier 2 - Elevated | Distribution Circuit | 5 | 9 | 2020-05-09 | 910038 | Sus | Y | UnknownCause¦Patrolnotconducted¦¦
20-0049618 | Unknown Cause | Patrol - found nothing |  |  | 2020 | Tier 2 - Elevated | Distribution Circuit | 5 | 12 | 2020-05-12 | 912607 | Sus | Y | UnknownCause¦Patrolfoundnothing¦¦
20-0051115 | Environmental/External | Lightning | Transformer (OH) | Failed/Faulted | 2020 | Tier 3 - Extreme | Distribution Circuit | 5 | 18 | 2020-05-18 | 915593 | Sus | Y | EnvironmentalExternal¦Lightning¦Transformer(OH)¦FailedFaulted
20-0063280 | Equipment Failure/Involved | Overhead | Jumper | Arcing | 2020 | Tier 2 - Elevated | Distribution Circuit | 6 | 20 | 2020-06-20 | 943094 | Sus | Y | EquipmentFailureInvolved¦Overhead¦Jumper¦Arcing
20-0070889 | Animal | Bird found | Insulator | Burned/flashed | 2020 | Tier 2 - Elevated | Distribution Circuit | 7 | 11 | 2020-07-11 | 962534 | Sus | Y | Animal¦Birdfound¦Insulator¦Burnedflashed
20-0072488 | Unknown Cause | Patrol - not conducted |  |  | 2020 | Tier 2 - Elevated | Distribution Circuit | 7 | 16 | 2020-07-16 | 965699 | Sus | Y | UnknownCause¦Patrolnotconducted¦¦
20-0075268 | Vegetation | Tree - cutting, PG&E contractor | Conductor, Overhead | Normal | 2020 | Tier 2 - Elevated | Distribution Circuit | 7 | 23 | 2020-07-23 | 970708 | Sus | Y | Vegetation¦TreecuttingPG&Econtractor¦ConductorOverhead¦Normal
20-0079215 | 3rd Party | Dig in, 3rd party | Secondary | Broken | 2020 | Tier 2 - Elevated | Transformer only | 8 | 3 | 2020-08-03 | 978033 | Sus | Y | 3rdParty¦Digin3rdparty¦Secondary¦Broken
20-0085071 | Vegetation | Tree - bark fell into line | Conductor, Overhead | Broken, wire on ground | 2020 | Tier 2 - Elevated | Distribution Circuit | 8 | 16 | 2020-08-16 | 1013079 | Sus | Y | Vegetation¦Treebarkfellintoline¦ConductorOverhead¦Brokenwireonground
20-0085990 | Vegetation | Tree - branch fell on line | Conductor, Overhead | Arcing | 2020 | Tier 3 - Extreme | Distribution Circuit | 8 | 17 | 2020-08-17 | 1017394 | Sus | Y | Vegetation¦Treebranchfellonline¦ConductorOverhead¦Arcing
20-0086770 | Unknown Cause | Patrol - found nothing |  |  | 2020 | Tier 2 - Elevated | Distribution Circuit | 8 | 18 | 2020-08-18 | 1019182 | Sus | Y | UnknownCause¦Patrolfoundnothing¦¦
20-0089061 | Environmental/External | Fire, Forest/Grass | Conductor, Overhead | Normal | 2020 | Tier 3 - Extreme | Distribution Circuit | 8 | 20 | 2020-08-20 | 1027682 | Sus | Y | EnvironmentalExternal¦FireForestGrass¦ConductorOverhead¦Normal
20-0089079 | Environmental/External | Fire, Forest/Grass | Pole-Wood | Deteriorated | 2020 | Tier 3 - Extreme | Distribution Circuit | 8 | 23 | 2020-08-23 | 1027800 | Sus | Y | EnvironmentalExternal¦FireForestGrass¦PoleWood¦Deteriorated
20-0089143 | Unknown Cause | Patrol - found nothing |  |  | 2020 | Tier 3 - Extreme | Distribution Circuit | 8 | 24 | 2020-08-24 | 1028005 | Sus | Y | UnknownCause¦Patrolfoundnothing¦¦
20-0091444 | Environmental/External | Fire, Forest/Grass | Conductor, Overhead | Normal | 2020 | Tier 3 - Extreme | Distribution Circuit | 8 | 19 | 2020-08-19 | 1041119 | Sus | Y | EnvironmentalExternal¦FireForestGrass¦ConductorOverhead¦Normal
20-0092272 | 3rd Party | Vehicle | Pole-Wood | Broken, wire on ground | 2020 | Tier 3 - Extreme | Distribution Circuit | 9 | 1 | 2020-09-01 | 1046535 | Sus | Y | 3rdParty¦Vehicle¦PoleWood¦Brokenwireonground
20-0093683 | Unknown Cause | Patrol - found nothing |  |  | 2020 | Tier 3 - Extreme | Distribution Circuit | 9 | 5 | 2020-09-05 | 1055537 | Sus | Y | UnknownCause¦Patrolfoundnothing¦¦
20-0095346 | Unknown Cause | Patrol - found nothing |  |  | 2020 | Tier 2 - Elevated | Distribution Circuit | 9 | 9 | 2020-09-09 | 1061729 | Sus | Y | UnknownCause¦Patrolfoundnothing¦¦
20-0100137 | Environmental/External | Fire, Forest/Grass | Conductor, Overhead | Burned/flashed | 2020 | Tier 3 - Extreme | Distribution Circuit | 9 | 7 | 2020-09-07 | 1087573 | Sus | Y | EnvironmentalExternal¦FireForestGrass¦ConductorOverhead¦Burnedflashed
20-0110319 | Equipment Failure/Involved | Overhead | Transformer (OH) | Failed/Faulted | 2020 | Tier 2 - Elevated | Transformer only | 10 | 19 | 2020-10-19 | 1120856 | Sus | Y | EquipmentFailureInvolved¦Overhead¦Transformer(OH)¦FailedFaulted
20-0111185 | Wildfire Mitigation | Public Safety Power Shut-off | Conductor, Overhead | Normal | 2020 | Tier 3 - Extreme | Distribution Circuit | 10 | 22 | 2020-10-22 | 1122901 | Sus | Y | WildfireMitigation¦PublicSafetyPowerShutoff¦ConductorOverhead¦Normal
20-0116299 | Equipment Failure/Involved | Overhead |  | Broken | 2020 | Tier 2 - Elevated | Distribution Circuit | 11 | 2 | 2020-11-02 | 1134770 | Sus | Y | EquipmentFailureInvolved¦Overhead¦¦Broken
20-0118314 | Equipment Failure/Involved | Overhead | Transformer (OH) | Failed/Faulted | 2020 | Tier 2 - Elevated | Transformer only | 11 | 7 | 2020-11-07 | 1138797 | Sus | Y | EquipmentFailureInvolved¦Overhead¦Transformer(OH)¦FailedFaulted
20-0131407 | Equipment Failure/Involved | Overhead | Transformer | Malfunctioning | 2020 | Tier 2 - Elevated | Transformer only | 12 | 21 | 2020-12-21 | 1196728 | Sus | N | EquipmentFailureInvolved¦Overhead¦Transformer¦Malfunctioning
20-0132191 | Equipment Failure/Involved | Overhead | Crossarm, Wood | Broken | 2020 | Tier 2 - Elevated | Distribution Circuit | 12 | 29 | 2020-12-29 | 1201002 | Sus | N | EquipmentFailureInvolved¦Overhead¦CrossarmWood¦Broken
21-0009934 | Vegetation | Tree - branch fell on line | Conductor, Overhead | Together | 2021 | Tier 3 - Extreme | Distribution Circuit | 1 | 19 | 2021-01-19 | 1213363 | Sus | N | Vegetation¦Treebranchfellonline¦ConductorOverhead¦Together
21-0010496 | Vegetation | Tree - fell into line | Pole-Wood | Broken, wire on ground | 2021 | Tier 3 - Extreme | Distribution Circuit | 1 | 19 | 2021-01-19 | 1215659 | Sus | N | Vegetation¦Treefellintoline¦PoleWood¦Brokenwireonground
21-0010529 | Equipment Failure/Involved | Overhead | Conductor, Overhead | Broken, wire on ground | 2021 | Tier 2 - Elevated | Distribution Circuit | 1 | 19 | 2021-01-19 | 1215589 | Sus | N | EquipmentFailureInvolved¦Overhead¦ConductorOverhead¦Brokenwireonground
21-0013168 | Equipment Failure/Involved | Overhead | Transformer (OH) | Failed/Faulted | 2021 | Tier 3 - Extreme | Transformer only | 1 | 22 | 2021-01-22 | 1221475 | Sus | N | EquipmentFailureInvolved¦Overhead¦Transformer(OH)¦FailedFaulted
21-0013568 | Unknown Cause | Patrol - found nothing |  |  | 2021 | Tier 3 - Extreme | Distribution Circuit | 1 | 25 | 2021-01-25 | 1223031 | Sus | N | UnknownCause¦Patrolfoundnothing¦¦
21-0014755 | Vegetation | Tree - fell into line | Conductor, Overhead | Broken | 2021 | Tier 2 - Elevated | Distribution Circuit | 1 | 26 | 2021-01-26 | 1226456 | Sus | N | Vegetation¦Treefellintoline¦ConductorOverhead¦Broken
21-0015577 | Equipment Failure/Involved | Overhead | Jumper | Burned Open | 2021 | Tier 2 - Elevated | Distribution Circuit | 1 | 26 | 2021-01-26 | 1229512 | Sus | N | EquipmentFailureInvolved¦Overhead¦Jumper¦BurnedOpen
21-0016635 | Unknown Cause | Patrol - found nothing |  |  | 2021 | Tier 3 - Extreme | Transformer only | 1 | 27 | 2021-01-27 | 1234611 | Sus | N | UnknownCause¦Patrolfoundnothing¦¦
21-0017815 | Vegetation | Tree - grew into line | Other | Normal | 2021 | Tier 2 - Elevated | Distribution Circuit | 1 | 28 | 2021-01-28 | 1238627 | Sus | N | Vegetation¦Treegrewintoline¦Other¦Normal
21-0019939 | Unknown Cause | Patrol - found nothing |  |  | 2021 | Tier 2 - Elevated | Distribution Circuit | 1 | 31 | 2021-01-31 | 1243643 | Sus | N | UnknownCause¦Patrolfoundnothing¦¦
21-0020404 | Vegetation | Tree - fell into line | Conductor, Overhead | Broken, wire on ground | 2021 | Tier 3 - Extreme | Distribution Circuit | 1 | 26 | 2021-01-26 | 1245021 | Sus | N | Vegetation¦Treefellintoline¦ConductorOverhead¦Brokenwireonground
21-0030216 | Equipment Failure/Involved | Overhead | Conductor, Overhead | Broken, wire on ground | 2021 | Tier 2 - Elevated | Distribution Circuit | 2 | 26 | 2021-02-26 | 1263417 | Sus | N | EquipmentFailureInvolved¦Overhead¦ConductorOverhead¦Brokenwireonground
21-0037183 | Equipment Failure/Involved | Overhead | Transformer (OH) | Broken | 2021 | Tier 2 - Elevated | Transformer only | 3 | 16 | 2021-03-16 | 1285090 | Sus | N | EquipmentFailureInvolved¦Overhead¦Transformer(OH)¦Broken
21-0042642 | Animal | Bird found | Conductor, Overhead | Normal | 2021 | Tier 2 - Elevated | Distribution Circuit | 3 | 30 | 2021-03-30 | 1303131 | Sus | N | Animal¦Birdfound¦ConductorOverhead¦Normal
21-0046143 | Unknown Cause | Patrol - not conducted |  |  | 2021 | Tier 2 - Elevated | Transformer only | 4 | 8 | 2021-04-08 | 1310378 | Sus | N | UnknownCause¦Patrolnotconducted¦¦
21-0051766 | Equipment Failure/Involved | Overhead | Connector or Splice (OH) | Contaminated | 2021 | Tier 2 - Elevated | Transformer only | 4 | 22 | 2021-04-22 | 1327883 | Sus | N | EquipmentFailureInvolved¦Overhead¦ConnectororSplice(OH)¦Contaminated
21-0059905 | Vegetation | Tree - fell into line | Pole-Wood | Broken, wire on ground | 2021 | Tier 2 - Elevated | Distribution Circuit | 5 | 11 | 2021-05-11 | 1346165 | Sus | Y | Vegetation¦Treefellintoline¦PoleWood¦Brokenwireonground
21-0064896 | Unknown Cause | Patrol - found nothing |  |  | 2021 | Tier 3 - Extreme | Transformer only | 5 | 23 | 2021-05-23 | 1356907 | Sus | Y | UnknownCause¦Patrolfoundnothing¦¦
21-0066857 | Vegetation | Tree - branch fell on line | Conductor, Overhead | Normal | 2021 | Tier 2 - Elevated | Distribution Circuit | 5 | 27 | 2021-05-27 | 1359906 | Sus | Y | Vegetation¦Treebranchfellonline¦ConductorOverhead¦Normal
21-0075076 | Unknown Cause | Patrol - found nothing |  |  | 2021 | Tier 3 - Extreme | Transformer only | 6 | 16 | 2021-06-16 | 1375291 | Sus | Y | UnknownCause¦Patrolfoundnothing¦¦
21-0075907 | Equipment Failure/Involved | Overhead | Connector or Splice (OH) | Burned/flashed | 2021 | Tier 2 - Elevated | Distribution Circuit | 6 | 17 | 2021-06-17 | 1376961 | Sus | Y | EquipmentFailureInvolved¦Overhead¦ConnectororSplice(OH)¦Burnedflashed
21-0080081 | Equipment Failure/Involved | Overhead | Transformer | Failed/Faulted | 2021 | Tier 2 - Elevated | Transformer only | 6 | 25 | 2021-06-25 | 1385050 | Sus | Y | EquipmentFailureInvolved¦Overhead¦Transformer¦FailedFaulted
21-0081026 | Equipment Failure/Involved | Overhead | Transformer (OH) | Failed/Faulted | 2021 | Tier 2 - Elevated | Transformer only | 6 | 28 | 2021-06-28 | 1387295 | Sus | Y | EquipmentFailureInvolved¦Overhead¦Transformer(OH)¦FailedFaulted
21-0084076 | Vegetation | Tree - fell into line | Conductor, Overhead | Broken, wire on ground | 2021 | Tier 2 - Elevated | Distribution Circuit | 7 | 2 | 2021-07-02 | 1390474 | Sus | Y | Vegetation¦Treefellintoline¦ConductorOverhead¦Brokenwireonground
21-0084076 | Vegetation | Tree - fell into line | Conductor, Overhead | Broken, wire on ground | 2021 | Tier 2 - Elevated | Distribution Circuit | 7 | 2 | 2021-07-02 | 1390474 | Sus | Y | Vegetation¦Treefellintoline¦ConductorOverhead¦Brokenwireonground
21-0087722 | Vegetation | Tree - fell into line | Conductor, Overhead | Broken, wire on ground | 2021 | Tier 2 - Elevated | Distribution Circuit | 7 | 11 | 2021-07-11 | 1399467 | Sus | Y | Vegetation¦Treefellintoline¦ConductorOverhead¦Brokenwireonground
21-0089534 | Unknown Cause | Patrol - found nothing |  |  | 2021 | Tier 2 - Elevated | Distribution Circuit | 7 | 14 | 2021-07-14 | 1404146 | Sus | Y | UnknownCause¦Patrolfoundnothing¦¦
21-0089741 | Unknown Cause | Patrol - found nothing |  |  | 2021 | Tier 2 - Elevated | Distribution Circuit | 7 | 14 | 2021-07-14 | 1404232 | Sus | Y | UnknownCause¦Patrolfoundnothing¦¦
21-0092073 | Equipment Failure/Involved | Overhead | Transformer (OH) | Failed/Faulted | 2021 | Tier 2 - Elevated | Transformer only | 7 | 19 | 2021-07-19 | 1408071 | Sus | Y | EquipmentFailureInvolved¦Overhead¦Transformer(OH)¦FailedFaulted
21-0105965 | Wildfire Mitigation | Public Safety Power Shut-off | Fuse | Normal | 2021 | Tier 2 - Elevated | Distribution Circuit | 8 | 17 | 2021-08-17 | 1446093 | Sus | Y | WildfireMitigation¦PublicSafetyPowerShutoff¦Fuse¦Normal
21-0106836 | Equipment Failure/Involved | Overhead | Transformer (OH) | Leaking | 2021 | Tier 2 - Elevated | Transformer only | 8 | 19 | 2021-08-19 | 1447342 | Sus | Y | EquipmentFailureInvolved¦Overhead¦Transformer(OH)¦Leaking
21-0108364 | Unknown Cause | Patrol - found nothing |  |  | 2021 | Tier 2 - Elevated | Distribution Circuit | 8 | 23 | 2021-08-23 | 1450879 | Sus | Y | UnknownCause¦Patrolfoundnothing¦¦
21-0110352 | Company Initiated | Improper Construction | Jumper | Normal | 2021 | Tier 3 - Extreme | Distribution Circuit | 8 | 27 | 2021-08-27 | 1455783 | Sus | Y | CompanyInitiated¦ImproperConstruction¦Jumper¦Normal
21-0110725 | Vegetation | Tree - branch fell on line | Conductor, Overhead | Broken, wire on ground | 2021 | Tier 3 - Extreme | Distribution Circuit | 8 | 28 | 2021-08-28 | 1457199 | Sus | Y | Vegetation¦Treebranchfellonline¦ConductorOverhead¦Brokenwireonground
21-0115084 | Equipment Failure/Involved | Overhead | Pole-Wood | Broken | 2021 | Tier 2 - Elevated | Distribution Circuit | 9 | 9 | 2021-09-09 | 1465341 | Sus | Y | EquipmentFailureInvolved¦Overhead¦PoleWood¦Broken
21-0116932 | Vegetation | Tree - cutting, PG&E contractor | Conductor, Overhead | On Ground | 2021 | Tier 3 - Extreme | Distribution Circuit | 9 | 13 | 2021-09-13 | 1470066 | Sus | Y | Vegetation¦TreecuttingPG&Econtractor¦ConductorOverhead¦OnGround
21-0121024 | Unknown Cause | Patrol - found nothing |  |  | 2021 | Tier 3 - Extreme | Distribution Circuit | 9 | 22 | 2021-09-22 | 1478063 | Sus | Y | UnknownCause¦Patrolfoundnothing¦¦
21-0125096 | 3rd Party | Vehicle | Conductor, Overhead | Broken | 2021 | Tier 2 - Elevated | Distribution Circuit | 10 | 2 | 2021-10-02 | 1485245 | Sus | Y | 3rdParty¦Vehicle¦ConductorOverhead¦Broken
21-0127463 | Equipment Failure/Involved | Overhead | Connector or Splice (OH) | Deteriorated | 2021 | Tier 2 - Elevated | Distribution Circuit | 10 | 8 | 2021-10-08 | 1489860 | Sus | Y | EquipmentFailureInvolved¦Overhead¦ConnectororSplice(OH)¦Deteriorated
21-0128391 | Animal | Squirrel | Transformer (OH) | Normal | 2021 | Tier 2 - Elevated | Distribution Circuit | 10 | 10 | 2021-10-10 | 1491529 | Sus | Y | Animal¦Squirrel¦Transformer(OH)¦Normal
21-0132741 | Unknown Cause | Patrol - found nothing |  |  | 2021 | Tier 2 - Elevated | Transformer only | 10 | 18 | 2021-10-18 | 1501289 | Sus | Y | UnknownCause¦Patrolfoundnothing¦¦
21-0134878 | Unknown Cause | Patrol - found nothing |  |  | 2021 | Tier 2 - Elevated | Distribution Circuit | 10 | 22 | 2021-10-22 | 1505510 | Sus | Y | UnknownCause¦Patrolfoundnothing¦¦
21-0135781 | Vegetation | Tree - fell into line | Conductor, Overhead | Normal | 2021 | Tier 3 - Extreme | Distribution Circuit | 10 | 24 | 2021-10-24 | 1508849 | Sus | Y | Vegetation¦Treefellintoline¦ConductorOverhead¦Normal
21-0136156 | Vegetation | Tree - bark fell into line | Conductor, Overhead | Broken | 2021 | Tier 2 - Elevated | Distribution Circuit | 10 | 24 | 2021-10-24 | 1509990 | Sus | Y | Vegetation¦Treebarkfellintoline¦ConductorOverhead¦Broken
21-0137093 | Unknown Cause | Patrol - found nothing |  |  | 2021 | Tier 3 - Extreme | Distribution Circuit | 10 | 24 | 2021-10-24 | 1509938 | Sus | Y | UnknownCause¦Patrolfoundnothing¦¦
21-0137320 | Unknown Cause | Patrol - found nothing |  |  | 2021 | Tier 3 - Extreme | Distribution Circuit | 10 | 24 | 2021-10-24 | 1514664 | Sus | Y | UnknownCause¦Patrolfoundnothing¦¦
21-0139262 | Vegetation | Tree - branch fell on line | Conductor, Overhead | On Ground | 2021 | Tier 3 - Extreme | Distribution Circuit | 10 | 28 | 2021-10-28 | 1523925 | Sus | Y | Vegetation¦Treebranchfellonline¦ConductorOverhead¦OnGround
21-0145326 | Vegetation | Tree - fell into line | Conductor, Overhead | Broken, wire on ground | 2021 | Tier 2 - Elevated | Distribution Circuit | 11 | 13 | 2021-11-13 | 1543095 | Sus | Y | Vegetation¦Treefellintoline¦ConductorOverhead¦Brokenwireonground
21-0154577 | Equipment Failure/Involved | Overhead | Transformer (OH) | Failed/Faulted | 2021 | Tier 2 - Elevated | Transformer only | 12 | 3 | 2021-12-03 | 1558588 | Sus | N | EquipmentFailureInvolved¦Overhead¦Transformer(OH)¦FailedFaulted
21-0157335 | Unknown Cause | Patrol - found nothing |  |  | 2021 | Tier 3 - Extreme | Distribution Circuit | 12 | 13 | 2021-12-13 | 1566075 | Sus | N | UnknownCause¦Patrolfoundnothing¦¦
21-0157357 | Vegetation | Tree - fell into line | Conductor, Overhead | Broken, wire on ground | 2021 | Tier 3 - Extreme | Distribution Circuit | 12 | 13 | 2021-12-13 | 1567170 | Sus | N | Vegetation¦Treefellintoline¦ConductorOverhead¦Brokenwireonground
21-0158400 | Vegetation | Tree - branch fell on line | Conductor, Overhead | Together | 2021 | Tier 3 - Extreme | Distribution Circuit | 12 | 15 | 2021-12-15 | 1572379 | Sus | N | Vegetation¦Treebranchfellonline¦ConductorOverhead¦Together
21-0160838 | Unknown Cause | Patrol - found nothing |  |  | 2021 | Tier 3 - Extreme | Distribution Circuit | 12 | 26 | 2021-12-26 | 1582874 | Sus | N | UnknownCause¦Patrolfoundnothing¦¦
21-0161388 | Equipment Failure/Involved | Overhead | Transformer (OH) | Leaking | 2021 | Tier 2 - Elevated | Transformer only | 12 | 27 | 2021-12-27 | 1586152 | Sus | N | EquipmentFailureInvolved¦Overhead¦Transformer(OH)¦Leaking
21-0161442 | Unknown Cause | Patrol - found nothing |  |  | 2021 | Tier 2 - Elevated | Distribution Circuit | 12 | 28 | 2021-12-28 | 1587364 | Sus | N | UnknownCause¦Patrolfoundnothing¦¦
21-0161540 | Vegetation | Tree - fell into line | Conductor, Overhead | Normal | 2021 | Tier 3 - Extreme | Distribution Circuit | 12 | 29 | 2021-12-29 | 1587813 | Sus | N | Vegetation¦Treefellintoline¦ConductorOverhead¦Normal
21-0161903 | Unknown Cause | Patrol - found nothing |  |  | 2021 | Tier 2 - Elevated | Distribution Circuit | 12 | 30 | 2021-12-30 | 1590084 | Sus | N | UnknownCause¦Patrolfoundnothing¦¦
22-0005753 | Environmental/External | Ice or snow | Conductor, Overhead | Broken, wire on ground | 2021 | Tier 3 - Extreme | Distribution Circuit | 12 | 27 | 2021-12-27 | 1594296 | Sus | N | EnvironmentalExternal¦Iceorsnow¦ConductorOverhead¦Brokenwireonground
22-0007313 | Vegetation | Tree - fell into line | Pole-Wood | Broken, wire on ground | 2021 | Tier 2 - Elevated | Distribution Circuit | 12 | 26 | 2021-12-26 | 1597250 | Sus | N | Vegetation¦Treefellintoline¦PoleWood¦Brokenwireonground
22-0007642 | Unknown Cause | Patrol - found nothing |  |  | 2022 | Tier 2 - Elevated | Transformer only | 1 | 8 | 2022-01-08 | 1598324 | Sus | N | UnknownCause¦Patrolfoundnothing¦¦
22-0008181 | Vegetation | Tree - fell into line | Conductor, Overhead | Normal | 2022 | Tier 3 - Extreme | Distribution Circuit | 1 | 10 | 2022-01-10 | 1599479 | Sus | N | Vegetation¦Treefellintoline¦ConductorOverhead¦Normal
22-0008491 | Vegetation | Tree - fell into line | Conductor, Overhead | Broken, wire on ground | 2022 | Tier 2 - Elevated | Distribution Circuit | 1 | 11 | 2022-01-11 | 1600054 | Sus | N | Vegetation¦Treefellintoline¦ConductorOverhead¦Brokenwireonground
22-0034030 | Equipment Failure/Involved | Overhead | Fuse | Broken | 2022 | Tier 2 - Elevated | Transformer only | 3 | 15 | 2022-03-15 | 1648959 | Sus | N | EquipmentFailureInvolved¦Overhead¦Fuse¦Broken
22-0035697 | Animal | Bird found | Conductor, Overhead | Normal | 2022 | Tier 2 - Elevated | Distribution Circuit | 3 | 18 | 2022-03-18 | 1651086 | Sus | N | Animal¦Birdfound¦ConductorOverhead¦Normal
22-0037492 | Equipment Failure/Involved | Overhead | Fuse | Broken | 2022 | Tier 3 - Extreme | Transformer only | 3 | 23 | 2022-03-23 | 1654351 | Sus | N | EquipmentFailureInvolved¦Overhead¦Fuse¦Broken
22-0039060 | Unknown Cause | Patrol - found nothing |  |  | 2022 | Tier 2 - Elevated | Distribution Circuit | 3 | 27 | 2022-03-27 | 1657034 | Sus | N | UnknownCause¦Patrolfoundnothing¦¦
22-0046109 | Vegetation | Tree - branch fell on line | Conductor, Overhead | Normal | 2022 | Tier 3 - Extreme | Distribution Circuit | 4 | 11 | 2022-04-11 | 1669800 | Sus | N | Vegetation¦Treebranchfellonline¦ConductorOverhead¦Normal
22-0050645 | Unknown Cause | Patrol - found nothing |  |  | 2022 | Tier 3 - Extreme | Transformer only | 4 | 16 | 2022-04-16 | 1674613 | Sus | N | UnknownCause¦Patrolfoundnothing¦¦
22-0057041 | Equipment Failure/Involved | Overhead | Connector or Splice (OH) | Broken | 2022 | Tier 2 - Elevated | Transformer only | 5 | 2 | 2022-05-02 | 1686644 | Sus | Y | EquipmentFailureInvolved¦Overhead¦ConnectororSplice(OH)¦Broken
22-0062225 | Vegetation | Tree - fell into line | Conductor, Overhead | Together | 2022 | Tier 3 - Extreme | Distribution Circuit | 5 | 15 | 2022-05-15 | 1696716 | Sus | Y | Vegetation¦Treefellintoline¦ConductorOverhead¦Together
22-0062837 | Unknown Cause | Patrol - found nothing |  |  | 2022 | Tier 2 - Elevated | Distribution Circuit | 5 | 17 | 2022-05-17 | 1697959 | Sus | Y | UnknownCause¦Patrolfoundnothing¦¦
22-0064226 | Vegetation | Tree - fell into line | Service conductor | Broken | 2022 | Tier 2 - Elevated | Transformer only | 5 | 19 | 2022-05-19 | 1704988 | Sus | Y | Vegetation¦Treefellintoline¦Serviceconductor¦Broken
22-0067316 | Unknown Cause | Patrol - found nothing |  |  | 2022 | Tier 3 - Extreme | Distribution Circuit | 5 | 27 | 2022-05-27 | 1712226 | Sus | Y | UnknownCause¦Patrolfoundnothing¦¦
22-0078562 | Vegetation | Tree - fell into line | Conductor, Overhead | Broken, wire on ground | 2022 | Tier 3 - Extreme | Distribution Circuit | 6 | 25 | 2022-06-25 | 1742167 | Sus | Y | Vegetation¦Treefellintoline¦ConductorOverhead¦Brokenwireonground
22-0078679 | Unknown Cause | Patrol - found nothing |  |  | 2022 | Tier 2 - Elevated | Distribution Circuit | 6 | 25 | 2022-06-25 | 1742370 | Sus | Y | UnknownCause¦Patrolfoundnothing¦¦
22-0078681 | Equipment Failure/Involved | Overhead | Transformer (OH) | Failed/Faulted | 2022 | Tier 2 - Elevated | Transformer only | 6 | 25 | 2022-06-25 | 1742355 | Sus | Y | EquipmentFailureInvolved¦Overhead¦Transformer(OH)¦FailedFaulted
22-0082364 | Equipment Failure/Involved | Overhead | Conductor, Overhead | Deteriorated | 2022 | Tier 3 - Extreme | Distribution Circuit | 7 | 6 | 2022-07-06 | 1750147 | Sus | Y | EquipmentFailureInvolved¦Overhead¦ConductorOverhead¦Deteriorated
22-0083480 | Animal | Squirrel | Pothead(Riser Termination) | Normal | 2022 | Tier 2 - Elevated | Distribution Circuit | 7 | 9 | 2022-07-09 | 1751948 | Sus | Y | Animal¦Squirrel¦Pothead(RiserTermination)¦Normal
22-0085069 | Company Initiated | Coordination failure | Conductor, Overhead | Normal | 2022 | Tier 2 - Elevated | Distribution Circuit | 7 | 13 | 2022-07-13 | 1755815 | Sus | Y | CompanyInitiated¦Coordinationfailure¦ConductorOverhead¦Normal
22-0094525 | Equipment Failure/Involved | Overhead | Transformer (OH) | Failed/Faulted | 2022 | Tier 3 - Extreme | Distribution Circuit | 8 | 5 | 2022-08-05 | 1774583 | Sus | Y | EquipmentFailureInvolved¦Overhead¦Transformer(OH)¦FailedFaulted
22-0097178 | 3rd Party | Tree - cutting, 3rd party | Conductor, Overhead | Together | 2022 | Tier 3 - Extreme | Distribution Circuit | 8 | 13 | 2022-08-13 | 1780139 | Sus | Y | 3rdParty¦Treecutting3rdparty¦ConductorOverhead¦Together
22-0107942 | Equipment Failure/Involved | Overhead | Secondary | Broken | 2022 | Tier 2 - Elevated | Transformer only | 9 | 8 | 2022-09-08 | 1805828 | Sus | Y | EquipmentFailureInvolved¦Overhead¦Secondary¦Broken
22-0108421 | Equipment Failure/Involved | Overhead | Crossarm, Wood | Broken | 2022 | Tier 2 - Elevated | Distribution Circuit | 9 | 9 | 2022-09-09 | 1807024 | Sus | Y | EquipmentFailureInvolved¦Overhead¦CrossarmWood¦Broken
22-0128399 | Vegetation | Tree - fell into line | Transformer (OH) | Broken, wire on ground | 2022 | Tier 2 - Elevated | Transformer only | 11 | 7 | 2022-11-07 | 1855598 | Sus | Y | Vegetation¦Treefellintoline¦Transformer(OH)¦Brokenwireonground
22-0134715 | Equipment Failure/Involved | Overhead | Transformer | Failed/Faulted | 2022 | Tier 2 - Elevated | Transformer only | 11 | 29 | 2022-11-29 | 1871126 | Sus | Y | EquipmentFailureInvolved¦Overhead¦Transformer¦FailedFaulted
22-0138399 | Vegetation | Tree - branch fell on line | Conductor, Overhead | Normal | 2022 | Tier 2 - Elevated | Distribution Circuit | 12 | 10 | 2022-12-10 | 1880721 | Sus | N | Vegetation¦Treebranchfellonline¦ConductorOverhead¦Normal
22-0138908 | Unknown Cause | Patrol - found nothing |  |  | 2022 | Tier 2 - Elevated | Distribution Circuit | 12 | 11 | 2022-12-11 | 1885544 | Sus | N | UnknownCause¦Patrolfoundnothing¦¦
22-0139096 | Vegetation | Tree - cutting, PG&E contractor | Transformer | Normal | 2022 | Tier 3 - Extreme | Transformer only | 12 | 11 | 2022-12-11 | 1886188 | Sus | N | Vegetation¦TreecuttingPG&Econtractor¦Transformer¦Normal
22-0141644 | Vegetation | Tree - fell into line | Conductor, Overhead | Broken, wire on ground | 2022 | Tier 2 - Elevated | Distribution Circuit | 12 | 27 | 2022-12-27 | 1898669 | Sus | N | Vegetation¦Treefellintoline¦ConductorOverhead¦Brokenwireonground
15-0010681 | Equipment Failure/Involved | Other | Pole-Wood | Burned/flashed | 2015 | Tier 2 - Elevated | Distribution Circuit | 2 | 6 | 2015-02-06 | 1178440 | Sus | N | EquipmentFailureInvolved¦Other¦PoleWood¦Burnedflashed
15-0011364 | Vegetation | Tree - fell into line | Conductor, Overhead | Broken, wire on ground | 2015 | Tier 2 - Elevated | Distribution Circuit | 2 | 6 | 2015-02-06 | 1178748 | Sus | N | Vegetation¦Treefellintoline¦ConductorOverhead¦Brokenwireonground
15-0011410 | Equipment Failure/Involved | Other | Transformer | Deteriorated | 2015 | Tier 2 - Elevated | Transformer only | 2 | 7 | 2015-02-07 | 1181907 | Sus | N | EquipmentFailureInvolved¦Other¦Transformer¦Deteriorated
15-0026570 | Equipment Failure/Involved | Other | Transformer | Failed/Faulted | 2015 | Tier 2 - Elevated | Transformer only | 4 | 14 | 2015-04-14 | 1219212 | Sus | N | EquipmentFailureInvolved¦Other¦Transformer¦FailedFaulted
15-0032377 | Environmental/External | Lightning | Transformer (OH) | Broken | 2015 | Tier 3 - Extreme | Distribution Circuit | 5 | 7 | 2015-05-07 | 1230403 | Sus | Y | EnvironmentalExternal¦Lightning¦Transformer(OH)¦Broken
15-0032467 | Environmental/External | Lightning | Conductor, Overhead | Normal | 2015 | Tier 2 - Elevated | Distribution Circuit | 5 | 7 | 2015-05-07 | 1230650 | Sus | Y | EnvironmentalExternal¦Lightning¦ConductorOverhead¦Normal
15-0037526 | Vegetation | Tree - fell into line | Conductor, Overhead | Broken, wire on ground | 2015 | Tier 3 - Extreme | Distribution Circuit | 6 | 1 | 2015-06-01 | 1241911 | Sus | Y | Vegetation¦Treefellintoline¦ConductorOverhead¦Brokenwireonground
15-0038582 | Environmental/External | Fire, Forest/Grass | Conductor, Overhead | Normal | 2015 | Tier 2 - Elevated | Distribution Circuit | 6 | 4 | 2015-06-04 | 1243814 | Sus | Y | EnvironmentalExternal¦FireForestGrass¦ConductorOverhead¦Normal
15-0046159 | Animal | Bird found | Conductor, Overhead | Normal | 2015 | Tier 2 - Elevated | Distribution Circuit | 7 | 7 | 2015-07-07 | 1264600 | Sus | Y | Animal¦Birdfound¦ConductorOverhead¦Normal
15-0046840 | Equipment Failure/Involved | Overhead | Connector or Splice (OH) | Deteriorated | 2015 | Tier 2 - Elevated | Transformer only | 7 | 10 | 2015-07-10 | 1266200 | Sus | Y | EquipmentFailureInvolved¦Overhead¦ConnectororSplice(OH)¦Deteriorated
15-0048251 | Animal | Squirrel | Fuse | Failed/Faulted | 2015 | Tier 3 - Extreme | Distribution Circuit | 7 | 17 | 2015-07-17 | 1269641 | Sus | Y | Animal¦Squirrel¦Fuse¦FailedFaulted
15-0049508 | 3rd Party | Tree - cutting, 3rd party | Conductor, Overhead | Broken, wire on ground | 2015 | Tier 3 - Extreme | Distribution Circuit | 7 | 21 | 2015-07-21 | 1274610 | Sus | Y | 3rdParty¦Treecutting3rdparty¦ConductorOverhead¦Brokenwireonground
15-0050810 | Vegetation | Tree - fell into line | Conductor, Overhead | Broken, wire on ground | 2015 | Tier 3 - Extreme | Distribution Circuit | 7 | 27 | 2015-07-27 | 1278253 | Sus | Y | Vegetation¦Treefellintoline¦ConductorOverhead¦Brokenwireonground
15-0062321 | Environmental/External | Fire, Forest/Grass | Pole-Wood | Burned/flashed | 2015 | Tier 2 - Elevated | Distribution Circuit | 9 | 10 | 2015-09-10 | 1308740 | Sus | Y | EnvironmentalExternal¦FireForestGrass¦PoleWood¦Burnedflashed
15-0062322 | Environmental/External | Fire, Forest/Grass | Pole-Wood | Burned/flashed | 2015 | Tier 2 - Elevated | Distribution Circuit | 9 | 10 | 2015-09-10 | 1308741 | Sus | Y | EnvironmentalExternal¦FireForestGrass¦PoleWood¦Burnedflashed
15-0062395 | Environmental/External | Fire, Forest/Grass | Pole-Wood | Burned/flashed | 2015 | Tier 2 - Elevated | Distribution Circuit | 9 | 10 | 2015-09-10 | 1309007 | Sus | Y | EnvironmentalExternal¦FireForestGrass¦PoleWood¦Burnedflashed
15-0066185 | Animal | Bird found | Fuse | Normal | 2015 | Tier 2 - Elevated | Distribution Circuit | 9 | 28 | 2015-09-28 | 1313291 | Sus | Y | Animal¦Birdfound¦Fuse¦Normal
15-0069470 | Animal | Squirrel | Fuse | Normal | 2015 | Tier 3 - Extreme | Distribution Circuit | 10 | 11 | 2015-10-11 | 1320150 | Sus | Y | Animal¦Squirrel¦Fuse¦Normal
15-0072143 | Equipment Failure/Involved | Overhead | Pole-Wood | Broken | 2015 | Tier 2 - Elevated | Distribution Circuit | 10 | 20 | 2015-10-20 | 1326631 | Sus | Y | EquipmentFailureInvolved¦Overhead¦PoleWood¦Broken
15-0074767 | Equipment Failure/Involved | Overhead | Pole-Wood | Broken | 2015 | Tier 2 - Elevated | Distribution Circuit | 11 | 2 | 2015-11-02 | 1333207 | Sus | Y | EquipmentFailureInvolved¦Overhead¦PoleWood¦Broken
15-0074970 | Equipment Failure/Involved | Electrical Overload | Crossarm, Wood | Broken | 2015 | Tier 3 - Extreme | Transformer only | 11 | 2 | 2015-11-02 | 1333238 | Sus | Y | EquipmentFailureInvolved¦ElectricalOverload¦CrossarmWood¦Broken
15-0076264 | Unknown Cause | Patrol - found nothing |  |  | 2015 | Tier 3 - Extreme | Distribution Circuit | 11 | 6 | 2015-11-06 | 1336801 | Sus | Y | UnknownCause¦Patrolfoundnothing¦¦
15-0077858 | Vegetation | Tree - fell into line | Conductor, Overhead | Broken, wire on object | 2015 | Tier 3 - Extreme | Distribution Circuit | 11 | 15 | 2015-11-15 | 1341577 | Sus | Y | Vegetation¦Treefellintoline¦ConductorOverhead¦Brokenwireonobject
15-0081369 | Unknown Cause | Patrol - found nothing |  |  | 2015 | Tier 2 - Elevated | Distribution Circuit | 11 | 27 | 2015-11-27 | 1349400 | Sus | Y | UnknownCause¦Patrolfoundnothing¦¦
15-0083029 | Vegetation | Tree - fell into line | Conductor, Overhead | Broken, wire on ground | 2015 | Tier 3 - Extreme | Distribution Circuit | 12 | 6 | 2015-12-06 | 1354623 | Sus | N | Vegetation¦Treefellintoline¦ConductorOverhead¦Brokenwireonground
15-0083759 | Vegetation | Tree - fell into line | Conductor, Overhead | Together | 2015 | Tier 2 - Elevated | Distribution Circuit | 12 | 10 | 2015-12-10 | 1356810 | Sus | N | Vegetation¦Treefellintoline¦ConductorOverhead¦Together
15-0084816 | Vegetation | Tree - fell into line | Conductor, Overhead | Broken, wire on ground | 2015 | Tier 2 - Elevated | Distribution Circuit | 12 | 13 | 2015-12-13 | 1362029 | Sus | N | Vegetation¦Treefellintoline¦ConductorOverhead¦Brokenwireonground
16-0002460 | Unknown Cause | Patrol - not conducted |  |  | 2016 | Tier 2 - Elevated | Distribution Circuit | 1 | 1 | 2016-01-01 | 1375801 | Sus | N | UnknownCause¦Patrolnotconducted¦¦
16-0005192 | Vegetation | Tree - branch fell on line | Conductor, Overhead | Normal | 2016 | Tier 3 - Extreme | Distribution Circuit | 1 | 13 | 2016-01-13 | 1383011 | Sus | N | Vegetation¦Treebranchfellonline¦ConductorOverhead¦Normal
16-0005991 | Equipment Failure/Involved | Overhead | Insulator | Broken | 2016 | Tier 2 - Elevated | Distribution Circuit | 1 | 18 | 2016-01-18 | 1385824 | Sus | N | EquipmentFailureInvolved¦Overhead¦Insulator¦Broken
16-0011433 | Vegetation | Tree - fell into line | Conductor, Overhead | Broken, wire on ground | 2016 | Tier 2 - Elevated | Distribution Circuit | 2 | 8 | 2016-02-08 | 1400475 | Sus | N | Vegetation¦Treefellintoline¦ConductorOverhead¦Brokenwireonground
16-0014741 | Animal | Squirrel | Fuse | Failed/Faulted | 2016 | Tier 3 - Extreme | Distribution Circuit | 2 | 22 | 2016-02-22 | 1410390 | Sus | N | Animal¦Squirrel¦Fuse¦FailedFaulted
16-0017569 | Equipment Failure/Involved | Overhead | Transformer | Broken, wire on ground | 2016 | Tier 2 - Elevated | Distribution Circuit | 3 | 5 | 2016-03-05 | 1416785 | Sus | N | EquipmentFailureInvolved¦Overhead¦Transformer¦Brokenwireonground
16-0018035 | Vegetation | Tree - fell into line | Conductor, Overhead | Broken, wire on ground | 2016 | Tier 2 - Elevated | Distribution Circuit | 3 | 5 | 2016-03-05 | 1420581 | Sus | N | Vegetation¦Treefellintoline¦ConductorOverhead¦Brokenwireonground
16-0018043 | Unknown Cause | Patrol - found nothing |  |  | 2016 | Tier 3 - Extreme | Distribution Circuit | 3 | 5 | 2016-03-05 | 1420346 | Sus | N | UnknownCause¦Patrolfoundnothing¦¦
16-0018280 | Vegetation | Tree - fell into line | Conductor, Overhead | Broken, wire on ground | 2016 | Tier 2 - Elevated | Distribution Circuit | 3 | 6 | 2016-03-06 | 1421240 | Sus | N | Vegetation¦Treefellintoline¦ConductorOverhead¦Brokenwireonground
16-0018471 | Equipment Failure/Involved | Overhead | Insulator | Broken, wire on object | 2016 | Tier 2 - Elevated | Distribution Circuit | 3 | 6 | 2016-03-06 | 1422248 | Sus | N | EquipmentFailureInvolved¦Overhead¦Insulator¦Brokenwireonobject
16-0018494 | Unknown Cause | Patrol - found nothing |  |  | 2016 | Tier 2 - Elevated | Distribution Circuit | 3 | 5 | 2016-03-05 | 1420132 | Sus | N | UnknownCause¦Patrolfoundnothing¦¦
16-0020943 | Vegetation | Tree - fell into line | Conductor, Overhead | Broken, wire on ground | 2016 | Tier 3 - Extreme | Distribution Circuit | 3 | 13 | 2016-03-13 | 1430105 | Sus | N | Vegetation¦Treefellintoline¦ConductorOverhead¦Brokenwireonground
16-0021474 | Vegetation | Tree - fell into line | Conductor, Overhead | Broken, wire on ground | 2016 | Tier 2 - Elevated | Distribution Circuit | 3 | 14 | 2016-03-14 | 1431523 | Sus | N | Vegetation¦Treefellintoline¦ConductorOverhead¦Brokenwireonground
16-0029191 | 3rd Party | Vehicle | Pole-Wood | Broken, wire on ground | 2016 | Tier 3 - Extreme | Distribution Circuit | 4 | 17 | 2016-04-17 | 1452298 | Sus | N | 3rdParty¦Vehicle¦PoleWood¦Brokenwireonground
16-0032488 | Equipment Failure/Involved | Overhead | Conductor, Overhead | Broken, wire on ground | 2016 | Tier 3 - Extreme | Distribution Circuit | 4 | 28 | 2016-04-28 | 1461070 | Sus | N | EquipmentFailureInvolved¦Overhead¦ConductorOverhead¦Brokenwireonground
16-0038185 | Equipment Failure/Involved | Overhead | Transformer (OH) | Broken | 2016 | Tier 3 - Extreme | Distribution Circuit | 5 | 24 | 2016-05-24 | 1476020 | Sus | Y | EquipmentFailureInvolved¦Overhead¦Transformer(OH)¦Broken
16-0047312 | Unknown Cause | Patrol - found nothing |  |  | 2016 | Tier 2 - Elevated | Distribution Circuit | 7 | 1 | 2016-07-01 | 1499427 | Sus | Y | UnknownCause¦Patrolfoundnothing¦¦
16-0047507 | Equipment Failure/Involved | Overhead | Transformer (OH) | Failed/Faulted | 2016 | Tier 3 - Extreme | Transformer only | 7 | 1 | 2016-07-01 | 1499765 | Sus | Y | EquipmentFailureInvolved¦Overhead¦Transformer(OH)¦FailedFaulted
16-0048805 | Unknown Cause | Patrol - found nothing |  |  | 2016 | Tier 2 - Elevated | Distribution Circuit | 7 | 9 | 2016-07-09 | 1506985 | Sus | Y | UnknownCause¦Patrolfoundnothing¦¦
16-0052508 | Animal | Squirrel | Conductor, Overhead | Normal | 2016 | Tier 2 - Elevated | Distribution Circuit | 7 | 26 | 2016-07-26 | 1516095 | Sus | Y | Animal¦Squirrel¦ConductorOverhead¦Normal
16-0057251 | Equipment Failure/Involved | Overhead | Cutout, fuse holder | Broken | 2016 | Tier 2 - Elevated | Distribution Circuit | 8 | 15 | 2016-08-15 | 1526475 | Sus | Y | EquipmentFailureInvolved¦Overhead¦Cutoutfuseholder¦Broken
16-0061790 | Company Initiated | Operating error |  |  | 2016 | Tier 3 - Extreme | Generation | 9 | 1 | 2016-09-01 | 1535568 | Sus | Y | CompanyInitiated¦Operatingerror¦¦
16-0068482 | Animal | Squirrel |  | Burned Open | 2016 | Tier 3 - Extreme | Transformer only | 9 | 29 | 2016-09-29 | 1550014 | Sus | Y | Animal¦Squirrel¦¦BurnedOpen
16-0069092 | 3rd Party | Metallic Balloon | Conductor, Overhead | Normal | 2016 | Tier 2 - Elevated | Distribution Circuit | 10 | 2 | 2016-10-02 | 1551737 | Sus | Y | 3rdParty¦MetallicBalloon¦ConductorOverhead¦Normal
16-0074661 | Unknown Cause | Patrol - found nothing |  |  | 2016 | Tier 2 - Elevated | Distribution Circuit | 10 | 21 | 2016-10-21 | 1567243 | Sus | Y | UnknownCause¦Patrolfoundnothing¦¦
16-0081270 | Equipment Failure/Involved | Overhead | Transformer (OH) | Failed/Faulted | 2016 | Tier 3 - Extreme | Distribution Circuit | 11 | 20 | 2016-11-20 | 1585836 | Sus | Y | EquipmentFailureInvolved¦Overhead¦Transformer(OH)¦FailedFaulted
16-0081300 | Vegetation | Tree - fell into line | Crossarm, Wood | Broken, wire on ground | 2016 | Tier 3 - Extreme | Distribution Circuit | 11 | 20 | 2016-11-20 | 1585995 | Sus | Y | Vegetation¦Treefellintoline¦CrossarmWood¦Brokenwireonground
16-0082128 | Animal | Squirrel | Fuse | Failed/Faulted | 2016 | Tier 2 - Elevated | Distribution Circuit | 11 | 24 | 2016-11-24 | 1588308 | Sus | Y | Animal¦Squirrel¦Fuse¦FailedFaulted
16-0083314 | Unknown Cause | Patrol - found nothing |  |  | 2016 | Tier 2 - Elevated | Distribution Circuit | 12 | 1 | 2016-12-01 | 1592466 | Sus | N | UnknownCause¦Patrolfoundnothing¦¦
16-0083998 | Unknown Cause | Patrol - found nothing |  |  | 2016 | Tier 2 - Elevated | Distribution Circuit | 12 | 5 | 2016-12-05 | 1595040 | Sus | N | UnknownCause¦Patrolfoundnothing¦¦
16-0084697 | Equipment Failure/Involved | Fire, pole | Pole-Wood | Burned/flashed | 2016 | Tier 2 - Elevated | Distribution Circuit | 12 | 8 | 2016-12-08 | 1597422 | Sus | N | EquipmentFailureInvolved¦Firepole¦PoleWood¦Burnedflashed
16-0085049 | Equipment Failure/Involved | Overhead | Transformer (OH) | Failed/Faulted | 2016 | Tier 2 - Elevated | Transformer only | 12 | 10 | 2016-12-10 | 1599087 | Sus | N | EquipmentFailureInvolved¦Overhead¦Transformer(OH)¦FailedFaulted
16-0085837 | Vegetation | Tree - fell into line | Conductor, Overhead | Broken, wire on ground | 2016 | Tier 3 - Extreme | Distribution Circuit | 12 | 15 | 2016-12-15 | 1603445 | Sus | N | Vegetation¦Treefellintoline¦ConductorOverhead¦Brokenwireonground
17-0003207 | Vegetation | Tree - branch fell on line | Conductor, Overhead | Normal | 2017 | Tier 3 - Extreme | Distribution Circuit | 1 | 3 | 2017-01-03 | 1616319 | Sus | N | Vegetation¦Treebranchfellonline¦ConductorOverhead¦Normal
17-0003961 | Vegetation | Tree - fell into line | Service conductor | Broken, wire on ground | 2017 | Tier 3 - Extreme | Transformer only | 1 | 5 | 2017-01-05 | 1619401 | Sus | N | Vegetation¦Treefellintoline¦Serviceconductor¦Brokenwireonground
17-0004115 | Unknown Cause | Patrol - found nothing |  |  | 2017 | Tier 3 - Extreme | Distribution Circuit | 1 | 5 | 2017-01-05 | 1619620 | Sus | N | UnknownCause¦Patrolfoundnothing¦¦
17-0004526 | Vegetation | Tree - fell into line | Conductor, Overhead | Broken, wire on ground | 2017 | Tier 2 - Elevated | Distribution Circuit | 1 | 7 | 2017-01-07 | 1620787 | Sus | N | Vegetation¦Treefellintoline¦ConductorOverhead¦Brokenwireonground
17-0004734 | Equipment Failure/Involved | Overhead | Jumper | Burned Open | 2017 | Tier 3 - Extreme | Distribution Circuit | 1 | 7 | 2017-01-07 | 1621739 | Sus | N | EquipmentFailureInvolved¦Overhead¦Jumper¦BurnedOpen
17-0005489 | Equipment Failure/Involved | Overhead | Conductor, Overhead | On Ground | 2017 | Tier 2 - Elevated | Distribution Circuit | 1 | 8 | 2017-01-08 | 1627326 | Sus | N | EquipmentFailureInvolved¦Overhead¦ConductorOverhead¦OnGround
17-0005737 | Vegetation | Tree - fell into line | Conductor, Overhead | Broken, wire on ground | 2017 | Tier 2 - Elevated | Distribution Circuit | 1 | 8 | 2017-01-08 | 1627510 | Sus | N | Vegetation¦Treefellintoline¦ConductorOverhead¦Brokenwireonground
17-0006281 | Vegetation | Tree - fell into line | Conductor, Overhead | Broken, wire on ground | 2017 | Tier 2 - Elevated | Distribution Circuit | 1 | 9 | 2017-01-09 | 1632115 | Sus | N | Vegetation¦Treefellintoline¦ConductorOverhead¦Brokenwireonground
17-0006394 | Equipment Failure/Involved | Overhead | Transformer | Failed/Faulted | 2017 | Tier 2 - Elevated | Transformer only | 1 | 9 | 2017-01-09 | 1632409 | Sus | N | EquipmentFailureInvolved¦Overhead¦Transformer¦FailedFaulted
17-0006466 | Vegetation | Tree - fell into line | Conductor, Overhead | Broken, wire on ground | 2017 | Tier 2 - Elevated | Distribution Circuit | 1 | 9 | 2017-01-09 | 1632509 | Sus | N | Vegetation¦Treefellintoline¦ConductorOverhead¦Brokenwireonground
17-0006603 | Vegetation | Tree - branch fell on line | Conductor, Overhead | Normal | 2017 | Tier 3 - Extreme | Distribution Circuit | 1 | 10 | 2017-01-10 | 1633135 | Sus | N | Vegetation¦Treebranchfellonline¦ConductorOverhead¦Normal
17-0011877 | Vegetation | Tree - fell into line | Conductor, Overhead | Burned/flashed | 2017 | Tier 2 - Elevated | Distribution Circuit | 1 | 21 | 2017-01-21 | 1655449 | Sus | N | Vegetation¦Treefellintoline¦ConductorOverhead¦Burnedflashed
17-0011877 | Vegetation | Tree - fell into line | Conductor, Overhead | Burned/flashed | 2017 | Tier 2 - Elevated | Distribution Circuit | 1 | 21 | 2017-01-21 | 1655449 | Sus | N | Vegetation¦Treefellintoline¦ConductorOverhead¦Burnedflashed
17-0012165 | Vegetation | Tree - fell into line | Pole-Wood | Broken, wire on ground | 2017 | Tier 2 - Elevated | Distribution Circuit | 1 | 21 | 2017-01-21 | 1657113 | Sus | N | Vegetation¦Treefellintoline¦PoleWood¦Brokenwireonground
17-0012869 | Unknown Cause | Patrol - found nothing |  |  | 2017 | Tier 3 - Extreme | Distribution Circuit | 1 | 22 | 2017-01-22 | 1659445 | Sus | N | UnknownCause¦Patrolfoundnothing¦¦
17-0013912 | Vegetation | Tree - bark fell into line | Conductor, Overhead | Normal | 2017 | Tier 3 - Extreme | Distribution Circuit | 1 | 23 | 2017-01-23 | 1662921 | Sus | N | Vegetation¦Treebarkfellintoline¦ConductorOverhead¦Normal
17-0014007 | Equipment Failure/Involved | Overhead | Transformer | Failed/Faulted | 2017 | Tier 3 - Extreme | Transformer only | 1 | 23 | 2017-01-23 | 1664392 | Sus | N | EquipmentFailureInvolved¦Overhead¦Transformer¦FailedFaulted
17-0014034 | Vegetation | Tree - fell into line | Conductor, Overhead | Broken, wire on ground | 2017 | Tier 3 - Extreme | Distribution Circuit | 1 | 23 | 2017-01-23 | 1664106 | Sus | N | Vegetation¦Treefellintoline¦ConductorOverhead¦Brokenwireonground
17-0014510 | Equipment Failure/Involved | Overhead | Connector or Splice (OH) | Broken, wire on ground | 2017 | Tier 3 - Extreme | Distribution Circuit | 1 | 24 | 2017-01-24 | 1665988 | Sus | N | EquipmentFailureInvolved¦Overhead¦ConnectororSplice(OH)¦Brokenwireonground
17-0014861 | Vegetation | Tree - fell into line | Conductor, Overhead | Broken, wire on ground | 2017 | Tier 3 - Extreme | Distribution Circuit | 1 | 25 | 2017-01-25 | 1667364 | Sus | N | Vegetation¦Treefellintoline¦ConductorOverhead¦Brokenwireonground
17-0015902 | Vegetation | Tree - fell into line | Conductor, Overhead | Normal | 2017 | Tier 3 - Extreme | Distribution Circuit | 1 | 29 | 2017-01-29 | 1669847 | Sus | N | Vegetation¦Treefellintoline¦ConductorOverhead¦Normal
17-0015933 | Equipment Failure/Involved | Overhead | Jumper | Burned/flashed | 2017 | Tier 2 - Elevated | Distribution Circuit | 1 | 29 | 2017-01-29 | 1670081 | Sus | N | EquipmentFailureInvolved¦Overhead¦Jumper¦Burnedflashed
17-0017121 | Equipment Failure/Involved | Underground | Elbow | Failed/Faulted | 2017 | Tier 2 - Elevated | Distribution Circuit | 2 | 3 | 2017-02-03 | 1673590 | Sus | N | EquipmentFailureInvolved¦Underground¦Elbow¦FailedFaulted
17-0017534 | Vegetation | Tree - fell into line | Transformer (OH) | Broken | 2017 | Tier 2 - Elevated | Distribution Circuit | 2 | 5 | 2017-02-05 | 1675279 | Sus | N | Vegetation¦Treefellintoline¦Transformer(OH)¦Broken
17-0017672 | Vegetation | Tree - fell into line | Pole-Wood | Broken | 2017 | Tier 3 - Extreme | Distribution Circuit | 2 | 6 | 2017-02-06 | 1675834 | Sus | N | Vegetation¦Treefellintoline¦PoleWood¦Broken
17-0018206 | Equipment Failure/Involved | Overhead | Crossarm, Wood | Broken | 2017 | Tier 2 - Elevated | Distribution Circuit | 2 | 7 | 2017-02-07 | 1678556 | Sus | N | EquipmentFailureInvolved¦Overhead¦CrossarmWood¦Broken
17-0018403 | Vegetation | Tree - fell into line | Conductor, Overhead | Normal | 2017 | Tier 3 - Extreme | Distribution Circuit | 2 | 7 | 2017-02-07 | 1679566 | Sus | N | Vegetation¦Treefellintoline¦ConductorOverhead¦Normal
17-0019637 | Unknown Cause | Patrol - found nothing |  |  | 2017 | Tier 2 - Elevated | Distribution Circuit | 2 | 9 | 2017-02-09 | 1684155 | Sus | N | UnknownCause¦Patrolfoundnothing¦¦
17-0023068 | Vegetation | Tree - fell into line | Secondary | Broken | 2017 | Tier 2 - Elevated | Transformer only | 2 | 18 | 2017-02-18 | 1699643 | Sus | N | Vegetation¦Treefellintoline¦Secondary¦Broken
17-0024838 | Vegetation | Tree - fell into line | Pole-Wood | Broken, wire on ground | 2017 | Tier 3 - Extreme | Distribution Circuit | 2 | 20 | 2017-02-20 | 1706765 | Sus | N | Vegetation¦Treefellintoline¦PoleWood¦Brokenwireonground
17-0028606 | Vegetation | Tree - fell into line | Conductor, Overhead | Broken, wire on ground | 2017 | Tier 2 - Elevated | Distribution Circuit | 3 | 6 | 2017-03-06 | 1720588 | Sus | N | Vegetation¦Treefellintoline¦ConductorOverhead¦Brokenwireonground
17-0031176 | Vegetation | Tree - grew into line | Conductor, Overhead | Normal | 2017 | Tier 2 - Elevated | Distribution Circuit | 3 | 16 | 2017-03-16 | 1728253 | Sus | N | Vegetation¦Treegrewintoline¦ConductorOverhead¦Normal
17-0032094 | Vegetation | Tree - branch fell on line | Fuse | Failed/Faulted | 2017 | Tier 3 - Extreme | Distribution Circuit | 3 | 20 | 2017-03-20 | 1731008 | Sus | N | Vegetation¦Treebranchfellonline¦Fuse¦FailedFaulted
17-0034201 | Vegetation | Tree - fell into line | Transformer | Leaking | 2017 | Tier 2 - Elevated | Transformer only | 3 | 27 | 2017-03-27 | 1736699 | Sus | N | Vegetation¦Treefellintoline¦Transformer¦Leaking
17-0035976 | Animal | Other | Fuse | Failed/Faulted | 2017 | Tier 2 - Elevated | Distribution Circuit | 4 | 3 | 2017-04-03 | 1742633 | Sus | N | Animal¦Other¦Fuse¦FailedFaulted
17-0037573 | Unknown Cause | Patrol - found nothing |  |  | 2017 | Tier 3 - Extreme | Distribution Circuit | 4 | 6 | 2017-04-06 | 1748432 | Sus | N | UnknownCause¦Patrolfoundnothing¦¦
17-0040064 | Unknown Cause | Patrol - not conducted |  |  | 2017 | Tier 2 - Elevated | Distribution Circuit | 4 | 13 | 2017-04-13 | 1757224 | Sus | N | UnknownCause¦Patrolnotconducted¦¦
17-0054625 | Unknown Cause | Patrol - found nothing |  |  | 2017 | Tier 2 - Elevated | Distribution Circuit | 6 | 12 | 2017-06-12 | 1802860 | Sus | Y | UnknownCause¦Patrolfoundnothing¦¦
17-0056654 | Equipment Failure/Involved | Overhead | Transformer (OH) | Failed/Faulted | 2017 | Tier 2 - Elevated | Transformer only | 6 | 19 | 2017-06-19 | 1810869 | Sus | Y | EquipmentFailureInvolved¦Overhead¦Transformer(OH)¦FailedFaulted
17-0059194 | 3rd Party | Tree - cutting, 3rd party | Conductor, Overhead | Broken, wire on ground | 2017 | Tier 2 - Elevated | Distribution Circuit | 6 | 28 | 2017-06-28 | 1819626 | Sus | Y | 3rdParty¦Treecutting3rdparty¦ConductorOverhead¦Brokenwireonground
17-0061290 | Equipment Failure/Involved | Overhead | Transformer | Failed/Faulted | 2017 | Tier 3 - Extreme | Transformer only | 7 | 7 | 2017-07-07 | 1825388 | Sus | Y | EquipmentFailureInvolved¦Overhead¦Transformer¦FailedFaulted
17-0063754 | Environmental/External | Fire, Forest/Grass | Pole-Wood | Broken, wire on ground | 2017 | Tier 2 - Elevated | Distribution Circuit | 7 | 18 | 2017-07-18 | 1835200 | Sus | Y | EnvironmentalExternal¦FireForestGrass¦PoleWood¦Brokenwireonground
17-0067199 | Vegetation | Tree - branch fell on line | Conductor, Overhead | Broken, wire on ground | 2017 | Tier 3 - Extreme | Distribution Circuit | 8 | 1 | 2017-08-01 | 1844266 | Sus | Y | Vegetation¦Treebranchfellonline¦ConductorOverhead¦Brokenwireonground
17-0067366 | Vegetation | Tree - branch fell on line | Conductor, Overhead | Normal | 2017 | Tier 3 - Extreme | Distribution Circuit | 8 | 2 | 2017-08-02 | 1844645 | Sus | Y | Vegetation¦Treebranchfellonline¦ConductorOverhead¦Normal
17-0068232 | Animal | Bird found | Fuse | Failed/Faulted | 2017 | Tier 2 - Elevated | Distribution Circuit | 8 | 5 | 2017-08-05 | 1847136 | Sus | Y | Animal¦Birdfound¦Fuse¦FailedFaulted
17-0069523 | Animal | Bird found | Transformer (OH) | Burned/flashed | 2017 | Tier 2 - Elevated | Distribution Circuit | 8 | 10 | 2017-08-10 | 1850195 | Sus | Y | Animal¦Birdfound¦Transformer(OH)¦Burnedflashed
17-0071020 | Equipment Failure/Involved | Overhead | Pole-Wood | Broken | 2017 | Tier 2 - Elevated | Distribution Circuit | 8 | 17 | 2017-08-17 | 1854157 | Sus | Y | EquipmentFailureInvolved¦Overhead¦PoleWood¦Broken
17-0073646 | Unknown Cause | Patrol - found nothing |  |  | 2017 | Tier 3 - Extreme | Distribution Circuit | 8 | 28 | 2017-08-28 | 1861987 | Sus | Y | UnknownCause¦Patrolfoundnothing¦¦
17-0074287 | Vegetation | Tree - fell into line | Conductor, Overhead | Broken, wire on ground | 2017 | Tier 2 - Elevated | Distribution Circuit | 8 | 30 | 2017-08-30 | 1863565 | Sus | Y | Vegetation¦Treefellintoline¦ConductorOverhead¦Brokenwireonground
17-0077302 | Unknown Cause | Patrol - found nothing |  |  | 2017 | Tier 2 - Elevated | Distribution Circuit | 9 | 10 | 2017-09-10 | 1874210 | Sus | Y | UnknownCause¦Patrolfoundnothing¦¦
17-0082301 | Unknown Cause | Patrol - not conducted |  |  | 2017 | Tier 3 - Extreme | Distribution Circuit | 9 | 27 | 2017-09-27 | 1887068 | Sus | Y | UnknownCause¦Patrolnotconducted¦¦
17-0085068 | Vegetation | Tree - fell into line | Fuse | Failed/Faulted | 2017 | Tier 3 - Extreme | Distribution Circuit | 10 | 8 | 2017-10-08 | 1893045 | Sus | Y | Vegetation¦Treefellintoline¦Fuse¦FailedFaulted
17-0085748 | Unknown Cause | Patrol - found nothing |  |  | 2017 | Tier 3 - Extreme | Distribution Circuit | 10 | 9 | 2017-10-09 | 1896835 | Sus | Y | UnknownCause¦Patrolfoundnothing¦¦
17-0086804 | Environmental/External | Fire, Forest/Grass | Pole-Wood | Normal | 2017 | Tier 2 - Elevated | Distribution Circuit | 10 | 8 | 2017-10-08 | 1899462 | Sus | Y | EnvironmentalExternal¦FireForestGrass¦PoleWood¦Normal
17-0089991 | 3rd Party | Customer Equipment | Secondary | Arcing | 2017 | Tier 3 - Extreme | Distribution Circuit | 10 | 24 | 2017-10-24 | 1908467 | Sus | Y | 3rdParty¦CustomerEquipment¦Secondary¦Arcing
17-0093067 | Equipment Failure/Involved | Overhead | Transformer | Failed/Faulted | 2017 | Tier 2 - Elevated | Transformer only | 11 | 6 | 2017-11-06 | 1917094 | Sus | Y | EquipmentFailureInvolved¦Overhead¦Transformer¦FailedFaulted
17-0095540 | Unknown Cause | Patrol - found nothing |  |  | 2017 | Tier 3 - Extreme | Distribution Circuit | 11 | 16 | 2017-11-16 | 1923524 | Sus | Y | UnknownCause¦Patrolfoundnothing¦¦
17-0096566 | Unknown Cause | Patrol - found nothing |  |  | 2017 | Tier 3 - Extreme | Distribution Circuit | 11 | 20 | 2017-11-20 | 1926483 | Sus | Y | UnknownCause¦Patrolfoundnothing¦¦
17-0100613 | 3rd Party | Vehicle | Pole-Wood | Broken | 2017 | Tier 2 - Elevated | Distribution Circuit | 12 | 7 | 2017-12-07 | 1938485 | Sus | N | 3rdParty¦Vehicle¦PoleWood¦Broken
17-0100817 | Equipment Failure/Involved | Underground | Conductor, Underground | Broken | 2017 | Tier 2 - Elevated | Distribution Circuit | 12 | 8 | 2017-12-08 | 1939019 | Sus | N | EquipmentFailureInvolved¦Underground¦ConductorUnderground¦Broken
17-0102330 | Animal | Squirrel | Fuse | Failed/Faulted | 2017 | Tier 3 - Extreme | Distribution Circuit | 12 | 17 | 2017-12-17 | 1946218 | Sus | N | Animal¦Squirrel¦Fuse¦FailedFaulted
17-0103349 | Unknown Cause | Patrol - found nothing |  |  | 2017 | Tier 3 - Extreme | Distribution Circuit | 12 | 26 | 2017-12-26 | 1951547 | Sus | N | UnknownCause¦Patrolfoundnothing¦¦
18-0008534 | Unknown Cause | Patrol - found nothing |  |  | 2018 | Tier 3 - Extreme | Distribution Circuit | 1 | 24 | 2018-01-24 | 13202 | Sus | N | UnknownCause¦Patrolfoundnothing¦¦
18-0010008 | 3rd Party | Vehicle | Pole-Wood | Broken | 2018 | Tier 2 - Elevated | Distribution Circuit | 1 | 30 | 2018-01-30 | 16204 | Sus | N | 3rdParty¦Vehicle¦PoleWood¦Broken
18-0017467 | Equipment Failure/Involved | Overhead | Conductor, Overhead | Broken, wire on object | 2018 | Tier 3 - Extreme | Distribution Circuit | 2 | 26 | 2018-02-26 | 31792 | Sus | N | EquipmentFailureInvolved¦Overhead¦ConductorOverhead¦Brokenwireonobject
18-0019546 | Unknown Cause | Patrol - found nothing |  |  | 2018 | Tier 2 - Elevated | Distribution Circuit | 3 | 4 | 2018-03-04 | 37877 | Sus | N | UnknownCause¦Patrolfoundnothing¦¦
18-0021575 | Unknown Cause | Patrol - found nothing |  |  | 2018 | Tier 3 - Extreme | Distribution Circuit | 3 | 10 | 2018-03-10 | 41594 | Sus | N | UnknownCause¦Patrolfoundnothing¦¦
18-0023366 | Vegetation | Tree - fell into line | Crossarm, Wood | Broken | 2018 | Tier 3 - Extreme | Distribution Circuit | 3 | 16 | 2018-03-16 | 45305 | Sus | N | Vegetation¦Treefellintoline¦CrossarmWood¦Broken
18-0023581 | Vegetation | Tree - fell into line | Connector or Splice (OH) | Broken, wire on ground | 2018 | Tier 2 - Elevated | Distribution Circuit | 3 | 16 | 2018-03-16 | 46227 | Sus | N | Vegetation¦Treefellintoline¦ConnectororSplice(OH)¦Brokenwireonground
18-0024713 | Vegetation | Tree - fell into line | Conductor, Overhead | Broken, wire on ground | 2018 | Tier 3 - Extreme | Distribution Circuit | 3 | 21 | 2018-03-21 | 49177 | Sus | N | Vegetation¦Treefellintoline¦ConductorOverhead¦Brokenwireonground
18-0025456 | Vegetation | Tree - fell into line | Conductor, Overhead | Broken, wire on ground | 2018 | Tier 3 - Extreme | Distribution Circuit | 3 | 22 | 2018-03-22 | 50580 | Sus | N | Vegetation¦Treefellintoline¦ConductorOverhead¦Brokenwireonground
18-0025807 | Equipment Failure/Involved | Overhead | Pole-Wood | Deteriorated | 2018 | Tier 2 - Elevated | Distribution Circuit | 3 | 22 | 2018-03-22 | 51251 | Sus | N | EquipmentFailureInvolved¦Overhead¦PoleWood¦Deteriorated
18-0025859 | Vegetation | Tree - fell into line | Conductor, Overhead | Broken, wire on ground | 2018 | Tier 2 - Elevated | Distribution Circuit | 3 | 23 | 2018-03-23 | 51442 | Sus | N | Vegetation¦Treefellintoline¦ConductorOverhead¦Brokenwireonground
18-0026045 | Environmental/External | Lightning | Transformer | Failed/Faulted | 2018 | Tier 2 - Elevated | Transformer only | 3 | 23 | 2018-03-23 | 51486 | Sus | N | EnvironmentalExternal¦Lightning¦Transformer¦FailedFaulted
18-0027217 | 3rd Party | Vehicle | Conductor, Overhead | Broken, wire on ground | 2018 | Tier 2 - Elevated | Distribution Circuit | 3 | 27 | 2018-03-27 | 54778 | Sus | N | 3rdParty¦Vehicle¦ConductorOverhead¦Brokenwireonground
18-0030430 | Vegetation | Tree - branch fell on line | Conductor, Overhead | Broken, wire on ground | 2018 | Tier 2 - Elevated | Distribution Circuit | 4 | 8 | 2018-04-08 | 62710 | Sus | N | Vegetation¦Treebranchfellonline¦ConductorOverhead¦Brokenwireonground
18-0046781 | Equipment Failure/Involved | Overhead | Conductor, Overhead | Deteriorated | 2018 | Tier 2 - Elevated | Distribution Circuit | 6 | 3 | 2018-06-03 | 100258 | Sus | Y | EquipmentFailureInvolved¦Overhead¦ConductorOverhead¦Deteriorated
18-0047333 | Unknown Cause | Patrol - found nothing |  |  | 2018 | Tier 2 - Elevated | Distribution Circuit | 6 | 4 | 2018-06-04 | 101406 | Sus | Y | UnknownCause¦Patrolfoundnothing¦¦
18-0050043 | Animal | Bird found | Pothead(Riser Termination) | Arcing | 2018 | Tier 2 - Elevated | Distribution Circuit | 6 | 12 | 2018-06-12 | 106910 | Sus | Y | Animal¦Birdfound¦Pothead(RiserTermination)¦Arcing
18-0059927 | Equipment Failure/Involved | Underground | Conductor, Underground | Deteriorated | 2018 | Tier 2 - Elevated | Distribution Circuit | 7 | 15 | 2018-07-15 | 132034 | Sus | Y | EquipmentFailureInvolved¦Underground¦ConductorUnderground¦Deteriorated
18-0064648 | Environmental/External | Fire, Forest/Grass | Conductor, Overhead | Normal | 2018 | Tier 2 - Elevated | Transmission line | 7 | 28 | 2018-07-28 | 143230 | Sus | Y | EnvironmentalExternal¦FireForestGrass¦ConductorOverhead¦Normal
18-0080173 | Vegetation | Tree - branch fell on line | Conductor, Overhead | Broken, wire on ground | 2018 | Tier 3 - Extreme | Distribution Circuit | 9 | 16 | 2018-09-16 | 175453 | Sus | Y | Vegetation¦Treebranchfellonline¦ConductorOverhead¦Brokenwireonground
18-0084466 | Unknown Cause | Patrol - found nothing |  |  | 2018 | Tier 2 - Elevated | Distribution Circuit | 9 | 28 | 2018-09-28 | 183144 | Sus | Y | UnknownCause¦Patrolfoundnothing¦¦
18-0086581 | Unknown Cause | Patrol - found nothing |  |  | 2018 | Tier 2 - Elevated | Distribution Circuit | 10 | 4 | 2018-10-04 | 187944 | Sus | Y | UnknownCause¦Patrolfoundnothing¦¦
18-0086821 | Vegetation | Tree - branch fell on line | Fuse | Failed/Faulted | 2018 | Tier 3 - Extreme | Distribution Circuit | 10 | 4 | 2018-10-04 | 188226 | Sus | Y | Vegetation¦Treebranchfellonline¦Fuse¦FailedFaulted
18-0098159 | Animal | Squirrel | Fuse | Failed/Faulted | 2018 | Tier 2 - Elevated | Distribution Circuit | 11 | 8 | 2018-11-08 | 211299 | Sus | Y | Animal¦Squirrel¦Fuse¦FailedFaulted
18-0099491 | Equipment Failure/Involved | Overhead | Transformer (OH) | Failed/Faulted | 2018 | Tier 3 - Extreme | Transformer only | 11 | 13 | 2018-11-13 | 214613 | Sus | Y | EquipmentFailureInvolved¦Overhead¦Transformer(OH)¦FailedFaulted
18-0100857 | Environmental/External | Fire, Forest/Grass | Pole-Wood | Burned/flashed | 2018 | Tier 3 - Extreme | Distribution Circuit | 11 | 8 | 2018-11-08 | 217872 | Sus | Y | EnvironmentalExternal¦FireForestGrass¦PoleWood¦Burnedflashed
18-0101245 | Environmental/External | Fire, Forest/Grass | Conductor, Underground | Burned/flashed | 2018 | Tier 3 - Extreme | Distribution Circuit | 11 | 8 | 2018-11-08 | 218607 | Sus | Y | EnvironmentalExternal¦FireForestGrass¦ConductorUnderground¦Burnedflashed
18-0104955 | Vegetation | Tree - fell into line | Secondary | Bent or Twisted | 2018 | Tier 3 - Extreme | Distribution Circuit | 11 | 29 | 2018-11-29 | 228260 | Sus | Y | Vegetation¦Treefellintoline¦Secondary¦BentorTwisted
19-0003390 | Unknown Cause | Patrol - not conducted |  |  | 2019 | Tier 2 - Elevated | Distribution Circuit | 1 | 1 | 2019-01-01 | 251267 | Sus | N | UnknownCause¦Patrolnotconducted¦¦
19-0006637 | Unknown Cause | Patrol - found nothing |  |  | 2019 | Tier 2 - Elevated | Distribution Circuit | 1 | 9 | 2019-01-09 | 261216 | Sus | N | UnknownCause¦Patrolfoundnothing¦¦
19-0008160 | Unknown Cause | Patrol - found nothing |  |  | 2019 | Tier 3 - Extreme | Distribution Circuit | 1 | 11 | 2019-01-11 | 263608 | Sus | N | UnknownCause¦Patrolfoundnothing¦¦
19-0009804 | Vegetation | Tree - branch fell on line | Conductor, Overhead | Broken, wire on ground | 2019 | Tier 3 - Extreme | Distribution Circuit | 1 | 16 | 2019-01-16 | 267275 | Sus | N | Vegetation¦Treebranchfellonline¦ConductorOverhead¦Brokenwireonground
19-0010448 | Vegetation | Tree - fell into line | Crossarm, Wood | Broken, wire on ground | 2019 | Tier 3 - Extreme | Distribution Circuit | 1 | 16 | 2019-01-16 | 271766 | Sus | N | Vegetation¦Treefellintoline¦CrossarmWood¦Brokenwireonground
19-0011067 | Vegetation | Tree - fell into line | Conductor, Overhead | Broken, wire on ground | 2019 | Tier 3 - Extreme | Distribution Circuit | 1 | 17 | 2019-01-17 | 272547 | Sus | N | Vegetation¦Treefellintoline¦ConductorOverhead¦Brokenwireonground
19-0012848 | Equipment Failure/Involved | Overhead | Transformer | Failed/Faulted | 2019 | Tier 2 - Elevated | Transformer only | 1 | 21 | 2019-01-21 | 278120 | Sus | N | EquipmentFailureInvolved¦Overhead¦Transformer¦FailedFaulted
19-0016217 | Vegetation | Tree - branch fell on line | Secondary | Normal | 2019 | Tier 3 - Extreme | Transformer only | 1 | 31 | 2019-01-31 | 284606 | Sus | N | Vegetation¦Treebranchfellonline¦Secondary¦Normal
19-0017271 | Vegetation | Tree - fell into line | Conductor, Overhead | Broken, wire on ground | 2019 | Tier 3 - Extreme | Distribution Circuit | 2 | 2 | 2019-02-02 | 287046 | Sus | N | Vegetation¦Treefellintoline¦ConductorOverhead¦Brokenwireonground
19-0017425 | Vegetation | Tree - fell into line | Conductor, Overhead | Normal | 2019 | Tier 3 - Extreme | Distribution Circuit | 2 | 3 | 2019-02-03 | 288373 | Sus | N | Vegetation¦Treefellintoline¦ConductorOverhead¦Normal
19-0017890 | Environmental/External | Lightning | Transformer | Failed/Faulted | 2019 | Tier 2 - Elevated | Transformer only | 2 | 4 | 2019-02-04 | 289452 | Sus | N | EnvironmentalExternal¦Lightning¦Transformer¦FailedFaulted
19-0018725 | Vegetation | Tree - fell into line | Pole-Wood | Broken, wire on ground | 2019 | Tier 2 - Elevated | Distribution Circuit | 2 | 5 | 2019-02-05 | 293110 | Sus | N | Vegetation¦Treefellintoline¦PoleWood¦Brokenwireonground
19-0018767 | Equipment Failure/Involved | Overhead | Pole-Wood | Broken, wire on ground | 2019 | Tier 2 - Elevated | Distribution Circuit | 2 | 5 | 2019-02-05 | 292039 | Sus | N | EquipmentFailureInvolved¦Overhead¦PoleWood¦Brokenwireonground
19-0019632 | Vegetation | Tree - fell into line | Conductor, Overhead | Broken, wire on ground | 2019 | Tier 2 - Elevated | Distribution Circuit | 2 | 5 | 2019-02-05 | 295365 | Sus | N | Vegetation¦Treefellintoline¦ConductorOverhead¦Brokenwireonground
19-0019696 | Vegetation | Tree - fell into line | Pole-Wood | Broken, wire on ground | 2019 | Tier 3 - Extreme | Distribution Circuit | 2 | 7 | 2019-02-07 | 295356 | Sus | N | Vegetation¦Treefellintoline¦PoleWood¦Brokenwireonground
19-0020999 | Vegetation | Tree - fell into line | Conductor, Overhead | Broken, wire on ground | 2019 | Tier 3 - Extreme | Distribution Circuit | 2 | 9 | 2019-02-09 | 299771 | Sus | N | Vegetation¦Treefellintoline¦ConductorOverhead¦Brokenwireonground
19-0021705 | Equipment Failure/Involved | Overhead | Pole-Wood | Broken, wire on ground | 2019 | Tier 2 - Elevated | Distribution Circuit | 2 | 12 | 2019-02-12 | 301202 | Sus | N | EquipmentFailureInvolved¦Overhead¦PoleWood¦Brokenwireonground
19-0022119 | Vegetation | Tree - branch fell on line | Conductor, Overhead | Normal | 2019 | Tier 2 - Elevated | Distribution Circuit | 2 | 10 | 2019-02-10 | 303941 | Sus | N | Vegetation¦Treebranchfellonline¦ConductorOverhead¦Normal
19-0023588 | Unknown Cause | Patrol - found nothing |  |  | 2019 | Tier 2 - Elevated | Distribution Circuit | 2 | 14 | 2019-02-14 | 307906 | Sus | N | UnknownCause¦Patrolfoundnothing¦¦
19-0024409 | Vegetation | Tree - branch fell on line | Conductor, Overhead | Bent or Twisted | 2019 | Tier 3 - Extreme | Distribution Circuit | 2 | 16 | 2019-02-16 | 313199 | Sus | N | Vegetation¦Treebranchfellonline¦ConductorOverhead¦BentorTwisted
19-0024495 | Unknown Cause | Patrol - found nothing |  |  | 2019 | Tier 3 - Extreme | Distribution Circuit | 2 | 16 | 2019-02-16 | 313822 | Sus | N | UnknownCause¦Patrolfoundnothing¦¦
19-0025733 | Unknown Cause | Patrol - found nothing |  |  | 2019 | Tier 3 - Extreme | Distribution Circuit | 2 | 17 | 2019-02-17 | 315324 | Sus | N | UnknownCause¦Patrolfoundnothing¦¦
19-0027566 | Unknown Cause | Patrol - found nothing |  |  | 2019 | Tier 2 - Elevated | Distribution Circuit | 2 | 24 | 2019-02-24 | 322350 | Sus | N | UnknownCause¦Patrolfoundnothing¦¦
19-0027827 | Unknown Cause | Patrol - found nothing |  |  | 2019 | Tier 2 - Elevated | Distribution Circuit | 2 | 25 | 2019-02-25 | 322666 | Sus | N | UnknownCause¦Patrolfoundnothing¦¦
19-0028691 | Vegetation | Tree - fell into line | Conductor, Overhead | Broken, wire on ground | 2019 | Tier 2 - Elevated | Distribution Circuit | 2 | 27 | 2019-02-27 | 326120 | Sus | N | Vegetation¦Treefellintoline¦ConductorOverhead¦Brokenwireonground
19-0029172 | Vegetation | Tree - branch fell on line | Crossarm, Wood | Broken | 2019 | Tier 2 - Elevated | Distribution Circuit | 2 | 27 | 2019-02-27 | 327161 | Sus | N | Vegetation¦Treebranchfellonline¦CrossarmWood¦Broken
19-0031390 | Unknown Cause | Patrol - found nothing |  |  | 2019 | Tier 3 - Extreme | Distribution Circuit | 3 | 6 | 2019-03-06 | 332928 | Sus | N | UnknownCause¦Patrolfoundnothing¦¦
19-0032081 | Unknown Cause | Patrol - found nothing |  |  | 2019 | Tier 2 - Elevated | Distribution Circuit | 3 | 8 | 2019-03-08 | 334396 | Sus | N | UnknownCause¦Patrolfoundnothing¦¦
19-0033225 | Unknown Cause | Patrol - not conducted |  |  | 2019 | Tier 2 - Elevated | Distribution Circuit | 3 | 12 | 2019-03-12 | 337982 | Sus | N | UnknownCause¦Patrolnotconducted¦¦
19-0034010 | Unknown Cause | Patrol - found nothing |  |  | 2019 | Tier 2 - Elevated | Distribution Circuit | 3 | 14 | 2019-03-14 | 339717 | Sus | N | UnknownCause¦Patrolfoundnothing¦¦
19-0037603 | Unknown Cause | Patrol - found nothing |  |  | 2019 | Tier 2 - Elevated | Distribution Circuit | 3 | 27 | 2019-03-27 | 348450 | Sus | N | UnknownCause¦Patrolfoundnothing¦¦
19-0038476 | Unknown Cause | Patrol - found nothing |  |  | 2019 | Tier 3 - Extreme | Distribution Circuit | 3 | 30 | 2019-03-30 | 350572 | Sus | N | UnknownCause¦Patrolfoundnothing¦¦
19-0041346 | Equipment Failure/Involved | Overhead | Cutout, fuse holder | Broken | 2019 | Tier 2 - Elevated | Distribution Circuit | 4 | 10 | 2019-04-10 | 357852 | Sus | N | EquipmentFailureInvolved¦Overhead¦Cutoutfuseholder¦Broken
19-0044544 | Equipment Failure/Involved | Overhead | Pole-Wood | Broken | 2019 | Tier 2 - Elevated | Distribution Circuit | 4 | 20 | 2019-04-20 | 364242 | Sus | N | EquipmentFailureInvolved¦Overhead¦PoleWood¦Broken
19-0044630 | Vegetation | Tree - fell into line | Transformer (OH) | Broken | 2019 | Tier 2 - Elevated | Distribution Circuit | 4 | 20 | 2019-04-20 | 364689 | Sus | N | Vegetation¦Treefellintoline¦Transformer(OH)¦Broken
19-0046313 | Unknown Cause | Patrol - found nothing |  |  | 2019 | Tier 2 - Elevated | Distribution Circuit | 4 | 25 | 2019-04-25 | 368373 | Sus | N | UnknownCause¦Patrolfoundnothing¦¦
19-0048449 | Equipment Failure/Involved | Overhead | Transformer (OH) | Failed/Faulted | 2019 | Tier 2 - Elevated | Distribution Circuit | 5 | 3 | 2019-05-03 | 372729 | Sus | Y | EquipmentFailureInvolved¦Overhead¦Transformer(OH)¦FailedFaulted
19-0050167 | Equipment Failure/Involved | Overhead | Cutout, fuse holder | Broken | 2019 | Tier 2 - Elevated | Transformer only | 5 | 8 | 2019-05-08 | 376631 | Sus | Y | EquipmentFailureInvolved¦Overhead¦Cutoutfuseholder¦Broken
19-0050541 | Vegetation | Tree - fell into line | Pole-Wood | Broken | 2019 | Tier 2 - Elevated | Distribution Circuit | 5 | 9 | 2019-05-09 | 377284 | Sus | Y | Vegetation¦Treefellintoline¦PoleWood¦Broken
19-0052512 | Vegetation | Tree - branch fell on line | Conductor, Overhead | Broken, wire on ground | 2019 | Tier 2 - Elevated | Distribution Circuit | 5 | 16 | 2019-05-16 | 381875 | Sus | Y | Vegetation¦Treebranchfellonline¦ConductorOverhead¦Brokenwireonground
19-0053673 | Vegetation | Tree - branch fell on line | Conductor, Overhead | Broken, wire on ground | 2019 | Tier 2 - Elevated | Distribution Circuit | 5 | 18 | 2019-05-18 | 384264 | Sus | Y | Vegetation¦Treebranchfellonline¦ConductorOverhead¦Brokenwireonground
19-0053701 | Equipment Failure/Involved | Overhead | Conductor, Overhead | Broken, wire on ground | 2019 | Tier 2 - Elevated | Distribution Circuit | 5 | 18 | 2019-05-18 | 384421 | Sus | Y | EquipmentFailureInvolved¦Overhead¦ConductorOverhead¦Brokenwireonground
19-0053773 | Vegetation | Tree - fell into line | Conductor, Overhead | Broken, wire on ground | 2019 | Tier 3 - Extreme | Distribution Circuit | 5 | 18 | 2019-05-18 | 384633 | Sus | Y | Vegetation¦Treefellintoline¦ConductorOverhead¦Brokenwireonground
19-0057619 | Equipment Failure/Involved | Overhead | Insulator | Broken | 2019 | Tier 2 - Elevated | Distribution Circuit | 5 | 25 | 2019-05-25 | 390219 | Sus | Y | EquipmentFailureInvolved¦Overhead¦Insulator¦Broken
19-0062818 | Equipment Failure/Involved | Overhead | Conductor, Overhead | Broken, wire on ground | 2019 | Tier 3 - Extreme | Distribution Circuit | 6 | 4 | 2019-06-04 | 398027 | Sus | Y | EquipmentFailureInvolved¦Overhead¦ConductorOverhead¦Brokenwireonground
19-0064071 | 3rd Party | Vehicle | Pole-Wood | Broken | 2019 | Tier 2 - Elevated | Distribution Circuit | 6 | 6 | 2019-06-06 | 400305 | Sus | Y | 3rdParty¦Vehicle¦PoleWood¦Broken
19-0068415 | Vegetation | Tree - fell into line | Conductor, Overhead | Broken, wire on ground | 2019 | Tier 3 - Extreme | Distribution Circuit | 6 | 16 | 2019-06-16 | 417074 | Sus | Y | Vegetation¦Treefellintoline¦ConductorOverhead¦Brokenwireonground
19-0070319 | Vegetation | Tree - fell into line | Conductor, Overhead | Normal | 2019 | Tier 3 - Extreme | Distribution Circuit | 6 | 20 | 2019-06-20 | 424976 | Sus | Y | Vegetation¦Treefellintoline¦ConductorOverhead¦Normal
19-0078915 | Vegetation | Tree - branch fell on line | Conductor, Overhead | Normal | 2019 | Tier 3 - Extreme | Distribution Circuit | 7 | 18 | 2019-07-18 | 458818 | Sus | Y | Vegetation¦Treebranchfellonline¦ConductorOverhead¦Normal
19-0082864 | 3rd Party | Customer Equipment | Crossarm, Wood | Broken | 2019 | Tier 3 - Extreme | Distribution Circuit | 7 | 31 | 2019-07-31 | 476011 | Sus | Y | 3rdParty¦CustomerEquipment¦CrossarmWood¦Broken
19-0085233 | Company Initiated | Construction Activity/equip, company | Conductor, Overhead | Deteriorated | 2019 | Tier 2 - Elevated | Distribution Circuit | 8 | 7 | 2019-08-07 | 489973 | Sus | Y | CompanyInitiated¦ConstructionActivityequipcompany¦ConductorOverhead¦Deteriorated
19-0086435 | Unknown Cause | Patrol - not conducted |  |  | 2019 | Tier 2 - Elevated | Distribution Circuit | 8 | 10 | 2019-08-10 | 498447 | Sus | Y | UnknownCause¦Patrolnotconducted¦¦
19-0091196 | Environmental/External | Fire, Forest/Grass | Pole-Wood | Normal | 2019 | Tier 2 - Elevated | Distribution Circuit | 8 | 22 | 2019-08-22 | 532922 | Sus | Y | EnvironmentalExternal¦FireForestGrass¦PoleWood¦Normal
19-0096560 | Vegetation | Tree - cutting, PG&E contractor | Conductor, Overhead | Broken | 2019 | Tier 3 - Extreme | Transformer only | 9 | 8 | 2019-09-08 | 562479 | Sus | Y | Vegetation¦TreecuttingPG&Econtractor¦ConductorOverhead¦Broken
19-0097539 | Vegetation | Tree - branch fell on line | Conductor, Overhead | Normal | 2019 | Tier 2 - Elevated | Distribution Circuit | 9 | 10 | 2019-09-10 | 569660 | Sus | Y | Vegetation¦Treebranchfellonline¦ConductorOverhead¦Normal
19-0101017 | Environmental/External | Lightning | Transformer | Failed/Faulted | 2019 | Tier 2 - Elevated | Transformer only | 9 | 19 | 2019-09-19 | 592457 | Sus | Y | EnvironmentalExternal¦Lightning¦Transformer¦FailedFaulted
19-0102301 | Unknown Cause | Patrol - found nothing |  |  | 2019 | Tier 2 - Elevated | Distribution Circuit | 9 | 23 | 2019-09-23 | 604174 | Sus | Y | UnknownCause¦Patrolfoundnothing¦¦
19-0104120 | Animal | Bird found | Transformer (OH) | Failed/Faulted | 2019 | Tier 2 - Elevated | Distribution Circuit | 9 | 26 | 2019-09-26 | 617535 | Sus | Y | Animal¦Birdfound¦Transformer(OH)¦FailedFaulted
19-0108083 | Unknown Cause | Patrol - found nothing |  |  | 2019 | Tier 3 - Extreme | Distribution Circuit | 10 | 6 | 2019-10-06 | 645648 | Sus | Y | UnknownCause¦Patrolfoundnothing¦¦
19-0113978 | Unknown Cause | Patrol - found nothing |  |  | 2019 | Tier 2 - Elevated | Distribution Circuit | 10 | 21 | 2019-10-21 | 675971 | Sus | Y | UnknownCause¦Patrolfoundnothing¦¦
19-0119496 | Wildfire Mitigation | Public Safety Power Shut-off | Pole-Wood | Broken, wire on ground | 2019 | Tier 3 - Extreme | Distribution Circuit | 10 | 26 | 2019-10-26 | 696552 | Sus | Y | WildfireMitigation¦PublicSafetyPowerShutoff¦PoleWood¦Brokenwireonground
19-0119683 | Equipment Failure/Involved | Electrical Overload | Transformer (OH) | Failed/Faulted | 2019 | Tier 2 - Elevated | Distribution Circuit | 10 | 31 | 2019-10-31 | 696609 | Sus | Y | EquipmentFailureInvolved¦ElectricalOverload¦Transformer(OH)¦FailedFaulted
19-0123344 | Equipment Failure/Involved | Overhead | Transformer | Failed/Faulted | 2019 | Tier 3 - Extreme | Transformer only | 11 | 9 | 2019-11-09 | 703622 | Sus | Y | EquipmentFailureInvolved¦Overhead¦Transformer¦FailedFaulted
19-0129475 | Vegetation | Tree - fell into line | Conductor, Overhead | Broken | 2019 | Tier 2 - Elevated | Distribution Circuit | 11 | 26 | 2019-11-26 | 717873 | Sus | Y | Vegetation¦Treefellintoline¦ConductorOverhead¦Broken
19-0130045 | Vegetation | Tree - branch fell on line | Conductor, Overhead | Normal | 2019 | Tier 3 - Extreme | Distribution Circuit | 11 | 27 | 2019-11-27 | 720298 | Sus | Y | Vegetation¦Treebranchfellonline¦ConductorOverhead¦Normal
19-0130881 | Unknown Cause | Patrol - found nothing |  |  | 2019 | Tier 2 - Elevated | Distribution Circuit | 11 | 27 | 2019-11-27 | 722246 | Sus | Y | UnknownCause¦Patrolfoundnothing¦¦
19-0131948 | Unknown Cause | Patrol - found nothing |  |  | 2019 | Tier 2 - Elevated | Distribution Circuit | 12 | 1 | 2019-12-01 | 726035 | Sus | N | UnknownCause¦Patrolfoundnothing¦¦
19-0133116 | Vegetation | Tree - fell into line | Conductor, Overhead | Broken, wire on ground | 2019 | Tier 3 - Extreme | Distribution Circuit | 12 | 4 | 2019-12-04 | 729199 | Sus | N | Vegetation¦Treefellintoline¦ConductorOverhead¦Brokenwireonground
19-0134616 | Vegetation | Tree - branch fell on line | Conductor, Overhead | Normal | 2019 | Tier 3 - Extreme | Distribution Circuit | 12 | 6 | 2019-12-06 | 731966 | Sus | N | Vegetation¦Treebranchfellonline¦ConductorOverhead¦Normal
19-0137674 | Unknown Cause | Patrol - found nothing |  |  | 2019 | Tier 3 - Extreme | Transformer only | 12 | 22 | 2019-12-22 | 748983 | Sus | N | UnknownCause¦Patrolfoundnothing¦¦
20-0010426 | Vegetation | Tree - fell into line | Conductor, Overhead | Normal | 2020 | Tier 3 - Extreme | Distribution Circuit | 1 | 17 | 2020-01-17 | 763845 | Sus | N | Vegetation¦Treefellintoline¦ConductorOverhead¦Normal
20-0020230 | Vegetation | Tree - branch fell on line | Conductor, Overhead | Broken, wire on ground | 2020 | Tier 2 - Elevated | Distribution Circuit | 2 | 9 | 2020-02-09 | 785030 | Sus | N | Vegetation¦Treebranchfellonline¦ConductorOverhead¦Brokenwireonground
20-0025108 | Unknown Cause | Patrol - found nothing |  |  | 2020 | Tier 2 - Elevated | Distribution Circuit | 2 | 24 | 2020-02-24 | 801205 | Sus | N | UnknownCause¦Patrolfoundnothing¦¦
20-0030558 | Equipment Failure/Involved | Overhead | Fuse | Failed/Faulted | 2020 | Tier 3 - Extreme | Distribution Circuit | 3 | 10 | 2020-03-10 | 843115 | Sus | N | EquipmentFailureInvolved¦Overhead¦Fuse¦FailedFaulted
20-0031184 | Environmental/External | Lightning | Transformer (OH) | Burned/flashed | 2020 | Tier 2 - Elevated | Distribution Circuit | 3 | 11 | 2020-03-11 | 844819 | Sus | N | EnvironmentalExternal¦Lightning¦Transformer(OH)¦Burnedflashed
20-0032101 | Vegetation | Tree - branch fell on line | Conductor, Overhead | Broken, wire on ground | 2020 | Tier 2 - Elevated | Distribution Circuit | 3 | 14 | 2020-03-14 | 851316 | Sus | N | Vegetation¦Treebranchfellonline¦ConductorOverhead¦Brokenwireonground
20-0033567 | Unknown Cause | Patrol - found nothing |  |  | 2020 | Tier 3 - Extreme | Distribution Circuit | 3 | 15 | 2020-03-15 | 857199 | Sus | N | UnknownCause¦Patrolfoundnothing¦¦
20-0034290 | Vegetation | Tree - fell into line | Pole-Wood | Broken, wire on ground | 2020 | Tier 3 - Extreme | Distribution Circuit | 3 | 16 | 2020-03-16 | 856520 | Sus | N | Vegetation¦Treefellintoline¦PoleWood¦Brokenwireonground
20-0034369 | Vegetation | Tree - branch fell on line | Conductor, Overhead | Broken, wire on ground | 2020 | Tier 2 - Elevated | Distribution Circuit | 3 | 16 | 2020-03-16 | 855653 | Sus | N | Vegetation¦Treebranchfellonline¦ConductorOverhead¦Brokenwireonground
20-0035347 | Vegetation | Tree - fell into line | Conductor, Overhead | Broken, wire on ground | 2020 | Tier 3 - Extreme | Distribution Circuit | 3 | 23 | 2020-03-23 | 862136 | Sus | N | Vegetation¦Treefellintoline¦ConductorOverhead¦Brokenwireonground
20-0035978 | Equipment Failure/Involved | Overhead | Conductor, Overhead | Broken, wire on ground | 2020 | Tier 2 - Elevated | Distribution Circuit | 3 | 25 | 2020-03-25 | 864714 | Sus | N | EquipmentFailureInvolved¦Overhead¦ConductorOverhead¦Brokenwireonground
20-0037801 | Vegetation | Tree - fell into line | Conductor, Overhead | On Ground | 2020 | Tier 2 - Elevated | Distribution Circuit | 4 | 1 | 2020-04-01 | 877797 | Sus | N | Vegetation¦Treefellintoline¦ConductorOverhead¦OnGround
20-0039409 | Unknown Cause | Patrol - found nothing |  |  | 2020 | Tier 3 - Extreme | Distribution Circuit | 4 | 7 | 2020-04-07 | 889947 | Sus | N | UnknownCause¦Patrolfoundnothing¦¦
20-0046903 | Equipment Failure/Involved | Overhead | Other | Broken | 2020 | Tier 2 - Elevated | Distribution Circuit | 5 | 4 | 2020-05-04 | 906711 | Sus | Y | EquipmentFailureInvolved¦Overhead¦Other¦Broken
20-0056072 | Vegetation | Tree - grew into line | Conductor, Overhead | Normal | 2020 | Tier 3 - Extreme | Distribution Circuit | 5 | 31 | 2020-05-31 | 926854 | Sus | Y | Vegetation¦Treegrewintoline¦ConductorOverhead¦Normal
20-0057921 | Equipment Failure/Involved | Overhead | Pole-Wood | Broken | 2020 | Tier 2 - Elevated | Distribution Circuit | 6 | 4 | 2020-06-04 | 931193 | Sus | Y | EquipmentFailureInvolved¦Overhead¦PoleWood¦Broken
20-0058273 | Vegetation | Tree - branch fell on line | Conductor, Overhead | Broken, wire on ground | 2020 | Tier 3 - Extreme | Distribution Circuit | 6 | 5 | 2020-06-05 | 932107 | Sus | Y | Vegetation¦Treebranchfellonline¦ConductorOverhead¦Brokenwireonground
20-0058438 | Animal | Bird found | Fuse | Failed/Faulted | 2020 | Tier 2 - Elevated | Distribution Circuit | 6 | 6 | 2020-06-06 | 932615 | Sus | Y | Animal¦Birdfound¦Fuse¦FailedFaulted
20-0073345 | Unknown Cause | Patrol - found nothing |  |  | 2020 | Tier 2 - Elevated | Distribution Circuit | 7 | 18 | 2020-07-18 | 967458 | Sus | Y | UnknownCause¦Patrolfoundnothing¦¦
20-0074913 | Unknown Cause | Patrol - found nothing |  |  | 2020 | Tier 3 - Extreme | Distribution Circuit | 7 | 22 | 2020-07-22 | 970238 | Sus | Y | UnknownCause¦Patrolfoundnothing¦¦
20-0075040 | Equipment Failure/Involved | Overhead | Pole-Wood | Broken | 2020 | Tier 3 - Extreme | Transformer only | 7 | 23 | 2020-07-23 | 970374 | Sus | Y | EquipmentFailureInvolved¦Overhead¦PoleWood¦Broken
20-0086838 | Equipment Failure/Involved | Overhead | Transformer (OH) | Failed/Faulted | 2020 | Tier 3 - Extreme | Distribution Circuit | 8 | 18 | 2020-08-18 | 1018975 | Sus | Y | EquipmentFailureInvolved¦Overhead¦Transformer(OH)¦FailedFaulted
20-0088101 | Environmental/External | Lightning | Transformer (UG) | Burned/flashed | 2020 | Tier 2 - Elevated | Distribution Circuit | 8 | 20 | 2020-08-20 | 1025543 | Sus | Y | EnvironmentalExternal¦Lightning¦Transformer(UG)¦Burnedflashed
20-0090437 | Environmental/External | Fire, Forest/Grass | Conductor, Overhead | Deteriorated | 2020 | Tier 3 - Extreme | Distribution Circuit | 8 | 19 | 2020-08-19 | 1033322 | Sus | Y | EnvironmentalExternal¦FireForestGrass¦ConductorOverhead¦Deteriorated
20-0090455 | Environmental/External | Fire, Forest/Grass | Conductor, Overhead | Normal | 2020 | Tier 3 - Extreme | Distribution Circuit | 8 | 19 | 2020-08-19 | 1033343 | Sus | Y | EnvironmentalExternal¦FireForestGrass¦ConductorOverhead¦Normal
20-0091455 | Environmental/External | Fire, Forest/Grass | Conductor, Overhead | Normal | 2020 | Tier 3 - Extreme | Distribution Circuit | 8 | 19 | 2020-08-19 | 1041131 | Sus | Y | EnvironmentalExternal¦FireForestGrass¦ConductorOverhead¦Normal
20-0096703 | Unknown Cause | Patrol - found nothing |  |  | 2020 | Tier 3 - Extreme | Distribution Circuit | 9 | 11 | 2020-09-11 | 1065338 | Sus | Y | UnknownCause¦Patrolfoundnothing¦¦
20-0100041 | Environmental/External | Fire, Forest/Grass | Conductor, Overhead | Burned/flashed | 2020 | Tier 3 - Extreme | Distribution Circuit | 9 | 7 | 2020-09-07 | 1086849 | Sus | Y | EnvironmentalExternal¦FireForestGrass¦ConductorOverhead¦Burnedflashed
20-0102149 | Wildfire Mitigation | Public Safety Power Shut-off | Cutout, fuse holder | Broken | 2020 | Tier 2 - Elevated | Distribution Circuit | 9 | 27 | 2020-09-27 | 1095784 | Sus | Y | WildfireMitigation¦PublicSafetyPowerShutoff¦Cutoutfuseholder¦Broken
20-0106735 | Vegetation | Tree - branch fell on line | Conductor, Overhead | Broken, wire on ground | 2020 | Tier 3 - Extreme | Distribution Circuit | 10 | 8 | 2020-10-08 | 1113842 | Sus | Y | Vegetation¦Treebranchfellonline¦ConductorOverhead¦Brokenwireonground
20-0109959 | Vegetation | Tree - branch fell on line | Pole-Wood | Broken | 2020 | Tier 2 - Elevated | Distribution Circuit | 10 | 17 | 2020-10-17 | 1119771 | Sus | Y | Vegetation¦Treebranchfellonline¦PoleWood¦Broken
20-0109959 | Vegetation | Tree - branch fell on line | Pole-Wood | Broken | 2020 | Tier 2 - Elevated | Distribution Circuit | 10 | 17 | 2020-10-17 | 1119771 | Sus | Y | Vegetation¦Treebranchfellonline¦PoleWood¦Broken
20-0110060 | Equipment Failure/Involved | Overhead | Transformer (OH) | Failed/Faulted | 2020 | Tier 2 - Elevated | Transformer only | 10 | 18 | 2020-10-18 | 1120237 | Sus | Y | EquipmentFailureInvolved¦Overhead¦Transformer(OH)¦FailedFaulted
20-0118215 | Unknown Cause | Patrol - found nothing |  |  | 2020 | Tier 2 - Elevated | Distribution Circuit | 11 | 7 | 2020-11-07 | 1138226 | Sus | Y | UnknownCause¦Patrolfoundnothing¦¦
20-0119264 | 3rd Party | Vehicle | Bushing | Broken | 2020 | Tier 3 - Extreme | Transformer only | 11 | 10 | 2020-11-10 | 1141094 | Sus | Y | 3rdParty¦Vehicle¦Bushing¦Broken
20-0126144 | Equipment Failure/Involved | Overhead | Transformer (OH) | Failed/Faulted | 2020 | Tier 2 - Elevated | Transformer only | 11 | 30 | 2020-11-30 | 1156751 | Sus | Y | EquipmentFailureInvolved¦Overhead¦Transformer(OH)¦FailedFaulted
20-0130624 | Vegetation | Tree - branch fell on line | Conductor, Overhead | Normal | 2020 | Tier 3 - Extreme | Distribution Circuit | 12 | 15 | 2020-12-15 | 1189667 | Sus | N | Vegetation¦Treebranchfellonline¦ConductorOverhead¦Normal
20-0130877 | Unknown Cause | Patrol - found nothing |  |  | 2020 | Tier 2 - Elevated | Distribution Circuit | 12 | 17 | 2020-12-17 | 1191910 | Sus | N | UnknownCause¦Patrolfoundnothing¦¦
20-0131025 | Unknown Cause | Patrol - found nothing |  |  | 2020 | Tier 2 - Elevated | Distribution Circuit | 12 | 18 | 2020-12-18 | 1193160 | Sus | N | UnknownCause¦Patrolfoundnothing¦¦
21-0004434 | Vegetation | Tree - branch fell on line | Conductor, Overhead | Broken | 2021 | Tier 3 - Extreme | Transformer only | 1 | 3 | 2021-01-03 | 1202755 | Sus | N | Vegetation¦Treebranchfellonline¦ConductorOverhead¦Broken
21-0009870 | Vegetation | Tree - branch fell on line | Conductor, Overhead | Together | 2021 | Tier 2 - Elevated | Distribution Circuit | 1 | 18 | 2021-01-18 | 1212963 | Sus | N | Vegetation¦Treebranchfellonline¦ConductorOverhead¦Together
21-0012286 | Vegetation | Tree - branch fell on line | Insulator | Broken | 2021 | Tier 2 - Elevated | Distribution Circuit | 1 | 21 | 2021-01-21 | 1220263 | Sus | N | Vegetation¦Treebranchfellonline¦Insulator¦Broken
21-0013280 | Vegetation | Tree - branch fell on line | Conductor, Overhead | Normal | 2021 | Tier 3 - Extreme | Distribution Circuit | 1 | 23 | 2021-01-23 | 1221801 | Sus | N | Vegetation¦Treebranchfellonline¦ConductorOverhead¦Normal
21-0013396 | Unknown Cause | Patrol - found nothing |  |  | 2021 | Tier 2 - Elevated | Distribution Circuit | 1 | 24 | 2021-01-24 | 1222325 | Sus | N | UnknownCause¦Patrolfoundnothing¦¦
21-0013541 | Vegetation | Tree - branch fell on line | Conductor, Overhead | Broken, wire on ground | 2021 | Tier 2 - Elevated | Distribution Circuit | 1 | 25 | 2021-01-25 | 1222992 | Sus | N | Vegetation¦Treebranchfellonline¦ConductorOverhead¦Brokenwireonground
21-0016866 | Vegetation | Tree - branch fell on line | Pole-Wood | Broken | 2021 | Tier 2 - Elevated | Distribution Circuit | 1 | 27 | 2021-01-27 | 1231965 | Sus | N | Vegetation¦Treebranchfellonline¦PoleWood¦Broken
21-0017433 | Equipment Failure/Involved | Overhead | Conductor, Overhead | Normal | 2021 | Tier 3 - Extreme | Distribution Circuit | 1 | 28 | 2021-01-28 | 1239468 | Sus | N | EquipmentFailureInvolved¦Overhead¦ConductorOverhead¦Normal
21-0022760 | Equipment Failure/Involved | Overhead | Transformer (OH) | Failed/Faulted | 2021 | Tier 2 - Elevated | Transformer only | 2 | 6 | 2021-02-06 | 1249829 | Sus | N | EquipmentFailureInvolved¦Overhead¦Transformer(OH)¦FailedFaulted
21-0030215 | Vegetation | Tree - fell into line | Conductor, Overhead | Normal | 2021 | Tier 2 - Elevated | Distribution Circuit | 2 | 27 | 2021-02-27 | 1263369 | Sus | N | Vegetation¦Treefellintoline¦ConductorOverhead¦Normal
21-0033080 | Vegetation | Tree - branch fell on line | Conductor, Overhead | Broken, wire on ground | 2021 | Tier 3 - Extreme | Distribution Circuit | 3 | 6 | 2021-03-06 | 1272028 | Sus | N | Vegetation¦Treebranchfellonline¦ConductorOverhead¦Brokenwireonground
21-0042476 | Vegetation | Tree - fell into line | Conductor, Overhead | Broken, wire on ground | 2021 | Tier 2 - Elevated | Transmission line | 3 | 30 | 2021-03-30 | 1302966 | Sus | N | Vegetation¦Treefellintoline¦ConductorOverhead¦Brokenwireonground
21-0050604 | 3rd Party | Vehicle | Service conductor | Broken, wire on ground | 2021 | Tier 2 - Elevated | Transformer only | 4 | 19 | 2021-04-19 | 1324113 | Sus | N | 3rdParty¦Vehicle¦Serviceconductor¦Brokenwireonground
21-0055732 | Unknown Cause | Patrol - found nothing |  |  | 2021 | Tier 2 - Elevated | Distribution Circuit | 5 | 1 | 2021-05-01 | 1338411 | Sus | Y | UnknownCause¦Patrolfoundnothing¦¦
21-0059219 | Equipment Failure/Involved | Overhead | Transformer (OH) | Failed/Faulted | 2021 | Tier 2 - Elevated | Transformer only | 5 | 10 | 2021-05-10 | 1344863 | Sus | Y | EquipmentFailureInvolved¦Overhead¦Transformer(OH)¦FailedFaulted
21-0063625 | Unknown Cause | Patrol - found nothing |  |  | 2021 | Tier 2 - Elevated | Distribution Circuit | 5 | 19 | 2021-05-19 | 1354117 | Sus | Y | UnknownCause¦Patrolfoundnothing¦¦
21-0067956 | Equipment Failure/Involved | Overhead | Transformer (OH) | Failed/Faulted | 2021 | Tier 2 - Elevated | Transformer only | 5 | 31 | 2021-05-31 | 1362073 | Sus | Y | EquipmentFailureInvolved¦Overhead¦Transformer(OH)¦FailedFaulted
21-0068033 | Equipment Failure/Involved | Electrical Overload | Transformer (OH) | Failed/Faulted | 2021 | Tier 2 - Elevated | Transformer only | 5 | 31 | 2021-05-31 | 1362297 | Sus | Y | EquipmentFailureInvolved¦ElectricalOverload¦Transformer(OH)¦FailedFaulted
21-0070465 | Animal | Bird found | Fuse | Broken | 2021 | Tier 2 - Elevated | Transformer only | 6 | 5 | 2021-06-05 | 1366494 | Sus | Y | Animal¦Birdfound¦Fuse¦Broken
21-0075378 | 3rd Party | Vehicle | Pole-Wood | Broken, wire on ground | 2021 | Tier 3 - Extreme | Distribution Circuit | 6 | 17 | 2021-06-17 | 1375892 | Sus | Y | 3rdParty¦Vehicle¦PoleWood¦Brokenwireonground
21-0076606 | Equipment Failure/Involved | Overhead | Crossarm, Wood | Broken | 2021 | Tier 2 - Elevated | Distribution Circuit | 7 | 7 | 2021-07-07 | 1393604 | Sus | Y | EquipmentFailureInvolved¦Overhead¦CrossarmWood¦Broken
21-0084788 | Unknown Cause | Patrol - found nothing |  |  | 2021 | Tier 3 - Extreme | Distribution Circuit | 7 | 4 | 2021-07-04 | 1391632 | Sus | Y | UnknownCause¦Patrolfoundnothing¦¦
21-0091281 | Equipment Failure/Involved | Electrical Overload | Transformer | Normal | 2021 | Tier 3 - Extreme | Transformer only | 7 | 17 | 2021-07-17 | 1406575 | Sus | Y | EquipmentFailureInvolved¦ElectricalOverload¦Transformer¦Normal
21-0092038 | Equipment Failure/Involved | Overhead |  | Broken | 2021 | Tier 2 - Elevated | Transformer only | 7 | 19 | 2021-07-19 | 1408469 | Sus | Y | EquipmentFailureInvolved¦Overhead¦¦Broken
21-0095569 | 3rd Party | Vehicle | Crossarm, Wood | Broken | 2021 | Tier 2 - Elevated | Distribution Circuit | 7 | 27 | 2021-07-27 | 1415907 | Sus | Y | 3rdParty¦Vehicle¦CrossarmWood¦Broken
21-0097099 | Animal | Squirrel | Conductor, Overhead | Normal | 2021 | Tier 2 - Elevated | Distribution Circuit | 7 | 29 | 2021-07-29 | 1420502 | Sus | Y | Animal¦Squirrel¦ConductorOverhead¦Normal
21-0103306 | Environmental/External | Fire, Forest/Grass | Conductor, Overhead | Normal | 2021 | Tier 3 - Extreme | Distribution Circuit | 8 | 11 | 2021-08-11 | 1440444 | Sus | Y | EnvironmentalExternal¦FireForestGrass¦ConductorOverhead¦Normal
21-0104690 | Equipment Failure/Involved | Overhead | Transformer (OH) | Deteriorated | 2021 | Tier 3 - Extreme | Transformer only | 8 | 14 | 2021-08-14 | 1442880 | Sus | Y | EquipmentFailureInvolved¦Overhead¦Transformer(OH)¦Deteriorated
21-0104728 | Unknown Cause | Patrol - found nothing |  |  | 2021 | Tier 3 - Extreme | Distribution Circuit | 8 | 15 | 2021-08-15 | 1443070 | Sus | Y | UnknownCause¦Patrolfoundnothing¦¦
21-0110645 | Equipment Failure/Involved | Overhead | Transformer (OH) | Failed/Faulted | 2021 | Tier 3 - Extreme | Transformer only | 8 | 28 | 2021-08-28 | 1456464 | Sus | Y | EquipmentFailureInvolved¦Overhead¦Transformer(OH)¦FailedFaulted
21-0125196 | Equipment Failure/Involved | Overhead | Conductor, Overhead | Deteriorated | 2021 | Tier 3 - Extreme | Distribution Circuit | 10 | 2 | 2021-10-02 | 1485554 | Sus | Y | EquipmentFailureInvolved¦Overhead¦ConductorOverhead¦Deteriorated
21-0127504 | Equipment Failure/Involved | Overhead | PT/CCVT | Burned/flashed | 2021 | Tier 2 - Elevated | Distribution Circuit | 10 | 8 | 2021-10-08 | 1489947 | Sus | Y | EquipmentFailureInvolved¦Overhead¦PTCCVT¦Burnedflashed
21-0128502 | Equipment Failure/Involved | Overhead | Pole-Wood | Broken | 2021 | Tier 2 - Elevated | Distribution Circuit | 10 | 10 | 2021-10-10 | 1491746 | Sus | Y | EquipmentFailureInvolved¦Overhead¦PoleWood¦Broken
21-0128794 | Vegetation | Tree - fell into line | Conductor, Overhead | Normal | 2021 | Tier 2 - Elevated | Distribution Circuit | 10 | 11 | 2021-10-11 | 1493007 | Sus | Y | Vegetation¦Treefellintoline¦ConductorOverhead¦Normal
21-0135910 | Unknown Cause | Patrol - found nothing |  |  | 2021 | Tier 3 - Extreme | Distribution Circuit | 10 | 24 | 2021-10-24 | 1508210 | Sus | Y | UnknownCause¦Patrolfoundnothing¦¦
21-0136449 | Vegetation | Tree - branch fell on line | Conductor, Overhead | Normal | 2021 | Tier 3 - Extreme | Distribution Circuit | 10 | 24 | 2021-10-24 | 1508484 | Sus | Y | Vegetation¦Treebranchfellonline¦ConductorOverhead¦Normal
21-0137291 | Unknown Cause | Patrol - found nothing |  |  | 2021 | Tier 3 - Extreme | Distribution Circuit | 10 | 24 | 2021-10-24 | 1511651 | Sus | Y | UnknownCause¦Patrolfoundnothing¦¦
21-0138702 | Equipment Failure/Involved | Overhead | Transformer | Burned Open | 2021 | Tier 3 - Extreme | Transformer only | 10 | 27 | 2021-10-27 | 1522779 | Sus | Y | EquipmentFailureInvolved¦Overhead¦Transformer¦BurnedOpen
21-0141994 | Animal | Squirrel | Conductor, Overhead | Normal | 2021 | Tier 2 - Elevated | Distribution Circuit | 11 | 3 | 2021-11-03 | 1534186 | Sus | Y | Animal¦Squirrel¦ConductorOverhead¦Normal
21-0145443 | Equipment Failure/Involved | Overhead | Transformer (OH) | Failed/Faulted | 2021 | Tier 2 - Elevated | Transformer only | 11 | 14 | 2021-11-14 | 1543920 | Sus | Y | EquipmentFailureInvolved¦Overhead¦Transformer(OH)¦FailedFaulted
21-0149147 | Equipment Failure/Involved | Overhead | Conductor, Overhead | Broken, wire on ground | 2021 | Tier 3 - Extreme | Distribution Circuit | 11 | 21 | 2021-11-21 | 1552304 | Sus | Y | EquipmentFailureInvolved¦Overhead¦ConductorOverhead¦Brokenwireonground
21-0153105 | 3rd Party | Vehicle | Secondary | Together | 2021 | Tier 2 - Elevated | Transformer only | 11 | 30 | 2021-11-30 | 1556482 | Sus | Y | 3rdParty¦Vehicle¦Secondary¦Together
21-0154263 | Unknown Cause | Patrol - found nothing |  |  | 2021 | Tier 2 - Elevated | Distribution Circuit | 12 | 2 | 2021-12-02 | 1557999 | Sus | N | UnknownCause¦Patrolfoundnothing¦¦
21-0158137 | Equipment Failure/Involved | Underground | Transformer (UG) | Failed/Faulted | 2021 | Tier 2 - Elevated | Distribution Circuit | 12 | 14 | 2021-12-14 | 1571447 | Sus | N | EquipmentFailureInvolved¦Underground¦Transformer(UG)¦FailedFaulted
21-0158621 | Equipment Failure/Involved | Overhead | Transformer | Broken, wire on ground | 2021 | Tier 3 - Extreme | Transformer only | 12 | 15 | 2021-12-15 | 1573386 | Sus | N | EquipmentFailureInvolved¦Overhead¦Transformer¦Brokenwireonground
21-0159586 | Vegetation | Tree - branch fell on line | Service conductor | Broken | 2021 | Tier 2 - Elevated | Transformer only | 12 | 18 | 2021-12-18 | 1577007 | Sus | N | Vegetation¦Treebranchfellonline¦Serviceconductor¦Broken
21-0160738 | Vegetation | Tree - fell into line | Conductor, Overhead | Normal | 2021 | Tier 3 - Extreme | Distribution Circuit | 12 | 26 | 2021-12-26 | 1582095 | Sus | N | Vegetation¦Treefellintoline¦ConductorOverhead¦Normal
21-0161247 | Vegetation | Tree - fell into line | Conductor, Overhead | Broken, wire on ground | 2021 | Tier 3 - Extreme | Distribution Circuit | 12 | 27 | 2021-12-27 | 1584014 | Sus | N | Vegetation¦Treefellintoline¦ConductorOverhead¦Brokenwireonground
21-0161274 | Vegetation | Tree - fell into line | Crossarm, Wood | Broken, wire on ground | 2021 | Tier 2 - Elevated | Distribution Circuit | 12 | 27 | 2021-12-27 | 1585058 | Sus | N | Vegetation¦Treefellintoline¦CrossarmWood¦Brokenwireonground
21-0161303 | Unknown Cause | Patrol - found nothing |  |  | 2021 | Tier 2 - Elevated | Distribution Circuit | 12 | 27 | 2021-12-27 | 1586575 | Sus | N | UnknownCause¦Patrolfoundnothing¦¦
21-0161400 | Environmental/External | Ice or snow | Conductor, Overhead | Broken, wire on ground | 2021 | Tier 2 - Elevated | Distribution Circuit | 12 | 28 | 2021-12-28 | 1586778 | Sus | N | EnvironmentalExternal¦Iceorsnow¦ConductorOverhead¦Brokenwireonground
22-0005683 | Vegetation | Tree - fell into line | Conductor, Overhead | Broken, wire on ground | 2021 | Tier 2 - Elevated | Distribution Circuit | 12 | 27 | 2021-12-27 | 1593988 | Sus | N | Vegetation¦Treefellintoline¦ConductorOverhead¦Brokenwireonground
22-0005740 | Environmental/External | Ice or snow | Conductor, Overhead | Broken | 2021 | Tier 3 - Extreme | Distribution Circuit | 12 | 27 | 2021-12-27 | 1594262 | Sus | N | EnvironmentalExternal¦Iceorsnow¦ConductorOverhead¦Broken
22-0006224 | Vegetation | Tree - fell into line | Pole-Wood | Broken | 2021 | Tier 2 - Elevated | Distribution Circuit | 12 | 27 | 2021-12-27 | 1595285 | Sus | N | Vegetation¦Treefellintoline¦PoleWood¦Broken
22-0007304 | Environmental/External | Ice or snow | Crossarm, Wood | Broken | 2022 | Tier 3 - Extreme | Distribution Circuit | 1 | 6 | 2022-01-06 | 1596567 | Sus | N | EnvironmentalExternal¦Iceorsnow¦CrossarmWood¦Broken
22-0007620 | Unknown Cause | Patrol - found nothing |  |  | 2022 | Tier 2 - Elevated | Distribution Circuit | 1 | 8 | 2022-01-08 | 1598174 | Sus | N | UnknownCause¦Patrolfoundnothing¦¦
22-0007623 | Environmental/External | Ice or snow | Conductor, Overhead | Broken, wire on ground | 2021 | Tier 3 - Extreme | Distribution Circuit | 12 | 26 | 2021-12-26 | 1598226 | Sus | N | EnvironmentalExternal¦Iceorsnow¦ConductorOverhead¦Brokenwireonground
22-0008169 | Vegetation | Tree - fell into line | Conductor, Overhead | Normal | 2022 | Tier 2 - Elevated | Distribution Circuit | 1 | 11 | 2022-01-11 | 1600083 | Sus | N | Vegetation¦Treefellintoline¦ConductorOverhead¦Normal
22-0022495 | Vegetation | Tree - fell into line | Fuse | Normal | 2022 | Tier 3 - Extreme | Distribution Circuit | 2 | 15 | 2022-02-15 | 1627886 | Sus | N | Vegetation¦Treefellintoline¦Fuse¦Normal
22-0030050 | Animal | Squirrel | Conductor, Overhead | Normal | 2022 | Tier 2 - Elevated | Distribution Circuit | 3 | 4 | 2022-03-04 | 1642225 | Sus | N | Animal¦Squirrel¦ConductorOverhead¦Normal
22-0033166 | Animal | Squirrel | Conductor, Overhead | Normal | 2022 | Tier 2 - Elevated | Distribution Circuit | 3 | 12 | 2022-03-12 | 1647247 | Sus | N | Animal¦Squirrel¦ConductorOverhead¦Normal
22-0036747 | Unknown Cause | Patrol - found nothing |  |  | 2022 | Tier 2 - Elevated | Distribution Circuit | 3 | 22 | 2022-03-22 | 1653240 | Sus | N | UnknownCause¦Patrolfoundnothing¦¦
22-0040000 | 3rd Party | Tree - cutting, 3rd party | Fuse | Normal | 2022 | Tier 3 - Extreme | Distribution Circuit | 3 | 29 | 2022-03-29 | 1658806 | Sus | N | 3rdParty¦Treecutting3rdparty¦Fuse¦Normal
22-0040414 | Unknown Cause | Patrol - not conducted |  |  | 2022 | Tier 2 - Elevated | Distribution Circuit | 3 | 30 | 2022-03-30 | 1659355 | Sus | N | UnknownCause¦Patrolnotconducted¦¦
22-0045611 | Vegetation | Tree - branch fell on line | Conductor, Overhead | Normal | 2022 | Tier 3 - Extreme | Distribution Circuit | 4 | 11 | 2022-04-11 | 1668789 | Sus | N | Vegetation¦Treebranchfellonline¦ConductorOverhead¦Normal
22-0065198 | Company Initiated | Construction Activity/equip, company | Conductor, Overhead | Together | 2022 | Tier 2 - Elevated | Distribution Circuit | 5 | 23 | 2022-05-23 | 1707947 | Sus | Y | CompanyInitiated¦ConstructionActivityequipcompany¦ConductorOverhead¦Together
22-0069090 | Equipment Failure/Involved | Overhead | Transformer (OH) | Failed/Faulted | 2022 | Tier 2 - Elevated | Transformer only | 6 | 2 | 2022-06-02 | 1716225 | Sus | Y | EquipmentFailureInvolved¦Overhead¦Transformer(OH)¦FailedFaulted
22-0071287 | Unknown Cause | Patrol - found nothing |  |  | 2022 | Tier 2 - Elevated | Distribution Circuit | 6 | 7 | 2022-06-07 | 1721892 | Sus | Y | UnknownCause¦Patrolfoundnothing¦¦
22-0074288 | Unknown Cause | Patrol - found nothing |  |  | 2022 | Tier 3 - Extreme | Distribution Circuit | 6 | 14 | 2022-06-14 | 1731439 | Sus | Y | UnknownCause¦Patrolfoundnothing¦¦
22-0074401 | Animal | Bird found | Transformer (OH) | Failed/Faulted | 2022 | Tier 2 - Elevated | Distribution Circuit | 6 | 15 | 2022-06-15 | 1731724 | Sus | Y | Animal¦Birdfound¦Transformer(OH)¦FailedFaulted
22-0074757 | Unknown Cause | Patrol - found nothing |  |  | 2022 | Tier 2 - Elevated | Distribution Circuit | 6 | 15 | 2022-06-15 | 1732397 | Sus | Y | UnknownCause¦Patrolfoundnothing¦¦
22-0075681 | Equipment Failure/Involved | Overhead | Insulator | Failed/Faulted | 2022 | Tier 2 - Elevated | Distribution Circuit | 6 | 17 | 2022-06-17 | 1734074 | Sus | Y | EquipmentFailureInvolved¦Overhead¦Insulator¦FailedFaulted
22-0076302 | Equipment Failure/Involved | Overhead | Cutout, fuse holder | Broken | 2022 | Tier 3 - Extreme | Transformer only | 6 | 20 | 2022-06-20 | 1736105 | Sus | Y | EquipmentFailureInvolved¦Overhead¦Cutoutfuseholder¦Broken
22-0078125 | Animal | Bird found | Conductor, Overhead | Normal | 2022 | Tier 2 - Elevated | Distribution Circuit | 6 | 24 | 2022-06-24 | 1741079 | Sus | Y | Animal¦Birdfound¦ConductorOverhead¦Normal
22-0078413 | Vegetation | Tree - fell into line | Conductor, Overhead | Broken, wire on ground | 2022 | Tier 2 - Elevated | Distribution Circuit | 6 | 24 | 2022-06-24 | 1741647 | Sus | Y | Vegetation¦Treefellintoline¦ConductorOverhead¦Brokenwireonground
22-0080812 | Animal | Other |  | Failed/Faulted | 2022 | Tier 2 - Elevated | Transformer only | 6 | 30 | 2022-06-30 | 1746710 | Sus | Y | Animal¦Other¦¦FailedFaulted
22-0083507 | Equipment Failure/Involved | Overhead | Crossarm, Wood | Broken | 2022 | Tier 2 - Elevated | Distribution Circuit | 7 | 9 | 2022-07-09 | 1752105 | Sus | Y | EquipmentFailureInvolved¦Overhead¦CrossarmWood¦Broken
22-0087634 | Unknown Cause | Patrol - found nothing |  |  | 2022 | Tier 2 - Elevated | Distribution Circuit | 7 | 20 | 2022-07-20 | 1761303 | Sus | Y | UnknownCause¦Patrolfoundnothing¦¦
22-0101130 | Equipment Failure/Involved | Overhead | Transformer (OH) | Failed/Faulted | 2022 | Tier 3 - Extreme | Transformer only | 8 | 23 | 2022-08-23 | 1788500 | Sus | Y | EquipmentFailureInvolved¦Overhead¦Transformer(OH)¦FailedFaulted
22-0101170 | Equipment Failure/Involved | Overhead | Transformer (OH) |  | 2022 | Tier 2 - Elevated | Transformer only | 8 | 24 | 2022-08-24 | 1788688 | Sus | Y | EquipmentFailureInvolved¦Overhead¦Transformer(OH)¦
22-0103001 | Unknown Cause | Patrol - found nothing |  |  | 2022 | Tier 2 - Elevated | Distribution Circuit | 8 | 29 | 2022-08-29 | 1794071 | Sus | Y | UnknownCause¦Patrolfoundnothing¦¦
22-0107127 | Unknown Cause | Patrol - found nothing |  |  | 2022 | Tier 2 - Elevated | Distribution Circuit | 9 | 7 | 2022-09-07 | 1803938 | Sus | Y | UnknownCause¦Patrolfoundnothing¦¦
22-0111175 | Equipment Failure/Involved | Overhead | Transformer (OH) | Broken | 2022 | Tier 2 - Elevated | Transformer only | 9 | 16 | 2022-09-16 | 1812478 | Sus | Y | EquipmentFailureInvolved¦Overhead¦Transformer(OH)¦Broken
22-0114049 | Vegetation | Tree - branch fell on line | Conductor, Overhead | Normal | 2022 | Tier 3 - Extreme | Distribution Circuit | 9 | 22 | 2022-09-22 | 1819644 | Sus | Y | Vegetation¦Treebranchfellonline¦ConductorOverhead¦Normal
22-0115932 | Unknown Cause | Patrol - found nothing |  |  | 2022 | Tier 3 - Extreme | Distribution Circuit | 9 | 28 | 2022-09-28 | 1823705 | Sus | Y | UnknownCause¦Patrolfoundnothing¦¦
22-0118856 | Vegetation | Tree - branch fell on line | Conductor, Overhead | Normal | 2022 | Tier 3 - Extreme | Distribution Circuit | 10 | 6 | 2022-10-06 | 1830742 | Sus | Y | Vegetation¦Treebranchfellonline¦ConductorOverhead¦Normal
22-0122048 | Equipment Failure/Involved | Overhead | Pole-Wood | Broken | 2022 | Tier 3 - Extreme | Distribution Circuit | 10 | 17 | 2022-10-17 | 1838903 | Sus | Y | EquipmentFailureInvolved¦Overhead¦PoleWood¦Broken
22-0123716 | Unknown Cause | Patrol - found nothing |  |  | 2022 | Tier 3 - Extreme | Distribution Circuit | 10 | 21 | 2022-10-21 | 1842377 | Sus | Y | UnknownCause¦Patrolfoundnothing¦¦
22-0125249 | Animal | Bird found | Conductor, Overhead | Normal | 2022 | Tier 2 - Elevated | Distribution Circuit | 10 | 27 | 2022-10-27 | 1846690 | Sus | Y | Animal¦Birdfound¦ConductorOverhead¦Normal
22-0135474 | Vegetation | Tree - fell into line | Conductor, Overhead | Burned/flashed | 2022 | Tier 2 - Elevated | Distribution Circuit | 12 | 1 | 2022-12-01 | 1872889 | Sus | N | Vegetation¦Treefellintoline¦ConductorOverhead¦Burnedflashed
22-0136404 | Unknown Cause | Patrol - found nothing |  |  | 2022 | Tier 2 - Elevated | Transformer only | 12 | 4 | 2022-12-04 | 1875606 | Sus | N | UnknownCause¦Patrolfoundnothing¦¦
22-0141976 | Vegetation | Tree - fell into line | Conductor, Overhead | Broken, wire on ground | 2022 | Tier 2 - Elevated | Distribution Circuit | 12 | 27 | 2022-12-27 | 1898364 | Sus | N | Vegetation¦Treefellintoline¦ConductorOverhead¦Brokenwireonground
22-0142622 | Vegetation | Tree - fell into line | Conductor, Overhead | Broken, wire on ground | 2022 | Tier 2 - Elevated | Distribution Circuit | 12 | 31 | 2022-12-31 | 1904088 | Sus | N | Vegetation¦Treefellintoline¦ConductorOverhead¦Brokenwireonground
15-0011382 | Unknown Cause | Patrol - found nothing |  |  | 2015 | Tier 2 - Elevated | Distribution Circuit | 2 | 7 | 2015-02-07 | 1181814 | Sus | N | UnknownCause¦Patrolfoundnothing¦¦
15-0012377 | Vegetation | Tree - fell into line | Conductor, Overhead | Broken, wire on ground | 2015 | Tier 2 - Elevated | Distribution Circuit | 2 | 10 | 2015-02-10 | 1187568 | Sus | N | Vegetation¦Treefellintoline¦ConductorOverhead¦Brokenwireonground
15-0013546 | Equipment Failure/Involved | Other | Cutout, fuse holder | Broken | 2015 | Tier 3 - Extreme | Transformer only | 2 | 16 | 2015-02-16 | 1190972 | Sus | N | EquipmentFailureInvolved¦Other¦Cutoutfuseholder¦Broken
15-0015189 | 3rd Party | Vehicle | Pole-Wood | Broken | 2015 | Tier 2 - Elevated | Distribution Circuit | 2 | 23 | 2015-02-23 | 1194678 | Sus | N | 3rdParty¦Vehicle¦PoleWood¦Broken
15-0025169 | Unknown Cause | Patrol - not conducted |  |  | 2015 | Tier 2 - Elevated | Distribution Circuit | 4 | 7 | 2015-04-07 | 1215598 | Sus | N | UnknownCause¦Patrolnotconducted¦¦
15-0029101 | Equipment Failure/Involved | Other | Jumper | Arcing | 2015 | Tier 3 - Extreme | Distribution Circuit | 4 | 23 | 2015-04-23 | 1224014 | Sus | N | EquipmentFailureInvolved¦Other¦Jumper¦Arcing
15-0032789 | Environmental/External | Lightning | Transformer | Failed/Faulted | 2015 | Tier 2 - Elevated | Transformer only | 5 | 7 | 2015-05-07 | 1231389 | Sus | Y | EnvironmentalExternal¦Lightning¦Transformer¦FailedFaulted
15-0033196 | Animal | Bird found | Recloser | Burned/flashed | 2015 | Tier 2 - Elevated | Distribution Circuit | 5 | 11 | 2015-05-11 | 1232443 | Sus | Y | Animal¦Birdfound¦Recloser¦Burnedflashed
15-0039003 | Unknown Cause | Patrol - found nothing |  |  | 2015 | Tier 2 - Elevated | Distribution Circuit | 6 | 6 | 2015-06-06 | 1244633 | Sus | Y | UnknownCause¦Patrolfoundnothing¦¦
15-0039137 | Equipment Failure/Involved | Overhead | Transformer (OH) | Failed/Faulted | 2015 | Tier 2 - Elevated | Distribution Circuit | 6 | 7 | 2015-06-07 | 1245209 | Sus | Y | EquipmentFailureInvolved¦Overhead¦Transformer(OH)¦FailedFaulted
15-0040526 | Vegetation | Tree - fell into line | Conductor, Overhead | Broken, wire on ground | 2015 | Tier 3 - Extreme | Distribution Circuit | 6 | 11 | 2015-06-11 | 1249521 | Sus | Y | Vegetation¦Treefellintoline¦ConductorOverhead¦Brokenwireonground
15-0043993 | Vegetation | Tree - fell into line | Conductor, Overhead | Normal | 2015 | Tier 3 - Extreme | Distribution Circuit | 6 | 29 | 2015-06-29 | 1258664 | Sus | Y | Vegetation¦Treefellintoline¦ConductorOverhead¦Normal
15-0045419 | Environmental/External | Lightning | Transformer (OH) | Failed/Faulted | 2015 | Tier 3 - Extreme | Transformer only | 7 | 3 | 2015-07-03 | 1262496 | Sus | Y | EnvironmentalExternal¦Lightning¦Transformer(OH)¦FailedFaulted
15-0045620 | Vegetation | Tree - fell into line | Conductor, Overhead | Broken, wire on ground | 2015 | Tier 2 - Elevated | Distribution Circuit | 7 | 6 | 2015-07-06 | 1263422 | Sus | Y | Vegetation¦Treefellintoline¦ConductorOverhead¦Brokenwireonground
15-0057350 | Equipment Failure/Involved | Overhead | Transformer | Failed/Faulted | 2015 | Tier 2 - Elevated | Transformer only | 8 | 25 | 2015-08-25 | 1294538 | Sus | Y | EquipmentFailureInvolved¦Overhead¦Transformer¦FailedFaulted
15-0061234 | Vegetation | Tree - branch fell on line | Conductor, Overhead | Broken, wire on ground | 2015 | Tier 3 - Extreme | Distribution Circuit | 9 | 14 | 2015-09-14 | 1305320 | Sus | Y | Vegetation¦Treebranchfellonline¦ConductorOverhead¦Brokenwireonground
15-0061350 | Vegetation | Tree - fell into line | Recloser | Arcing | 2015 | Tier 2 - Elevated | Distribution Circuit | 9 | 14 | 2015-09-14 | 1305763 | Sus | Y | Vegetation¦Treefellintoline¦Recloser¦Arcing
15-0062406 | Equipment Failure/Involved | Overhead | Transformer | Failed/Faulted | 2015 | Tier 2 - Elevated | Transformer only | 9 | 20 | 2015-09-20 | 1308992 | Sus | Y | EquipmentFailureInvolved¦Overhead¦Transformer¦FailedFaulted
15-0071359 | Environmental/External | Lightning | Transformer | Failed/Faulted | 2015 | Tier 2 - Elevated | Transformer only | 10 | 17 | 2015-10-17 | 1324430 | Sus | Y | EnvironmentalExternal¦Lightning¦Transformer¦FailedFaulted
15-0074785 | Vegetation | Tree - bark fell into line | Crossarm, Wood | Burned/flashed | 2015 | Tier 2 - Elevated | Distribution Circuit | 11 | 2 | 2015-11-02 | 1333252 | Sus | Y | Vegetation¦Treebarkfellintoline¦CrossarmWood¦Burnedflashed
15-0082348 | Unknown Cause | Patrol - found nothing |  |  | 2015 | Tier 2 - Elevated | Distribution Circuit | 12 | 3 | 2015-12-03 | 1352234 | Sus | N | UnknownCause¦Patrolfoundnothing¦¦
15-0083940 | Unknown Cause | Patrol - found nothing |  |  | 2015 | Tier 3 - Extreme | Distribution Circuit | 12 | 10 | 2015-12-10 | 1357495 | Sus | N | UnknownCause¦Patrolfoundnothing¦¦
15-0084773 | Equipment Failure/Involved | Overhead | Conductor, Overhead | Broken, wire on ground | 2015 | Tier 3 - Extreme | Distribution Circuit | 12 | 13 | 2015-12-13 | 1360443 | Sus | N | EquipmentFailureInvolved¦Overhead¦ConductorOverhead¦Brokenwireonground
15-0086274 | 3rd Party | Fire, house or bldg. | Customer Equipment | Burned Open | 2015 | Tier 3 - Extreme | Transformer only | 12 | 20 | 2015-12-20 | 1366973 | Sus | N | 3rdParty¦Firehouseorbldg¦CustomerEquipment¦BurnedOpen
15-0086829 | Vegetation | Tree - branch fell on line | Conductor, Overhead | Normal | 2015 | Tier 2 - Elevated | Distribution Circuit | 12 | 22 | 2015-12-22 | 1369811 | Sus | N | Vegetation¦Treebranchfellonline¦ConductorOverhead¦Normal
16-0002437 | Unknown Cause | Patrol - found nothing |  |  | 2016 | Tier 2 - Elevated | Distribution Circuit | 1 | 1 | 2016-01-01 | 1375620 | Sus | N | UnknownCause¦Patrolfoundnothing¦¦
16-0003353 | Equipment Failure/Involved | Overhead | Pole-Wood | Broken | 2016 | Tier 2 - Elevated | Distribution Circuit | 1 | 6 | 2016-01-06 | 1378244 | Sus | N | EquipmentFailureInvolved¦Overhead¦PoleWood¦Broken
16-0003423 | Vegetation | Tree - branch fell on line | Conductor, Overhead | Normal | 2016 | Tier 3 - Extreme | Distribution Circuit | 1 | 6 | 2016-01-06 | 1378360 | Sus | N | Vegetation¦Treebranchfellonline¦ConductorOverhead¦Normal
16-0003447 | Unknown Cause | Patrol - found nothing |  |  | 2016 | Tier 3 - Extreme | Distribution Circuit | 1 | 6 | 2016-01-06 | 1378127 | Sus | N | UnknownCause¦Patrolfoundnothing¦¦
16-0005408 | Vegetation | Tree - fell into line | Conductor, Overhead | Broken, wire on object | 2016 | Tier 2 - Elevated | Distribution Circuit | 1 | 14 | 2016-01-14 | 1383821 | Sus | N | Vegetation¦Treefellintoline¦ConductorOverhead¦Brokenwireonobject
16-0009465 | Vegetation | Tree - fell into line | Conductor, Overhead | Broken, wire on ground | 2016 | Tier 3 - Extreme | Distribution Circuit | 1 | 31 | 2016-01-31 | 1394945 | Sus | N | Vegetation¦Treefellintoline¦ConductorOverhead¦Brokenwireonground
16-0018331 | Vegetation | Tree - grew into line | Conductor, Overhead | Normal | 2016 | Tier 2 - Elevated | Transformer only | 3 | 6 | 2016-03-06 | 1420901 | Sus | N | Vegetation¦Treegrewintoline¦ConductorOverhead¦Normal
16-0018524 | Vegetation | Tree - fell into line | Conductor, Overhead | Together | 2016 | Tier 3 - Extreme | Distribution Circuit | 3 | 6 | 2016-03-06 | 1422479 | Sus | N | Vegetation¦Treefellintoline¦ConductorOverhead¦Together
16-0023188 | Equipment Failure/Involved | Overhead | Transformer (OH) | Deteriorated | 2016 | Tier 2 - Elevated | Distribution Circuit | 3 | 22 | 2016-03-22 | 1435943 | Sus | N | EquipmentFailureInvolved¦Overhead¦Transformer(OH)¦Deteriorated
16-0027593 | 3rd Party | Tree - cutting, 3rd party | Conductor, Overhead | Broken, wire on ground | 2016 | Tier 2 - Elevated | Distribution Circuit | 4 | 10 | 2016-04-10 | 1448240 | Sus | N | 3rdParty¦Treecutting3rdparty¦ConductorOverhead¦Brokenwireonground
16-0028389 | Unknown Cause | Patrol - found nothing |  |  | 2016 | Tier 2 - Elevated | Distribution Circuit | 4 | 13 | 2016-04-13 | 1450121 | Sus | N | UnknownCause¦Patrolfoundnothing¦¦
16-0030864 | Equipment Failure/Involved | Fire, pole | Pole-Wood | Burned/flashed | 2016 | Tier 2 - Elevated | Distribution Circuit | 4 | 22 | 2016-04-22 | 1456367 | Sus | N | EquipmentFailureInvolved¦Firepole¦PoleWood¦Burnedflashed
16-0034171 | Equipment Failure/Involved | Overhead | Crossarm, Wood | Broken | 2016 | Tier 2 - Elevated | Transformer only | 5 | 5 | 2016-05-05 | 1465446 | Sus | Y | EquipmentFailureInvolved¦Overhead¦CrossarmWood¦Broken
16-0034720 | Environmental/External | Lightning | Transformer (OH) | Broken | 2016 | Tier 2 - Elevated | Transformer only | 5 | 8 | 2016-05-08 | 1466706 | Sus | Y | EnvironmentalExternal¦Lightning¦Transformer(OH)¦Broken
16-0042015 | Equipment Failure/Involved | Overhead | Bushing | Failed/Faulted | 2016 | Tier 2 - Elevated | Distribution Circuit | 6 | 8 | 2016-06-08 | 1485349 | Sus | Y | EquipmentFailureInvolved¦Overhead¦Bushing¦FailedFaulted
16-0042015 | Equipment Failure/Involved | Overhead | Bushing | Failed/Faulted | 2016 | Tier 2 - Elevated | Distribution Circuit | 6 | 8 | 2016-06-08 | 1485349 | Sus | Y | EquipmentFailureInvolved¦Overhead¦Bushing¦FailedFaulted
16-0042413 | Equipment Failure/Involved | Overhead | Pole-Wood | Deteriorated | 2016 | Tier 2 - Elevated | Distribution Circuit | 6 | 10 | 2016-06-10 | 1486567 | Sus | Y | EquipmentFailureInvolved¦Overhead¦PoleWood¦Deteriorated
16-0047210 | Vegetation | Tree - fell into line | Conductor, Overhead | Broken, wire on ground | 2016 | Tier 2 - Elevated | Distribution Circuit | 6 | 30 | 2016-06-30 | 1499124 | Sus | Y | Vegetation¦Treefellintoline¦ConductorOverhead¦Brokenwireonground
16-0053408 | 3rd Party | Customer Equipment | Conductor, Overhead | Deteriorated | 2016 | Tier 3 - Extreme | Distribution Circuit | 7 | 28 | 2016-07-28 | 1518017 | Sus | Y | 3rdParty¦CustomerEquipment¦ConductorOverhead¦Deteriorated
16-0057199 | Environmental/External | Fire, Forest/Grass | Pole-Wood | Broken, wire on ground | 2016 | Tier 2 - Elevated | Distribution Circuit | 8 | 13 | 2016-08-13 | 1526214 | Sus | Y | EnvironmentalExternal¦FireForestGrass¦PoleWood¦Brokenwireonground
16-0059868 | Unknown Cause | Patrol - found nothing |  |  | 2016 | Tier 2 - Elevated | Distribution Circuit | 8 | 25 | 2016-08-25 | 1531841 | Sus | Y | UnknownCause¦Patrolfoundnothing¦¦
16-0062674 | Animal | Bird found | Conductor, Overhead | Broken, wire on ground | 2016 | Tier 2 - Elevated | Distribution Circuit | 9 | 6 | 2016-09-06 | 1537360 | Sus | Y | Animal¦Birdfound¦ConductorOverhead¦Brokenwireonground
16-0068333 | Unknown Cause | Patrol - found nothing |  |  | 2016 | Tier 2 - Elevated | Distribution Circuit | 9 | 29 | 2016-09-29 | 1549729 | Sus | Y | UnknownCause¦Patrolfoundnothing¦¦
16-0074899 | Environmental/External | Lightning | Transformer (OH) | Failed/Faulted | 2016 | Tier 2 - Elevated | Distribution Circuit | 10 | 24 | 2016-10-24 | 1568357 | Sus | Y | EnvironmentalExternal¦Lightning¦Transformer(OH)¦FailedFaulted
16-0074990 | Equipment Failure/Involved | Overhead | Transformer (OH) | Failed/Faulted | 2016 | Tier 3 - Extreme | Transformer only | 10 | 24 | 2016-10-24 | 1568417 | Sus | Y | EquipmentFailureInvolved¦Overhead¦Transformer(OH)¦FailedFaulted
16-0078219 | Vegetation | Tree - fell into line | Conductor, Overhead | Broken, wire on ground | 2016 | Tier 2 - Elevated | Distribution Circuit | 11 | 5 | 2016-11-05 | 1577113 | Sus | Y | Vegetation¦Treefellintoline¦ConductorOverhead¦Brokenwireonground
16-0082178 | Unknown Cause | Patrol - found nothing |  |  | 2016 | Tier 2 - Elevated | Distribution Circuit | 11 | 25 | 2016-11-25 | 1588476 | Sus | Y | UnknownCause¦Patrolfoundnothing¦¦
16-0082395 | Vegetation | Tree - fell into line | Conductor, Overhead | Normal | 2016 | Tier 3 - Extreme | Distribution Circuit | 11 | 27 | 2016-11-27 | 1589641 | Sus | Y | Vegetation¦Treefellintoline¦ConductorOverhead¦Normal
16-0082669 | Equipment Failure/Involved | Overhead | Connector or Splice (OH) | Broken, wire on ground | 2016 | Tier 3 - Extreme | Distribution Circuit | 11 | 28 | 2016-11-28 | 1590335 | Sus | Y | EquipmentFailureInvolved¦Overhead¦ConnectororSplice(OH)¦Brokenwireonground
17-0002779 | Vegetation | Tree - fell into line | Conductor, Overhead | Normal | 2017 | Tier 2 - Elevated | Transmission line | 1 | 2 | 2017-01-02 | 1614679 | Sus | N | Vegetation¦Treefellintoline¦ConductorOverhead¦Normal
17-0003363 | Vegetation | Tree - fell into line | Conductor, Overhead | Broken, wire on ground | 2017 | Tier 3 - Extreme | Distribution Circuit | 1 | 3 | 2017-01-03 | 1617210 | Sus | N | Vegetation¦Treefellintoline¦ConductorOverhead¦Brokenwireonground
17-0003607 | Vegetation | Tree - fell into line | Conductor, Overhead | Broken, wire on ground | 2017 | Tier 2 - Elevated | Distribution Circuit | 1 | 3 | 2017-01-03 | 1618353 | Sus | N | Vegetation¦Treefellintoline¦ConductorOverhead¦Brokenwireonground
17-0005046 | Vegetation | Tree - branch fell on line | Conductor, Overhead | Normal | 2017 | Tier 3 - Extreme | Distribution Circuit | 1 | 8 | 2017-01-08 | 1623786 | Sus | N | Vegetation¦Treebranchfellonline¦ConductorOverhead¦Normal
17-0006749 | Vegetation | Tree - fell into line | Conductor, Overhead | Broken | 2017 | Tier 2 - Elevated | Distribution Circuit | 1 | 8 | 2017-01-08 | 1629000 | Sus | N | Vegetation¦Treefellintoline¦ConductorOverhead¦Broken
17-0006904 | Vegetation | Tree - fell into line | Conductor, Overhead | Broken, wire on ground | 2017 | Tier 2 - Elevated | Distribution Circuit | 1 | 10 | 2017-01-10 | 1635231 | Sus | N | Vegetation¦Treefellintoline¦ConductorOverhead¦Brokenwireonground
17-0007250 | Unknown Cause | Patrol - found nothing |  |  | 2017 | Tier 3 - Extreme | Distribution Circuit | 1 | 10 | 2017-01-10 | 1635119 | Sus | N | UnknownCause¦Patrolfoundnothing¦¦
17-0007725 | Vegetation | Tree - fell into line | Crossarm, Wood | Broken, wire on ground | 2017 | Tier 2 - Elevated | Distribution Circuit | 1 | 11 | 2017-01-11 | 1639605 | Sus | N | Vegetation¦Treefellintoline¦CrossarmWood¦Brokenwireonground
17-0010595 | Vegetation | Tree - fell into line | Conductor, Overhead | Together | 2017 | Tier 2 - Elevated | Distribution Circuit | 1 | 18 | 2017-01-18 | 1649527 | Sus | N | Vegetation¦Treefellintoline¦ConductorOverhead¦Together
17-0011326 | Vegetation | Tree - fell into line | Conductor, Overhead | Broken, wire on object | 2017 | Tier 2 - Elevated | Distribution Circuit | 1 | 20 | 2017-01-20 | 1653191 | Sus | N | Vegetation¦Treefellintoline¦ConductorOverhead¦Brokenwireonobject
17-0011646 | Vegetation | Tree - fell into line | Conductor, Overhead | Broken, wire on ground | 2017 | Tier 3 - Extreme | Distribution Circuit | 1 | 20 | 2017-01-20 | 1654386 | Sus | N | Vegetation¦Treefellintoline¦ConductorOverhead¦Brokenwireonground
17-0011676 | Vegetation | Tree - fell into line | Conductor, Overhead | Broken, wire on ground | 2017 | Tier 3 - Extreme | Distribution Circuit | 1 | 20 | 2017-01-20 | 1654572 | Sus | N | Vegetation¦Treefellintoline¦ConductorOverhead¦Brokenwireonground
17-0013009 | Vegetation | Tree - fell into line | Conductor, Overhead | Normal | 2017 | Tier 2 - Elevated | Distribution Circuit | 1 | 22 | 2017-01-22 | 1658315 | Sus | N | Vegetation¦Treefellintoline¦ConductorOverhead¦Normal
17-0013076 | Vegetation | Tree - fell into line | Conductor, Overhead | Together | 2017 | Tier 3 - Extreme | Distribution Circuit | 1 | 22 | 2017-01-22 | 1660619 | Sus | N | Vegetation¦Treefellintoline¦ConductorOverhead¦Together
17-0013306 | Unknown Cause | Patrol - found nothing |  |  | 2017 | Tier 2 - Elevated | Distribution Circuit | 1 | 22 | 2017-01-22 | 1658283 | Sus | N | UnknownCause¦Patrolfoundnothing¦¦
17-0013375 | 3rd Party | Other | Conductor, Overhead | Broken | 2017 | Tier 3 - Extreme | Distribution Circuit | 1 | 22 | 2017-01-22 | 1657995 | Sus | N | 3rdParty¦Other¦ConductorOverhead¦Broken
17-0013580 | Vegetation | Tree - fell into line | Conductor, Overhead | Broken, wire on ground | 2017 | Tier 3 - Extreme | Distribution Circuit | 1 | 23 | 2017-01-23 | 1662662 | Sus | N | Vegetation¦Treefellintoline¦ConductorOverhead¦Brokenwireonground
17-0019094 | Vegetation | Tree - fell into line | Conductor, Overhead | Broken, wire on ground | 2017 | Tier 2 - Elevated | Distribution Circuit | 2 | 8 | 2017-02-08 | 1681816 | Sus | N | Vegetation¦Treefellintoline¦ConductorOverhead¦Brokenwireonground
17-0020042 | Equipment Failure/Involved | Overhead | Transformer (OH) | Broken | 2017 | Tier 3 - Extreme | Distribution Circuit | 2 | 10 | 2017-02-10 | 1685667 | Sus | N | EquipmentFailureInvolved¦Overhead¦Transformer(OH)¦Broken
17-0020782 | Equipment Failure/Involved | Overhead | Transformer (OH) | Normal | 2017 | Tier 2 - Elevated | Transformer only | 2 | 13 | 2017-02-13 | 1687680 | Sus | N | EquipmentFailureInvolved¦Overhead¦Transformer(OH)¦Normal
17-0021472 | Vegetation | Tree - branch fell on line | Fuse | Failed/Faulted | 2017 | Tier 3 - Extreme | Distribution Circuit | 2 | 16 | 2017-02-16 | 1690075 | Sus | N | Vegetation¦Treebranchfellonline¦Fuse¦FailedFaulted
17-0022779 | Equipment Failure/Involved | Overhead | Connector or Splice (OH) | Burned Open | 2017 | Tier 2 - Elevated | Transformer only | 2 | 17 | 2017-02-17 | 1698561 | Sus | N | EquipmentFailureInvolved¦Overhead¦ConnectororSplice(OH)¦BurnedOpen
17-0025156 | Equipment Failure/Involved | Underground | Conductor, Underground | Burned/flashed | 2017 | Tier 2 - Elevated | Distribution Circuit | 2 | 21 | 2017-02-21 | 1707926 | Sus | N | EquipmentFailureInvolved¦Underground¦ConductorUnderground¦Burnedflashed
17-0025621 | Equipment Failure/Involved | Overhead | Conductor, Overhead | Broken, wire on ground | 2017 | Tier 2 - Elevated | Distribution Circuit | 2 | 20 | 2017-02-20 | 1704476 | Sus | N | EquipmentFailureInvolved¦Overhead¦ConductorOverhead¦Brokenwireonground
17-0032510 | Vegetation | Tree - fell into line | Conductor, Overhead | Broken, wire on ground | 2017 | Tier 3 - Extreme | Distribution Circuit | 3 | 21 | 2017-03-21 | 1732372 | Sus | N | Vegetation¦Treefellintoline¦ConductorOverhead¦Brokenwireonground
17-0037613 | Vegetation | Tree - fell into line | Conductor, Overhead | Broken, wire on ground | 2017 | Tier 3 - Extreme | Distribution Circuit | 4 | 7 | 2017-04-07 | 1749224 | Sus | N | Vegetation¦Treefellintoline¦ConductorOverhead¦Brokenwireonground
17-0039607 | Equipment Failure/Involved | Overhead | Transformer (OH) | Failed/Faulted | 2017 | Tier 3 - Extreme | Transformer only | 4 | 12 | 2017-04-12 | 1755832 | Sus | N | EquipmentFailureInvolved¦Overhead¦Transformer(OH)¦FailedFaulted
17-0041169 | Vegetation | Tree - branch fell on line | Conductor, Overhead | Broken, wire on ground | 2017 | Tier 2 - Elevated | Distribution Circuit | 4 | 18 | 2017-04-18 | 1760333 | Sus | N | Vegetation¦Treebranchfellonline¦ConductorOverhead¦Brokenwireonground
17-0042147 | Equipment Failure/Involved | Overhead | Cutout, fuse holder | Broken | 2017 | Tier 2 - Elevated | Distribution Circuit | 4 | 22 | 2017-04-22 | 1765004 | Sus | N | EquipmentFailureInvolved¦Overhead¦Cutoutfuseholder¦Broken
17-0042343 | Unknown Cause | Patrol - found nothing |  |  | 2017 | Tier 2 - Elevated | Distribution Circuit | 4 | 24 | 2017-04-24 | 1765703 | Sus | N | UnknownCause¦Patrolfoundnothing¦¦
17-0051107 | Unknown Cause | Patrol - found nothing |  |  | 2017 | Tier 2 - Elevated | Distribution Circuit | 5 | 26 | 2017-05-26 | 1791627 | Sus | Y | UnknownCause¦Patrolfoundnothing¦¦
17-0054707 | Vegetation | Tree - fell into line | Conductor, Overhead | Normal | 2017 | Tier 3 - Extreme | Distribution Circuit | 6 | 12 | 2017-06-12 | 1803043 | Sus | Y | Vegetation¦Treefellintoline¦ConductorOverhead¦Normal
17-0057602 | Animal | Bird found |  | Failed/Faulted | 2017 | Tier 2 - Elevated | Transformer only | 6 | 22 | 2017-06-22 | 1814588 | Sus | Y | Animal¦Birdfound¦¦FailedFaulted
17-0060207 | Unknown Cause | Patrol - found nothing |  |  | 2017 | Tier 2 - Elevated | Distribution Circuit | 7 | 3 | 2017-07-03 | 1822749 | Sus | Y | UnknownCause¦Patrolfoundnothing¦¦
17-0060337 | Equipment Failure/Involved | Overhead | Transformer | Failed/Faulted | 2017 | Tier 3 - Extreme | Transformer only | 7 | 3 | 2017-07-03 | 1823116 | Sus | Y | EquipmentFailureInvolved¦Overhead¦Transformer¦FailedFaulted
17-0063126 | Vegetation | Tree - fell into line | Conductor, Overhead | Broken, wire on ground | 2017 | Tier 2 - Elevated | Distribution Circuit | 7 | 15 | 2017-07-15 | 1832213 | Sus | Y | Vegetation¦Treefellintoline¦ConductorOverhead¦Brokenwireonground
17-0064321 | Equipment Failure/Involved | Overhead | Crossarm, Wood | Broken, wire on ground | 2017 | Tier 2 - Elevated | Distribution Circuit | 7 | 20 | 2017-07-20 | 1836440 | Sus | Y | EquipmentFailureInvolved¦Overhead¦CrossarmWood¦Brokenwireonground
17-0067513 | Equipment Failure/Involved | Overhead | Transformer (OH) | Failed/Faulted | 2017 | Tier 2 - Elevated | Transformer only | 8 | 2 | 2017-08-02 | 1844981 | Sus | Y | EquipmentFailureInvolved¦Overhead¦Transformer(OH)¦FailedFaulted
17-0073085 | Equipment Failure/Involved | Underground | Conductor, Underground | Broken | 2017 | Tier 2 - Elevated | Distribution Circuit | 8 | 26 | 2017-08-26 | 1860125 | Sus | Y | EquipmentFailureInvolved¦Underground¦ConductorUnderground¦Broken
17-0080596 | Unknown Cause | Patrol - found nothing |  |  | 2017 | Tier 3 - Extreme | Distribution Circuit | 9 | 21 | 2017-09-21 | 1883194 | Sus | Y | UnknownCause¦Patrolfoundnothing¦¦
17-0083731 | 3rd Party | Vehicle | Secondary | Normal | 2017 | Tier 2 - Elevated | Distribution Circuit | 10 | 3 | 2017-10-03 | 1889985 | Sus | Y | 3rdParty¦Vehicle¦Secondary¦Normal
17-0084386 | Unknown Cause | Patrol - found nothing |  |  | 2017 | Tier 2 - Elevated | Distribution Circuit | 10 | 5 | 2017-10-05 | 1891229 | Sus | Y | UnknownCause¦Patrolfoundnothing¦¦
17-0085214 | Vegetation | Tree - fell into line | Conductor, Overhead | Broken, wire on ground | 2017 | Tier 2 - Elevated | Distribution Circuit | 10 | 8 | 2017-10-08 | 1893966 | Sus | Y | Vegetation¦Treefellintoline¦ConductorOverhead¦Brokenwireonground
17-0086438 | Environmental/External | Fire, Forest/Grass | Pole-Wood | Burned/flashed | 2017 | Tier 2 - Elevated | Distribution Circuit | 10 | 8 | 2017-10-08 | 1898727 | Sus | Y | EnvironmentalExternal¦FireForestGrass¦PoleWood¦Burnedflashed
17-0087490 | Environmental/External | Fire, Forest/Grass | Secondary | Burned/flashed | 2017 | Tier 2 - Elevated | Transformer only | 10 | 14 | 2017-10-14 | 1901259 | Sus | Y | EnvironmentalExternal¦FireForestGrass¦Secondary¦Burnedflashed
17-0087579 | Environmental/External | Fire, Forest/Grass | Pole-Wood | Broken | 2017 | Tier 2 - Elevated | Distribution Circuit | 10 | 9 | 2017-10-09 | 1901442 | Sus | Y | EnvironmentalExternal¦FireForestGrass¦PoleWood¦Broken
17-0089281 | Unknown Cause | Patrol - found nothing |  |  | 2017 | Tier 3 - Extreme | Distribution Circuit | 10 | 20 | 2017-10-20 | 1906196 | Sus | Y | UnknownCause¦Patrolfoundnothing¦¦
17-0089411 | Unknown Cause | Patrol - found nothing |  |  | 2017 | Tier 3 - Extreme | Distribution Circuit | 10 | 21 | 2017-10-21 | 1906811 | Sus | Y | UnknownCause¦Patrolfoundnothing¦¦
17-0089526 | Equipment Failure/Involved | Overhead | Fuse | Broken | 2017 | Tier 2 - Elevated | Distribution Circuit | 10 | 22 | 2017-10-22 | 1907363 | Sus | Y | EquipmentFailureInvolved¦Overhead¦Fuse¦Broken
17-0092560 | Equipment Failure/Involved | Overhead | Transformer (OH) | Failed/Faulted | 2017 | Tier 2 - Elevated | Distribution Circuit | 11 | 3 | 2017-11-03 | 1915432 | Sus | Y | EquipmentFailureInvolved¦Overhead¦Transformer(OH)¦FailedFaulted
17-0092808 | Equipment Failure/Involved | Overhead | Secondary | Broken | 2017 | Tier 3 - Extreme | Transformer only | 11 | 5 | 2017-11-05 | 1916439 | Sus | Y | EquipmentFailureInvolved¦Overhead¦Secondary¦Broken
17-0094334 | Equipment Failure/Involved | Overhead | Insulator | Broken, wire on object | 2017 | Tier 3 - Extreme | Distribution Circuit | 11 | 10 | 2017-11-10 | 1920300 | Sus | Y | EquipmentFailureInvolved¦Overhead¦Insulator¦Brokenwireonobject
17-0095742 | 3rd Party | Vehicle | Pole-Wood | Broken | 2017 | Tier 2 - Elevated | Distribution Circuit | 11 | 16 | 2017-11-16 | 1924221 | Sus | Y | 3rdParty¦Vehicle¦PoleWood¦Broken
17-0097391 | Equipment Failure/Involved | Overhead | Transformer | Broken | 2017 | Tier 3 - Extreme | Transformer only | 11 | 24 | 2017-11-24 | 1928521 | Sus | Y | EquipmentFailureInvolved¦Overhead¦Transformer¦Broken
17-0097405 | Animal | Squirrel | Fuse | Failed/Faulted | 2017 | Tier 2 - Elevated | Distribution Circuit | 11 | 24 | 2017-11-24 | 1928746 | Sus | Y | Animal¦Squirrel¦Fuse¦FailedFaulted
17-0099371 | Animal | Bird found | Conductor, Overhead | Normal | 2017 | Tier 3 - Extreme | Distribution Circuit | 12 | 3 | 2017-12-03 | 1934331 | Sus | N | Animal¦Birdfound¦ConductorOverhead¦Normal
17-0099373 | Unknown Cause | Patrol - not conducted |  |  | 2017 | Tier 2 - Elevated | Distribution Circuit | 12 | 3 | 2017-12-03 | 1934317 | Sus | N | UnknownCause¦Patrolnotconducted¦¦
17-0100736 | Animal | Bird found | Conductor, Overhead | Normal | 2017 | Tier 2 - Elevated | Distribution Circuit | 12 | 8 | 2017-12-08 | 1938689 | Sus | N | Animal¦Birdfound¦ConductorOverhead¦Normal
17-0102797 | Vegetation | Tree - bark fell into line | Secondary | Together | 2017 | Tier 2 - Elevated | Transformer only | 12 | 20 | 2017-12-20 | 1948546 | Sus | N | Vegetation¦Treebarkfellintoline¦Secondary¦Together
17-0103410 | Unknown Cause | Patrol - found nothing |  |  | 2017 | Tier 3 - Extreme | Distribution Circuit | 12 | 27 | 2017-12-27 | 1951913 | Sus | N | UnknownCause¦Patrolfoundnothing¦¦
18-0003644 | Vegetation | Tree - fell into line | Conductor, Overhead | Broken, wire on ground | 2018 | Tier 2 - Elevated | Distribution Circuit | 1 | 4 | 2018-01-04 | 1827 | Sus | N | Vegetation¦Treefellintoline¦ConductorOverhead¦Brokenwireonground
18-0010938 | Equipment Failure/Involved | Overhead | Crossarm, Wood | Broken | 2018 | Tier 2 - Elevated | Distribution Circuit | 2 | 1 | 2018-02-01 | 17914 | Sus | N | EquipmentFailureInvolved¦Overhead¦CrossarmWood¦Broken
18-0013584 | Equipment Failure/Involved | Overhead | Pole-Wood | Broken | 2018 | Tier 2 - Elevated | Distribution Circuit | 2 | 12 | 2018-02-12 | 23563 | Sus | N | EquipmentFailureInvolved¦Overhead¦PoleWood¦Broken
18-0015243 | Vegetation | Tree - branch fell on line | Conductor, Overhead | Normal | 2018 | Tier 3 - Extreme | Distribution Circuit | 2 | 18 | 2018-02-18 | 26703 | Sus | N | Vegetation¦Treebranchfellonline¦ConductorOverhead¦Normal
18-0015324 | Vegetation | Tree - branch fell on line | Conductor, Overhead | Broken, wire on ground | 2018 | Tier 2 - Elevated | Distribution Circuit | 2 | 19 | 2018-02-19 | 26947 | Sus | N | Vegetation¦Treebranchfellonline¦ConductorOverhead¦Brokenwireonground
18-0018079 | Animal | Bird found | Conductor, Overhead | Normal | 2018 | Tier 2 - Elevated | Distribution Circuit | 2 | 28 | 2018-02-28 | 33447 | Sus | N | Animal¦Birdfound¦ConductorOverhead¦Normal
18-0019404 | Vegetation | Tree - fell into line | Insulator | Broken | 2018 | Tier 3 - Extreme | Distribution Circuit | 3 | 3 | 2018-03-03 | 37164 | Sus | N | Vegetation¦Treefellintoline¦Insulator¦Broken
18-0022498 | Equipment Failure/Involved | Overhead | Other | Broken | 2018 | Tier 2 - Elevated | Distribution Circuit | 3 | 14 | 2018-03-14 | 43724 | Sus | N | EquipmentFailureInvolved¦Overhead¦Other¦Broken
18-0023217 | 3rd Party | Vehicle | Conductor, Overhead | Broken, wire on ground | 2018 | Tier 3 - Extreme | Distribution Circuit | 3 | 15 | 2018-03-15 | 45137 | Sus | N | 3rdParty¦Vehicle¦ConductorOverhead¦Brokenwireonground
18-0023541 | Vegetation | Tree - fell into line | Transformer | Failed/Faulted | 2018 | Tier 3 - Extreme | Transformer only | 3 | 16 | 2018-03-16 | 46023 | Sus | N | Vegetation¦Treefellintoline¦Transformer¦FailedFaulted
18-0023807 | Vegetation | Tree - branch fell on line | Conductor, Overhead | Normal | 2018 | Tier 3 - Extreme | Distribution Circuit | 3 | 16 | 2018-03-16 | 46998 | Sus | N | Vegetation¦Treebranchfellonline¦ConductorOverhead¦Normal
18-0023881 | Equipment Failure/Involved | Overhead | Fuse | Normal | 2018 | Tier 3 - Extreme | Distribution Circuit | 3 | 17 | 2018-03-17 | 46637 | Sus | N | EquipmentFailureInvolved¦Overhead¦Fuse¦Normal
18-0026162 | Equipment Failure/Involved | Overhead | Transformer (OH) | Broken | 2018 | Tier 2 - Elevated | Transformer only | 3 | 23 | 2018-03-23 | 51831 | Sus | N | EquipmentFailureInvolved¦Overhead¦Transformer(OH)¦Broken
18-0027460 | Equipment Failure/Involved | Overhead | Secondary | Normal | 2018 | Tier 2 - Elevated | Distribution Circuit | 3 | 28 | 2018-03-28 | 55084 | Sus | N | EquipmentFailureInvolved¦Overhead¦Secondary¦Normal
18-0029677 | Equipment Failure/Involved | Overhead | Transformer (OH) | Broken | 2018 | Tier 2 - Elevated | Transformer only | 4 | 5 | 2018-04-05 | 60047 | Sus | N | EquipmentFailureInvolved¦Overhead¦Transformer(OH)¦Broken
18-0032165 | Animal | Squirrel |  | Normal | 2018 | Tier 2 - Elevated | Transformer only | 4 | 13 | 2018-04-13 | 66501 | Sus | N | Animal¦Squirrel¦¦Normal
18-0036488 | Unknown Cause | Patrol - not conducted |  |  | 2018 | Tier 2 - Elevated | Distribution Circuit | 4 | 28 | 2018-04-28 | 75965 | Sus | N | UnknownCause¦Patrolnotconducted¦¦
18-0037858 | Vegetation | Tree - branch fell on line | Pole-Wood | Broken, wire on object | 2018 | Tier 2 - Elevated | Distribution Circuit | 5 | 2 | 2018-05-02 | 78529 | Sus | Y | Vegetation¦Treebranchfellonline¦PoleWood¦Brokenwireonobject
18-0040464 | Vegetation | Tree - fell into line | Conductor, Overhead | Together | 2018 | Tier 2 - Elevated | Distribution Circuit | 5 | 12 | 2018-05-12 | 84588 | Sus | Y | Vegetation¦Treefellintoline¦ConductorOverhead¦Together
18-0042515 | Equipment Failure/Involved | Overhead | Transformer | Failed/Faulted | 2018 | Tier 3 - Extreme | Transformer only | 5 | 19 | 2018-05-19 | 89604 | Sus | Y | EquipmentFailureInvolved¦Overhead¦Transformer¦FailedFaulted
18-0046247 | Equipment Failure/Involved | Overhead | Conductor, Overhead | Together | 2018 | Tier 2 - Elevated | Distribution Circuit | 6 | 1 | 2018-06-01 | 98404 | Sus | Y | EquipmentFailureInvolved¦Overhead¦ConductorOverhead¦Together
18-0047739 | 3rd Party | Vehicle | Recloser | Burned/flashed | 2018 | Tier 2 - Elevated | Distribution Circuit | 6 | 5 | 2018-06-05 | 102381 | Sus | Y | 3rdParty¦Vehicle¦Recloser¦Burnedflashed
18-0054406 | Unknown Cause | Patrol - found nothing |  |  | 2018 | Tier 3 - Extreme | Distribution Circuit | 6 | 25 | 2018-06-25 | 117883 | Sus | Y | UnknownCause¦Patrolfoundnothing¦¦
18-0054467 | Animal | Squirrel | Fuse | Failed/Faulted | 2018 | Tier 2 - Elevated | Distribution Circuit | 6 | 26 | 2018-06-26 | 118263 | Sus | Y | Animal¦Squirrel¦Fuse¦FailedFaulted
18-0059434 | Unknown Cause | Patrol - found nothing |  |  | 2018 | Tier 2 - Elevated | Transformer only | 7 | 13 | 2018-07-13 | 130390 | Sus | Y | UnknownCause¦Patrolfoundnothing¦¦
18-0059458 | 3rd Party | Aircraft | Conductor, Overhead | Broken, wire on ground | 2018 | Tier 2 - Elevated | Distribution Circuit | 7 | 13 | 2018-07-13 | 130527 | Sus | Y | 3rdParty¦Aircraft¦ConductorOverhead¦Brokenwireonground
18-0060486 | Equipment Failure/Involved | Overhead | Transformer | Failed/Faulted | 2018 | Tier 2 - Elevated | Transformer only | 7 | 17 | 2018-07-17 | 133464 | Sus | Y | EquipmentFailureInvolved¦Overhead¦Transformer¦FailedFaulted
18-0061650 | Equipment Failure/Involved | Overhead | Conductor, Overhead | Broken, wire on ground | 2018 | Tier 2 - Elevated | Distribution Circuit | 7 | 19 | 2018-07-19 | 135927 | Sus | Y | EquipmentFailureInvolved¦Overhead¦ConductorOverhead¦Brokenwireonground
18-0062559 | Equipment Failure/Involved | Overhead | Transformer | Failed/Faulted | 2018 | Tier 3 - Extreme | Transformer only | 7 | 22 | 2018-07-22 | 137733 | Sus | Y | EquipmentFailureInvolved¦Overhead¦Transformer¦FailedFaulted
18-0068080 | Environmental/External | Fire, Forest/Grass | Pole-Wood | Burned/flashed | 2018 | Tier 3 - Extreme | Distribution Circuit | 7 | 26 | 2018-07-26 | 151659 | Sus | Y | EnvironmentalExternal¦FireForestGrass¦PoleWood¦Burnedflashed
18-0075466 | Equipment Failure/Involved | Overhead | Pole-Wood | Broken | 2018 | Tier 3 - Extreme | Distribution Circuit | 8 | 31 | 2018-08-31 | 166185 | Sus | Y | EquipmentFailureInvolved¦Overhead¦PoleWood¦Broken
18-0078680 | Animal | Squirrel | Conductor, Overhead | Normal | 2018 | Tier 3 - Extreme | Distribution Circuit | 9 | 11 | 2018-09-11 | 172490 | Sus | Y | Animal¦Squirrel¦ConductorOverhead¦Normal
18-0082648 | Animal | Other | Conductor, Overhead | Normal | 2018 | Tier 3 - Extreme | Transmission line | 9 | 24 | 2018-09-24 | 179980 | Sus | Y | Animal¦Other¦ConductorOverhead¦Normal
18-0101183 | Animal | Squirrel | Conductor, Overhead | Normal | 2018 | Tier 2 - Elevated | Distribution Circuit | 11 | 19 | 2018-11-19 | 218495 | Sus | Y | Animal¦Squirrel¦ConductorOverhead¦Normal
18-0101278 | Environmental/External | Fire, Forest/Grass | Pole-Wood | Burned/flashed | 2018 | Tier 3 - Extreme | Distribution Circuit | 11 | 8 | 2018-11-08 | 218644 | Sus | Y | EnvironmentalExternal¦FireForestGrass¦PoleWood¦Burnedflashed
18-0101583 | Unknown Cause | Patrol - found nothing |  |  | 2018 | Tier 2 - Elevated | Distribution Circuit | 11 | 20 | 2018-11-20 | 219247 | Sus | Y | UnknownCause¦Patrolfoundnothing¦¦
18-0102516 | Environmental/External | Fire, Forest/Grass | Pole-Wood | Burned/flashed | 2018 | Tier 3 - Extreme | Distribution Circuit | 11 | 8 | 2018-11-08 | 222726 | Sus | Y | EnvironmentalExternal¦FireForestGrass¦PoleWood¦Burnedflashed
18-0105329 | Unknown Cause | Patrol - found nothing |  |  | 2018 | Tier 3 - Extreme | Distribution Circuit | 11 | 29 | 2018-11-29 | 229513 | Sus | Y | UnknownCause¦Patrolfoundnothing¦¦
18-0110474 | Vegetation | Tree - fell into line | Conductor, Overhead | Broken, wire on ground | 2018 | Tier 3 - Extreme | Distribution Circuit | 12 | 24 | 2018-12-24 | 246354 | Sus | N | Vegetation¦Treefellintoline¦ConductorOverhead¦Brokenwireonground
18-0110512 | Vegetation | Tree - branch fell on line | Conductor, Overhead | Broken | 2018 | Tier 2 - Elevated | Distribution Circuit | 12 | 24 | 2018-12-24 | 246374 | Sus | N | Vegetation¦Treebranchfellonline¦ConductorOverhead¦Broken
18-0110704 | Unknown Cause | Patrol - not conducted |  |  | 2018 | Tier 2 - Elevated | Distribution Circuit | 12 | 26 | 2018-12-26 | 247280 | Sus | N | UnknownCause¦Patrolnotconducted¦¦
19-0006625 | Vegetation | Tree - branch fell on line | Conductor, Overhead | Normal | 2019 | Tier 3 - Extreme | Distribution Circuit | 1 | 8 | 2019-01-08 | 261099 | Sus | N | Vegetation¦Treebranchfellonline¦ConductorOverhead¦Normal
19-0007014 | Equipment Failure/Involved | Fire, pole | Crossarm, Wood | Burned/flashed | 2019 | Tier 3 - Extreme | Distribution Circuit | 1 | 9 | 2019-01-09 | 261750 | Sus | N | EquipmentFailureInvolved¦Firepole¦CrossarmWood¦Burnedflashed
19-0010559 | Unknown Cause | Patrol - found nothing |  |  | 2019 | Tier 2 - Elevated | Distribution Circuit | 1 | 16 | 2019-01-16 | 268897 | Sus | N | UnknownCause¦Patrolfoundnothing¦¦
19-0010701 | Vegetation | Tree - branch fell on line | Conductor, Overhead | Together | 2019 | Tier 3 - Extreme | Distribution Circuit | 1 | 16 | 2019-01-16 | 270622 | Sus | N | Vegetation¦Treebranchfellonline¦ConductorOverhead¦Together
19-0011085 | Vegetation | Tree - fell into line | Conductor, Overhead | Broken, wire on ground | 2019 | Tier 3 - Extreme | Distribution Circuit | 1 | 17 | 2019-01-17 | 274066 | Sus | N | Vegetation¦Treefellintoline¦ConductorOverhead¦Brokenwireonground
19-0011377 | Equipment Failure/Involved | Overhead | Jumper | Broken | 2019 | Tier 2 - Elevated | Distribution Circuit | 1 | 17 | 2019-01-17 | 274892 | Sus | N | EquipmentFailureInvolved¦Overhead¦Jumper¦Broken
19-0015502 | Equipment Failure/Involved | Overhead | Transformer | Failed/Faulted | 2019 | Tier 3 - Extreme | Transformer only | 1 | 29 | 2019-01-29 | 283107 | Sus | N | EquipmentFailureInvolved¦Overhead¦Transformer¦FailedFaulted
19-0017434 | Environmental/External | Lightning | Transformer | Failed/Faulted | 2019 | Tier 2 - Elevated | Distribution Circuit | 2 | 2 | 2019-02-02 | 287718 | Sus | N | EnvironmentalExternal¦Lightning¦Transformer¦FailedFaulted
19-0018225 | Vegetation | Tree - fell into line | Conductor, Overhead | Broken, wire on ground | 2019 | Tier 3 - Extreme | Distribution Circuit | 2 | 5 | 2019-02-05 | 291233 | Sus | N | Vegetation¦Treefellintoline¦ConductorOverhead¦Brokenwireonground
19-0018800 | Unknown Cause | Patrol - not conducted |  |  | 2019 | Tier 2 - Elevated | Distribution Circuit | 2 | 5 | 2019-02-05 | 291330 | Sus | N | UnknownCause¦Patrolnotconducted¦¦
19-0021094 | Vegetation | Tree - fell into line | Conductor, Overhead | Normal | 2019 | Tier 3 - Extreme | Distribution Circuit | 2 | 10 | 2019-02-10 | 299970 | Sus | N | Vegetation¦Treefellintoline¦ConductorOverhead¦Normal
19-0021547 | Vegetation | Tree - fell into line | Conductor, Overhead | Normal | 2019 | Tier 3 - Extreme | Distribution Circuit | 2 | 12 | 2019-02-12 | 300803 | Sus | N | Vegetation¦Treefellintoline¦ConductorOverhead¦Normal
19-0022098 | Vegetation | Tree - fell into line | Transformer | Broken | 2019 | Tier 2 - Elevated | Transformer only | 2 | 13 | 2019-02-13 | 302455 | Sus | N | Vegetation¦Treefellintoline¦Transformer¦Broken
19-0023109 | Vegetation | Tree - fell into line | Conductor, Overhead | Broken, wire on ground | 2019 | Tier 3 - Extreme | Distribution Circuit | 2 | 14 | 2019-02-14 | 307726 | Sus | N | Vegetation¦Treefellintoline¦ConductorOverhead¦Brokenwireonground
19-0023442 | Equipment Failure/Involved | Overhead | Conductor, Overhead | Normal | 2019 | Tier 3 - Extreme | Distribution Circuit | 2 | 14 | 2019-02-14 | 309464 | Sus | N | EquipmentFailureInvolved¦Overhead¦ConductorOverhead¦Normal
19-0023489 | Vegetation | Tree - fell into line | Conductor, Overhead | Broken, wire on ground | 2019 | Tier 2 - Elevated | Distribution Circuit | 2 | 13 | 2019-02-13 | 310127 | Sus | N | Vegetation¦Treefellintoline¦ConductorOverhead¦Brokenwireonground
19-0024123 | Vegetation | Tree - fell into line | Conductor, Overhead | Broken, wire on ground | 2019 | Tier 2 - Elevated | Distribution Circuit | 2 | 15 | 2019-02-15 | 311642 | Sus | N | Vegetation¦Treefellintoline¦ConductorOverhead¦Brokenwireonground
19-0025621 | Vegetation | Tree - fell into line | Conductor, Overhead | Broken | 2019 | Tier 2 - Elevated | Distribution Circuit | 2 | 13 | 2019-02-13 | 317591 | Sus | N | Vegetation¦Treefellintoline¦ConductorOverhead¦Broken
19-0026297 | Equipment Failure/Involved | Overhead | Transformer | Deteriorated | 2019 | Tier 2 - Elevated | Transformer only | 2 | 19 | 2019-02-19 | 319264 | Sus | N | EquipmentFailureInvolved¦Overhead¦Transformer¦Deteriorated
19-0026319 | Environmental/External | Lightning | Transformer (OH) | Failed/Faulted | 2019 | Tier 2 - Elevated | Distribution Circuit | 2 | 20 | 2019-02-20 | 319351 | Sus | N | EnvironmentalExternal¦Lightning¦Transformer(OH)¦FailedFaulted
19-0028900 | Vegetation | Tree - fell into line | Fuse | Failed/Faulted | 2019 | Tier 3 - Extreme | Distribution Circuit | 2 | 27 | 2019-02-27 | 326223 | Sus | N | Vegetation¦Treefellintoline¦Fuse¦FailedFaulted
19-0029527 | Equipment Failure/Involved | Overhead | Insulator | Broken | 2019 | Tier 2 - Elevated | Distribution Circuit | 2 | 28 | 2019-02-28 | 328276 | Sus | N | EquipmentFailureInvolved¦Overhead¦Insulator¦Broken
19-0031073 | Vegetation | Tree - fell into line | Conductor, Overhead | Broken, wire on ground | 2019 | Tier 2 - Elevated | Distribution Circuit | 3 | 6 | 2019-03-06 | 332140 | Sus | N | Vegetation¦Treefellintoline¦ConductorOverhead¦Brokenwireonground
19-0031871 | Equipment Failure/Involved | Overhead | Transformer | Failed/Faulted | 2019 | Tier 2 - Elevated | Transformer only | 3 | 7 | 2019-03-07 | 333990 | Sus | N | EquipmentFailureInvolved¦Overhead¦Transformer¦FailedFaulted
19-0031929 | Vegetation | Tree - fell into line | Conductor, Overhead | Broken, wire on ground | 2019 | Tier 3 - Extreme | Distribution Circuit | 3 | 8 | 2019-03-08 | 334051 | Sus | N | Vegetation¦Treefellintoline¦ConductorOverhead¦Brokenwireonground
19-0032450 | Vegetation | Tree - fell into line | Conductor, Overhead | Normal | 2019 | Tier 2 - Elevated | Distribution Circuit | 3 | 10 | 2019-03-10 | 335725 | Sus | N | Vegetation¦Treefellintoline¦ConductorOverhead¦Normal
19-0033987 | 3rd Party | Fire, house or bldg. | Pole-Wood | Burned/flashed | 2019 | Tier 2 - Elevated | Distribution Circuit | 3 | 14 | 2019-03-14 | 339557 | Sus | N | 3rdParty¦Firehouseorbldg¦PoleWood¦Burnedflashed
19-0036160 | Equipment Failure/Involved | Overhead | Transformer (OH) | Broken | 2019 | Tier 2 - Elevated | Transformer only | 3 | 22 | 2019-03-22 | 345382 | Sus | N | EquipmentFailureInvolved¦Overhead¦Transformer(OH)¦Broken
19-0039613 | Equipment Failure/Involved | Overhead | Transformer (OH) | Broken | 2019 | Tier 2 - Elevated | Distribution Circuit | 4 | 3 | 2019-04-03 | 353483 | Sus | N | EquipmentFailureInvolved¦Overhead¦Transformer(OH)¦Broken
19-0039907 | Equipment Failure/Involved | Overhead | Crossarm, Wood | Broken | 2019 | Tier 2 - Elevated | Distribution Circuit | 4 | 4 | 2019-04-04 | 354079 | Sus | N | EquipmentFailureInvolved¦Overhead¦CrossarmWood¦Broken
19-0042108 | Equipment Failure/Involved | Overhead | Cutout, fuse holder | Broken | 2019 | Tier 2 - Elevated | Transformer only | 4 | 12 | 2019-04-12 | 359665 | Sus | N | EquipmentFailureInvolved¦Overhead¦Cutoutfuseholder¦Broken
19-0043405 | Equipment Failure/Involved | Overhead | Connector or Splice (OH) | Broken | 2019 | Tier 3 - Extreme | Distribution Circuit | 4 | 17 | 2019-04-17 | 362530 | Sus | N | EquipmentFailureInvolved¦Overhead¦ConnectororSplice(OH)¦Broken
19-0050935 | Equipment Failure/Involved | Electrical Overload | Transformer | Failed/Faulted | 2019 | Tier 2 - Elevated | Transformer only | 5 | 10 | 2019-05-10 | 378219 | Sus | Y | EquipmentFailureInvolved¦ElectricalOverload¦Transformer¦FailedFaulted
19-0051167 | Equipment Failure/Involved | Overhead | Connector or Splice (OH) | Broken | 2019 | Tier 2 - Elevated | Distribution Circuit | 5 | 12 | 2019-05-12 | 378988 | Sus | Y | EquipmentFailureInvolved¦Overhead¦ConnectororSplice(OH)¦Broken
19-0051969 | Unknown Cause | Patrol - found nothing |  |  | 2019 | Tier 2 - Elevated | Distribution Circuit | 5 | 15 | 2019-05-15 | 380532 | Sus | Y | UnknownCause¦Patrolfoundnothing¦¦
19-0055344 | Equipment Failure/Involved | Overhead | Pole-Wood | Broken | 2019 | Tier 2 - Elevated | Distribution Circuit | 5 | 22 | 2019-05-22 | 387939 | Sus | Y | EquipmentFailureInvolved¦Overhead¦PoleWood¦Broken
19-0059379 | Environmental/External | Lightning | Transformer (OH) | Failed/Faulted | 2019 | Tier 2 - Elevated | Transformer only | 5 | 29 | 2019-05-29 | 393099 | Sus | Y | EnvironmentalExternal¦Lightning¦Transformer(OH)¦FailedFaulted
19-0071220 | Animal | Squirrel | Pothead(Riser Termination) | Burned/flashed | 2019 | Tier 2 - Elevated | Distribution Circuit | 6 | 23 | 2019-06-23 | 426749 | Sus | Y | Animal¦Squirrel¦Pothead(RiserTermination)¦Burnedflashed
19-0071528 | Equipment Failure/Involved | Overhead | Transformer (OH) | Broken | 2019 | Tier 2 - Elevated | Transformer only | 6 | 24 | 2019-06-24 | 427727 | Sus | Y | EquipmentFailureInvolved¦Overhead¦Transformer(OH)¦Broken
19-0073591 | Unknown Cause | Patrol - found nothing |  |  | 2019 | Tier 3 - Extreme | Distribution Circuit | 7 | 1 | 2019-07-01 | 438482 | Sus | Y | UnknownCause¦Patrolfoundnothing¦¦
19-0081811 | Vegetation | Tree - branch fell on line | Fuse | Failed/Faulted | 2019 | Tier 3 - Extreme | Distribution Circuit | 7 | 27 | 2019-07-27 | 473254 | Sus | Y | Vegetation¦Treebranchfellonline¦Fuse¦FailedFaulted
19-0086693 | Environmental/External | Lightning | Transformer | Failed/Faulted | 2019 | Tier 2 - Elevated | Transformer only | 8 | 11 | 2019-08-11 | 502135 | Sus | Y | EnvironmentalExternal¦Lightning¦Transformer¦FailedFaulted
19-0088536 | Equipment Failure/Involved | Overhead | Transformer | Failed/Faulted | 2019 | Tier 2 - Elevated | Transformer only | 8 | 15 | 2019-08-15 | 513816 | Sus | Y | EquipmentFailureInvolved¦Overhead¦Transformer¦FailedFaulted
19-0094152 | Equipment Failure/Involved | Overhead | CT | Deteriorated | 2019 | Tier 2 - Elevated | Distribution Circuit | 8 | 30 | 2019-08-30 | 548939 | Sus | Y | EquipmentFailureInvolved¦Overhead¦CT¦Deteriorated
19-0106132 | Animal | Bird found | Conductor, Overhead | Normal | 2019 | Tier 2 - Elevated | Distribution Circuit | 10 | 1 | 2019-10-01 | 634846 | Sus | Y | Animal¦Birdfound¦ConductorOverhead¦Normal
19-0114226 | Unknown Cause | Patrol - found nothing |  |  | 2019 | Tier 3 - Extreme | Distribution Circuit | 10 | 21 | 2019-10-21 | 676440 | Sus | Y | UnknownCause¦Patrolfoundnothing¦¦
19-0120493 | Vegetation | Tree - fell into line | Conductor, Overhead | Broken, wire on ground | 2019 | Tier 3 - Extreme | Distribution Circuit | 11 | 2 | 2019-11-02 | 698458 | Sus | Y | Vegetation¦Treefellintoline¦ConductorOverhead¦Brokenwireonground
19-0122776 | Animal | Squirrel | Transformer (OH) | Normal | 2019 | Tier 3 - Extreme | Distribution Circuit | 11 | 8 | 2019-11-08 | 702423 | Sus | Y | Animal¦Squirrel¦Transformer(OH)¦Normal
19-0123283 | Unknown Cause | Patrol - found nothing |  |  | 2019 | Tier 2 - Elevated | Distribution Circuit | 11 | 9 | 2019-11-09 | 703217 | Sus | Y | UnknownCause¦Patrolfoundnothing¦¦
19-0128590 | 3rd Party | Vehicle | Conductor, Overhead | Normal | 2019 | Tier 2 - Elevated | Distribution Circuit | 11 | 25 | 2019-11-25 | 714647 | Sus | Y | 3rdParty¦Vehicle¦ConductorOverhead¦Normal
19-0129407 | Vegetation | Tree - fell into line | Conductor, Overhead | Broken, wire on ground | 2019 | Tier 2 - Elevated | Distribution Circuit | 11 | 26 | 2019-11-26 | 717453 | Sus | Y | Vegetation¦Treefellintoline¦ConductorOverhead¦Brokenwireonground
19-0130302 | Vegetation | Tree - fell into line | Conductor, Overhead | Broken, wire on ground | 2019 | Tier 2 - Elevated | Distribution Circuit | 11 | 27 | 2019-11-27 | 721529 | Sus | Y | Vegetation¦Treefellintoline¦ConductorOverhead¦Brokenwireonground
19-0131765 | Equipment Failure/Involved | Overhead | Conductor, Overhead | Together | 2019 | Tier 2 - Elevated | Distribution Circuit | 11 | 30 | 2019-11-30 | 725250 | Sus | Y | EquipmentFailureInvolved¦Overhead¦ConductorOverhead¦Together
19-0133693 | Vegetation | Tree - fell into line | Conductor, Overhead | Broken, wire on ground | 2019 | Tier 3 - Extreme | Distribution Circuit | 12 | 5 | 2019-12-05 | 730192 | Sus | N | Vegetation¦Treefellintoline¦ConductorOverhead¦Brokenwireonground
19-0134692 | Vegetation | Tree - fell into line | Conductor, Overhead | Broken, wire on ground | 2019 | Tier 2 - Elevated | Distribution Circuit | 12 | 7 | 2019-12-07 | 732251 | Sus | N | Vegetation¦Treefellintoline¦ConductorOverhead¦Brokenwireonground
20-0009520 | Vegetation | Tree - fell into line | Crossarm, Wood | Broken | 2020 | Tier 2 - Elevated | Transmission line | 1 | 16 | 2020-01-16 | 762058 | Sus | N | Vegetation¦Treefellintoline¦CrossarmWood¦Broken
20-0013656 | Animal | Bird found | Conductor, Overhead | Normal | 2020 | Tier 2 - Elevated | Distribution Circuit | 1 | 25 | 2020-01-25 | 769869 | Sus | N | Animal¦Birdfound¦ConductorOverhead¦Normal
20-0017815 | Unknown Cause | Patrol - found nothing |  |  | 2020 | Tier 3 - Extreme | Distribution Circuit | 2 | 5 | 2020-02-05 | 778751 | Sus | N | UnknownCause¦Patrolfoundnothing¦¦
20-0019137 | Vegetation | Tree - fell into line | Pole-Wood | Broken, wire on ground | 2020 | Tier 2 - Elevated | Distribution Circuit | 2 | 9 | 2020-02-09 | 781707 | Sus | N | Vegetation¦Treefellintoline¦PoleWood¦Brokenwireonground
20-0022574 | Equipment Failure/Involved | Overhead | Pole-Wood | Deteriorated | 2020 | Tier 2 - Elevated | Distribution Circuit | 2 | 15 | 2020-02-15 | 791774 | Sus | N | EquipmentFailureInvolved¦Overhead¦PoleWood¦Deteriorated
20-0027389 | Animal | Squirrel | Transformer (OH) | Normal | 2020 | Tier 2 - Elevated | Distribution Circuit | 2 | 29 | 2020-02-29 | 820283 | Sus | N | Animal¦Squirrel¦Transformer(OH)¦Normal
20-0028078 | Unknown Cause | Patrol - found nothing |  |  | 2020 | Tier 2 - Elevated | Distribution Circuit | 3 | 3 | 2020-03-03 | 824092 | Sus | N | UnknownCause¦Patrolfoundnothing¦¦
20-0033124 | Unknown Cause | Patrol - found nothing |  |  | 2020 | Tier 3 - Extreme | Distribution Circuit | 3 | 17 | 2020-03-17 | 856157 | Sus | N | UnknownCause¦Patrolfoundnothing¦¦
20-0033696 | Vegetation | Tree - fell into line | Conductor, Overhead | Together | 2020 | Tier 3 - Extreme | Distribution Circuit | 3 | 18 | 2020-03-18 | 857676 | Sus | N | Vegetation¦Treefellintoline¦ConductorOverhead¦Together
20-0042570 | Vegetation | Tree - fell into line | Transformer (OH) | Broken | 2020 | Tier 3 - Extreme | Transformer only | 4 | 18 | 2020-04-18 | 897470 | Sus | N | Vegetation¦Treefellintoline¦Transformer(OH)¦Broken
20-0046390 | Equipment Failure/Involved | Overhead | Conductor, Overhead | Together | 2020 | Tier 3 - Extreme | Distribution Circuit | 5 | 1 | 2020-05-01 | 905280 | Sus | Y | EquipmentFailureInvolved¦Overhead¦ConductorOverhead¦Together
20-0049531 | Equipment Failure/Involved | Overhead | Connector or Splice (OH) | Broken | 2020 | Tier 2 - Elevated | Distribution Circuit | 5 | 12 | 2020-05-12 | 912199 | Sus | Y | EquipmentFailureInvolved¦Overhead¦ConnectororSplice(OH)¦Broken
20-0051017 | Unknown Cause | Patrol - found nothing |  |  | 2020 | Tier 2 - Elevated | Distribution Circuit | 5 | 17 | 2020-05-17 | 915245 | Sus | Y | UnknownCause¦Patrolfoundnothing¦¦
20-0051996 | Vegetation | Tree - branch fell on line | Conductor, Overhead | Normal | 2020 | Tier 3 - Extreme | Distribution Circuit | 5 | 19 | 2020-05-19 | 917668 | Sus | Y | Vegetation¦Treebranchfellonline¦ConductorOverhead¦Normal
20-0076398 | Equipment Failure/Involved | Overhead | Conductor, Overhead | Broken, wire on ground | 2020 | Tier 2 - Elevated | Distribution Circuit | 7 | 27 | 2020-07-27 | 972942 | Sus | Y | EquipmentFailureInvolved¦Overhead¦ConductorOverhead¦Brokenwireonground
20-0076924 | 3rd Party | Vehicle | Pole-Wood | Broken | 2020 | Tier 2 - Elevated | Distribution Circuit | 7 | 28 | 2020-07-28 | 973728 | Sus | Y | 3rdParty¦Vehicle¦PoleWood¦Broken
20-0080235 | Vegetation | Tree - fell into line | Conductor, Overhead | Broken, wire on ground | 2020 | Tier 3 - Extreme | Distribution Circuit | 8 | 5 | 2020-08-05 | 979809 | Sus | Y | Vegetation¦Treefellintoline¦ConductorOverhead¦Brokenwireonground
20-0080986 | Vegetation | Tree - grew into line | Conductor, Overhead | Normal | 2020 | Tier 2 - Elevated | Distribution Circuit | 8 | 7 | 2020-08-07 | 983856 | Sus | Y | Vegetation¦Treegrewintoline¦ConductorOverhead¦Normal
20-0089817 | Equipment Failure/Involved | Overhead | Transformer (OH) | Broken | 2020 | Tier 2 - Elevated | Transformer only | 8 | 25 | 2020-08-25 | 1029674 | Sus | Y | EquipmentFailureInvolved¦Overhead¦Transformer(OH)¦Broken
20-0091329 | Environmental/External | Fire, Forest/Grass | Other | Burned/flashed | 2020 | Tier 2 - Elevated | Distribution Circuit | 8 | 18 | 2020-08-18 | 1040795 | Sus | Y | EnvironmentalExternal¦FireForestGrass¦Other¦Burnedflashed
20-0094856 | Environmental/External | Fire, Forest/Grass | Pole-Wood | Burned/flashed | 2020 | Tier 3 - Extreme | Distribution Circuit | 9 | 8 | 2020-09-08 | 1060837 | Sus | Y | EnvironmentalExternal¦FireForestGrass¦PoleWood¦Burnedflashed
20-0099194 | Environmental/External | Fire, Forest/Grass | Conductor, Overhead | Normal | 2020 | Tier 2 - Elevated | Distribution Circuit | 9 | 8 | 2020-09-08 | 1082099 | Sus | Y | EnvironmentalExternal¦FireForestGrass¦ConductorOverhead¦Normal
20-0108447 | Wildfire Mitigation | Public Safety Power Shut-off | Conductor, Overhead | Normal | 2020 | Tier 3 - Extreme | Distribution Circuit | 10 | 14 | 2020-10-14 | 1117975 | Sus | Y | WildfireMitigation¦PublicSafetyPowerShutoff¦ConductorOverhead¦Normal
20-0109282 | Vegetation | Tree - fell into line | Conductor, Overhead | Broken, wire on ground | 2020 | Tier 2 - Elevated | Distribution Circuit | 10 | 15 | 2020-10-15 | 1118585 | Sus | Y | Vegetation¦Treefellintoline¦ConductorOverhead¦Brokenwireonground
20-0111153 | Equipment Failure/Involved | Overhead | Fuse | Failed/Faulted | 2020 | Tier 2 - Elevated | Transformer only | 10 | 21 | 2020-10-21 | 1122113 | Sus | Y | EquipmentFailureInvolved¦Overhead¦Fuse¦FailedFaulted
20-0113028 | Wildfire Mitigation | Public Safety Power Shut-off | Fuse | Normal | 2020 | Tier 2 - Elevated | Distribution Circuit | 10 | 25 | 2020-10-25 | 1126907 | Sus | Y | WildfireMitigation¦PublicSafetyPowerShutoff¦Fuse¦Normal
20-0116375 | Animal | Squirrel | Pothead(Riser Termination) | Burned/flashed | 2020 | Tier 3 - Extreme | Distribution Circuit | 11 | 3 | 2020-11-03 | 1134922 | Sus | Y | Animal¦Squirrel¦Pothead(RiserTermination)¦Burnedflashed
20-0116392 | Unknown Cause | Patrol - found nothing |  |  | 2020 | Tier 2 - Elevated | Distribution Circuit | 11 | 3 | 2020-11-03 | 1134890 | Sus | Y | UnknownCause¦Patrolfoundnothing¦¦
20-0118205 | Company Initiated | Construction Activity/equip, company | Transformer (OH) | Normal | 2020 | Tier 2 - Elevated | Transformer only | 11 | 7 | 2020-11-07 | 1138503 | Sus | Y | CompanyInitiated¦ConstructionActivityequipcompany¦Transformer(OH)¦Normal
20-0120666 | Vegetation | Tree - branch fell on line | Conductor, Overhead | Together | 2020 | Tier 3 - Extreme | Distribution Circuit | 11 | 13 | 2020-11-13 | 1143648 | Sus | Y | Vegetation¦Treebranchfellonline¦ConductorOverhead¦Together
20-0122202 | Vegetation | Tree - branch fell on line | Conductor, Overhead | Normal | 2020 | Tier 3 - Extreme | Distribution Circuit | 11 | 17 | 2020-11-17 | 1147671 | Sus | Y | Vegetation¦Treebranchfellonline¦ConductorOverhead¦Normal
20-0122219 | Equipment Failure/Involved | Overhead | Insulator | Broken, wire on ground | 2020 | Tier 3 - Extreme | Distribution Circuit | 11 | 18 | 2020-11-18 | 1148120 | Sus | Y | EquipmentFailureInvolved¦Overhead¦Insulator¦Brokenwireonground
20-0127005 | Equipment Failure/Involved | Overhead | Conductor, Overhead | Broken | 2020 | Tier 2 - Elevated | Transformer only | 12 | 2 | 2020-12-02 | 1159167 | Sus | N | EquipmentFailureInvolved¦Overhead¦ConductorOverhead¦Broken
20-0128298 | Equipment Failure/Involved | Overhead | Transformer (OH) | Failed/Faulted | 2020 | Tier 3 - Extreme | Transformer only | 12 | 6 | 2020-12-06 | 1166607 | Sus | N | EquipmentFailureInvolved¦Overhead¦Transformer(OH)¦FailedFaulted
20-0130110 | Unknown Cause | Patrol - found nothing |  |  | 2020 | Tier 3 - Extreme | Distribution Circuit | 12 | 13 | 2020-12-13 | 1182290 | Sus | N | UnknownCause¦Patrolfoundnothing¦¦
20-0131097 | Vegetation | Tree - fell into line | Conductor, Overhead | Normal | 2020 | Tier 2 - Elevated | Distribution Circuit | 12 | 18 | 2020-12-18 | 1193932 | Sus | N | Vegetation¦Treefellintoline¦ConductorOverhead¦Normal
21-0011154 | Equipment Failure/Involved | Overhead | Conductor, Overhead | Together | 2021 | Tier 2 - Elevated | Distribution Circuit | 1 | 19 | 2021-01-19 | 1218034 | Sus | N | EquipmentFailureInvolved¦Overhead¦ConductorOverhead¦Together
21-0012282 | Equipment Failure/Involved | Overhead | Jumper | Burned Open | 2021 | Tier 3 - Extreme | Distribution Circuit | 1 | 21 | 2021-01-21 | 1220250 | Sus | N | EquipmentFailureInvolved¦Overhead¦Jumper¦BurnedOpen
21-0012956 | Vegetation | Tree - branch fell on line | Service conductor | Normal | 2021 | Tier 3 - Extreme | Transformer only | 1 | 22 | 2021-01-22 | 1221480 | Sus | N | Vegetation¦Treebranchfellonline¦Serviceconductor¦Normal
21-0016640 | Vegetation | Tree - branch fell on line | Conductor, Overhead | Normal | 2021 | Tier 3 - Extreme | Distribution Circuit | 1 | 27 | 2021-01-27 | 1236694 | Sus | N | Vegetation¦Treebranchfellonline¦ConductorOverhead¦Normal
21-0017313 | Vegetation | Tree - fell into line | Conductor, Overhead | On Ground | 2021 | Tier 2 - Elevated | Distribution Circuit | 1 | 27 | 2021-01-27 | 1238955 | Sus | N | Vegetation¦Treefellintoline¦ConductorOverhead¦OnGround
21-0017905 | Vegetation | Tree - fell into line | Conductor, Overhead | Broken, wire on ground | 2021 | Tier 3 - Extreme | Distribution Circuit | 1 | 28 | 2021-01-28 | 1240197 | Sus | N | Vegetation¦Treefellintoline¦ConductorOverhead¦Brokenwireonground
21-0018687 | Vegetation | Tree - fell into line | Conductor, Overhead | Broken, wire on ground | 2021 | Tier 2 - Elevated | Distribution Circuit | 1 | 29 | 2021-01-29 | 1242566 | Sus | N | Vegetation¦Treefellintoline¦ConductorOverhead¦Brokenwireonground
21-0019297 | 3rd Party | Tree - cutting, 3rd party | Conductor, Overhead | Normal | 2021 | Tier 3 - Extreme | Distribution Circuit | 1 | 30 | 2021-01-30 | 1243129 | Sus | N | 3rdParty¦Treecutting3rdparty¦ConductorOverhead¦Normal
21-0019957 | Vegetation | Tree - fell into line | Conductor, Overhead | Together | 2021 | Tier 2 - Elevated | Distribution Circuit | 1 | 26 | 2021-01-26 | 1243801 | Sus | N | Vegetation¦Treefellintoline¦ConductorOverhead¦Together
21-0020471 | Equipment Failure/Involved | Overhead | Transformer | Failed/Faulted | 2021 | Tier 2 - Elevated | Transformer only | 2 | 1 | 2021-02-01 | 1244658 | Sus | N | EquipmentFailureInvolved¦Overhead¦Transformer¦FailedFaulted
21-0029289 | Vegetation | Tree - branch fell on line | Conductor, Overhead | Normal | 2021 | Tier 3 - Extreme | Distribution Circuit | 2 | 24 | 2021-02-24 | 1261660 | Sus | N | Vegetation¦Treebranchfellonline¦ConductorOverhead¦Normal
21-0029352 | Vegetation | Tree - fell into line | Conductor, Overhead | Broken, wire on ground | 2021 | Tier 3 - Extreme | Distribution Circuit | 2 | 25 | 2021-02-25 | 1261839 | Sus | N | Vegetation¦Treefellintoline¦ConductorOverhead¦Brokenwireonground
21-0029553 | Vegetation | Tree - branch fell on line | Conductor, Overhead | Normal | 2021 | Tier 2 - Elevated | Distribution Circuit | 2 | 25 | 2021-02-25 | 1261886 | Sus | N | Vegetation¦Treebranchfellonline¦ConductorOverhead¦Normal
21-0029724 | Vegetation | Tree - branch fell on line | Conductor, Overhead | Normal | 2021 | Tier 3 - Extreme | Distribution Circuit | 2 | 25 | 2021-02-25 | 1261814 | Sus | N | Vegetation¦Treebranchfellonline¦ConductorOverhead¦Normal
21-0032913 | Unknown Cause | Patrol - found nothing |  |  | 2021 | Tier 2 - Elevated | Distribution Circuit | 3 | 5 | 2021-03-05 | 1270609 | Sus | N | UnknownCause¦Patrolfoundnothing¦¦
21-0033088 | Equipment Failure/Involved | Overhead | Conductor, Overhead | On Ground | 2021 | Tier 2 - Elevated | Distribution Circuit | 3 | 6 | 2021-03-06 | 1272353 | Sus | N | EquipmentFailureInvolved¦Overhead¦ConductorOverhead¦OnGround
21-0033638 | Unknown Cause | Patrol - found nothing |  |  | 2021 | Tier 2 - Elevated | Distribution Circuit | 3 | 8 | 2021-03-08 | 1274542 | Sus | N | UnknownCause¦Patrolfoundnothing¦¦
21-0034224 | Animal | Bird found | Conductor, Overhead | Together | 2021 | Tier 2 - Elevated | Distribution Circuit | 3 | 9 | 2021-03-09 | 1276305 | Sus | N | Animal¦Birdfound¦ConductorOverhead¦Together
21-0034407 | Unknown Cause | Patrol - not conducted |  |  | 2021 | Tier 2 - Elevated | Distribution Circuit | 3 | 10 | 2021-03-10 | 1276853 | Sus | N | UnknownCause¦Patrolnotconducted¦¦
21-0035209 | Equipment Failure/Involved | Overhead | Conductor, Overhead | Normal | 2021 | Tier 2 - Elevated | Distribution Circuit | 3 | 11 | 2021-03-11 | 1278549 | Sus | N | EquipmentFailureInvolved¦Overhead¦ConductorOverhead¦Normal
21-0045518 | Equipment Failure/Involved | Electrical Overload | Transformer (OH) | Failed/Faulted | 2021 | Tier 2 - Elevated | Distribution Circuit | 4 | 6 | 2021-04-06 | 1308286 | Sus | N | EquipmentFailureInvolved¦ElectricalOverload¦Transformer(OH)¦FailedFaulted
21-0058985 | Unknown Cause | Patrol - found nothing |  |  | 2021 | Tier 3 - Extreme | Distribution Circuit | 5 | 9 | 2021-05-09 | 1344318 | Sus | Y | UnknownCause¦Patrolfoundnothing¦¦
21-0062722 | Equipment Failure/Involved | Overhead | Crossarm, Wood | Broken | 2021 | Tier 2 - Elevated | Distribution Circuit | 5 | 18 | 2021-05-18 | 1352327 | Sus | Y | EquipmentFailureInvolved¦Overhead¦CrossarmWood¦Broken
21-0068308 | Unknown Cause | Patrol - found nothing |  |  | 2021 | Tier 3 - Extreme | Transformer only | 6 | 1 | 2021-06-01 | 1362870 | Sus | Y | UnknownCause¦Patrolfoundnothing¦¦
21-0073413 | Unknown Cause | Patrol - not conducted |  |  | 2021 | Tier 3 - Extreme | Distribution Circuit | 6 | 12 | 2021-06-12 | 1371339 | Sus | Y | UnknownCause¦Patrolnotconducted¦¦
21-0075958 | Equipment Failure/Involved | Overhead | Insulator | Broken, wire on ground | 2021 | Tier 2 - Elevated | Distribution Circuit | 6 | 18 | 2021-06-18 | 1377177 | Sus | Y | EquipmentFailureInvolved¦Overhead¦Insulator¦Brokenwireonground
21-0082944 | Equipment Failure/Involved | Overhead | Fuse | Failed/Faulted | 2021 | Tier 2 - Elevated | Transformer only | 7 | 1 | 2021-07-01 | 1389418 | Sus | Y | EquipmentFailureInvolved¦Overhead¦Fuse¦FailedFaulted
21-0084393 | Equipment Failure/Involved | Overhead | Connector or Splice (OH) | Broken | 2021 | Tier 2 - Elevated | Transformer only | 7 | 2 | 2021-07-02 | 1390518 | Sus | Y | EquipmentFailureInvolved¦Overhead¦ConnectororSplice(OH)¦Broken
21-0086770 | Equipment Failure/Involved | Overhead | Pole-Wood | Normal | 2021 | Tier 2 - Elevated | Transformer only | 7 | 8 | 2021-07-08 | 1394884 | Sus | Y | EquipmentFailureInvolved¦Overhead¦PoleWood¦Normal
21-0098381 | Equipment Failure/Involved | Overhead | Pole-Wood | Broken, wire on ground | 2021 | Tier 2 - Elevated | Transformer only | 8 | 2 | 2021-08-02 | 1428607 | Sus | Y | EquipmentFailureInvolved¦Overhead¦PoleWood¦Brokenwireonground
21-0105455 | Equipment Failure/Involved | Overhead | Transformer (OH) | Failed/Faulted | 2021 | Tier 2 - Elevated | Distribution Circuit | 8 | 17 | 2021-08-17 | 1444584 | Sus | Y | EquipmentFailureInvolved¦Overhead¦Transformer(OH)¦FailedFaulted
21-0108899 | Equipment Failure/Involved | Overhead | Transformer (OH) | Failed/Faulted | 2021 | Tier 3 - Extreme | Transformer only | 8 | 24 | 2021-08-24 | 1452478 | Sus | Y | EquipmentFailureInvolved¦Overhead¦Transformer(OH)¦FailedFaulted
21-0109522 | Unknown Cause | Patrol - found nothing |  |  | 2021 | Tier 2 - Elevated | Distribution Circuit | 8 | 26 | 2021-08-26 | 1453538 | Sus | Y | UnknownCause¦Patrolfoundnothing¦¦
21-0110644 | Equipment Failure/Involved | Electrical Overload | Recloser | Normal | 2021 | Tier 2 - Elevated | Distribution Circuit | 8 | 28 | 2021-08-28 | 1456990 | Sus | Y | EquipmentFailureInvolved¦ElectricalOverload¦Recloser¦Normal
21-0111145 | 3rd Party | Vehicle | Pole-Wood | Broken | 2021 | Tier 3 - Extreme | Distribution Circuit | 8 | 30 | 2021-08-30 | 1458352 | Sus | Y | 3rdParty¦Vehicle¦PoleWood¦Broken
21-0116957 | Vegetation | Tree - branch fell on line | Conductor, Overhead | Normal | 2021 | Tier 2 - Elevated | Distribution Circuit | 9 | 13 | 2021-09-13 | 1470783 | Sus | Y | Vegetation¦Treebranchfellonline¦ConductorOverhead¦Normal
21-0117478 | Equipment Failure/Involved | Overhead | Transformer (OH) | Leaking | 2021 | Tier 2 - Elevated | Transformer only | 9 | 14 | 2021-09-14 | 1471739 | Sus | Y | EquipmentFailureInvolved¦Overhead¦Transformer(OH)¦Leaking
21-0133169 | Vegetation | Tree - branch fell on line | Conductor, Overhead | Broken, wire on ground | 2021 | Tier 2 - Elevated | Distribution Circuit | 10 | 19 | 2021-10-19 | 1502104 | Sus | Y | Vegetation¦Treebranchfellonline¦ConductorOverhead¦Brokenwireonground
21-0135717 | Vegetation | Tree - branch fell on line | Conductor, Overhead | Broken, wire on ground | 2021 | Tier 3 - Extreme | Distribution Circuit | 10 | 24 | 2021-10-24 | 1508433 | Sus | Y | Vegetation¦Treebranchfellonline¦ConductorOverhead¦Brokenwireonground
21-0136467 | Unknown Cause | Patrol - found nothing |  |  | 2021 | Tier 3 - Extreme | Distribution Circuit | 10 | 24 | 2021-10-24 | 1510646 | Sus | Y | UnknownCause¦Patrolfoundnothing¦¦
21-0137601 | Vegetation | Tree - fell into line | Conductor, Overhead | Broken, wire on ground | 2021 | Tier 3 - Extreme | Distribution Circuit | 10 | 24 | 2021-10-24 | 1514833 | Sus | Y | Vegetation¦Treefellintoline¦ConductorOverhead¦Brokenwireonground
21-0138793 | Equipment Failure/Involved | Overhead | Jumper | Burned Open | 2021 | Tier 2 - Elevated | Distribution Circuit | 10 | 25 | 2021-10-25 | 1523145 | Sus | Y | EquipmentFailureInvolved¦Overhead¦Jumper¦BurnedOpen
21-0139112 | Equipment Failure/Involved | Overhead | Transformer (OH) | Failed/Faulted | 2021 | Tier 3 - Extreme | Transformer only | 10 | 27 | 2021-10-27 | 1523671 | Sus | Y | EquipmentFailureInvolved¦Overhead¦Transformer(OH)¦FailedFaulted
21-0139272 | Unknown Cause | Patrol - found nothing |  |  | 2021 | Tier 2 - Elevated | Distribution Circuit | 10 | 28 | 2021-10-28 | 1524002 | Sus | Y | UnknownCause¦Patrolfoundnothing¦¦
21-0139272 | Unknown Cause | Patrol - found nothing |  |  | 2021 | Tier 2 - Elevated | Distribution Circuit | 10 | 28 | 2021-10-28 | 1524002 | Sus | Y | UnknownCause¦Patrolfoundnothing¦¦
21-0139477 | Equipment Failure/Involved | Overhead | Recloser | Malfunctioning | 2021 | Tier 3 - Extreme | Distribution Circuit | 10 | 28 | 2021-10-28 | 1524474 | Sus | Y | EquipmentFailureInvolved¦Overhead¦Recloser¦Malfunctioning
21-0158051 | Vegetation | Tree - fell into line | Anchor or Guy | Normal | 2021 | Tier 3 - Extreme | Distribution Circuit | 12 | 13 | 2021-12-13 | 1567043 | Sus | N | Vegetation¦Treefellintoline¦AnchororGuy¦Normal
21-0158504 | Equipment Failure/Involved | Overhead | Transformer (OH) | Broken | 2021 | Tier 2 - Elevated | Transformer only | 12 | 15 | 2021-12-15 | 1572826 | Sus | N | EquipmentFailureInvolved¦Overhead¦Transformer(OH)¦Broken
21-0158612 | Vegetation | Tree - fell into line | Crossarm, Wood | Broken | 2021 | Tier 2 - Elevated | Distribution Circuit | 12 | 15 | 2021-12-15 | 1573318 | Sus | N | Vegetation¦Treefellintoline¦CrossarmWood¦Broken
21-0159707 | Unknown Cause | Patrol - found nothing |  |  | 2021 | Tier 2 - Elevated | Distribution Circuit | 12 | 19 | 2021-12-19 | 1577169 | Sus | N | UnknownCause¦Patrolfoundnothing¦¦
21-0160584 | Unknown Cause | Patrol - found nothing |  |  | 2021 | Tier 2 - Elevated | Distribution Circuit | 12 | 25 | 2021-12-25 | 1581372 | Sus | N | UnknownCause¦Patrolfoundnothing¦¦
21-0160914 | Unknown Cause | Patrol - not conducted |  |  | 2021 | Tier 3 - Extreme | Transmission line | 12 | 27 | 2021-12-27 | 1583159 | Sus | N | UnknownCause¦Patrolnotconducted¦¦
21-0161659 | Vegetation | Tree - fell into line | Conductor, Overhead | Normal | 2021 | Tier 3 - Extreme | Distribution Circuit | 12 | 29 | 2021-12-29 | 1588452 | Sus | N | Vegetation¦Treefellintoline¦ConductorOverhead¦Normal
21-0162003 | Unknown Cause | Patrol - found nothing |  |  | 2021 | Tier 2 - Elevated | Distribution Circuit | 12 | 26 | 2021-12-26 | 1590808 | Sus | N | UnknownCause¦Patrolfoundnothing¦¦
22-0005081 | Vegetation | Tree - fell into line | Conductor, Overhead | Broken, wire on ground | 2021 | Tier 3 - Extreme | Distribution Circuit | 12 | 29 | 2021-12-29 | 1587957 | Sus | N | Vegetation¦Treefellintoline¦ConductorOverhead¦Brokenwireonground
22-0005164 | Equipment Failure/Involved | Overhead | Fuse | Failed/Faulted | 2022 | Tier 3 - Extreme | Distribution Circuit | 1 | 2 | 2022-01-02 | 1592225 | Sus | N | EquipmentFailureInvolved¦Overhead¦Fuse¦FailedFaulted
22-0005210 | Unknown Cause | Patrol - not conducted |  |  | 2022 | Tier 2 - Elevated | Distribution Circuit | 1 | 1 | 2022-01-01 | 1591709 | Sus | N | UnknownCause¦Patrolnotconducted¦¦
22-0006257 | Vegetation | Tree - branch fell on line | Conductor, Overhead | Broken, wire on ground | 2022 | Tier 3 - Extreme | Distribution Circuit | 1 | 5 | 2022-01-05 | 1595428 | Sus | N | Vegetation¦Treebranchfellonline¦ConductorOverhead¦Brokenwireonground
22-0006428 | Vegetation | Tree - fell into line | Transformer (OH) | Broken | 2021 | Tier 2 - Elevated | Distribution Circuit | 12 | 27 | 2021-12-27 | 1595752 | Sus | N | Vegetation¦Treefellintoline¦Transformer(OH)¦Broken
22-0006851 | Vegetation | Tree - fell into line | Secondary | Broken, wire on ground | 2022 | Tier 3 - Extreme | Transformer only | 1 | 6 | 2022-01-06 | 1596533 | Sus | N | Vegetation¦Treefellintoline¦Secondary¦Brokenwireonground
22-0007689 | Equipment Failure/Involved | Overhead | Pole-Wood | Broken | 2021 | Tier 2 - Elevated | Distribution Circuit | 12 | 26 | 2021-12-26 | 1598391 | Sus | N | EquipmentFailureInvolved¦Overhead¦PoleWood¦Broken
22-0013613 | Vegetation | Tree - fell into line | Conductor, Overhead | Normal | 2022 | Tier 3 - Extreme | Distribution Circuit | 1 | 24 | 2022-01-24 | 1611019 | Sus | N | Vegetation¦Treefellintoline¦ConductorOverhead¦Normal
22-0017854 | Vegetation | Tree - fell into line | Conductor, Overhead | Normal | 2022 | Tier 2 - Elevated | Distribution Circuit | 2 | 2 | 2022-02-02 | 1619606 | Sus | N | Vegetation¦Treefellintoline¦ConductorOverhead¦Normal
22-0018884 | Unknown Cause | Patrol - found nothing |  |  | 2022 | Tier 3 - Extreme | Distribution Circuit | 2 | 4 | 2022-02-04 | 1621338 | Sus | N | UnknownCause¦Patrolfoundnothing¦¦
22-0038891 | 3rd Party | Tree - cutting, 3rd party | Fuse | Broken | 2022 | Tier 3 - Extreme | Distribution Circuit | 3 | 26 | 2022-03-26 | 1656361 | Sus | N | 3rdParty¦Treecutting3rdparty¦Fuse¦Broken
22-0039525 | Unknown Cause | Patrol - not conducted |  |  | 2022 | Tier 2 - Elevated | Distribution Circuit | 3 | 28 | 2022-03-28 | 1658087 | Sus | N | UnknownCause¦Patrolnotconducted¦¦
22-0043131 | 3rd Party | Vehicle | Fuse | Burned Open | 2022 | Tier 3 - Extreme | Transformer only | 4 | 5 | 2022-04-05 | 1663681 | Sus | N | 3rdParty¦Vehicle¦Fuse¦BurnedOpen
22-0050056 | Unknown Cause | Patrol - found nothing |  |  | 2022 | Tier 2 - Elevated | Transformer only | 4 | 15 | 2022-04-15 | 1673884 | Sus | N | UnknownCause¦Patrolfoundnothing¦¦
22-0052348 | Vegetation | Tree - fell into line | Pole-Wood | Broken, wire on ground | 2022 | Tier 2 - Elevated | Distribution Circuit | 4 | 21 | 2022-04-21 | 1677905 | Sus | N | Vegetation¦Treefellintoline¦PoleWood¦Brokenwireonground
22-0062453 | Equipment Failure/Involved | Overhead | Pole-Wood | Broken | 2022 | Tier 2 - Elevated | Distribution Circuit | 5 | 16 | 2022-05-16 | 1697433 | Sus | Y | EquipmentFailureInvolved¦Overhead¦PoleWood¦Broken
22-0071467 | Equipment Failure/Involved | Overhead | Pole-Wood | Deteriorated | 2022 | Tier 2 - Elevated | Distribution Circuit | 6 | 8 | 2022-06-08 | 1722547 | Sus | Y | EquipmentFailureInvolved¦Overhead¦PoleWood¦Deteriorated
22-0072523 | Vegetation | Tree - grew into line | Conductor, Overhead | Broken, wire on ground | 2022 | Tier 2 - Elevated | Distribution Circuit | 6 | 10 | 2022-06-10 | 1726913 | Sus | Y | Vegetation¦Treegrewintoline¦ConductorOverhead¦Brokenwireonground
22-0072867 | Unknown Cause | Patrol - found nothing |  |  | 2022 | Tier 3 - Extreme | Distribution Circuit | 6 | 10 | 2022-06-10 | 1727366 | Sus | Y | UnknownCause¦Patrolfoundnothing¦¦
22-0077325 | Vegetation | Tree - branch fell on line | Conductor, Overhead | Broken | 2022 | Tier 3 - Extreme | Distribution Circuit | 6 | 22 | 2022-06-22 | 1738399 | Sus | Y | Vegetation¦Treebranchfellonline¦ConductorOverhead¦Broken
22-0080307 | Equipment Failure/Involved | Overhead | Transformer | Failed/Faulted | 2022 | Tier 2 - Elevated | Transformer only | 6 | 29 | 2022-06-29 | 1745909 | Sus | Y | EquipmentFailureInvolved¦Overhead¦Transformer¦FailedFaulted
22-0084132 | Animal | Bird found | Conductor, Overhead | Normal | 2022 | Tier 2 - Elevated | Distribution Circuit | 7 | 11 | 2022-07-11 | 1753745 | Sus | Y | Animal¦Birdfound¦ConductorOverhead¦Normal
22-0086109 | Unknown Cause | Patrol - found nothing |  |  | 2022 | Tier 3 - Extreme | Distribution Circuit | 7 | 16 | 2022-07-16 | 1757668 | Sus | Y | UnknownCause¦Patrolfoundnothing¦¦
22-0088112 | Equipment Failure/Involved | Overhead | Conductor, Overhead | Broken | 2022 | Tier 2 - Elevated | Distribution Circuit | 7 | 21 | 2022-07-21 | 1762390 | Sus | Y | EquipmentFailureInvolved¦Overhead¦ConductorOverhead¦Broken
22-0096663 | Vegetation | Tree - fell into line | Secondary | Broken, wire on ground | 2022 | Tier 3 - Extreme | Transformer only | 8 | 11 | 2022-08-11 | 1779174 | Sus | Y | Vegetation¦Treefellintoline¦Secondary¦Brokenwireonground
22-0098554 | Equipment Failure/Involved | Substation | Circuit Breaker | Failed/Faulted | 2022 | Tier 2 - Elevated | Substation - Transmission | 8 | 17 | 2022-08-17 | 1783275 | Sus | Y | EquipmentFailureInvolved¦Substation¦CircuitBreaker¦FailedFaulted
22-0104515 | Company Initiated | Personnel, company | Fuse | Normal | 2022 | Tier 2 - Elevated | Distribution Circuit | 9 | 15 | 2022-09-15 | 1811644 | Sus | Y | CompanyInitiated¦Personnelcompany¦Fuse¦Normal
22-0123862 | Equipment Failure/Involved | Overhead | Transformer (OH) | Arcing | 2022 | Tier 3 - Extreme | Distribution Circuit | 10 | 22 | 2022-10-22 | 1842684 | Sus | Y | EquipmentFailureInvolved¦Overhead¦Transformer(OH)¦Arcing
22-0124319 | 3rd Party | Vehicle | Pole-Wood | Broken | 2022 | Tier 2 - Elevated | Distribution Circuit | 10 | 24 | 2022-10-24 | 1844398 | Sus | Y | 3rdParty¦Vehicle¦PoleWood¦Broken
22-0129870 | Unknown Cause | Patrol - not conducted |  |  | 2022 | Tier 3 - Extreme | Distribution Circuit | 11 | 9 | 2022-11-09 | 1859584 | Sus | Y | UnknownCause¦Patrolnotconducted¦¦
22-0130340 | Environmental/External | Lightning | Transformer (OH) | Failed/Faulted | 2022 | Tier 2 - Elevated | Transformer only | 11 | 11 | 2022-11-11 | 1860611 | Sus | Y | EnvironmentalExternal¦Lightning¦Transformer(OH)¦FailedFaulted
22-0138634 | Unknown Cause | Patrol - not conducted |  |  | 2022 | Tier 2 - Elevated | Distribution Circuit | 12 | 10 | 2022-12-10 | 1883864 | Sus | N | UnknownCause¦Patrolnotconducted¦¦
22-0141676 | Equipment Failure/Involved | Overhead | Pole-Wood | Normal | 2022 | Tier 3 - Extreme | Transformer only | 12 | 27 | 2022-12-27 | 1899009 | Sus | N | EquipmentFailureInvolved¦Overhead¦PoleWood¦Normal
23-0004452 | Equipment Failure/Involved | Overhead | Conductor, Overhead | Broken, wire on ground | 2022 | Tier 2 - Elevated | Distribution Circuit | 12 | 31 | 2022-12-31 | 1904491 | Sus | N | EquipmentFailureInvolved¦Overhead¦ConductorOverhead¦Brokenwireonground
15-0016402 | Equipment Failure/Involved | Lightning | Transformer | Burned/flashed | 2015 | Tier 3 - Extreme | Distribution Circuit | 2 | 28 | 2015-02-28 | 1197132 | Sus | N | EquipmentFailureInvolved¦Lightning¦Transformer¦Burnedflashed
15-0016411 | Equipment Failure/Involved | Other | Transformer | Arcing | 2015 | Tier 2 - Elevated | Transformer only | 2 | 28 | 2015-02-28 | 1197521 | Sus | N | EquipmentFailureInvolved¦Other¦Transformer¦Arcing
15-0035998 | Unknown Cause | Patrol - found nothing |  |  | 2015 | Tier 2 - Elevated | Distribution Circuit | 5 | 22 | 2015-05-22 | 1238442 | Sus | Y | UnknownCause¦Patrolfoundnothing¦¦
15-0036330 | Vegetation | Tree - fell into line | Conductor, Overhead | Broken, wire on ground | 2015 | Tier 3 - Extreme | Distribution Circuit | 5 | 25 | 2015-05-25 | 1239353 | Sus | Y | Vegetation¦Treefellintoline¦ConductorOverhead¦Brokenwireonground
15-0037493 | Vegetation | Tree - branch fell on line | Conductor, Overhead | Broken, wire on ground | 2015 | Tier 2 - Elevated | Distribution Circuit | 5 | 31 | 2015-05-31 | 1241737 | Sus | Y | Vegetation¦Treebranchfellonline¦ConductorOverhead¦Brokenwireonground
15-0038589 | Environmental/External | Lightning | Transformer | Failed/Faulted | 2015 | Tier 3 - Extreme | Transformer only | 6 | 4 | 2015-06-04 | 1243807 | Sus | Y | EnvironmentalExternal¦Lightning¦Transformer¦FailedFaulted
15-0040207 | Equipment Failure/Involved | Overhead | Transformer | Failed/Faulted | 2015 | Tier 2 - Elevated | Transformer only | 6 | 10 | 2015-06-10 | 1248669 | Sus | Y | EquipmentFailureInvolved¦Overhead¦Transformer¦FailedFaulted
15-0040781 | Equipment Failure/Involved | Electrical Overload | Cutout, fuse holder | Burned/flashed | 2015 | Tier 2 - Elevated | Transformer only | 6 | 12 | 2015-06-12 | 1250095 | Sus | Y | EquipmentFailureInvolved¦ElectricalOverload¦Cutoutfuseholder¦Burnedflashed
15-0043676 | Equipment Failure/Involved | Overhead | Transformer (OH) | Broken | 2015 | Tier 3 - Extreme | Distribution Circuit | 6 | 26 | 2015-06-26 | 1257447 | Sus | Y | EquipmentFailureInvolved¦Overhead¦Transformer(OH)¦Broken
15-0046213 | Unknown Cause | Patrol - found nothing |  |  | 2015 | Tier 3 - Extreme | Distribution Circuit | 7 | 8 | 2015-07-08 | 1264726 | Sus | Y | UnknownCause¦Patrolfoundnothing¦¦
15-0047157 | Unknown Cause | Patrol - not conducted |  |  | 2015 | Tier 2 - Elevated | Distribution Circuit | 7 | 13 | 2015-07-13 | 1267372 | Sus | Y | UnknownCause¦Patrolnotconducted¦¦
15-0047254 | Equipment Failure/Involved | Overhead | Transformer (OH) | Failed/Faulted | 2015 | Tier 3 - Extreme | Transformer only | 7 | 13 | 2015-07-13 | 1267545 | Sus | Y | EquipmentFailureInvolved¦Overhead¦Transformer(OH)¦FailedFaulted
15-0057092 | 3rd Party | Fire, house or bldg. | Transformer | Failed/Faulted | 2015 | Tier 2 - Elevated | Transformer only | 8 | 25 | 2015-08-25 | 1294050 | Sus | Y | 3rdParty¦Firehouseorbldg¦Transformer¦FailedFaulted
15-0057353 | Vegetation | Tree - branch fell on line | Fuse | Failed/Faulted | 2015 | Tier 2 - Elevated | Distribution Circuit | 8 | 25 | 2015-08-25 | 1294593 | Sus | Y | Vegetation¦Treebranchfellonline¦Fuse¦FailedFaulted
15-0060310 | Equipment Failure/Involved | Overhead | Transformer | Failed/Faulted | 2015 | Tier 2 - Elevated | Transformer only | 9 | 9 | 2015-09-09 | 1302849 | Sus | Y | EquipmentFailureInvolved¦Overhead¦Transformer¦FailedFaulted
15-0061771 | Environmental/External | Fire, Forest/Grass | Pole-Wood | Burned/flashed | 2015 | Tier 3 - Extreme | Distribution Circuit | 9 | 9 | 2015-09-09 | 1307047 | Sus | Y | EnvironmentalExternal¦FireForestGrass¦PoleWood¦Burnedflashed
15-0063556 | Environmental/External | Fire, Forest/Grass | Pole-Wood | Burned/flashed | 2015 | Tier 3 - Extreme | Distribution Circuit | 9 | 12 | 2015-09-12 | 1311870 | Sus | Y | EnvironmentalExternal¦FireForestGrass¦PoleWood¦Burnedflashed
15-0067627 | 3rd Party | Vehicle | Anchor or Guy | Normal | 2015 | Tier 3 - Extreme | Distribution Circuit | 10 | 3 | 2015-10-03 | 1315981 | Sus | Y | 3rdParty¦Vehicle¦AnchororGuy¦Normal
15-0069857 | Animal | Squirrel | Fuse | Failed/Faulted | 2015 | Tier 2 - Elevated | Distribution Circuit | 10 | 13 | 2015-10-13 | 1321081 | Sus | Y | Animal¦Squirrel¦Fuse¦FailedFaulted
15-0071494 | Unknown Cause | Patrol - found nothing |  |  | 2015 | Tier 2 - Elevated | Distribution Circuit | 10 | 18 | 2015-10-18 | 1324523 | Sus | Y | UnknownCause¦Patrolfoundnothing¦¦
15-0073571 | Unknown Cause | Patrol - found nothing |  |  | 2015 | Tier 2 - Elevated | Distribution Circuit | 10 | 27 | 2015-10-27 | 1329778 | Sus | Y | UnknownCause¦Patrolfoundnothing¦¦
15-0074611 | Unknown Cause | Patrol - found nothing |  |  | 2015 | Tier 3 - Extreme | Distribution Circuit | 11 | 1 | 2015-11-01 | 1332609 | Sus | Y | UnknownCause¦Patrolfoundnothing¦¦
15-0076209 | Equipment Failure/Involved | Underground | Conductor, Underground | Burned/flashed | 2015 | Tier 2 - Elevated | Distribution Circuit | 11 | 6 | 2015-11-06 | 1336636 | Sus | Y | EquipmentFailureInvolved¦Underground¦ConductorUnderground¦Burnedflashed
15-0076905 | Vegetation | Tree - branch fell on line | Conductor, Overhead | Normal | 2015 | Tier 3 - Extreme | Distribution Circuit | 11 | 10 | 2015-11-10 | 1338567 | Sus | Y | Vegetation¦Treebranchfellonline¦ConductorOverhead¦Normal
15-0079898 | Unknown Cause | Patrol - not conducted |  |  | 2015 | Tier 3 - Extreme | Distribution Circuit | 11 | 21 | 2015-11-21 | 1346594 | Sus | Y | UnknownCause¦Patrolnotconducted¦¦
15-0080063 | 3rd Party | Tree - cutting, 3rd party | Conductor, Overhead | Burned/flashed | 2015 | Tier 3 - Extreme | Distribution Circuit | 11 | 23 | 2015-11-23 | 1347218 | Sus | Y | 3rdParty¦Treecutting3rdparty¦ConductorOverhead¦Burnedflashed
15-0082485 | Unknown Cause | Patrol - found nothing |  |  | 2015 | Tier 2 - Elevated | Distribution Circuit | 12 | 3 | 2015-12-03 | 1352706 | Sus | N | UnknownCause¦Patrolfoundnothing¦¦
15-0083414 | Equipment Failure/Involved | Overhead | Fuse | Broken | 2015 | Tier 3 - Extreme | Distribution Circuit | 12 | 8 | 2015-12-08 | 1355739 | Sus | N | EquipmentFailureInvolved¦Overhead¦Fuse¦Broken
15-0083865 | Vegetation | Tree - fell into line | Conductor, Overhead | Broken, wire on ground | 2015 | Tier 3 - Extreme | Distribution Circuit | 12 | 10 | 2015-12-10 | 1357328 | Sus | N | Vegetation¦Treefellintoline¦ConductorOverhead¦Brokenwireonground
15-0084753 | Vegetation | Tree - fell into line | Conductor, Overhead | Broken, wire on ground | 2015 | Tier 3 - Extreme | Distribution Circuit | 12 | 13 | 2015-12-13 | 1360574 | Sus | N | Vegetation¦Treefellintoline¦ConductorOverhead¦Brokenwireonground
15-0087271 | Environmental/External | Ice or snow | Conductor, Overhead | Bent or Twisted | 2015 | Tier 3 - Extreme | Distribution Circuit | 12 | 25 | 2015-12-25 | 1371611 | Sus | N | EnvironmentalExternal¦Iceorsnow¦ConductorOverhead¦BentorTwisted
16-0003632 | Unknown Cause | Patrol - found nothing |  |  | 2016 | Tier 3 - Extreme | Distribution Circuit | 1 | 6 | 2016-01-06 | 1379069 | Sus | N | UnknownCause¦Patrolfoundnothing¦¦
16-0006523 | Vegetation | Tree - fell into line | Conductor, Overhead | Broken, wire on object | 2016 | Tier 3 - Extreme | Distribution Circuit | 1 | 19 | 2016-01-19 | 1387813 | Sus | N | Vegetation¦Treefellintoline¦ConductorOverhead¦Brokenwireonobject
16-0007793 | Vegetation | Tree - fell into line | Conductor, Overhead | Broken, wire on ground | 2016 | Tier 2 - Elevated | Distribution Circuit | 1 | 23 | 2016-01-23 | 1390937 | Sus | N | Vegetation¦Treefellintoline¦ConductorOverhead¦Brokenwireonground
16-0008510 | Vegetation | Tree - fell into line | Conductor, Overhead | Broken, wire on ground | 2016 | Tier 2 - Elevated | Distribution Circuit | 1 | 26 | 2016-01-26 | 1392675 | Sus | N | Vegetation¦Treefellintoline¦ConductorOverhead¦Brokenwireonground
16-0011932 | Unknown Cause | Patrol - found nothing |  |  | 2016 | Tier 2 - Elevated | Distribution Circuit | 2 | 10 | 2016-02-10 | 1401658 | Sus | N | UnknownCause¦Patrolfoundnothing¦¦
16-0012556 | Vegetation | Tree - fell into line | Conductor, Overhead | Broken, wire on ground | 2016 | Tier 2 - Elevated | Distribution Circuit | 2 | 14 | 2016-02-14 | 1403167 | Sus | N | Vegetation¦Treefellintoline¦ConductorOverhead¦Brokenwireonground
16-0013558 | Unknown Cause | Patrol - found nothing |  |  | 2016 | Tier 3 - Extreme | Distribution Circuit | 2 | 17 | 2016-02-17 | 1407147 | Sus | N | UnknownCause¦Patrolfoundnothing¦¦
16-0017657 | Vegetation | Tree - fell into line | Conductor, Overhead | Broken, wire on ground | 2016 | Tier 2 - Elevated | Distribution Circuit | 3 | 5 | 2016-03-05 | 1417367 | Sus | N | Vegetation¦Treefellintoline¦ConductorOverhead¦Brokenwireonground
16-0018340 | Equipment Failure/Involved | Overhead | Conductor, Overhead | Broken, wire on ground | 2016 | Tier 3 - Extreme | Distribution Circuit | 3 | 5 | 2016-03-05 | 1421177 | Sus | N | EquipmentFailureInvolved¦Overhead¦ConductorOverhead¦Brokenwireonground
16-0018850 | Vegetation | Tree - fell into line | Conductor, Overhead | Together | 2016 | Tier 3 - Extreme | Distribution Circuit | 3 | 7 | 2016-03-07 | 1423537 | Sus | N | Vegetation¦Treefellintoline¦ConductorOverhead¦Together
16-0018998 | Vegetation | Tree - branch fell on line | Conductor, Overhead | Broken, wire on ground | 2016 | Tier 2 - Elevated | Distribution Circuit | 3 | 7 | 2016-03-07 | 1423426 | Sus | N | Vegetation¦Treebranchfellonline¦ConductorOverhead¦Brokenwireonground
16-0021992 | Equipment Failure/Involved | Overhead | Conductor, Overhead | Together | 2016 | Tier 3 - Extreme | Distribution Circuit | 3 | 16 | 2016-03-16 | 1432756 | Sus | N | EquipmentFailureInvolved¦Overhead¦ConductorOverhead¦Together
16-0023688 | Unknown Cause | Patrol - found nothing |  |  | 2016 | Tier 2 - Elevated | Distribution Circuit | 3 | 24 | 2016-03-24 | 1437337 | Sus | N | UnknownCause¦Patrolfoundnothing¦¦
16-0027934 | Equipment Failure/Involved | Overhead | Transformer (OH) | Deteriorated | 2016 | Tier 3 - Extreme | Transformer only | 4 | 11 | 2016-04-11 | 1448997 | Sus | N | EquipmentFailureInvolved¦Overhead¦Transformer(OH)¦Deteriorated
16-0031087 | Vegetation | Tree - branch fell on line | Conductor, Overhead | Together | 2016 | Tier 2 - Elevated | Distribution Circuit | 4 | 24 | 2016-04-24 | 1457470 | Sus | N | Vegetation¦Treebranchfellonline¦ConductorOverhead¦Together
16-0032819 | Unknown Cause | Patrol - found nothing |  |  | 2016 | Tier 2 - Elevated | Distribution Circuit | 4 | 30 | 2016-04-30 | 1461940 | Sus | N | UnknownCause¦Patrolfoundnothing¦¦
16-0033036 | Environmental/External | Lightning | Transformer | Failed/Faulted | 2016 | Tier 2 - Elevated | Transformer only | 5 | 1 | 2016-05-01 | 1462626 | Sus | Y | EnvironmentalExternal¦Lightning¦Transformer¦FailedFaulted
16-0035536 | Equipment Failure/Involved | Overhead | Transformer | Failed/Faulted | 2016 | Tier 3 - Extreme | Transformer only | 5 | 12 | 2016-05-12 | 1468474 | Sus | Y | EquipmentFailureInvolved¦Overhead¦Transformer¦FailedFaulted
16-0036287 | Vegetation | Tree - branch fell on line | Service conductor | Broken, wire on ground | 2016 | Tier 2 - Elevated | Transformer only | 5 | 16 | 2016-05-16 | 1470282 | Sus | Y | Vegetation¦Treebranchfellonline¦Serviceconductor¦Brokenwireonground
16-0036839 | Unknown Cause | Patrol - found nothing |  |  | 2016 | Tier 3 - Extreme | Distribution Circuit | 5 | 18 | 2016-05-18 | 1472013 | Sus | Y | UnknownCause¦Patrolfoundnothing¦¦
16-0045452 | Vegetation | Tree - branch fell on line | Conductor, Overhead | Broken, wire on ground | 2016 | Tier 3 - Extreme | Distribution Circuit | 6 | 23 | 2016-06-23 | 1494780 | Sus | Y | Vegetation¦Treebranchfellonline¦ConductorOverhead¦Brokenwireonground
16-0046659 | Vegetation | Tree - branch fell on line | Conductor, Overhead | Normal | 2016 | Tier 2 - Elevated | Distribution Circuit | 6 | 29 | 2016-06-29 | 1498156 | Sus | Y | Vegetation¦Treebranchfellonline¦ConductorOverhead¦Normal
16-0047779 | Animal | Bird found | Fuse | Normal | 2016 | Tier 3 - Extreme | Distribution Circuit | 7 | 4 | 2016-07-04 | 1500927 | Sus | Y | Animal¦Birdfound¦Fuse¦Normal
16-0050686 | 3rd Party | Tree - cutting, 3rd party | Conductor, Overhead | Normal | 2016 | Tier 2 - Elevated | Distribution Circuit | 7 | 18 | 2016-07-18 | 1512008 | Sus | Y | 3rdParty¦Treecutting3rdparty¦ConductorOverhead¦Normal
16-0051021 | Vegetation | Tree - fell into line | Conductor, Overhead | Broken, wire on ground | 2016 | Tier 3 - Extreme | Distribution Circuit | 7 | 19 | 2016-07-19 | 1512696 | Sus | Y | Vegetation¦Treefellintoline¦ConductorOverhead¦Brokenwireonground
16-0052514 | Equipment Failure/Involved | Overhead | Crossarm, Wood | Broken | 2016 | Tier 2 - Elevated | Distribution Circuit | 7 | 26 | 2016-07-26 | 1516124 | Sus | Y | EquipmentFailureInvolved¦Overhead¦CrossarmWood¦Broken
16-0052514 | Equipment Failure/Involved | Overhead | Crossarm, Wood | Broken | 2016 | Tier 2 - Elevated | Distribution Circuit | 7 | 26 | 2016-07-26 | 1516124 | Sus | Y | EquipmentFailureInvolved¦Overhead¦CrossarmWood¦Broken
16-0053064 | Equipment Failure/Involved | Overhead | Transformer (OH) | Failed/Faulted | 2016 | Tier 2 - Elevated | Distribution Circuit | 7 | 27 | 2016-07-27 | 1517318 | Sus | Y | EquipmentFailureInvolved¦Overhead¦Transformer(OH)¦FailedFaulted
16-0054142 | Vegetation | Tree - branch fell on line | Conductor, Overhead | Normal | 2016 | Tier 2 - Elevated | Distribution Circuit | 8 | 1 | 2016-08-01 | 1519788 | Sus | Y | Vegetation¦Treebranchfellonline¦ConductorOverhead¦Normal
16-0055360 | 3rd Party | Tree - cutting, 3rd party | Conductor, Overhead | Normal | 2016 | Tier 2 - Elevated | Distribution Circuit | 8 | 5 | 2016-08-05 | 1522123 | Sus | Y | 3rdParty¦Treecutting3rdparty¦ConductorOverhead¦Normal
16-0058701 | Equipment Failure/Involved | Overhead | Jumper | Broken | 2016 | Tier 2 - Elevated | Distribution Circuit | 8 | 19 | 2016-08-19 | 1529231 | Sus | Y | EquipmentFailureInvolved¦Overhead¦Jumper¦Broken
16-0064270 | Equipment Failure/Involved | Fire, pole | Transformer (OH) | Burned/flashed | 2016 | Tier 2 - Elevated | Distribution Circuit | 9 | 13 | 2016-09-13 | 1540855 | Sus | Y | EquipmentFailureInvolved¦Firepole¦Transformer(OH)¦Burnedflashed
16-0065424 | Equipment Failure/Involved | Overhead | Connector or Splice (OH) | Broken | 2016 | Tier 2 - Elevated | Distribution Circuit | 9 | 18 | 2016-09-18 | 1543401 | Sus | Y | EquipmentFailureInvolved¦Overhead¦ConnectororSplice(OH)¦Broken
16-0070606 | 3rd Party | Vehicle | Anchor or Guy | Broken | 2016 | Tier 2 - Elevated | Distribution Circuit | 10 | 8 | 2016-10-08 | 1555181 | Sus | Y | 3rdParty¦Vehicle¦AnchororGuy¦Broken
16-0071815 | Vegetation | Tree - fell into line | Conductor, Overhead | Broken, wire on ground | 2016 | Tier 2 - Elevated | Distribution Circuit | 10 | 13 | 2016-10-13 | 1557866 | Sus | Y | Vegetation¦Treefellintoline¦ConductorOverhead¦Brokenwireonground
16-0072958 | Vegetation | Tree - fell into line | Conductor, Overhead | Broken, wire on ground | 2016 | Tier 3 - Extreme | Distribution Circuit | 10 | 16 | 2016-10-16 | 1563116 | Sus | Y | Vegetation¦Treefellintoline¦ConductorOverhead¦Brokenwireonground
16-0072989 | Vegetation | Tree - branch fell on line | Fuse | Failed/Faulted | 2016 | Tier 3 - Extreme | Distribution Circuit | 10 | 16 | 2016-10-16 | 1563398 | Sus | Y | Vegetation¦Treebranchfellonline¦Fuse¦FailedFaulted
16-0073598 | 3rd Party | Gun Shot | Conductor, Overhead | Broken | 2016 | Tier 3 - Extreme | Distribution Circuit | 10 | 18 | 2016-10-18 | 1565186 | Sus | Y | 3rdParty¦GunShot¦ConductorOverhead¦Broken
16-0075036 | Vegetation | Tree - branch fell on line | Conductor, Overhead | Normal | 2016 | Tier 2 - Elevated | Distribution Circuit | 10 | 24 | 2016-10-24 | 1568626 | Sus | Y | Vegetation¦Treebranchfellonline¦ConductorOverhead¦Normal
16-0075495 | Equipment Failure/Involved | Fire, pole | Pole-Wood | Burned/flashed | 2016 | Tier 2 - Elevated | Distribution Circuit | 10 | 25 | 2016-10-25 | 1569921 | Sus | Y | EquipmentFailureInvolved¦Firepole¦PoleWood¦Burnedflashed
16-0078936 | Vegetation | Tree - fell into line | Pole-Wood | Broken | 2016 | Tier 2 - Elevated | Distribution Circuit | 11 | 9 | 2016-11-09 | 1578835 | Sus | Y | Vegetation¦Treefellintoline¦PoleWood¦Broken
16-0084403 | Unknown Cause | Patrol - found nothing |  |  | 2016 | Tier 2 - Elevated | Distribution Circuit | 12 | 7 | 2016-12-07 | 1596241 | Sus | N | UnknownCause¦Patrolfoundnothing¦¦
16-0086900 | Animal | Squirrel | Transformer | Burned/flashed | 2016 | Tier 3 - Extreme | Distribution Circuit | 12 | 24 | 2016-12-24 | 1610206 | Sus | N | Animal¦Squirrel¦Transformer¦Burnedflashed
17-0004630 | Unknown Cause | Patrol - found nothing |  |  | 2017 | Tier 3 - Extreme | Distribution Circuit | 1 | 7 | 2017-01-07 | 1621415 | Sus | N | UnknownCause¦Patrolfoundnothing¦¦
17-0005644 | Vegetation | Tree - fell into line | Conductor, Overhead | Broken, wire on ground | 2017 | Tier 2 - Elevated | Distribution Circuit | 1 | 8 | 2017-01-08 | 1628439 | Sus | N | Vegetation¦Treefellintoline¦ConductorOverhead¦Brokenwireonground
17-0006385 | Vegetation | Tree - fell into line | Transformer | Broken | 2017 | Tier 3 - Extreme | Transformer only | 1 | 10 | 2017-01-10 | 1624899 | Sus | N | Vegetation¦Treefellintoline¦Transformer¦Broken
17-0006639 | Vegetation | Tree - fell into line | Conductor, Overhead | Normal | 2017 | Tier 2 - Elevated | Distribution Circuit | 1 | 10 | 2017-01-10 | 1633027 | Sus | N | Vegetation¦Treefellintoline¦ConductorOverhead¦Normal
17-0006933 | Vegetation | Tree - fell into line | Pole-Wood | Broken, wire on ground | 2017 | Tier 3 - Extreme | Distribution Circuit | 1 | 10 | 2017-01-10 | 1634756 | Sus | N | Vegetation¦Treefellintoline¦PoleWood¦Brokenwireonground
17-0007485 | Vegetation | Tree - fell into line | Conductor, Overhead | Broken, wire on ground | 2017 | Tier 2 - Elevated | Distribution Circuit | 1 | 11 | 2017-01-11 | 1638345 | Sus | N | Vegetation¦Treefellintoline¦ConductorOverhead¦Brokenwireonground
17-0007897 | Unknown Cause | Patrol - found nothing |  |  | 2017 | Tier 3 - Extreme | Distribution Circuit | 1 | 11 | 2017-01-11 | 1640638 | Sus | N | UnknownCause¦Patrolfoundnothing¦¦
17-0009395 | Unknown Cause | Patrol - found nothing |  |  | 2017 | Tier 2 - Elevated | Distribution Circuit | 1 | 16 | 2017-01-16 | 1644663 | Sus | N | UnknownCause¦Patrolfoundnothing¦¦
17-0010576 | Equipment Failure/Involved | Overhead | Service conductor | Broken | 2017 | Tier 2 - Elevated | Transformer only | 1 | 19 | 2017-01-19 | 1649284 | Sus | N | EquipmentFailureInvolved¦Overhead¦Serviceconductor¦Broken
17-0012056 | Equipment Failure/Involved | Overhead | Fuse | Failed/Faulted | 2017 | Tier 2 - Elevated | Distribution Circuit | 1 | 21 | 2017-01-21 | 1656286 | Sus | N | EquipmentFailureInvolved¦Overhead¦Fuse¦FailedFaulted
17-0012789 | Vegetation | Tree - fell into line | Pole-Wood | Broken, wire on ground | 2017 | Tier 3 - Extreme | Distribution Circuit | 1 | 22 | 2017-01-22 | 1658985 | Sus | N | Vegetation¦Treefellintoline¦PoleWood¦Brokenwireonground
17-0012789 | Vegetation | Tree - fell into line | Pole-Wood | Broken, wire on ground | 2017 | Tier 3 - Extreme | Distribution Circuit | 1 | 22 | 2017-01-22 | 1658985 | Sus | N | Vegetation¦Treefellintoline¦PoleWood¦Brokenwireonground
17-0013199 | Unknown Cause | Patrol - found nothing |  |  | 2017 | Tier 3 - Extreme | Distribution Circuit | 1 | 20 | 2017-01-20 | 1654521 | Sus | N | UnknownCause¦Patrolfoundnothing¦¦
17-0013699 | Vegetation | Tree - branch fell on line | Conductor, Overhead | Normal | 2017 | Tier 3 - Extreme | Distribution Circuit | 1 | 22 | 2017-01-22 | 1662222 | Sus | N | Vegetation¦Treebranchfellonline¦ConductorOverhead¦Normal
17-0014384 | Vegetation | Tree - branch fell on line | Conductor, Overhead | On Ground | 2017 | Tier 3 - Extreme | Distribution Circuit | 1 | 23 | 2017-01-23 | 1665800 | Sus | N | Vegetation¦Treebranchfellonline¦ConductorOverhead¦OnGround
17-0014768 | Vegetation | Tree - branch fell on line | Conductor, Overhead | Normal | 2017 | Tier 3 - Extreme | Distribution Circuit | 1 | 25 | 2017-01-25 | 1667010 | Sus | N | Vegetation¦Treebranchfellonline¦ConductorOverhead¦Normal
17-0018345 | Vegetation | Tree - branch fell on line | Conductor, Overhead | Broken, wire on ground | 2017 | Tier 2 - Elevated | Distribution Circuit | 2 | 7 | 2017-02-07 | 1677713 | Sus | N | Vegetation¦Treebranchfellonline¦ConductorOverhead¦Brokenwireonground
17-0019635 | Environmental/External | Lightning | Transformer | Failed/Faulted | 2017 | Tier 2 - Elevated | Transformer only | 2 | 9 | 2017-02-09 | 1683973 | Sus | N | EnvironmentalExternal¦Lightning¦Transformer¦FailedFaulted
17-0020246 | Equipment Failure/Involved | Overhead | Jumper | Arcing | 2017 | Tier 3 - Extreme | Distribution Circuit | 2 | 10 | 2017-02-10 | 1685732 | Sus | N | EquipmentFailureInvolved¦Overhead¦Jumper¦Arcing
17-0021697 | Vegetation | Tree - fell into line | Conductor, Overhead | Broken, wire on ground | 2017 | Tier 2 - Elevated | Distribution Circuit | 2 | 16 | 2017-02-16 | 1689815 | Sus | N | Vegetation¦Treefellintoline¦ConductorOverhead¦Brokenwireonground
17-0022408 | Vegetation | Tree - fell into line | Pole-Wood | Broken, wire on ground | 2017 | Tier 3 - Extreme | Distribution Circuit | 2 | 17 | 2017-02-17 | 1695876 | Sus | N | Vegetation¦Treefellintoline¦PoleWood¦Brokenwireonground
17-0023115 | Vegetation | Tree - fell into line | Conductor, Overhead | Broken, wire on ground | 2017 | Tier 2 - Elevated | Distribution Circuit | 2 | 18 | 2017-02-18 | 1699960 | Sus | N | Vegetation¦Treefellintoline¦ConductorOverhead¦Brokenwireonground
17-0023391 | Equipment Failure/Involved | Overhead | Conductor, Overhead | Broken, wire on ground | 2017 | Tier 2 - Elevated | Distribution Circuit | 2 | 18 | 2017-02-18 | 1701282 | Sus | N | EquipmentFailureInvolved¦Overhead¦ConductorOverhead¦Brokenwireonground
17-0023507 | Unknown Cause | Patrol - found nothing |  |  | 2017 | Tier 2 - Elevated | Distribution Circuit | 2 | 19 | 2017-02-19 | 1701975 | Sus | N | UnknownCause¦Patrolfoundnothing¦¦
17-0023670 | Vegetation | Tree - fell into line | Fuse | Failed/Faulted | 2017 | Tier 3 - Extreme | Distribution Circuit | 2 | 20 | 2017-02-20 | 1702521 | Sus | N | Vegetation¦Treefellintoline¦Fuse¦FailedFaulted
17-0023920 | Vegetation | Tree - fell into line | Conductor, Overhead | Broken, wire on ground | 2017 | Tier 2 - Elevated | Distribution Circuit | 2 | 20 | 2017-02-20 | 1703746 | Sus | N | Vegetation¦Treefellintoline¦ConductorOverhead¦Brokenwireonground
17-0024598 | Vegetation | Tree - fell into line | Conductor, Overhead | Broken, wire on ground | 2017 | Tier 3 - Extreme | Distribution Circuit | 2 | 20 | 2017-02-20 | 1704033 | Sus | N | Vegetation¦Treefellintoline¦ConductorOverhead¦Brokenwireonground
17-0024773 | Vegetation | Tree - fell into line | Conductor, Overhead | Broken, wire on ground | 2017 | Tier 2 - Elevated | Distribution Circuit | 2 | 21 | 2017-02-21 | 1706981 | Sus | N | Vegetation¦Treefellintoline¦ConductorOverhead¦Brokenwireonground
17-0024877 | Vegetation | Tree - fell into line | Pole - Tower, steel | Normal | 2017 | Tier 3 - Extreme | Distribution Circuit | 2 | 21 | 2017-02-21 | 1707416 | Sus | N | Vegetation¦Treefellintoline¦PoleTowersteel¦Normal
17-0024950 | Unknown Cause | Patrol - found nothing |  |  | 2017 | Tier 3 - Extreme | Distribution Circuit | 2 | 20 | 2017-02-20 | 1705658 | Sus | N | UnknownCause¦Patrolfoundnothing¦¦
17-0026091 | Unknown Cause | Patrol - found nothing |  |  | 2017 | Tier 3 - Extreme | Distribution Circuit | 2 | 23 | 2017-02-23 | 1712438 | Sus | N | UnknownCause¦Patrolfoundnothing¦¦
17-0027631 | Company Initiated | Personnel, company | Crossarm, Wood | Broken | 2017 | Tier 3 - Extreme | Distribution Circuit | 3 | 1 | 2017-03-01 |  | Sus | N | CompanyInitiated¦Personnelcompany¦CrossarmWood¦Broken
17-0030289 | Unknown Cause | Patrol - found nothing |  |  | 2017 | Tier 2 - Elevated | Distribution Circuit | 3 | 12 | 2017-03-12 | 1725677 | Sus | N | UnknownCause¦Patrolfoundnothing¦¦
17-0032513 | Vegetation | Tree - fell into line | Secondary | Normal | 2017 | Tier 3 - Extreme | Distribution Circuit | 3 | 21 | 2017-03-21 | 1732164 | Sus | N | Vegetation¦Treefellintoline¦Secondary¦Normal
17-0038438 | Unknown Cause | Patrol - found nothing |  |  | 2017 | Tier 3 - Extreme | Transformer only | 4 | 9 | 2017-04-09 | 1753307 | Sus | N | UnknownCause¦Patrolfoundnothing¦¦
17-0039928 | Equipment Failure/Involved | Overhead |  | Arcing | 2017 | Tier 3 - Extreme | Transformer only | 4 | 13 | 2017-04-13 | 1756877 | Sus | N | EquipmentFailureInvolved¦Overhead¦¦Arcing
17-0040914 | Environmental/External | Lightning | Transformer | Failed/Faulted | 2017 | Tier 2 - Elevated | Transformer only | 4 | 17 | 2017-04-17 | 1759709 | Sus | N | EnvironmentalExternal¦Lightning¦Transformer¦FailedFaulted
17-0053769 | Animal | Squirrel | Fuse | Failed/Faulted | 2017 | Tier 2 - Elevated | Distribution Circuit | 6 | 8 | 2017-06-08 | 1799729 | Sus | Y | Animal¦Squirrel¦Fuse¦FailedFaulted
17-0058478 | Equipment Failure/Involved | Overhead | Transformer (OH) | Failed/Faulted | 2017 | Tier 3 - Extreme | Transformer only | 6 | 25 | 2017-06-25 | 1817601 | Sus | Y | EquipmentFailureInvolved¦Overhead¦Transformer(OH)¦FailedFaulted
17-0061567 | Equipment Failure/Involved | Overhead | Transformer | Failed/Faulted | 2017 | Tier 3 - Extreme | Transformer only | 7 | 9 | 2017-07-09 | 1827562 | Sus | Y | EquipmentFailureInvolved¦Overhead¦Transformer¦FailedFaulted
17-0062200 | Equipment Failure/Involved | Overhead | Transformer | Leaking | 2017 | Tier 2 - Elevated | Transformer only | 7 | 11 | 2017-07-11 | 1829506 | Sus | Y | EquipmentFailureInvolved¦Overhead¦Transformer¦Leaking
17-0064243 | Vegetation | Tree - fell into line | Conductor, Overhead | Normal | 2017 | Tier 2 - Elevated | Distribution Circuit | 7 | 20 | 2017-07-20 | 1836356 | Sus | Y | Vegetation¦Treefellintoline¦ConductorOverhead¦Normal
17-0064681 | Equipment Failure/Involved | Overhead | Other | Broken | 2017 | Tier 3 - Extreme | Transformer only | 7 | 21 | 2017-07-21 | 1837375 | Sus | Y | EquipmentFailureInvolved¦Overhead¦Other¦Broken
17-0066767 | Vegetation | Tree - fell into line | Pole-Wood | Broken, wire on ground | 2017 | Tier 3 - Extreme | Distribution Circuit | 7 | 31 | 2017-07-31 | 1843215 | Sus | Y | Vegetation¦Treefellintoline¦PoleWood¦Brokenwireonground
17-0068051 | Equipment Failure/Involved | Overhead | Transformer (OH) | Broken | 2017 | Tier 2 - Elevated | Transformer only | 8 | 4 | 2017-08-04 | 1846481 | Sus | Y | EquipmentFailureInvolved¦Overhead¦Transformer(OH)¦Broken
17-0069796 | Unknown Cause | Patrol - found nothing |  |  | 2017 | Tier 3 - Extreme | Distribution Circuit | 8 | 12 | 2017-08-12 | 1851005 | Sus | Y | UnknownCause¦Patrolfoundnothing¦¦
17-0074851 | Equipment Failure/Involved | Overhead | Transformer (OH) | Deteriorated | 2017 | Tier 3 - Extreme | Transformer only | 9 | 1 | 2017-09-01 | 1864676 | Sus | Y | EquipmentFailureInvolved¦Overhead¦Transformer(OH)¦Deteriorated
17-0075103 | Equipment Failure/Involved | Overhead | Transformer | Failed/Faulted | 2017 | Tier 2 - Elevated | Transformer only | 9 | 2 | 2017-09-02 | 1866046 | Sus | Y | EquipmentFailureInvolved¦Overhead¦Transformer¦FailedFaulted
17-0078282 | Environmental/External | Lightning | Fuse | Failed/Faulted | 2017 | Tier 2 - Elevated | Distribution Circuit | 9 | 12 | 2017-09-12 | 1877438 | Sus | Y | EnvironmentalExternal¦Lightning¦Fuse¦FailedFaulted
17-0079763 | Equipment Failure/Involved | Electrical Overload | Transformer | Failed/Faulted | 2017 | Tier 2 - Elevated | Transformer only | 9 | 18 | 2017-09-18 | 1881047 | Sus | Y | EquipmentFailureInvolved¦ElectricalOverload¦Transformer¦FailedFaulted
17-0084667 | Equipment Failure/Involved | Overhead | Transformer (OH) | Leaking | 2017 | Tier 2 - Elevated | Distribution Circuit | 10 | 6 | 2017-10-06 | 1891913 | Sus | Y | EquipmentFailureInvolved¦Overhead¦Transformer(OH)¦Leaking
17-0087781 | Equipment Failure/Involved | Overhead | Pole-Wood | Broken | 2017 | Tier 3 - Extreme | Distribution Circuit | 10 | 8 | 2017-10-08 | 1902091 | Sus | Y | EquipmentFailureInvolved¦Overhead¦PoleWood¦Broken
17-0095007 | Equipment Failure/Involved | Overhead | Insulator | Broken, wire on object | 2017 | Tier 2 - Elevated | Distribution Circuit | 11 | 14 | 2017-11-14 | 1922503 | Sus | Y | EquipmentFailureInvolved¦Overhead¦Insulator¦Brokenwireonobject
17-0097141 | Unknown Cause | Patrol - found nothing |  |  | 2017 | Tier 3 - Extreme | Distribution Circuit | 11 | 22 | 2017-11-22 | 1927949 | Sus | Y | UnknownCause¦Patrolfoundnothing¦¦
17-0097520 | Equipment Failure/Involved | Overhead | Transformer | Failed/Faulted | 2017 | Tier 2 - Elevated | Transformer only | 11 | 25 | 2017-11-25 | 1929061 | Sus | Y | EquipmentFailureInvolved¦Overhead¦Transformer¦FailedFaulted
17-0099721 | Equipment Failure/Involved | Overhead | Pole-Wood | Broken, wire on ground | 2017 | Tier 3 - Extreme | Distribution Circuit | 12 | 4 | 2017-12-04 | 1935278 | Sus | N | EquipmentFailureInvolved¦Overhead¦PoleWood¦Brokenwireonground
17-0101631 | Unknown Cause | Patrol - found nothing |  |  | 2017 | Tier 3 - Extreme | Distribution Circuit | 12 | 14 | 2017-12-14 | 1942747 | Sus | N | UnknownCause¦Patrolfoundnothing¦¦
17-0103067 | Equipment Failure/Involved | Overhead | Secondary | Burned Open | 2017 | Tier 2 - Elevated | Transformer only | 12 | 22 | 2017-12-22 | 1950396 | Sus | N | EquipmentFailureInvolved¦Overhead¦Secondary¦BurnedOpen
17-0103430 | Vegetation | Tree - branch fell on line | Conductor, Overhead | Normal | 2017 | Tier 2 - Elevated | Distribution Circuit | 12 | 27 | 2017-12-27 | 1952075 | Sus | N | Vegetation¦Treebranchfellonline¦ConductorOverhead¦Normal
18-0004100 | Unknown Cause | Patrol - not conducted |  |  | 2018 | Tier 2 - Elevated | Distribution Circuit | 1 | 7 | 2018-01-07 | 3393 | Sus | N | UnknownCause¦Patrolnotconducted¦¦
18-0016491 | Vegetation | Tree - fell into line | Conductor, Overhead | Together | 2018 | Tier 2 - Elevated | Distribution Circuit | 2 | 22 | 2018-02-22 | 29505 | Sus | N | Vegetation¦Treefellintoline¦ConductorOverhead¦Together
18-0018409 | Animal | Other | Transformer (OH) | Normal | 2018 | Tier 2 - Elevated | Distribution Circuit | 3 | 1 | 2018-03-01 | 34183 | Sus | N | Animal¦Other¦Transformer(OH)¦Normal
18-0019317 | Vegetation | Tree - fell into line | Crossarm, Wood | Broken, wire on ground | 2018 | Tier 3 - Extreme | Distribution Circuit | 3 | 3 | 2018-03-03 | 37095 | Sus | N | Vegetation¦Treefellintoline¦CrossarmWood¦Brokenwireonground
18-0019352 | Vegetation | Tree - fell into line | Conductor, Overhead | Broken | 2018 | Tier 3 - Extreme | Distribution Circuit | 3 | 3 | 2018-03-03 | 36982 | Sus | N | Vegetation¦Treefellintoline¦ConductorOverhead¦Broken
18-0019553 | Unknown Cause | Patrol - found nothing |  |  | 2018 | Tier 2 - Elevated | Distribution Circuit | 3 | 4 | 2018-03-04 | 37878 | Sus | N | UnknownCause¦Patrolfoundnothing¦¦
18-0023364 | Unknown Cause | Patrol - found nothing |  |  | 2018 | Tier 3 - Extreme | Distribution Circuit | 3 | 16 | 2018-03-16 | 45436 | Sus | N | UnknownCause¦Patrolfoundnothing¦¦
18-0023416 | 3rd Party | Vehicle | Pole-Wood | Broken | 2018 | Tier 2 - Elevated | Distribution Circuit | 3 | 16 | 2018-03-16 | 45855 | Sus | N | 3rdParty¦Vehicle¦PoleWood¦Broken
18-0025423 | Vegetation | Tree - fell into line | Conductor, Overhead | Broken, wire on ground | 2018 | Tier 2 - Elevated | Distribution Circuit | 3 | 22 | 2018-03-22 | 50327 | Sus | N | Vegetation¦Treefellintoline¦ConductorOverhead¦Brokenwireonground
18-0026860 | Unknown Cause | Patrol - found nothing |  |  | 2018 | Tier 2 - Elevated | Distribution Circuit | 3 | 26 | 2018-03-26 | 54019 | Sus | N | UnknownCause¦Patrolfoundnothing¦¦
18-0028289 | Equipment Failure/Involved | Overhead | Switch | Broken | 2018 | Tier 3 - Extreme | Transformer only | 4 | 1 | 2018-04-01 | 57539 | Sus | N | EquipmentFailureInvolved¦Overhead¦Switch¦Broken
18-0031395 | Equipment Failure/Involved | Underground | Conductor, Underground | Burned/flashed | 2018 | Tier 3 - Extreme | Distribution Circuit | 4 | 11 | 2018-04-11 | 64863 | Sus | N | EquipmentFailureInvolved¦Underground¦ConductorUnderground¦Burnedflashed
18-0031505 | 3rd Party | Fire, house or bldg. | Service conductor | Burned/flashed | 2018 | Tier 3 - Extreme | Transformer only | 4 | 11 | 2018-04-11 | 65193 | Sus | N | 3rdParty¦Firehouseorbldg¦Serviceconductor¦Burnedflashed
18-0033274 | Animal | Bird found | Conductor, Overhead | Burned/flashed | 2018 | Tier 2 - Elevated | Distribution Circuit | 4 | 18 | 2018-04-18 | 69209 | Sus | N | Animal¦Birdfound¦ConductorOverhead¦Burnedflashed
18-0038581 | Equipment Failure/Involved | Overhead | Transformer | Failed/Faulted | 2018 | Tier 2 - Elevated | Transformer only | 5 | 5 | 2018-05-05 | 80106 | Sus | Y | EquipmentFailureInvolved¦Overhead¦Transformer¦FailedFaulted
18-0052079 | Animal | Squirrel | Transformer (OH) | Burned/flashed | 2018 | Tier 3 - Extreme | Distribution Circuit | 6 | 18 | 2018-06-18 | 112304 | Sus | Y | Animal¦Squirrel¦Transformer(OH)¦Burnedflashed
18-0059743 | Unknown Cause | Patrol - found nothing |  |  | 2018 | Tier 2 - Elevated | Distribution Circuit | 7 | 14 | 2018-07-14 | 131494 | Sus | Y | UnknownCause¦Patrolfoundnothing¦¦
18-0066652 | Unknown Cause | Patrol - found nothing |  |  | 2018 | Tier 2 - Elevated | Distribution Circuit | 8 | 4 | 2018-08-04 | 148668 | Sus | Y | UnknownCause¦Patrolfoundnothing¦¦
18-0066960 | 3rd Party | Vehicle | Pole-Wood | Broken, wire on ground | 2018 | Tier 2 - Elevated | Distribution Circuit | 8 | 6 | 2018-08-06 | 149595 | Sus | Y | 3rdParty¦Vehicle¦PoleWood¦Brokenwireonground
18-0080661 | Vegetation | Tree - branch fell on line | Conductor, Overhead | Broken, wire on ground | 2018 | Tier 3 - Extreme | Distribution Circuit | 9 | 17 | 2018-09-17 | 176131 | Sus | Y | Vegetation¦Treebranchfellonline¦ConductorOverhead¦Brokenwireonground
18-0085969 | Unknown Cause | Patrol - found nothing |  |  | 2018 | Tier 3 - Extreme | Distribution Circuit | 10 | 3 | 2018-10-03 | 186696 | Sus | Y | UnknownCause¦Patrolfoundnothing¦¦
18-0089395 | Environmental/External | Lightning | Transformer | Failed/Faulted | 2018 | Tier 3 - Extreme | Transformer only | 10 | 11 | 2018-10-11 | 192994 | Sus | Y | EnvironmentalExternal¦Lightning¦Transformer¦FailedFaulted
18-0094353 | Equipment Failure/Involved | Overhead | Transformer | Failed/Faulted | 2018 | Tier 2 - Elevated | Distribution Circuit | 10 | 25 | 2018-10-25 | 202521 | Sus | Y | EquipmentFailureInvolved¦Overhead¦Transformer¦FailedFaulted
18-0095130 | Equipment Failure/Involved | Overhead | Crossarm, Wood | Broken | 2018 | Tier 3 - Extreme | Distribution Circuit | 10 | 29 | 2018-10-29 | 204338 | Sus | Y | EquipmentFailureInvolved¦Overhead¦CrossarmWood¦Broken
18-0099163 | Vegetation | Tree - cutting, PG&E contractor | Conductor, Overhead | Normal | 2018 | Tier 2 - Elevated | Distribution Circuit | 11 | 12 | 2018-11-12 | 213828 | Sus | Y | Vegetation¦TreecuttingPG&Econtractor¦ConductorOverhead¦Normal
18-0101253 | Environmental/External | Fire, Forest/Grass | Pole-Wood | Burned/flashed | 2018 | Tier 3 - Extreme | Distribution Circuit | 11 | 8 | 2018-11-08 | 218626 | Sus | Y | EnvironmentalExternal¦FireForestGrass¦PoleWood¦Burnedflashed
18-0102609 | Vegetation | Tree - branch fell on line | Conductor, Overhead | Together | 2018 | Tier 3 - Extreme | Distribution Circuit | 11 | 23 | 2018-11-23 | 222992 | Sus | Y | Vegetation¦Treebranchfellonline¦ConductorOverhead¦Together
18-0102930 | Vegetation | Tree - fell into line | Transformer (OH) | Broken | 2018 | Tier 2 - Elevated | Distribution Circuit | 11 | 24 | 2018-11-24 | 223893 | Sus | Y | Vegetation¦Treefellintoline¦Transformer(OH)¦Broken
18-0103060 | Equipment Failure/Involved | Electrical Overload | Transformer | Broken | 2018 | Tier 3 - Extreme | Transformer only | 11 | 24 | 2018-11-24 | 223871 | Sus | Y | EquipmentFailureInvolved¦ElectricalOverload¦Transformer¦Broken
18-0103444 | Equipment Failure/Involved | Overhead | Insulator | Broken | 2018 | Tier 3 - Extreme | Distribution Circuit | 11 | 26 | 2018-11-26 | 225011 | Sus | Y | EquipmentFailureInvolved¦Overhead¦Insulator¦Broken
18-0104736 | Vegetation | Tree - bark fell into line | Conductor, Overhead | Normal | 2018 | Tier 3 - Extreme | Distribution Circuit | 11 | 29 | 2018-11-29 | 227446 | Sus | Y | Vegetation¦Treebarkfellintoline¦ConductorOverhead¦Normal
18-0104791 | Equipment Failure/Involved | Overhead | Transformer (OH) | Broken | 2018 | Tier 3 - Extreme | Distribution Circuit | 11 | 29 | 2018-11-29 | 227685 | Sus | Y | EquipmentFailureInvolved¦Overhead¦Transformer(OH)¦Broken
18-0105830 | Vegetation | Tree - fell into line | Conductor, Overhead | Broken, wire on ground | 2018 | Tier 3 - Extreme | Distribution Circuit | 12 | 1 | 2018-12-01 | 230891 | Sus | N | Vegetation¦Treefellintoline¦ConductorOverhead¦Brokenwireonground
18-0109189 | 3rd Party | Customer Equipment | Conductor, Overhead | Broken | 2018 | Tier 3 - Extreme | Transformer only | 12 | 14 | 2018-12-14 | 240237 | Sus | N | 3rdParty¦CustomerEquipment¦ConductorOverhead¦Broken
19-0004823 | Unknown Cause | Patrol - found nothing |  |  | 2019 | Tier 3 - Extreme | Distribution Circuit | 1 | 5 | 2019-01-05 | 254015 | Sus | N | UnknownCause¦Patrolfoundnothing¦¦
19-0009295 | Unknown Cause | Patrol - found nothing |  |  | 2019 | Tier 2 - Elevated | Distribution Circuit | 1 | 15 | 2019-01-15 | 266214 | Sus | N | UnknownCause¦Patrolfoundnothing¦¦
19-0009382 | Unknown Cause | Patrol - found nothing |  |  | 2019 | Tier 3 - Extreme | Distribution Circuit | 1 | 15 | 2019-01-15 | 266292 | Sus | N | UnknownCause¦Patrolfoundnothing¦¦
19-0010527 | Unknown Cause | Patrol - not conducted |  |  | 2019 | Tier 2 - Elevated | Distribution Circuit | 1 | 16 | 2019-01-16 | 270476 | Sus | N | UnknownCause¦Patrolnotconducted¦¦
19-0010569 | Equipment Failure/Involved | Overhead | Conductor, Overhead | Broken, wire on ground | 2019 | Tier 3 - Extreme | Distribution Circuit | 1 | 16 | 2019-01-16 | 271687 | Sus | N | EquipmentFailureInvolved¦Overhead¦ConductorOverhead¦Brokenwireonground
19-0011110 | Vegetation | Tree - fell into line | Pole-Wood | Broken, wire on ground | 2019 | Tier 2 - Elevated | Distribution Circuit | 1 | 16 | 2019-01-16 | 274204 | Sus | N | Vegetation¦Treefellintoline¦PoleWood¦Brokenwireonground
19-0011517 | Unknown Cause | Patrol - found nothing |  |  | 2019 | Tier 2 - Elevated | Distribution Circuit | 1 | 17 | 2019-01-17 | 275139 | Sus | N | UnknownCause¦Patrolfoundnothing¦¦
19-0016572 | Vegetation | Tree - branch fell on line | Conductor, Overhead | Normal | 2019 | Tier 2 - Elevated | Distribution Circuit | 2 | 1 | 2019-02-01 | 285278 | Sus | N | Vegetation¦Treebranchfellonline¦ConductorOverhead¦Normal
19-0016898 | Equipment Failure/Involved | Overhead | Conductor, Overhead | Deteriorated | 2019 | Tier 2 - Elevated | Distribution Circuit | 2 | 1 | 2019-02-01 | 285848 | Sus | N | EquipmentFailureInvolved¦Overhead¦ConductorOverhead¦Deteriorated
19-0017647 | Unknown Cause | Patrol - not conducted |  |  | 2019 | Tier 3 - Extreme | Distribution Circuit | 2 | 3 | 2019-02-03 | 289254 | Sus | N | UnknownCause¦Patrolnotconducted¦¦
19-0019311 | Equipment Failure/Involved | Overhead | Pole-Wood | Broken | 2019 | Tier 3 - Extreme | Distribution Circuit | 2 | 5 | 2019-02-05 | 293078 | Sus | N | EquipmentFailureInvolved¦Overhead¦PoleWood¦Broken
19-0020638 | Vegetation | Tree - fell into line | Conductor, Overhead | Normal | 2019 | Tier 3 - Extreme | Distribution Circuit | 2 | 10 | 2019-02-10 | 298537 | Sus | N | Vegetation¦Treefellintoline¦ConductorOverhead¦Normal
19-0021222 | Vegetation | Tree - fell into line | Conductor, Overhead | Normal | 2019 | Tier 2 - Elevated | Distribution Circuit | 2 | 11 | 2019-02-11 | 300045 | Sus | N | Vegetation¦Treefellintoline¦ConductorOverhead¦Normal
19-0021834 | Vegetation | Tree - fell into line | Pole-Wood | Broken, wire on ground | 2019 | Tier 3 - Extreme | Distribution Circuit | 2 | 13 | 2019-02-13 | 302626 | Sus | N | Vegetation¦Treefellintoline¦PoleWood¦Brokenwireonground
19-0021931 | Environmental/External | Ice or snow | Conductor, Overhead | Broken, wire on ground | 2019 | Tier 2 - Elevated | Distribution Circuit | 2 | 12 | 2019-02-12 | 303350 | Sus | N | EnvironmentalExternal¦Iceorsnow¦ConductorOverhead¦Brokenwireonground
19-0022374 | Equipment Failure/Involved | Overhead |  | Failed/Faulted | 2019 | Tier 2 - Elevated | Transformer only | 2 | 13 | 2019-02-13 | 304711 | Sus | N | EquipmentFailureInvolved¦Overhead¦¦FailedFaulted
19-0022843 | Vegetation | Tree - fell into line | Conductor, Overhead | Broken, wire on ground | 2019 | Tier 3 - Extreme | Distribution Circuit | 2 | 14 | 2019-02-14 | 306358 | Sus | N | Vegetation¦Treefellintoline¦ConductorOverhead¦Brokenwireonground
19-0024087 | Equipment Failure/Involved | Overhead | Jumper | Burned Open | 2019 | Tier 2 - Elevated | Distribution Circuit | 2 | 15 | 2019-02-15 | 312238 | Sus | N | EquipmentFailureInvolved¦Overhead¦Jumper¦BurnedOpen
19-0024626 | Vegetation | Tree - branch fell on line | Conductor, Overhead | Normal | 2019 | Tier 3 - Extreme | Distribution Circuit | 2 | 14 | 2019-02-14 | 308164 | Sus | N | Vegetation¦Treebranchfellonline¦ConductorOverhead¦Normal
19-0024746 | Vegetation | Tree - fell into line | Crossarm, Wood | Broken | 2019 | Tier 2 - Elevated | Distribution Circuit | 2 | 13 | 2019-02-13 | 315016 | Sus | N | Vegetation¦Treefellintoline¦CrossarmWood¦Broken
19-0025120 | Vegetation | Tree - fell into line | Conductor, Overhead | Broken, wire on ground | 2019 | Tier 3 - Extreme | Distribution Circuit | 2 | 17 | 2019-02-17 | 315786 | Sus | N | Vegetation¦Treefellintoline¦ConductorOverhead¦Brokenwireonground
19-0025625 | Environmental/External | Ice or snow | Secondary | Broken, wire on ground | 2019 | Tier 2 - Elevated | Distribution Circuit | 2 | 18 | 2019-02-18 | 317637 | Sus | N | EnvironmentalExternal¦Iceorsnow¦Secondary¦Brokenwireonground
19-0027579 | Unknown Cause | Patrol - found nothing |  |  | 2019 | Tier 3 - Extreme | Distribution Circuit | 2 | 24 | 2019-02-24 | 322426 | Sus | N | UnknownCause¦Patrolfoundnothing¦¦
19-0028273 | Environmental/External | Ice or snow | Conductor, Overhead | Broken, wire on ground | 2019 | Tier 2 - Elevated | Distribution Circuit | 2 | 26 | 2019-02-26 | 324219 | Sus | N | EnvironmentalExternal¦Iceorsnow¦ConductorOverhead¦Brokenwireonground
19-0029623 | Equipment Failure/Involved | Overhead | Crossarm, Wood | Broken | 2019 | Tier 3 - Extreme | Distribution Circuit | 2 | 28 | 2019-02-28 | 328436 | Sus | N | EquipmentFailureInvolved¦Overhead¦CrossarmWood¦Broken
19-0029830 | Vegetation | Tree - fell into line | Conductor, Overhead | Broken, wire on ground | 2019 | Tier 3 - Extreme | Transformer only | 3 | 1 | 2019-03-01 | 328993 | Sus | N | Vegetation¦Treefellintoline¦ConductorOverhead¦Brokenwireonground
19-0030288 | Equipment Failure/Involved | Overhead | Anchor or Guy | Broken | 2019 | Tier 2 - Elevated | Distribution Circuit | 3 | 3 | 2019-03-03 | 330324 | Sus | N | EquipmentFailureInvolved¦Overhead¦AnchororGuy¦Broken
19-0032942 | Vegetation | Tree - fell into line | Conductor, Overhead | Together | 2019 | Tier 3 - Extreme | Distribution Circuit | 3 | 12 | 2019-03-12 | 337056 | Sus | N | Vegetation¦Treefellintoline¦ConductorOverhead¦Together
19-0033263 | Vegetation | Tree - fell into line | Conductor, Overhead | Broken, wire on ground | 2019 | Tier 2 - Elevated | Distribution Circuit | 3 | 12 | 2019-03-12 | 337962 | Sus | N | Vegetation¦Treefellintoline¦ConductorOverhead¦Brokenwireonground
19-0033596 | Vegetation | Tree - branch fell on line | Conductor, Overhead | Normal | 2019 | Tier 3 - Extreme | Distribution Circuit | 3 | 13 | 2019-03-13 | 338645 | Sus | N | Vegetation¦Treebranchfellonline¦ConductorOverhead¦Normal
19-0034154 | Equipment Failure/Involved | Overhead | Crossarm, Wood | Broken | 2019 | Tier 2 - Elevated | Distribution Circuit | 3 | 15 | 2019-03-15 | 340161 | Sus | N | EquipmentFailureInvolved¦Overhead¦CrossarmWood¦Broken
19-0037658 | Unknown Cause | Patrol - not conducted |  |  | 2019 | Tier 2 - Elevated | Distribution Circuit | 3 | 27 | 2019-03-27 | 348952 | Sus | N | UnknownCause¦Patrolnotconducted¦¦
19-0037674 | Environmental/External | Lightning | Transformer (OH) | Failed/Faulted | 2019 | Tier 3 - Extreme | Transformer only | 3 | 27 | 2019-03-27 | 349014 | Sus | N | EnvironmentalExternal¦Lightning¦Transformer(OH)¦FailedFaulted
19-0041272 | Equipment Failure/Involved | Overhead | Pole-Wood | Deteriorated | 2019 | Tier 2 - Elevated | Distribution Circuit | 4 | 10 | 2019-04-10 | 357872 | Sus | N | EquipmentFailureInvolved¦Overhead¦PoleWood¦Deteriorated
19-0041465 | Unknown Cause | Patrol - not conducted |  |  | 2019 | Tier 2 - Elevated | Distribution Circuit | 4 | 10 | 2019-04-10 | 358488 | Sus | N | UnknownCause¦Patrolnotconducted¦¦
19-0042703 | Equipment Failure/Involved | Overhead | Cutout, fuse holder | Normal | 2019 | Tier 2 - Elevated | Distribution Circuit | 4 | 15 | 2019-04-15 | 361375 | Sus | N | EquipmentFailureInvolved¦Overhead¦Cutoutfuseholder¦Normal
19-0043566 | Equipment Failure/Involved | Overhead | Transformer | Failed/Faulted | 2019 | Tier 2 - Elevated | Transformer only | 4 | 17 | 2019-04-17 | 362612 | Sus | N | EquipmentFailureInvolved¦Overhead¦Transformer¦FailedFaulted
19-0047589 | Unknown Cause | Patrol - found nothing |  |  | 2019 | Tier 3 - Extreme | Distribution Circuit | 4 | 30 | 2019-04-30 | 371042 | Sus | N | UnknownCause¦Patrolfoundnothing¦¦
19-0052958 | Vegetation | Tree - fell into line | Conductor, Overhead | Broken, wire on ground | 2019 | Tier 3 - Extreme | Distribution Circuit | 5 | 16 | 2019-05-16 | 382723 | Sus | Y | Vegetation¦Treefellintoline¦ConductorOverhead¦Brokenwireonground
19-0055356 | Equipment Failure/Involved | Overhead | Pole-Wood | Deteriorated | 2019 | Tier 2 - Elevated | Distribution Circuit | 5 | 22 | 2019-05-22 | 387950 | Sus | Y | EquipmentFailureInvolved¦Overhead¦PoleWood¦Deteriorated
19-0055414 | Unknown Cause | Patrol - found nothing |  |  | 2019 | Tier 3 - Extreme | Distribution Circuit | 5 | 22 | 2019-05-22 | 388028 | Sus | Y | UnknownCause¦Patrolfoundnothing¦¦
19-0060970 | 3rd Party | Vehicle | Pole-Wood | Broken | 2019 | Tier 3 - Extreme | Distribution Circuit | 5 | 31 | 2019-05-31 | 394850 | Sus | Y | 3rdParty¦Vehicle¦PoleWood¦Broken
19-0063107 | Animal | Other | Pole-Wood | Deteriorated | 2019 | Tier 2 - Elevated | Distribution Circuit | 6 | 5 | 2019-06-05 | 398360 | Sus | Y | Animal¦Other¦PoleWood¦Deteriorated
19-0066212 | Unknown Cause | Patrol - found nothing |  |  | 2019 | Tier 2 - Elevated | Distribution Circuit | 6 | 11 | 2019-06-11 | 405755 | Sus | Y | UnknownCause¦Patrolfoundnothing¦¦
19-0066945 | Animal | Squirrel | Transformer | Broken | 2019 | Tier 2 - Elevated | Transformer only | 6 | 12 | 2019-06-12 | 408317 | Sus | Y | Animal¦Squirrel¦Transformer¦Broken
19-0073305 | Animal | Bird found | Conductor, Overhead | Normal | 2019 | Tier 3 - Extreme | Distribution Circuit | 6 | 29 | 2019-06-29 | 435163 | Sus | Y | Animal¦Birdfound¦ConductorOverhead¦Normal
19-0076987 | Equipment Failure/Involved | Overhead | Conductor, Overhead | Arcing | 2019 | Tier 3 - Extreme | Distribution Circuit | 7 | 12 | 2019-07-12 | 447815 | Sus | Y | EquipmentFailureInvolved¦Overhead¦ConductorOverhead¦Arcing
19-0080380 | 3rd Party | Vehicle | Pole-Wood | Normal | 2019 | Tier 2 - Elevated | Distribution Circuit | 7 | 23 | 2019-07-23 | 469613 | Sus | Y | 3rdParty¦Vehicle¦PoleWood¦Normal
19-0082456 | Animal | Bird found | Conductor, Overhead | Normal | 2019 | Tier 3 - Extreme | Distribution Circuit | 7 | 30 | 2019-07-30 | 475232 | Sus | Y | Animal¦Birdfound¦ConductorOverhead¦Normal
19-0092745 | Unknown Cause | Patrol - found nothing |  |  | 2019 | Tier 2 - Elevated | Distribution Circuit | 8 | 27 | 2019-08-27 | 542874 | Sus | Y | UnknownCause¦Patrolfoundnothing¦¦
19-0101358 | Equipment Failure/Involved | Overhead | Transformer (OH) | Broken | 2019 | Tier 3 - Extreme | Transformer only | 9 | 19 | 2019-09-19 | 595284 | Sus | Y | EquipmentFailureInvolved¦Overhead¦Transformer(OH)¦Broken
19-0103410 | Equipment Failure/Involved | Overhead | Crossarm, Wood | Broken | 2019 | Tier 2 - Elevated | Transformer only | 9 | 25 | 2019-09-25 | 613326 | Sus | Y | EquipmentFailureInvolved¦Overhead¦CrossarmWood¦Broken
19-0105322 | Equipment Failure/Involved | Overhead | Anchor or Guy | Broken | 2019 | Tier 3 - Extreme | Distribution Circuit | 9 | 30 | 2019-09-30 | 629973 | Sus | Y | EquipmentFailureInvolved¦Overhead¦AnchororGuy¦Broken
19-0105912 | Unknown Cause | Patrol - found nothing |  |  | 2019 | Tier 3 - Extreme | Distribution Circuit | 10 | 1 | 2019-10-01 | 633593 | Sus | Y | UnknownCause¦Patrolfoundnothing¦¦
19-0107224 | 3rd Party | Tree - cutting, 3rd party | Conductor, Overhead | On Ground | 2019 | Tier 3 - Extreme | Distribution Circuit | 10 | 3 | 2019-10-03 | 642177 | Sus | Y | 3rdParty¦Treecutting3rdparty¦ConductorOverhead¦OnGround
19-0107522 | Animal | Bird found | Fuse | Failed/Faulted | 2019 | Tier 3 - Extreme | Distribution Circuit | 10 | 4 | 2019-10-04 | 643457 | Sus | Y | Animal¦Birdfound¦Fuse¦FailedFaulted
19-0108054 | Animal | Bird found | Transformer (OH) | Normal | 2019 | Tier 2 - Elevated | Distribution Circuit | 10 | 6 | 2019-10-06 | 645560 | Sus | Y | Animal¦Birdfound¦Transformer(OH)¦Normal
19-0113175 | Animal | Bird found | Conductor, Overhead | Normal | 2019 | Tier 2 - Elevated | Distribution Circuit | 10 | 17 | 2019-10-17 | 667257 | Sus | Y | Animal¦Birdfound¦ConductorOverhead¦Normal
19-0113784 | Equipment Failure/Involved | Overhead | Conductor, Overhead | Normal | 2019 | Tier 2 - Elevated | Transmission line | 10 | 20 | 2019-10-20 | 674726 | Sus | Y | EquipmentFailureInvolved¦Overhead¦ConductorOverhead¦Normal
19-0116790 | Equipment Failure/Involved | Overhead | Pole-Wood | Deteriorated | 2019 | Tier 2 - Elevated | Distribution Circuit | 10 | 26 | 2019-10-26 | 680766 | Sus | Y | EquipmentFailureInvolved¦Overhead¦PoleWood¦Deteriorated
19-0119676 | Equipment Failure/Involved | Overhead | Insulator | Broken | 2019 | Tier 3 - Extreme | Distribution Circuit | 11 | 3 | 2019-11-03 | 698648 | Sus | Y | EquipmentFailureInvolved¦Overhead¦Insulator¦Broken
19-0128150 | Animal | Bird found | Conductor, Overhead | Normal | 2019 | Tier 2 - Elevated | Distribution Circuit | 11 | 25 | 2019-11-25 | 714071 | Sus | Y | Animal¦Birdfound¦ConductorOverhead¦Normal
19-0130065 | Vegetation | Tree - fell into line | Conductor, Overhead | Normal | 2019 | Tier 2 - Elevated | Distribution Circuit | 11 | 27 | 2019-11-27 | 719573 | Sus | Y | Vegetation¦Treefellintoline¦ConductorOverhead¦Normal
19-0130619 | Vegetation | Tree - branch fell on line | Crossarm, Wood | Broken, wire on ground | 2019 | Tier 2 - Elevated | Distribution Circuit | 11 | 26 | 2019-11-26 | 722085 | Sus | Y | Vegetation¦Treebranchfellonline¦CrossarmWood¦Brokenwireonground
19-0130667 | Equipment Failure/Involved | Overhead | Transformer | Failed/Faulted | 2019 | Tier 2 - Elevated | Transformer only | 11 | 27 | 2019-11-27 | 722251 | Sus | Y | EquipmentFailureInvolved¦Overhead¦Transformer¦FailedFaulted
19-0130767 | Equipment Failure/Involved | Overhead | Woodpin | Broken | 2019 | Tier 3 - Extreme | Distribution Circuit | 11 | 28 | 2019-11-28 | 722497 | Sus | Y | EquipmentFailureInvolved¦Overhead¦Woodpin¦Broken
19-0132262 | Equipment Failure/Involved | Overhead | Pole-Wood | Broken | 2019 | Zone 1 - HHZ | Distribution Circuit | 12 | 2 | 2019-12-02 | 727004 | Sus | N | EquipmentFailureInvolved¦Overhead¦PoleWood¦Broken
19-0134984 | Vegetation | Tree - fell into line | Conductor, Overhead | Normal | 2019 | Tier 3 - Extreme | Distribution Circuit | 12 | 7 | 2019-12-07 | 733131 | Sus | N | Vegetation¦Treefellintoline¦ConductorOverhead¦Normal
19-0136218 | Vegetation | Tree - fell into line | Conductor, Overhead | Broken, wire on object | 2019 | Tier 3 - Extreme | Transformer only | 12 | 12 | 2019-12-12 | 737705 | Sus | N | Vegetation¦Treefellintoline¦ConductorOverhead¦Brokenwireonobject
20-0005164 | Equipment Failure/Involved | Underground | Elbow | Broken | 2020 | Tier 2 - Elevated | Transformer only | 1 | 4 | 2020-01-04 | 754454 | Sus | N | EquipmentFailureInvolved¦Underground¦Elbow¦Broken
20-0006800 | Unknown Cause | Patrol - found nothing |  |  | 2020 | Tier 2 - Elevated | Distribution Circuit | 1 | 9 | 2020-01-09 | 757850 | Sus | N | UnknownCause¦Patrolfoundnothing¦¦
20-0007657 | Unknown Cause | Patrol - found nothing |  |  | 2020 | Tier 3 - Extreme | Distribution Circuit | 1 | 11 | 2020-01-11 | 759487 | Sus | N | UnknownCause¦Patrolfoundnothing¦¦
20-0015821 | Animal | Bird found | Recloser | Malfunctioning | 2020 | Tier 2 - Elevated | Distribution Circuit | 1 | 31 | 2020-01-31 | 774296 | Sus | N | Animal¦Birdfound¦Recloser¦Malfunctioning
20-0018852 | Unknown Cause | Patrol - found nothing |  |  | 2020 | Tier 2 - Elevated | Distribution Circuit | 2 | 8 | 2020-02-08 | 780749 | Sus | N | UnknownCause¦Patrolfoundnothing¦¦
20-0018960 | Vegetation | Tree - fell into line | Conductor, Overhead | Broken, wire on ground | 2020 | Tier 2 - Elevated | Distribution Circuit | 2 | 9 | 2020-02-09 | 781136 | Sus | N | Vegetation¦Treefellintoline¦ConductorOverhead¦Brokenwireonground
20-0019017 | Vegetation | Tree - fell into line | Connector or Splice (OH) | Broken, wire on ground | 2020 | Tier 3 - Extreme | Distribution Circuit | 2 | 9 | 2020-02-09 | 781347 | Sus | N | Vegetation¦Treefellintoline¦ConnectororSplice(OH)¦Brokenwireonground
20-0019510 | Vegetation | Tree - branch fell on line | Conductor, Overhead | Normal | 2020 | Tier 3 - Extreme | Distribution Circuit | 2 | 9 | 2020-02-09 | 785173 | Sus | N | Vegetation¦Treebranchfellonline¦ConductorOverhead¦Normal
20-0032171 | Vegetation | Tree - fell into line | Crossarm, Wood | Broken, wire on ground | 2020 | Tier 2 - Elevated | Distribution Circuit | 3 | 15 | 2020-03-15 | 851712 | Sus | N | Vegetation¦Treefellintoline¦CrossarmWood¦Brokenwireonground
20-0032201 | Vegetation | Tree - fell into line | Conductor, Overhead | Normal | 2020 | Tier 3 - Extreme | Distribution Circuit | 3 | 15 | 2020-03-15 | 851850 | Sus | N | Vegetation¦Treefellintoline¦ConductorOverhead¦Normal
20-0032283 | Vegetation | Tree - fell into line | Conductor, Overhead | Broken, wire on ground | 2020 | Tier 3 - Extreme | Distribution Circuit | 3 | 15 | 2020-03-15 | 852234 | Sus | N | Vegetation¦Treefellintoline¦ConductorOverhead¦Brokenwireonground
20-0033314 | Vegetation | Tree - fell into line | Transformer (OH) | Broken | 2020 | Tier 3 - Extreme | Distribution Circuit | 3 | 16 | 2020-03-16 | 856566 | Sus | N | Vegetation¦Treefellintoline¦Transformer(OH)¦Broken
20-0033467 | Unknown Cause | Patrol - found nothing |  |  | 2020 | Tier 3 - Extreme | Distribution Circuit | 3 | 16 | 2020-03-16 | 856807 | Sus | N | UnknownCause¦Patrolfoundnothing¦¦
20-0035359 | Equipment Failure/Involved | Overhead | Cutout, fuse holder | Failed/Faulted | 2020 | Tier 3 - Extreme | Transformer only | 3 | 23 | 2020-03-23 | 862075 | Sus | N | EquipmentFailureInvolved¦Overhead¦Cutoutfuseholder¦FailedFaulted
20-0036332 | Animal | Other | Conductor, Overhead | Normal | 2020 | Tier 2 - Elevated | Distribution Circuit | 3 | 26 | 2020-03-26 | 866633 | Sus | N | Animal¦Other¦ConductorOverhead¦Normal
20-0038219 | Vegetation | Tree - grew into line | Conductor, Overhead | Normal | 2020 | Tier 3 - Extreme | Distribution Circuit | 4 | 3 | 2020-04-03 | 880534 | Sus | N | Vegetation¦Treegrewintoline¦ConductorOverhead¦Normal
20-0047674 | Equipment Failure/Involved | Overhead | Bushing | Broken | 2020 | Tier 2 - Elevated | Transformer only | 5 | 5 | 2020-05-05 | 907779 | Sus | Y | EquipmentFailureInvolved¦Overhead¦Bushing¦Broken
20-0053130 | Equipment Failure/Involved | Overhead | Insulator | Broken | 2020 | Tier 3 - Extreme | Distribution Circuit | 5 | 21 | 2020-05-21 | 919260 | Sus | Y | EquipmentFailureInvolved¦Overhead¦Insulator¦Broken
20-0053804 | Unknown Cause | Patrol - found nothing |  |  | 2020 | Tier 3 - Extreme | Distribution Circuit | 5 | 25 | 2020-05-25 | 920830 | Sus | Y | UnknownCause¦Patrolfoundnothing¦¦
20-0055195 | Company Initiated | Construction Activity/equip, company | Conductor, Overhead | Burned/flashed | 2020 | Tier 3 - Extreme | Distribution Circuit | 5 | 28 | 2020-05-28 | 924328 | Sus | Y | CompanyInitiated¦ConstructionActivityequipcompany¦ConductorOverhead¦Burnedflashed
20-0055821 | Vegetation | Tree - grew into line | Conductor, Overhead | Broken, wire on object | 2020 | Tier 2 - Elevated | Distribution Circuit | 5 | 29 | 2020-05-29 | 925881 | Sus | Y | Vegetation¦Treegrewintoline¦ConductorOverhead¦Brokenwireonobject
20-0056001 | Environmental/External | Lightning | Transformer | Failed/Faulted | 2020 | Tier 2 - Elevated | Transformer only | 5 | 30 | 2020-05-30 | 926511 | Sus | Y | EnvironmentalExternal¦Lightning¦Transformer¦FailedFaulted
20-0059401 | Unknown Cause | Patrol - not conducted |  |  | 2020 | Tier 2 - Elevated | Distribution Circuit | 6 | 9 | 2020-06-09 | 935420 | Sus | Y | UnknownCause¦Patrolnotconducted¦¦
20-0059722 | Environmental/External | Fire, Forest/Grass | Fuse | Normal | 2020 | Tier 2 - Elevated | Distribution Circuit | 6 | 10 | 2020-06-10 | 936177 | Sus | Y | EnvironmentalExternal¦FireForestGrass¦Fuse¦Normal
20-0060688 | Unknown Cause | Patrol - found nothing |  |  | 2020 | Tier 2 - Elevated | Distribution Circuit | 6 | 12 | 2020-06-12 | 937913 | Sus | Y | UnknownCause¦Patrolfoundnothing¦¦
20-0063767 | Equipment Failure/Involved | Overhead | Transformer (OH) | Failed/Faulted | 2020 | Tier 3 - Extreme | Distribution Circuit | 6 | 22 | 2020-06-22 | 944773 | Sus | Y | EquipmentFailureInvolved¦Overhead¦Transformer(OH)¦FailedFaulted
20-0071920 | Equipment Failure/Involved | Overhead | Transformer | Failed/Faulted | 2020 | Tier 2 - Elevated | Transformer only | 7 | 14 | 2020-07-14 | 964721 | Sus | Y | EquipmentFailureInvolved¦Overhead¦Transformer¦FailedFaulted
20-0083403 | Vegetation | Tree - branch fell on line | Service conductor | Broken, wire on ground | 2020 | Tier 3 - Extreme | Transformer only | 8 | 14 | 2020-08-14 | 997222 | Sus | Y | Vegetation¦Treebranchfellonline¦Serviceconductor¦Brokenwireonground
20-0084026 | Unknown Cause | Patrol - not conducted |  |  | 2020 | Tier 2 - Elevated | Distribution Circuit | 8 | 14 | 2020-08-14 | 999142 | Sus | Y | UnknownCause¦Patrolnotconducted¦¦
20-0085002 | Vegetation | Tree - branch fell on line | Conductor, Overhead | Normal | 2020 | Tier 3 - Extreme | Distribution Circuit | 8 | 16 | 2020-08-16 | 1009938 | Sus | Y | Vegetation¦Treebranchfellonline¦ConductorOverhead¦Normal
20-0099982 | Equipment Failure/Involved | Underground | Secondary | Burned/flashed | 2020 | Tier 3 - Extreme | Distribution Circuit | 9 | 11 | 2020-09-11 | 1065235 | Sus | Y | EquipmentFailureInvolved¦Underground¦Secondary¦Burnedflashed
20-0100320 | Environmental/External | Fire, Forest/Grass | Conductor, Overhead | Burned/flashed | 2020 | Tier 3 - Extreme | Distribution Circuit | 9 | 7 | 2020-09-07 | 1088556 | Sus | Y | EnvironmentalExternal¦FireForestGrass¦ConductorOverhead¦Burnedflashed
20-0105684 | 3rd Party | Vehicle | Anchor or Guy | Bent or Twisted | 2020 | Tier 2 - Elevated | Distribution Circuit | 10 | 6 | 2020-10-06 | 1112037 | Sus | Y | 3rdParty¦Vehicle¦AnchororGuy¦BentorTwisted
20-0107227 | Unknown Cause | Patrol - found nothing |  |  | 2020 | Tier 2 - Elevated | Distribution Circuit | 10 | 10 | 2020-10-10 | 1114735 | Sus | Y | UnknownCause¦Patrolfoundnothing¦¦
20-0107324 | Equipment Failure/Involved | Substation | Other | Burned/flashed | 2020 | Tier 2 - Elevated | Transmission line | 10 | 11 | 2020-10-11 | 1115216 | Sus | Y | EquipmentFailureInvolved¦Substation¦Other¦Burnedflashed
20-0109022 | 3rd Party | Vehicle | Pole-Wood | Broken, wire on ground | 2020 | Tier 2 - Elevated | Distribution Circuit | 10 | 15 | 2020-10-15 | 1118349 | Sus | Y | 3rdParty¦Vehicle¦PoleWood¦Brokenwireonground
20-0115910 | Company Initiated | Improper Construction | Crossarm, Wood | Normal | 2020 | Tier 3 - Extreme | Distribution Circuit | 11 | 2 | 2020-11-02 | 1133672 | Sus | Y | CompanyInitiated¦ImproperConstruction¦CrossarmWood¦Normal
20-0117418 | Unknown Cause | Patrol - found nothing |  |  | 2020 | Tier 2 - Elevated | Distribution Circuit | 11 | 20 | 2020-11-20 | 1150219 | Sus | Y | UnknownCause¦Patrolfoundnothing¦¦
20-0121652 | Unknown Cause | Patrol - found nothing |  |  | 2020 | Tier 2 - Elevated | Distribution Circuit | 11 | 17 | 2020-11-17 | 1146736 | Sus | Y | UnknownCause¦Patrolfoundnothing¦¦
20-0123376 | Unknown Cause | Patrol - found nothing |  |  | 2020 | Tier 3 - Extreme | Distribution Circuit | 11 | 20 | 2020-11-20 | 1150210 | Sus | Y | UnknownCause¦Patrolfoundnothing¦¦
20-0128227 | Unknown Cause | Patrol - found nothing |  |  | 2020 | Tier 2 - Elevated | Distribution Circuit | 12 | 6 | 2020-12-06 | 1166198 | Sus | N | UnknownCause¦Patrolfoundnothing¦¦
21-0009541 | Vegetation | Tree - fell into line | Crossarm, Wood | Broken, wire on ground | 2021 | Tier 2 - Elevated | Distribution Circuit | 1 | 17 | 2021-01-17 | 1211976 | Sus | N | Vegetation¦Treefellintoline¦CrossarmWood¦Brokenwireonground
21-0010043 | Unknown Cause | Patrol - found nothing |  |  | 2021 | Tier 3 - Extreme | Distribution Circuit | 1 | 18 | 2021-01-18 | 1213179 | Sus | N | UnknownCause¦Patrolfoundnothing¦¦
21-0010166 | Vegetation | Tree - branch fell on line | Conductor, Overhead | Normal | 2021 | Tier 3 - Extreme | Distribution Circuit | 1 | 19 | 2021-01-19 | 1214295 | Sus | N | Vegetation¦Treebranchfellonline¦ConductorOverhead¦Normal
21-0012526 | Unknown Cause | Patrol - found nothing |  |  | 2021 | Tier 3 - Extreme | Distribution Circuit | 1 | 22 | 2021-01-22 | 1220435 | Sus | N | UnknownCause¦Patrolfoundnothing¦¦
21-0014114 | Unknown Cause | Patrol - found nothing |  |  | 2021 | Tier 2 - Elevated | Distribution Circuit | 1 | 25 | 2021-01-25 | 1224894 | Sus | N | UnknownCause¦Patrolfoundnothing¦¦
21-0015842 | Vegetation | Tree - fell into line | Conductor, Overhead | Broken, wire on ground | 2021 | Tier 2 - Elevated | Distribution Circuit | 1 | 27 | 2021-01-27 | 1231150 | Sus | N | Vegetation¦Treefellintoline¦ConductorOverhead¦Brokenwireonground
21-0016702 | Vegetation | Tree - fell into line | Conductor, Overhead | Broken, wire on ground | 2021 | Tier 2 - Elevated | Distribution Circuit | 1 | 26 | 2021-01-26 | 1236939 | Sus | N | Vegetation¦Treefellintoline¦ConductorOverhead¦Brokenwireonground
21-0025363 | Animal | Squirrel | Transformer (OH) | Failed/Faulted | 2021 | Tier 2 - Elevated | Distribution Circuit | 2 | 13 | 2021-02-13 | 1254485 | Sus | N | Animal¦Squirrel¦Transformer(OH)¦FailedFaulted
21-0028304 | Equipment Failure/Involved | Overhead | Transformer (OH) | Failed/Faulted | 2021 | Tier 2 - Elevated | Transformer only | 2 | 22 | 2021-02-22 | 1259486 | Sus | N | EquipmentFailureInvolved¦Overhead¦Transformer(OH)¦FailedFaulted
21-0029331 | 3rd Party | Vehicle | Pole-Wood | Broken | 2021 | Tier 2 - Elevated | Distribution Circuit | 2 | 24 | 2021-02-24 | 1261781 | Sus | N | 3rdParty¦Vehicle¦PoleWood¦Broken
21-0029353 | Vegetation | Tree - fell into line | Conductor, Overhead | Broken, wire on ground | 2021 | Tier 3 - Extreme | Distribution Circuit | 2 | 25 | 2021-02-25 | 1261841 | Sus | N | Vegetation¦Treefellintoline¦ConductorOverhead¦Brokenwireonground
21-0030955 | Unknown Cause | Patrol - found nothing |  |  | 2021 | Tier 2 - Elevated | Distribution Circuit | 3 | 1 | 2021-03-01 | 1265037 | Sus | N | UnknownCause¦Patrolfoundnothing¦¦
21-0040138 | Unknown Cause | Patrol - found nothing |  |  | 2021 | Tier 3 - Extreme | Transformer only | 3 | 23 | 2021-03-23 | 1294677 | Sus | N | UnknownCause¦Patrolfoundnothing¦¦
21-0040177 | Unknown Cause | Patrol - found nothing |  |  | 2021 | Tier 3 - Extreme | Distribution Circuit | 3 | 23 | 2021-03-23 | 1294736 | Sus | N | UnknownCause¦Patrolfoundnothing¦¦
21-0040376 | Animal | Bird found |  | Failed/Faulted | 2021 | Tier 2 - Elevated | Transformer only | 3 | 24 | 2021-03-24 | 1295224 | Sus | N | Animal¦Birdfound¦¦FailedFaulted
21-0041120 | 3rd Party | Customer Equipment | Pole-Wood | Broken | 2021 | Tier 2 - Elevated | Distribution Circuit | 3 | 25 | 2021-03-25 | 1298079 | Sus | N | 3rdParty¦CustomerEquipment¦PoleWood¦Broken
21-0046483 | Equipment Failure/Involved | Overhead | Lightning Arrestor | Broken | 2021 | Tier 2 - Elevated | Distribution Circuit | 4 | 8 | 2021-04-08 | 1311557 | Sus | N | EquipmentFailureInvolved¦Overhead¦LightningArrestor¦Broken
21-0049203 | Equipment Failure/Involved | Overhead | Transformer (OH) | Failed/Faulted | 2021 | Tier 2 - Elevated | Transformer only | 4 | 15 | 2021-04-15 | 1318500 | Sus | N | EquipmentFailureInvolved¦Overhead¦Transformer(OH)¦FailedFaulted
21-0050078 | Vegetation | Tree - fell into line | Secondary | Broken | 2021 | Tier 3 - Extreme | Transformer only | 4 | 18 | 2021-04-18 | 1322199 | Sus | N | Vegetation¦Treefellintoline¦Secondary¦Broken
21-0054962 | 3rd Party | Kite | Conductor, Overhead | Normal | 2021 | Tier 2 - Elevated | Transformer only | 4 | 29 | 2021-04-29 | 1337121 | Sus | N | 3rdParty¦Kite¦ConductorOverhead¦Normal
21-0058635 | Unknown Cause | Patrol - not conducted |  |  | 2021 | Tier 2 - Elevated | Distribution Circuit | 5 | 7 | 2021-05-07 | 1343503 | Sus | Y | UnknownCause¦Patrolnotconducted¦¦
21-0060742 | Unknown Cause | Patrol - not conducted |  |  | 2021 | Tier 3 - Extreme | Distribution Circuit | 5 | 13 | 2021-05-13 | 1347633 | Sus | Y | UnknownCause¦Patrolnotconducted¦¦
21-0061748 | Equipment Failure/Involved | Overhead | Pole-Wood | Broken, wire on ground | 2021 | Tier 2 - Elevated | Distribution Circuit | 5 | 15 | 2021-05-15 | 1349744 | Sus | Y | EquipmentFailureInvolved¦Overhead¦PoleWood¦Brokenwireonground
21-0061769 | Unknown Cause | Patrol - found nothing |  |  | 2021 | Tier 2 - Elevated | Distribution Circuit | 5 | 15 | 2021-05-15 | 1349754 | Sus | Y | UnknownCause¦Patrolfoundnothing¦¦
21-0065450 | 3rd Party | Metallic Balloon | Conductor, Overhead | Broken, wire on ground | 2021 | Tier 2 - Elevated | Distribution Circuit | 5 | 24 | 2021-05-24 | 1357898 | Sus | Y | 3rdParty¦MetallicBalloon¦ConductorOverhead¦Brokenwireonground
21-0067083 | Equipment Failure/Involved | Overhead | Transformer (OH) | Failed/Faulted | 2021 | Tier 2 - Elevated | Transformer only | 5 | 27 | 2021-05-27 | 1360169 | Sus | Y | EquipmentFailureInvolved¦Overhead¦Transformer(OH)¦FailedFaulted
21-0070558 | 3rd Party | Vehicle | Pole-Wood | Broken | 2021 | Tier 3 - Extreme | Transformer only | 6 | 6 | 2021-06-06 | 1366774 | Sus | Y | 3rdParty¦Vehicle¦PoleWood¦Broken
21-0071766 | Unknown Cause | Patrol - found nothing |  |  | 2021 | Tier 2 - Elevated | Distribution Circuit | 6 | 8 | 2021-06-08 | 1368764 | Sus | Y | UnknownCause¦Patrolfoundnothing¦¦
21-0081962 | Equipment Failure/Involved | Overhead | Transformer | Broken | 2021 | Tier 3 - Extreme | Transformer only | 6 | 30 | 2021-06-30 | 1388530 | Sus | Y | EquipmentFailureInvolved¦Overhead¦Transformer¦Broken
21-0086285 | Company Initiated | Improper Construction | Jumper | Normal | 2021 | Tier 3 - Extreme | Distribution Circuit | 7 | 8 | 2021-07-08 | 1394393 | Sus | Y | CompanyInitiated¦ImproperConstruction¦Jumper¦Normal
21-0091301 | Unknown Cause | Patrol - found nothing |  |  | 2021 | Tier 3 - Extreme | Distribution Circuit | 7 | 17 | 2021-07-17 | 1407001 | Sus | Y | UnknownCause¦Patrolfoundnothing¦¦
21-0092022 | Equipment Failure/Involved | Overhead | Pole-Wood | Deteriorated | 2021 | Tier 2 - Elevated | Distribution Circuit | 7 | 19 | 2021-07-19 | 1408401 | Sus | Y | EquipmentFailureInvolved¦Overhead¦PoleWood¦Deteriorated
21-0094493 | Company Initiated | Contact with High Voltage, company | Conductor, Overhead | Normal | 2021 | Tier 2 - Elevated | Distribution Circuit | 7 | 24 | 2021-07-24 | 1413400 | Sus | Y | CompanyInitiated¦ContactwithHighVoltagecompany¦ConductorOverhead¦Normal
21-0096258 | Unknown Cause | Patrol - found nothing |  |  | 2021 | Tier 3 - Extreme | Transformer only | 7 | 28 | 2021-07-28 | 1417563 | Sus | Y | UnknownCause¦Patrolfoundnothing¦¦
21-0098187 | Animal | Squirrel | Transformer (OH) | Normal | 2021 | Tier 2 - Elevated | Distribution Circuit | 8 | 1 | 2021-08-01 | 1428013 | Sus | Y | Animal¦Squirrel¦Transformer(OH)¦Normal
21-0101986 | 3rd Party | Vehicle | Other | Broken | 2021 | Tier 3 - Extreme | Transformer only | 8 | 9 | 2021-08-09 | 1437981 | Sus | Y | 3rdParty¦Vehicle¦Other¦Broken
21-0103976 | Equipment Failure/Involved | Overhead | Conductor, Overhead | Deteriorated | 2021 | Tier 2 - Elevated | Distribution Circuit | 8 | 13 | 2021-08-13 | 1441897 | Sus | Y | EquipmentFailureInvolved¦Overhead¦ConductorOverhead¦Deteriorated
21-0105045 | Equipment Failure/Involved | Underground | Metering Equipment | Broken | 2021 | Tier 3 - Extreme | Distribution Circuit | 8 | 16 | 2021-08-16 | 1444026 | Sus | Y | EquipmentFailureInvolved¦Underground¦MeteringEquipment¦Broken
21-0111787 | Unknown Cause | Patrol - found nothing |  |  | 2021 | Tier 2 - Elevated | Distribution Circuit | 8 | 31 | 2021-08-31 | 1459267 | Sus | Y | UnknownCause¦Patrolfoundnothing¦¦
21-0112484 | Animal | Squirrel | Transformer (OH) | Normal | 2021 | Tier 3 - Extreme | Distribution Circuit | 9 | 2 | 2021-09-02 | 1460584 | Sus | Y | Animal¦Squirrel¦Transformer(OH)¦Normal
21-0116033 | Equipment Failure/Involved | Overhead | Transformer (OH) | Failed/Faulted | 2021 | Tier 3 - Extreme | Distribution Circuit | 9 | 10 | 2021-09-10 | 1467896 | Sus | Y | EquipmentFailureInvolved¦Overhead¦Transformer(OH)¦FailedFaulted
21-0120834 | Unknown Cause | Patrol - found nothing |  |  | 2021 | Tier 3 - Extreme | Distribution Circuit | 9 | 22 | 2021-09-22 | 1477820 | Sus | Y | UnknownCause¦Patrolfoundnothing¦¦
21-0136196 | Vegetation | Tree - fell into line | Conductor, Overhead | Broken, wire on ground | 2021 | Tier 3 - Extreme | Distribution Circuit | 10 | 24 | 2021-10-24 | 1510737 | Sus | Y | Vegetation¦Treefellintoline¦ConductorOverhead¦Brokenwireonground
21-0136770 | Equipment Failure/Involved | Overhead | Fuse | Broken | 2021 | Tier 2 - Elevated | Transformer only | 10 | 24 | 2021-10-24 | 1515857 | Sus | Y | EquipmentFailureInvolved¦Overhead¦Fuse¦Broken
21-0138499 | Equipment Failure/Involved | Overhead | Cutout, fuse holder | Broken | 2021 | Tier 2 - Elevated | Transformer only | 10 | 26 | 2021-10-26 | 1522096 | Sus | Y | EquipmentFailureInvolved¦Overhead¦Cutoutfuseholder¦Broken
21-0146903 | Vegetation | Tree - fell into line | Conductor, Overhead | Broken, wire on ground | 2021 | Tier 2 - Elevated | Distribution Circuit | 11 | 17 | 2021-11-17 | 1547762 | Sus | Y | Vegetation¦Treefellintoline¦ConductorOverhead¦Brokenwireonground
21-0155492 | Equipment Failure/Involved | Underground | Service conductor | Arcing | 2021 | Tier 2 - Elevated | Transformer only | 12 | 6 | 2021-12-06 | 1560717 | Sus | N | EquipmentFailureInvolved¦Underground¦Serviceconductor¦Arcing
21-0157388 | Vegetation | Tree - fell into line | Conductor, Overhead | Broken, wire on ground | 2021 | Tier 3 - Extreme | Distribution Circuit | 12 | 13 | 2021-12-13 | 1567615 | Sus | N | Vegetation¦Treefellintoline¦ConductorOverhead¦Brokenwireonground
21-0157469 | Vegetation | Tree - fell into line | Conductor, Overhead | Broken, wire on ground | 2021 | Tier 3 - Extreme | Distribution Circuit | 12 | 13 | 2021-12-13 | 1568182 | Sus | N | Vegetation¦Treefellintoline¦ConductorOverhead¦Brokenwireonground
21-0158190 | Vegetation | Tree - fell into line | Insulator | Broken | 2021 | Tier 2 - Elevated | Distribution Circuit | 12 | 14 | 2021-12-14 | 1570517 | Sus | N | Vegetation¦Treefellintoline¦Insulator¦Broken
21-0158536 | Environmental/External | Ice or snow | Conductor, Overhead | Broken, wire on ground | 2021 | Tier 2 - Elevated | Distribution Circuit | 12 | 15 | 2021-12-15 | 1573029 | Sus | N | EnvironmentalExternal¦Iceorsnow¦ConductorOverhead¦Brokenwireonground
21-0160774 | Environmental/External | Ice or snow | Conductor, Overhead | Broken, wire on ground | 2021 | Tier 3 - Extreme | Distribution Circuit | 12 | 26 | 2021-12-26 | 1582593 | Sus | N | EnvironmentalExternal¦Iceorsnow¦ConductorOverhead¦Brokenwireonground
21-0160791 | Vegetation | Tree - fell into line | Conductor, Overhead | Normal | 2021 | Tier 3 - Extreme | Distribution Circuit | 12 | 26 | 2021-12-26 | 1582606 | Sus | N | Vegetation¦Treefellintoline¦ConductorOverhead¦Normal
22-0004983 | Unknown Cause | Patrol - found nothing |  |  | 2021 | Tier 3 - Extreme | Distribution Circuit | 12 | 31 | 2021-12-31 | 1590434 | Sus | N | UnknownCause¦Patrolfoundnothing¦¦
22-0006899 | Vegetation | Tree - fell into line | Service conductor | Broken | 2022 | Tier 2 - Elevated | Transformer only | 1 | 6 | 2022-01-06 | 1596638 | Sus | N | Vegetation¦Treefellintoline¦Serviceconductor¦Broken
22-0007808 | Vegetation | Tree - fell into line | Pole-Wood | Broken | 2021 | Tier 2 - Elevated | Distribution Circuit | 12 | 26 | 2021-12-26 | 1598897 | Sus | N | Vegetation¦Treefellintoline¦PoleWood¦Broken
22-0012886 | Vegetation | Tree - fell into line | Conductor, Overhead | Broken, wire on ground | 2022 | Tier 3 - Extreme | Distribution Circuit | 1 | 22 | 2022-01-22 | 1608593 | Sus | N | Vegetation¦Treefellintoline¦ConductorOverhead¦Brokenwireonground
22-0016634 | Animal | Bird found | Conductor, Overhead | Normal | 2022 | Tier 2 - Elevated | Distribution Circuit | 1 | 31 | 2022-01-31 | 1617438 | Sus | N | Animal¦Birdfound¦ConductorOverhead¦Normal
22-0022707 | Unknown Cause | Patrol - found nothing |  |  | 2022 | Tier 2 - Elevated | Distribution Circuit | 2 | 15 | 2022-02-15 | 1628289 | Sus | N | UnknownCause¦Patrolfoundnothing¦¦
22-0045094 | Animal | Squirrel | Fuse | Failed/Faulted | 2022 | Tier 3 - Extreme | Distribution Circuit | 4 | 10 | 2022-04-10 | 1667331 | Sus | N | Animal¦Squirrel¦Fuse¦FailedFaulted
22-0052937 | Equipment Failure/Involved | Overhead | Connector or Splice (OH) | Burned/flashed | 2022 | Zone 1 - HHZ | Distribution Circuit | 4 | 21 | 2022-04-21 | 1678709 | Sus | N | EquipmentFailureInvolved¦Overhead¦ConnectororSplice(OH)¦Burnedflashed
22-0055775 | Equipment Failure/Involved | Overhead | Transformer (OH) | Leaking | 2022 | Tier 2 - Elevated | Transformer only | 4 | 28 | 2022-04-28 | 1684199 | Sus | N | EquipmentFailureInvolved¦Overhead¦Transformer(OH)¦Leaking
22-0060932 | Vegetation | Tree - fell into line | Conductor, Overhead | Normal | 2022 | Tier 2 - Elevated | Distribution Circuit | 5 | 11 | 2022-05-11 | 1694152 | Sus | Y | Vegetation¦Treefellintoline¦ConductorOverhead¦Normal
22-0061113 | Unknown Cause | Patrol - found nothing |  |  | 2022 | Tier 2 - Elevated | Distribution Circuit | 5 | 12 | 2022-05-12 | 1694372 | Sus | Y | UnknownCause¦Patrolfoundnothing¦¦
22-0064977 | Unknown Cause | Patrol - found nothing |  |  | 2022 | Tier 2 - Elevated | Distribution Circuit | 5 | 22 | 2022-05-22 | 1707458 | Sus | Y | UnknownCause¦Patrolfoundnothing¦¦
22-0065052 | Unknown Cause | Patrol - found nothing |  |  | 2022 | Tier 3 - Extreme | Distribution Circuit | 5 | 23 | 2022-05-23 | 1707509 | Sus | Y | UnknownCause¦Patrolfoundnothing¦¦
22-0070299 | Vegetation | Tree - fell into line | Conductor, Overhead | Normal | 2022 | Tier 3 - Extreme | Distribution Circuit | 6 | 5 | 2022-06-05 | 1719464 | Sus | Y | Vegetation¦Treefellintoline¦ConductorOverhead¦Normal
22-0071841 | 3rd Party | Tree - cutting, 3rd party | Conductor, Overhead | Broken, wire on ground | 2022 | Tier 3 - Extreme | Distribution Circuit | 6 | 8 | 2022-06-08 | 1724264 | Sus | Y | 3rdParty¦Treecutting3rdparty¦ConductorOverhead¦Brokenwireonground
22-0071882 | Vegetation | Tree - grew into line | Fuse | Burned Open | 2022 | Tier 3 - Extreme | Transformer only | 6 | 8 | 2022-06-08 | 1724214 | Sus | Y | Vegetation¦Treegrewintoline¦Fuse¦BurnedOpen
22-0073437 | Equipment Failure/Involved | Overhead | Metering Equipment | Broken | 2022 | Tier 3 - Extreme | Transformer only | 6 | 12 | 2022-06-12 | 1729484 | Sus | Y | EquipmentFailureInvolved¦Overhead¦MeteringEquipment¦Broken
22-0079214 | Vegetation | Tree - fell into line | Conductor, Overhead | Normal | 2022 | Tier 3 - Extreme | Distribution Circuit | 6 | 27 | 2022-06-27 | 1743675 | Sus | Y | Vegetation¦Treefellintoline¦ConductorOverhead¦Normal
22-0083543 | Animal | Squirrel | Pole-Wood | Normal | 2022 | Tier 3 - Extreme | Transformer only | 7 | 9 | 2022-07-09 | 1752151 | Sus | Y | Animal¦Squirrel¦PoleWood¦Normal
22-0087888 | 3rd Party | Other | Conductor, Overhead | Normal | 2022 | Tier 2 - Elevated | Distribution Circuit | 7 | 20 | 2022-07-20 | 1761534 | Sus | Y | 3rdParty¦Other¦ConductorOverhead¦Normal
22-0089778 | Vegetation | Tree - fell into line | Conductor, Overhead | Broken, wire on object | 2022 | Tier 3 - Extreme | Transformer only | 7 | 26 | 2022-07-26 | 1765818 | Sus | Y | Vegetation¦Treefellintoline¦ConductorOverhead¦Brokenwireonobject
22-0095124 | 3rd Party | Vehicle | Pole-Wood | Broken, wire on ground | 2022 | Tier 2 - Elevated | Distribution Circuit | 8 | 8 | 2022-08-08 | 1776322 | Sus | Y | 3rdParty¦Vehicle¦PoleWood¦Brokenwireonground
22-0097457 | Unknown Cause | Patrol - found nothing |  |  | 2022 | Tier 2 - Elevated | Distribution Circuit | 8 | 15 | 2022-08-15 | 1781096 | Sus | Y | UnknownCause¦Patrolfoundnothing¦¦
22-0102806 | Vegetation | Tree - branch fell on line | Conductor, Overhead | Normal | 2022 | Tier 3 - Extreme | Distribution Circuit | 8 | 28 | 2022-08-28 | 1793437 | Sus | Y | Vegetation¦Treebranchfellonline¦ConductorOverhead¦Normal
22-0107428 | Vegetation | Tree - fell into line | Crossarm, Wood | Broken | 2022 | Tier 3 - Extreme | Distribution Circuit | 9 | 7 | 2022-09-07 | 1804490 | Sus | Y | Vegetation¦Treefellintoline¦CrossarmWood¦Broken
22-0111604 | Vegetation | Tree - branch fell on line | Conductor, Overhead | Normal | 2022 | Tier 3 - Extreme | Distribution Circuit | 9 | 18 | 2022-09-18 | 1814087 | Sus | Y | Vegetation¦Treebranchfellonline¦ConductorOverhead¦Normal
22-0113617 | Animal | Bird found | Capacitor | Normal | 2022 | Tier 3 - Extreme | Distribution Circuit | 9 | 22 | 2022-09-22 | 1819054 | Sus | Y | Animal¦Birdfound¦Capacitor¦Normal
22-0122180 | 3rd Party | Customer Equipment | Conductor, Overhead | Normal | 2022 | Tier 2 - Elevated | Distribution Circuit | 10 | 17 | 2022-10-17 | 1839135 | Sus | Y | 3rdParty¦CustomerEquipment¦ConductorOverhead¦Normal
22-0122575 | Equipment Failure/Involved | Overhead | Transformer (OH) | Failed/Faulted | 2022 | Tier 2 - Elevated | Distribution Circuit | 10 | 18 | 2022-10-18 | 1839881 | Sus | Y | EquipmentFailureInvolved¦Overhead¦Transformer(OH)¦FailedFaulted
22-0123811 | Unknown Cause | Patrol - found nothing |  |  | 2022 | Tier 3 - Extreme | Distribution Circuit | 10 | 22 | 2022-10-22 | 1842540 | Sus | Y | UnknownCause¦Patrolfoundnothing¦¦
22-0126082 | Equipment Failure/Involved | Overhead | Insulator | Broken, wire on ground | 2022 | Tier 3 - Extreme | Distribution Circuit | 10 | 31 | 2022-10-31 | 1848960 | Sus | Y | EquipmentFailureInvolved¦Overhead¦Insulator¦Brokenwireonground
22-0127196 | Unknown Cause | Patrol - found nothing |  |  | 2022 | Tier 2 - Elevated | Distribution Circuit | 11 | 2 | 2022-11-02 | 1851873 | Sus | Y | UnknownCause¦Patrolfoundnothing¦¦
22-0129253 | Equipment Failure/Involved | Substation | Circuit Breaker | Normal | 2022 | Tier 2 - Elevated | Substation - Transmission | 11 | 8 | 2022-11-08 | 1858062 | Sus | Y | EquipmentFailureInvolved¦Substation¦CircuitBreaker¦Normal
22-0133345 | Unknown Cause | Patrol - found nothing |  |  | 2022 | Tier 2 - Elevated | Distribution Circuit | 11 | 22 | 2022-11-22 | 1867529 | Sus | Y | UnknownCause¦Patrolfoundnothing¦¦
22-0136195 | Unknown Cause | Patrol - found nothing |  |  | 2022 | Tier 3 - Extreme | Distribution Circuit | 12 | 2 | 2022-12-02 | 1874571 | Sus | N | UnknownCause¦Patrolfoundnothing¦¦
22-0136744 | Unknown Cause | Patrol - found nothing |  |  | 2022 | Tier 2 - Elevated | Distribution Circuit | 12 | 5 | 2022-12-05 | 1876253 | Sus | N | UnknownCause¦Patrolfoundnothing¦¦
22-0141034 | Equipment Failure/Involved | Overhead | Cutout, fuse holder | Failed/Faulted | 2022 | Tier 2 - Elevated | Transformer only | 12 | 22 | 2022-12-22 | 1896120 | Sus | N | EquipmentFailureInvolved¦Overhead¦Cutoutfuseholder¦FailedFaulted
22-0141378 | Vegetation | Tree - branch fell on line | Conductor, Overhead | Normal | 2022 | Tier 2 - Elevated | Distribution Circuit | 12 | 26 | 2022-12-26 | 1897795 | Sus | N | Vegetation¦Treebranchfellonline¦ConductorOverhead¦Normal
22-0142147 | Environmental/External | Water | Connector or Splice (UG) | Normal | 2022 | Tier 3 - Extreme | Distribution Circuit | 12 | 30 | 2022-12-30 | 1901742 | Sus | N | EnvironmentalExternal¦Water¦ConnectororSplice(UG)¦Normal
22-0142157 | Vegetation | Tree - fell into line | Conductor, Overhead | Broken, wire on ground | 2022 | Tier 3 - Extreme | Distribution Circuit | 12 | 30 | 2022-12-30 | 1901777 | Sus | N | Vegetation¦Treefellintoline¦ConductorOverhead¦Brokenwireonground
23-0004362 | Vegetation | Tree - fell into line | Conductor, Overhead | Normal | 2022 | Tier 2 - Elevated | Distribution Circuit | 12 | 31 | 2022-12-31 | 1904893 | Sus | N | Vegetation¦Treefellintoline¦ConductorOverhead¦Normal
15-0010609 | Unknown Cause | Patrol - found nothing |  |  | 2015 | Tier 2 - Elevated | Distribution Circuit | 2 | 6 | 2015-02-06 | 1177557 | Sus | N | UnknownCause¦Patrolfoundnothing¦¦
15-0011820 | Vegetation | Tree - fell into line | Conductor, Overhead | Normal | 2015 | Tier 3 - Extreme | Distribution Circuit | 2 | 8 | 2015-02-08 | 1183564 | Sus | N | Vegetation¦Treefellintoline¦ConductorOverhead¦Normal
15-0016781 | Equipment Failure/Involved | Other | Transformer | Leaking | 2015 | Tier 3 - Extreme | Distribution Circuit | 3 | 2 | 2015-03-02 | 1198347 | Sus | N | EquipmentFailureInvolved¦Other¦Transformer¦Leaking
15-0025686 | Equipment Failure/Involved | Lightning | Transformer | Failed/Faulted | 2015 | Tier 2 - Elevated | Transformer only | 4 | 9 | 2015-04-09 | 1216725 | Sus | N | EquipmentFailureInvolved¦Lightning¦Transformer¦FailedFaulted
15-0029460 | Vegetation | Tree - fell into line | Conductor, Overhead | Broken, wire on ground | 2015 | Tier 2 - Elevated | Distribution Circuit | 4 | 25 | 2015-04-25 | 1224693 | Sus | N | Vegetation¦Treefellintoline¦ConductorOverhead¦Brokenwireonground
15-0032479 | Unknown Cause | Patrol - not conducted |  |  | 2015 | Tier 2 - Elevated | Distribution Circuit | 5 | 7 | 2015-05-07 | 1230627 | Sus | Y | UnknownCause¦Patrolnotconducted¦¦
15-0032784 | Equipment Failure/Involved | Overhead | Transformer | Deteriorated | 2015 | Tier 2 - Elevated | Transformer only | 5 | 7 | 2015-05-07 | 1231400 | Sus | Y | EquipmentFailureInvolved¦Overhead¦Transformer¦Deteriorated
15-0038958 | Environmental/External | Lightning | Cutout, fuse holder | Failed/Faulted | 2015 | Tier 3 - Extreme | Distribution Circuit | 6 | 5 | 2015-06-05 | 1244489 | Sus | Y | EnvironmentalExternal¦Lightning¦Cutoutfuseholder¦FailedFaulted
15-0039162 | Unknown Cause | Patrol - found nothing |  |  | 2015 | Tier 3 - Extreme | Distribution Circuit | 6 | 7 | 2015-06-07 | 1245248 | Sus | Y | UnknownCause¦Patrolfoundnothing¦¦
15-0039165 | Equipment Failure/Involved | Electrical Overload | Transformer (OH) | Failed/Faulted | 2015 | Tier 2 - Elevated | Transformer only | 6 | 7 | 2015-06-07 | 1245273 | Sus | Y | EquipmentFailureInvolved¦ElectricalOverload¦Transformer(OH)¦FailedFaulted
15-0040544 | Equipment Failure/Involved | Overhead | Transformer | Broken | 2015 | Tier 3 - Extreme | Transformer only | 6 | 11 | 2015-06-11 | 1249562 | Sus | Y | EquipmentFailureInvolved¦Overhead¦Transformer¦Broken
15-0040789 | Vegetation | Tree - grew into line | Conductor, Overhead | Normal | 2015 | Tier 2 - Elevated | Distribution Circuit | 6 | 12 | 2015-06-12 | 1250146 | Sus | Y | Vegetation¦Treegrewintoline¦ConductorOverhead¦Normal
15-0042523 | Vegetation | Tree - fell into line | Conductor, Overhead | Normal | 2015 | Tier 3 - Extreme | Distribution Circuit | 6 | 22 | 2015-06-22 | 1254686 | Sus | Y | Vegetation¦Treefellintoline¦ConductorOverhead¦Normal
15-0051793 | Vegetation | Tree - fell into line | Conductor, Overhead | Broken, wire on ground | 2015 | Tier 2 - Elevated | Distribution Circuit | 7 | 30 | 2015-07-30 | 1280464 | Sus | Y | Vegetation¦Treefellintoline¦ConductorOverhead¦Brokenwireonground
15-0054943 | Unknown Cause | Patrol - found nothing |  |  | 2015 | Tier 3 - Extreme | Distribution Circuit | 8 | 14 | 2015-08-14 | 1288117 | Sus | Y | UnknownCause¦Patrolfoundnothing¦¦
15-0057735 | Equipment Failure/Involved | Overhead | Conductor, Overhead | Broken, wire on ground | 2015 | Tier 3 - Extreme | Distribution Circuit | 8 | 27 | 2015-08-27 | 1295538 | Sus | Y | EquipmentFailureInvolved¦Overhead¦ConductorOverhead¦Brokenwireonground
15-0060041 | 3rd Party | Fire, house or bldg. | Conductor, Overhead | Normal | 2015 | Tier 3 - Extreme | Distribution Circuit | 9 | 9 | 2015-09-09 | 1302264 | Sus | Y | 3rdParty¦Firehouseorbldg¦ConductorOverhead¦Normal
15-0061886 | 3rd Party | Tree - cutting, 3rd party | Conductor, Overhead | Normal | 2015 | Tier 3 - Extreme | Distribution Circuit | 9 | 17 | 2015-09-17 | 1307527 | Sus | Y | 3rdParty¦Treecutting3rdparty¦ConductorOverhead¦Normal
15-0067482 | Equipment Failure/Involved | Overhead | Transformer | Failed/Faulted | 2015 | Tier 2 - Elevated | Transformer only | 10 | 2 | 2015-10-02 | 1315443 | Sus | Y | EquipmentFailureInvolved¦Overhead¦Transformer¦FailedFaulted
15-0070902 | Animal | Squirrel | Transformer (OH) | Normal | 2015 | Tier 2 - Elevated | Distribution Circuit | 10 | 16 | 2015-10-16 | 1323202 | Sus | Y | Animal¦Squirrel¦Transformer(OH)¦Normal
15-0072628 | Animal | Other | Fuse | Failed/Faulted | 2015 | Tier 3 - Extreme | Distribution Circuit | 10 | 21 | 2015-10-21 | 1327548 | Sus | Y | Animal¦Other¦Fuse¦FailedFaulted
15-0072903 | Vegetation | Tree - fell into line | Conductor, Overhead | Normal | 2015 | Tier 3 - Extreme | Distribution Circuit | 10 | 23 | 2015-10-23 | 1328142 | Sus | Y | Vegetation¦Treefellintoline¦ConductorOverhead¦Normal
15-0074017 | Animal | Squirrel | Fuse | Failed/Faulted | 2015 | Tier 3 - Extreme | Distribution Circuit | 10 | 29 | 2015-10-29 | 1330877 | Sus | Y | Animal¦Squirrel¦Fuse¦FailedFaulted
15-0077145 | Animal | Bird found | Pole-Wood | Broken, wire on ground | 2015 | Tier 2 - Elevated | Distribution Circuit | 11 | 10 | 2015-11-10 | 1339320 | Sus | Y | Animal¦Birdfound¦PoleWood¦Brokenwireonground
15-0077904 | 3rd Party | Customer Equipment | Secondary | Normal | 2015 | Tier 2 - Elevated | Distribution Circuit | 11 | 15 | 2015-11-15 | 1341924 | Sus | Y | 3rdParty¦CustomerEquipment¦Secondary¦Normal
15-0078038 | Vegetation | Tree - fell into line | Conductor, Overhead | Normal | 2015 | Tier 2 - Elevated | Distribution Circuit | 11 | 15 | 2015-11-15 | 1342636 | Sus | Y | Vegetation¦Treefellintoline¦ConductorOverhead¦Normal
15-0080554 | Vegetation | Tree - branch fell on line | Fuse | Failed/Faulted | 2015 | Tier 3 - Extreme | Distribution Circuit | 11 | 24 | 2015-11-24 | 1347830 | Sus | Y | Vegetation¦Treebranchfellonline¦Fuse¦FailedFaulted
15-0085235 | Unknown Cause | Patrol - not conducted |  |  | 2015 | Tier 2 - Elevated | Distribution Circuit | 12 | 14 | 2015-12-14 | 1363099 | Sus | N | UnknownCause¦Patrolnotconducted¦¦
15-0086576 | Vegetation | Tree - fell into line | Conductor, Overhead | Broken | 2015 | Tier 2 - Elevated | Distribution Circuit | 12 | 21 | 2015-12-21 | 1368471 | Sus | N | Vegetation¦Treefellintoline¦ConductorOverhead¦Broken
15-0086798 | Vegetation | Tree - branch fell on line | Conductor, Overhead | Burned/flashed | 2015 | Tier 3 - Extreme | Distribution Circuit | 12 | 22 | 2015-12-22 | 1368901 | Sus | N | Vegetation¦Treebranchfellonline¦ConductorOverhead¦Burnedflashed
15-0087057 | Unknown Cause | Patrol - found nothing |  |  | 2015 | Tier 2 - Elevated | Distribution Circuit | 12 | 24 | 2015-12-24 | 1370706 | Sus | N | UnknownCause¦Patrolfoundnothing¦¦
15-0087647 | Unknown Cause | Patrol - found nothing |  |  | 2015 | Tier 3 - Extreme | Distribution Circuit | 12 | 28 | 2015-12-28 | 1373406 | Sus | N | UnknownCause¦Patrolfoundnothing¦¦
15-0087666 | Vegetation | Tree - branch fell on line | Conductor, Overhead | Normal | 2015 | Tier 2 - Elevated | Distribution Circuit | 12 | 28 | 2015-12-28 | 1373529 | Sus | N | Vegetation¦Treebranchfellonline¦ConductorOverhead¦Normal
16-0002429 | Unknown Cause | Patrol - found nothing |  |  | 2016 | Tier 2 - Elevated | Distribution Circuit | 1 | 1 | 2016-01-01 | 1375592 | Sus | N | UnknownCause¦Patrolfoundnothing¦¦
16-0003662 | Vegetation | Tree - branch fell on line | Conductor, Overhead | Normal | 2016 | Tier 3 - Extreme | Distribution Circuit | 1 | 6 | 2016-01-06 | 1379131 | Sus | N | Vegetation¦Treebranchfellonline¦ConductorOverhead¦Normal
16-0005057 | Vegetation | Tree - fell into line | Conductor, Overhead | Broken, wire on ground | 2016 | Tier 2 - Elevated | Distribution Circuit | 1 | 13 | 2016-01-13 | 1382733 | Sus | N | Vegetation¦Treefellintoline¦ConductorOverhead¦Brokenwireonground
16-0006492 | Equipment Failure/Involved | Overhead | Conductor, Overhead | Together | 2016 | Tier 3 - Extreme | Distribution Circuit | 1 | 19 | 2016-01-19 | 1387619 | Sus | N | EquipmentFailureInvolved¦Overhead¦ConductorOverhead¦Together
16-0013316 | Vegetation | Tree - branch fell on line | Conductor, Overhead | Broken, wire on ground | 2016 | Tier 2 - Elevated | Distribution Circuit | 2 | 17 | 2016-02-17 | 1405667 | Sus | N | Vegetation¦Treebranchfellonline¦ConductorOverhead¦Brokenwireonground
16-0013572 | Vegetation | Tree - fell into line | Conductor, Overhead | Normal | 2016 | Tier 2 - Elevated | Distribution Circuit | 2 | 17 | 2016-02-17 | 1406488 | Sus | N | Vegetation¦Treefellintoline¦ConductorOverhead¦Normal
16-0014819 | Vegetation | Tree - branch fell on line | Conductor, Overhead | Normal | 2016 | Tier 2 - Elevated | Distribution Circuit | 2 | 22 | 2016-02-22 | 1410510 | Sus | N | Vegetation¦Treebranchfellonline¦ConductorOverhead¦Normal
16-0018006 | Vegetation | Tree - fell into line | Conductor, Overhead | Broken, wire on ground | 2016 | Tier 3 - Extreme | Distribution Circuit | 3 | 5 | 2016-03-05 | 1419340 | Sus | N | Vegetation¦Treefellintoline¦ConductorOverhead¦Brokenwireonground
16-0018064 | Unknown Cause | Patrol - found nothing |  |  | 2016 | Tier 2 - Elevated | Distribution Circuit | 3 | 5 | 2016-03-05 | 1420316 | Sus | N | UnknownCause¦Patrolfoundnothing¦¦
16-0018133 | Equipment Failure/Involved | Overhead | Transformer | Failed/Faulted | 2016 | Tier 2 - Elevated | Transformer only | 3 | 5 | 2016-03-05 | 1419388 | Sus | N | EquipmentFailureInvolved¦Overhead¦Transformer¦FailedFaulted
16-0018139 | Equipment Failure/Involved | Overhead | Pole-Wood | Broken | 2016 | Tier 2 - Elevated | Distribution Circuit | 3 | 5 | 2016-03-05 | 1420659 | Sus | N | EquipmentFailureInvolved¦Overhead¦PoleWood¦Broken
16-0018598 | Equipment Failure/Involved | Overhead | Pole-Wood | Broken | 2016 | Tier 2 - Elevated | Distribution Circuit | 3 | 6 | 2016-03-06 | 1422833 | Sus | N | EquipmentFailureInvolved¦Overhead¦PoleWood¦Broken
16-0019320 | Unknown Cause | Patrol - not conducted |  |  | 2016 | Tier 2 - Elevated | Distribution Circuit | 3 | 8 | 2016-03-08 | 1425480 | Sus | N | UnknownCause¦Patrolnotconducted¦¦
16-0020368 | Vegetation | Tree - branch fell on line | Conductor, Overhead | Normal | 2016 | Tier 3 - Extreme | Distribution Circuit | 3 | 11 | 2016-03-11 | 1427624 | Sus | N | Vegetation¦Treebranchfellonline¦ConductorOverhead¦Normal
16-0023039 | Equipment Failure/Involved | Overhead | Bushing | Broken | 2016 | Tier 2 - Elevated | Transformer only | 3 | 21 | 2016-03-21 | 1435246 | Sus | N | EquipmentFailureInvolved¦Overhead¦Bushing¦Broken
16-0031057 | Vegetation | Tree - fell into line | Pole-Wood | Broken, wire on ground | 2016 | Tier 2 - Elevated | Distribution Circuit | 4 | 24 | 2016-04-24 | 1457268 | Sus | N | Vegetation¦Treefellintoline¦PoleWood¦Brokenwireonground
16-0037483 | Unknown Cause | Patrol - not conducted |  |  | 2016 | Tier 2 - Elevated | Distribution Circuit | 5 | 20 | 2016-05-20 | 1473798 | Sus | Y | UnknownCause¦Patrolnotconducted¦¦
16-0039491 | Unknown Cause | Patrol - found nothing |  |  | 2016 | Tier 2 - Elevated | Distribution Circuit | 5 | 28 | 2016-05-28 | 1478372 | Sus | Y | UnknownCause¦Patrolfoundnothing¦¦
16-0042901 | Equipment Failure/Involved | Overhead | Transformer | Failed/Faulted | 2016 | Tier 3 - Extreme | Transformer only | 6 | 13 | 2016-06-13 | 1488107 | Sus | Y | EquipmentFailureInvolved¦Overhead¦Transformer¦FailedFaulted
16-0044159 | Unknown Cause | Patrol - found nothing |  |  | 2016 | Tier 2 - Elevated | Distribution Circuit | 6 | 17 | 2016-06-17 | 1491439 | Sus | Y | UnknownCause¦Patrolfoundnothing¦¦
16-0060535 | Vegetation | Tree - branch fell on line | Conductor, Overhead | Normal | 2016 | Tier 3 - Extreme | Distribution Circuit | 8 | 28 | 2016-08-28 | 1533264 | Sus | Y | Vegetation¦Treebranchfellonline¦ConductorOverhead¦Normal
16-0066511 | Animal | Squirrel |  | Failed/Faulted | 2016 | Tier 2 - Elevated | Transformer only | 9 | 22 | 2016-09-22 | 1545909 | Sus | Y | Animal¦Squirrel¦¦FailedFaulted
16-0067218 | Equipment Failure/Involved | Overhead | Conductor, Overhead | Broken, wire on ground | 2016 | Tier 2 - Elevated | Distribution Circuit | 9 | 24 | 2016-09-24 | 1547041 | Sus | Y | EquipmentFailureInvolved¦Overhead¦ConductorOverhead¦Brokenwireonground
16-0068950 | 3rd Party | Dig in, 3rd party | Bushing | Broken | 2016 | Tier 3 - Extreme | Distribution Circuit | 10 | 1 | 2016-10-01 | 1551040 | Sus | Y | 3rdParty¦Digin3rdparty¦Bushing¦Broken
16-0070162 | Animal | Squirrel | Transformer (OH) | Normal | 2016 | Tier 2 - Elevated | Distribution Circuit | 10 | 6 | 2016-10-06 | 1554063 | Sus | Y | Animal¦Squirrel¦Transformer(OH)¦Normal
16-0071797 | Vegetation | Tree - branch fell on line | Conductor, Overhead | Normal | 2016 | Tier 2 - Elevated | Distribution Circuit | 10 | 13 | 2016-10-13 | 1557842 | Sus | Y | Vegetation¦Treebranchfellonline¦ConductorOverhead¦Normal
16-0072159 | Equipment Failure/Involved | Overhead | Conductor, Overhead | Broken, wire on ground | 2016 | Tier 2 - Elevated | Distribution Circuit | 10 | 14 | 2016-10-14 | 1559350 | Sus | Y | EquipmentFailureInvolved¦Overhead¦ConductorOverhead¦Brokenwireonground
16-0072632 | Vegetation | Tree - fell into line | Conductor, Overhead | Broken, wire on ground | 2016 | Tier 2 - Elevated | Distribution Circuit | 10 | 15 | 2016-10-15 | 1561640 | Sus | Y | Vegetation¦Treefellintoline¦ConductorOverhead¦Brokenwireonground
16-0072850 | Vegetation | Tree - fell into line | Conductor, Overhead | Broken, wire on ground | 2016 | Tier 3 - Extreme | Transformer only | 10 | 16 | 2016-10-16 | 1562334 | Sus | Y | Vegetation¦Treefellintoline¦ConductorOverhead¦Brokenwireonground
16-0075407 | Vegetation | Tree - fell into line | Conductor, Overhead | Normal | 2016 | Tier 2 - Elevated | Distribution Circuit | 10 | 25 | 2016-10-25 | 1569567 | Sus | Y | Vegetation¦Treefellintoline¦ConductorOverhead¦Normal
16-0076289 | Vegetation | Tree - fell into line | Conductor, Overhead | Normal | 2016 | Tier 2 - Elevated | Distribution Circuit | 10 | 28 | 2016-10-28 | 1571468 | Sus | Y | Vegetation¦Treefellintoline¦ConductorOverhead¦Normal
16-0076506 | Vegetation | Tree - fell into line | Fuse | Failed/Faulted | 2016 | Tier 2 - Elevated | Distribution Circuit | 10 | 28 | 2016-10-28 | 1572044 | Sus | Y | Vegetation¦Treefellintoline¦Fuse¦FailedFaulted
16-0081278 | 3rd Party | Vehicle | Crossarm, Wood | Broken | 2016 | Tier 2 - Elevated | Distribution Circuit | 11 | 20 | 2016-11-20 | 1585824 | Sus | Y | 3rdParty¦Vehicle¦CrossarmWood¦Broken
16-0082239 | Unknown Cause | Patrol - found nothing |  |  | 2016 | Tier 2 - Elevated | Distribution Circuit | 11 | 26 | 2016-11-26 | 1588882 | Sus | Y | UnknownCause¦Patrolfoundnothing¦¦
16-0084885 | 3rd Party | Vehicle | Pole-Wood | Broken | 2016 | Tier 2 - Elevated | Distribution Circuit | 12 | 10 | 2016-12-10 | 1598222 | Sus | N | 3rdParty¦Vehicle¦PoleWood¦Broken
17-0003486 | Vegetation | Tree - branch fell on line | Conductor, Overhead | Broken, wire on ground | 2017 | Tier 3 - Extreme | Distribution Circuit | 1 | 4 | 2017-01-04 | 1617403 | Sus | N | Vegetation¦Treebranchfellonline¦ConductorOverhead¦Brokenwireonground
17-0005551 | Vegetation | Tree - fell into line | Conductor, Overhead | Normal | 2017 | Tier 3 - Extreme | Distribution Circuit | 1 | 8 | 2017-01-08 | 1628386 | Sus | N | Vegetation¦Treefellintoline¦ConductorOverhead¦Normal
17-0005738 | Vegetation | Tree - fell into line | Conductor, Overhead | Together | 2017 | Tier 3 - Extreme | Distribution Circuit | 1 | 8 | 2017-01-08 | 1627367 | Sus | N | Vegetation¦Treefellintoline¦ConductorOverhead¦Together
17-0005872 | Vegetation | Tree - fell into line | Transformer | Broken, wire on ground | 2017 | Tier 2 - Elevated | Transformer only | 1 | 9 | 2017-01-09 | 1629899 | Sus | N | Vegetation¦Treefellintoline¦Transformer¦Brokenwireonground
17-0006290 | Vegetation | Tree - fell into line | Conductor, Overhead | Broken, wire on ground | 2017 | Tier 2 - Elevated | Distribution Circuit | 1 | 9 | 2017-01-09 | 1631858 | Sus | N | Vegetation¦Treefellintoline¦ConductorOverhead¦Brokenwireonground
17-0006555 | Vegetation | Tree - fell into line | Conductor, Overhead | Broken, wire on ground | 2017 | Tier 2 - Elevated | Distribution Circuit | 1 | 10 | 2017-01-10 | 1633088 | Sus | N | Vegetation¦Treefellintoline¦ConductorOverhead¦Brokenwireonground
17-0006810 | Vegetation | Tree - fell into line | Pole-Wood | Broken, wire on ground | 2017 | Tier 2 - Elevated | Distribution Circuit | 1 | 10 | 2017-01-10 | 1633970 | Sus | N | Vegetation¦Treefellintoline¦PoleWood¦Brokenwireonground
17-0007893 | Unknown Cause | Patrol - found nothing |  |  | 2017 | Tier 2 - Elevated | Distribution Circuit | 1 | 11 | 2017-01-11 | 1640030 | Sus | N | UnknownCause¦Patrolfoundnothing¦¦
17-0010613 | Vegetation | Tree - branch fell on line | Fuse | Failed/Faulted | 2017 | Tier 3 - Extreme | Distribution Circuit | 1 | 18 | 2017-01-18 | 1648736 | Sus | N | Vegetation¦Treebranchfellonline¦Fuse¦FailedFaulted
17-0011887 | Vegetation | Tree - fell into line | Pole-Wood | Broken, wire on ground | 2017 | Tier 3 - Extreme | Distribution Circuit | 1 | 21 | 2017-01-21 | 1655445 | Sus | N | Vegetation¦Treefellintoline¦PoleWood¦Brokenwireonground
17-0012964 | Vegetation | Tree - branch fell on line | Conductor, Overhead | Normal | 2017 | Tier 2 - Elevated | Distribution Circuit | 1 | 22 | 2017-01-22 | 1658209 | Sus | N | Vegetation¦Treebranchfellonline¦ConductorOverhead¦Normal
17-0013803 | Vegetation | Tree - fell into line | Conductor, Overhead | Normal | 2017 | Tier 3 - Extreme | Distribution Circuit | 1 | 23 | 2017-01-23 | 1663949 | Sus | N | Vegetation¦Treefellintoline¦ConductorOverhead¦Normal
17-0014248 | Environmental/External | Flood/Erosion | Conductor, Overhead | Broken, wire on ground | 2017 | Tier 3 - Extreme | Distribution Circuit | 1 | 24 | 2017-01-24 | 1665234 | Sus | N | EnvironmentalExternal¦FloodErosion¦ConductorOverhead¦Brokenwireonground
17-0015611 | Unknown Cause | Patrol - found nothing |  |  | 2017 | Tier 3 - Extreme | Distribution Circuit | 1 | 27 | 2017-01-27 | 1668531 | Sus | N | UnknownCause¦Patrolfoundnothing¦¦
17-0018653 | Vegetation | Tree - fell into line | Conductor, Overhead | Broken, wire on ground | 2017 | Tier 2 - Elevated | Distribution Circuit | 2 | 7 | 2017-02-07 | 1679892 | Sus | N | Vegetation¦Treefellintoline¦ConductorOverhead¦Brokenwireonground
17-0020317 | Unknown Cause | Patrol - found nothing |  |  | 2017 | Tier 3 - Extreme | Distribution Circuit | 2 | 11 | 2017-02-11 | 1686070 | Sus | N | UnknownCause¦Patrolfoundnothing¦¦
17-0020762 | Equipment Failure/Involved | Overhead | Conductor, Overhead | Broken | 2017 | Tier 2 - Elevated | Distribution Circuit | 2 | 13 | 2017-02-13 | 1687575 | Sus | N | EquipmentFailureInvolved¦Overhead¦ConductorOverhead¦Broken
17-0023187 | Vegetation | Tree - branch fell on line | Conductor, Overhead | Broken, wire on ground | 2017 | Tier 2 - Elevated | Distribution Circuit | 2 | 17 | 2017-02-17 | 1694781 | Sus | N | Vegetation¦Treebranchfellonline¦ConductorOverhead¦Brokenwireonground
17-0023386 | Vegetation | Tree - branch fell on line | Pole-Wood | Broken | 2017 | Tier 2 - Elevated | Distribution Circuit | 2 | 17 | 2017-02-17 | 1701272 | Sus | N | Vegetation¦Treebranchfellonline¦PoleWood¦Broken
17-0025313 | Vegetation | Tree - fell into line | Conductor, Overhead | Broken, wire on ground | 2017 | Tier 3 - Extreme | Distribution Circuit | 2 | 21 | 2017-02-21 | 1709418 | Sus | N | Vegetation¦Treefellintoline¦ConductorOverhead¦Brokenwireonground
17-0025733 | Equipment Failure/Involved | Overhead | Fuse | Failed/Faulted | 2017 | Tier 3 - Extreme | Distribution Circuit | 2 | 22 | 2017-02-22 | 1710983 | Sus | N | EquipmentFailureInvolved¦Overhead¦Fuse¦FailedFaulted
17-0028566 | Vegetation | Tree - branch fell on line | Fuse | Failed/Faulted | 2017 | Tier 2 - Elevated | Distribution Circuit | 3 | 5 | 2017-03-05 | 1720384 | Sus | N | Vegetation¦Treebranchfellonline¦Fuse¦FailedFaulted
17-0028911 | Equipment Failure/Involved | Overhead | Transformer | Failed/Faulted | 2017 | Tier 2 - Elevated | Transformer only | 3 | 6 | 2017-03-06 | 1721349 | Sus | N | EquipmentFailureInvolved¦Overhead¦Transformer¦FailedFaulted
17-0031219 | Equipment Failure/Involved | Overhead | Pole-Wood | Burned/flashed | 2017 | Tier 3 - Extreme | Distribution Circuit | 3 | 16 | 2017-03-16 | 1728371 | Sus | N | EquipmentFailureInvolved¦Overhead¦PoleWood¦Burnedflashed
17-0033418 | Unknown Cause | Patrol - found nothing |  |  | 2017 | Tier 2 - Elevated | Distribution Circuit | 3 | 24 | 2017-03-24 | 1734619 | Sus | N | UnknownCause¦Patrolfoundnothing¦¦
17-0033701 | Animal | Bird found | Conductor, Overhead | Together | 2017 | Tier 2 - Elevated | Distribution Circuit | 3 | 25 | 2017-03-25 | 1735198 | Sus | N | Animal¦Birdfound¦ConductorOverhead¦Together
17-0037311 | Vegetation | Tree - fell into line | Conductor, Overhead | Broken, wire on ground | 2017 | Tier 2 - Elevated | Distribution Circuit | 4 | 6 | 2017-04-06 | 1747547 | Sus | N | Vegetation¦Treefellintoline¦ConductorOverhead¦Brokenwireonground
17-0038182 | Unknown Cause | Patrol - not conducted |  |  | 2017 | Tier 2 - Elevated | Distribution Circuit | 4 | 7 | 2017-04-07 | 1751972 | Sus | N | UnknownCause¦Patrolnotconducted¦¦
17-0040109 | Vegetation | Tree - fell into line | Pole-Wood | Broken, wire on ground | 2017 | Tier 3 - Extreme | Distribution Circuit | 4 | 13 | 2017-04-13 | 1757351 | Sus | N | Vegetation¦Treefellintoline¦PoleWood¦Brokenwireonground
17-0040281 | Vegetation | Tree - fell into line | Conductor, Overhead | Normal | 2017 | Tier 3 - Extreme | Distribution Circuit | 4 | 14 | 2017-04-14 | 1757823 | Sus | N | Vegetation¦Treefellintoline¦ConductorOverhead¦Normal
17-0043912 | Vegetation | Tree - fell into line | Conductor, Overhead | Broken, wire on ground | 2017 | Tier 3 - Extreme | Distribution Circuit | 4 | 29 | 2017-04-29 | 1770500 | Sus | N | Vegetation¦Treefellintoline¦ConductorOverhead¦Brokenwireonground
17-0044400 | Unknown Cause | Patrol - found nothing |  |  | 2017 | Tier 2 - Elevated | Distribution Circuit | 5 | 2 | 2017-05-02 | 1772147 | Sus | Y | UnknownCause¦Patrolfoundnothing¦¦
17-0050475 | Unknown Cause | Patrol - not conducted |  |  | 2017 | Tier 3 - Extreme | Distribution Circuit | 5 | 24 | 2017-05-24 | 1789866 | Sus | Y | UnknownCause¦Patrolnotconducted¦¦
17-0059854 | Equipment Failure/Involved | Overhead | Transformer | Failed/Faulted | 2017 | Tier 2 - Elevated | Transformer only | 6 | 30 | 2017-06-30 | 1821514 | Sus | Y | EquipmentFailureInvolved¦Overhead¦Transformer¦FailedFaulted
17-0063325 | Unknown Cause | Patrol - found nothing |  |  | 2017 | Tier 2 - Elevated | Transformer only | 7 | 17 | 2017-07-17 | 1833223 | Sus | Y | UnknownCause¦Patrolfoundnothing¦¦
17-0064828 | Equipment Failure/Involved | Overhead | Transformer | Failed/Faulted | 2017 | Tier 2 - Elevated | Transformer only | 7 | 23 | 2017-07-23 | 1838053 | Sus | Y | EquipmentFailureInvolved¦Overhead¦Transformer¦FailedFaulted
17-0066439 | Equipment Failure/Involved | Overhead | Jumper | Burned Open | 2017 | Tier 2 - Elevated | Distribution Circuit | 7 | 29 | 2017-07-29 | 1842051 | Sus | Y | EquipmentFailureInvolved¦Overhead¦Jumper¦BurnedOpen
17-0067086 | Unknown Cause | Patrol - found nothing |  |  | 2017 | Tier 2 - Elevated | Distribution Circuit | 8 | 1 | 2017-08-01 | 1843937 | Sus | Y | UnknownCause¦Patrolfoundnothing¦¦
17-0071562 | 3rd Party | Tree - cutting, 3rd party | Conductor, Overhead | Normal | 2017 | Tier 3 - Extreme | Distribution Circuit | 8 | 20 | 2017-08-20 | 1855646 | Sus | Y | 3rdParty¦Treecutting3rdparty¦ConductorOverhead¦Normal
17-0072149 | Vegetation | Tree - branch fell on line | Conductor, Overhead | Broken, wire on ground | 2017 | Tier 3 - Extreme | Distribution Circuit | 8 | 22 | 2017-08-22 | 1857276 | Sus | Y | Vegetation¦Treebranchfellonline¦ConductorOverhead¦Brokenwireonground
17-0073229 | Equipment Failure/Involved | Electrical Overload | Fuse | Failed/Faulted | 2017 | Tier 2 - Elevated | Distribution Circuit | 8 | 27 | 2017-08-27 | 1860817 | Sus | Y | EquipmentFailureInvolved¦ElectricalOverload¦Fuse¦FailedFaulted
17-0080496 | Unknown Cause | Patrol - found nothing |  |  | 2017 | Tier 2 - Elevated | Distribution Circuit | 9 | 21 | 2017-09-21 | 1882991 | Sus | Y | UnknownCause¦Patrolfoundnothing¦¦
17-0080567 | Animal | Bird found | Fuse | Failed/Faulted | 2017 | Tier 2 - Elevated | Distribution Circuit | 9 | 21 | 2017-09-21 | 1883090 | Sus | Y | Animal¦Birdfound¦Fuse¦FailedFaulted
17-0081901 | Equipment Failure/Involved | Overhead | Transformer | Failed/Faulted | 2017 | Tier 2 - Elevated | Transformer only | 9 | 26 | 2017-09-26 | 1886224 | Sus | Y | EquipmentFailureInvolved¦Overhead¦Transformer¦FailedFaulted
17-0088530 | Animal | Squirrel | Transformer (OH) | Normal | 2017 | Tier 3 - Extreme | Distribution Circuit | 10 | 19 | 2017-10-19 | 1903896 | Sus | Y | Animal¦Squirrel¦Transformer(OH)¦Normal
17-0089168 | Unknown Cause | Patrol - found nothing |  |  | 2017 | Tier 3 - Extreme | Distribution Circuit | 10 | 20 | 2017-10-20 | 1905487 | Sus | Y | UnknownCause¦Patrolfoundnothing¦¦
17-0089283 | Equipment Failure/Involved | Underground | Transformer (UG) | Broken | 2017 | Tier 3 - Extreme | Transformer only | 10 | 20 | 2017-10-20 | 1906540 | Sus | Y | EquipmentFailureInvolved¦Underground¦Transformer(UG)¦Broken
17-0092556 | Unknown Cause | Patrol - found nothing |  |  | 2017 | Tier 3 - Extreme | Distribution Circuit | 11 | 3 | 2017-11-03 | 1915406 | Sus | Y | UnknownCause¦Patrolfoundnothing¦¦
17-0092997 | 3rd Party | Tree - cutting, 3rd party | Conductor, Overhead | Broken, wire on ground | 2017 | Tier 2 - Elevated | Transmission line | 11 | 6 | 2017-11-06 | 1916953 | Sus | Y | 3rdParty¦Treecutting3rdparty¦ConductorOverhead¦Brokenwireonground
17-0093976 | Unknown Cause | Patrol - found nothing |  |  | 2017 | Tier 2 - Elevated | Distribution Circuit | 11 | 9 | 2017-11-09 | 1919555 | Sus | Y | UnknownCause¦Patrolfoundnothing¦¦
17-0095352 | Vegetation | Tree - fell into line | Conductor, Overhead | Normal | 2017 | Tier 3 - Extreme | Distribution Circuit | 11 | 15 | 2017-11-15 | 1923270 | Sus | Y | Vegetation¦Treefellintoline¦ConductorOverhead¦Normal
17-0099339 | Unknown Cause | Patrol - not conducted |  |  | 2017 | Tier 2 - Elevated | Distribution Circuit | 12 | 3 | 2017-12-03 | 1934208 | Sus | N | UnknownCause¦Patrolnotconducted¦¦
18-0004596 | Animal | Bird found | Conductor, Overhead | Normal | 2018 | Tier 3 - Extreme | Distribution Circuit | 1 | 9 | 2018-01-09 | 4655 | Sus | N | Animal¦Birdfound¦ConductorOverhead¦Normal
18-0012212 | Vegetation | Tree - fell into line | Transformer | Leaking | 2018 | Tier 2 - Elevated | Transformer only | 2 | 7 | 2018-02-07 | 20904 | Sus | N | Vegetation¦Treefellintoline¦Transformer¦Leaking
18-0019194 | Equipment Failure/Involved | Overhead | Pole-Wood | Broken | 2018 | Tier 3 - Extreme | Distribution Circuit | 3 | 2 | 2018-03-02 | 36423 | Sus | N | EquipmentFailureInvolved¦Overhead¦PoleWood¦Broken
18-0019393 | Vegetation | Tree - fell into line | Pole-Wood | Broken, wire on ground | 2018 | Tier 2 - Elevated | Distribution Circuit | 3 | 2 | 2018-03-02 | 37415 | Sus | N | Vegetation¦Treefellintoline¦PoleWood¦Brokenwireonground
18-0020953 | Vegetation | Tree - fell into line | Conductor, Overhead | Broken, wire on ground | 2018 | Tier 2 - Elevated | Distribution Circuit | 3 | 8 | 2018-03-08 | 40402 | Sus | N | Vegetation¦Treefellintoline¦ConductorOverhead¦Brokenwireonground
18-0022070 | Vegetation | Tree - branch fell on line | Conductor, Overhead | Normal | 2018 | Tier 2 - Elevated | Distribution Circuit | 3 | 13 | 2018-03-13 | 42976 | Sus | N | Vegetation¦Treebranchfellonline¦ConductorOverhead¦Normal
18-0025496 | Vegetation | Tree - fell into line | Conductor, Overhead | Broken, wire on ground | 2018 | Tier 2 - Elevated | Distribution Circuit | 3 | 22 | 2018-03-22 | 50626 | Sus | N | Vegetation¦Treefellintoline¦ConductorOverhead¦Brokenwireonground
18-0027189 | Equipment Failure/Involved | Overhead | Transformer | Failed/Faulted | 2018 | Tier 2 - Elevated | Transformer only | 3 | 27 | 2018-03-27 | 54666 | Sus | N | EquipmentFailureInvolved¦Overhead¦Transformer¦FailedFaulted
18-0033130 | Equipment Failure/Involved | Overhead | Transformer | Deteriorated | 2018 | Tier 2 - Elevated | Transformer only | 4 | 17 | 2018-04-17 | 68873 | Sus | N | EquipmentFailureInvolved¦Overhead¦Transformer¦Deteriorated
18-0040422 | Vegetation | Tree - branch fell on line | Conductor, Overhead | Normal | 2018 | Tier 2 - Elevated | Distribution Circuit | 5 | 11 | 2018-05-11 | 84247 | Sus | Y | Vegetation¦Treebranchfellonline¦ConductorOverhead¦Normal
18-0042663 | Vegetation | Tree - branch fell on line | Conductor, Overhead | Broken, wire on ground | 2018 | Tier 2 - Elevated | Distribution Circuit | 5 | 20 | 2018-05-20 | 90291 | Sus | Y | Vegetation¦Treebranchfellonline¦ConductorOverhead¦Brokenwireonground
18-0045966 | Equipment Failure/Involved | Overhead | Pole-Wood | Broken | 2018 | Tier 2 - Elevated | Distribution Circuit | 5 | 31 | 2018-05-31 | 97807 | Sus | Y | EquipmentFailureInvolved¦Overhead¦PoleWood¦Broken
18-0051376 | Unknown Cause | Patrol - found nothing |  |  | 2018 | Tier 3 - Extreme | Distribution Circuit | 6 | 15 | 2018-06-15 | 110121 | Sus | Y | UnknownCause¦Patrolfoundnothing¦¦
18-0052112 | Vegetation | Tree - grew into line | Conductor, Overhead | Normal | 2018 | Tier 2 - Elevated | Distribution Circuit | 6 | 19 | 2018-06-19 | 112433 | Sus | Y | Vegetation¦Treegrewintoline¦ConductorOverhead¦Normal
18-0057488 | Animal | Bird found | Conductor, Overhead | Normal | 2018 | Tier 2 - Elevated | Distribution Circuit | 7 | 6 | 2018-07-06 | 125512 | Sus | Y | Animal¦Birdfound¦ConductorOverhead¦Normal
18-0065914 | Environmental/External | Fire, Forest/Grass | Pole-Wood | Burned/flashed | 2018 | Tier 2 - Elevated | Distribution Circuit | 7 | 28 | 2018-07-28 | 146955 | Sus | Y | EnvironmentalExternal¦FireForestGrass¦PoleWood¦Burnedflashed
18-0067273 | Unknown Cause | Patrol - found nothing |  |  | 2018 | Tier 2 - Elevated | Distribution Circuit | 8 | 6 | 2018-08-06 | 150291 | Sus | Y | UnknownCause¦Patrolfoundnothing¦¦
18-0071435 | Unknown Cause | Patrol - found nothing |  |  | 2018 | Tier 2 - Elevated | Distribution Circuit | 8 | 19 | 2018-08-19 | 158003 | Sus | Y | UnknownCause¦Patrolfoundnothing¦¦
18-0071890 | Unknown Cause | Patrol - found nothing |  |  | 2018 | Tier 2 - Elevated | Distribution Circuit | 8 | 20 | 2018-08-20 | 159017 | Sus | Y | UnknownCause¦Patrolfoundnothing¦¦
18-0080701 | Equipment Failure/Involved | Overhead | Transformer | Arcing | 2018 | Tier 2 - Elevated | Transformer only | 9 | 18 | 2018-09-18 | 176260 | Sus | Y | EquipmentFailureInvolved¦Overhead¦Transformer¦Arcing
18-0083040 | Unknown Cause | Patrol - found nothing |  |  | 2018 | Tier 2 - Elevated | Distribution Circuit | 9 | 24 | 2018-09-24 | 180703 | Sus | Y | UnknownCause¦Patrolfoundnothing¦¦
18-0090107 | Equipment Failure/Involved | Overhead | Fuse | Broken | 2018 | Tier 2 - Elevated | Distribution Circuit | 10 | 13 | 2018-10-13 | 194389 | Sus | Y | EquipmentFailureInvolved¦Overhead¦Fuse¦Broken
18-0092328 | Equipment Failure/Involved | Overhead | Transformer | Failed/Faulted | 2018 | Tier 3 - Extreme | Transformer only | 10 | 19 | 2018-10-19 | 198885 | Sus | Y | EquipmentFailureInvolved¦Overhead¦Transformer¦FailedFaulted
18-0101950 | Unknown Cause | Patrol - found nothing |  |  | 2018 | Tier 3 - Extreme | Distribution Circuit | 11 | 21 | 2018-11-21 | 219718 | Sus | Y | UnknownCause¦Patrolfoundnothing¦¦
18-0105804 | Unknown Cause | Patrol - found nothing |  |  | 2018 | Zone 1 - HHZ | Distribution Circuit | 12 | 1 | 2018-12-01 | 230785 | Sus | N | UnknownCause¦Patrolfoundnothing¦¦
18-0108685 | Equipment Failure/Involved | Underground | Secondary | Burned Open | 2018 | Tier 3 - Extreme | Distribution Circuit | 12 | 11 | 2018-12-11 | 238274 | Sus | N | EquipmentFailureInvolved¦Underground¦Secondary¦BurnedOpen
18-0110594 | Vegetation | Tree - branch fell on line | Conductor, Overhead | Together | 2018 | Tier 3 - Extreme | Distribution Circuit | 12 | 25 | 2018-12-25 | 246864 | Sus | N | Vegetation¦Treebranchfellonline¦ConductorOverhead¦Together
18-0110748 | Equipment Failure/Involved | Overhead | Transformer (OH) | Failed/Faulted | 2018 | Tier 2 - Elevated | Distribution Circuit | 12 | 26 | 2018-12-26 | 247438 | Sus | N | EquipmentFailureInvolved¦Overhead¦Transformer(OH)¦FailedFaulted
18-0110879 | Equipment Failure/Involved | Underground | Transformer (UG) | Failed/Faulted | 2018 | Tier 2 - Elevated | Distribution Circuit | 12 | 27 | 2018-12-27 | 248446 | Sus | N | EquipmentFailureInvolved¦Underground¦Transformer(UG)¦FailedFaulted
18-0111275 | Vegetation | Tree - fell into line | Pole-Wood | Broken, wire on ground | 2018 | Tier 2 - Elevated | Distribution Circuit | 12 | 31 | 2018-12-31 | 250846 | Sus | N | Vegetation¦Treefellintoline¦PoleWood¦Brokenwireonground
19-0004849 | Unknown Cause | Patrol - not conducted |  |  | 2019 | Tier 2 - Elevated | Distribution Circuit | 1 | 5 | 2019-01-05 | 254445 | Sus | N | UnknownCause¦Patrolnotconducted¦¦
19-0005621 | Equipment Failure/Involved | Underground | Transformer (UG) | Failed/Faulted | 2019 | Tier 2 - Elevated | Distribution Circuit | 1 | 6 | 2019-01-06 | 256400 | Sus | N | EquipmentFailureInvolved¦Underground¦Transformer(UG)¦FailedFaulted
19-0010764 | Unknown Cause | Patrol - found nothing |  |  | 2019 | Tier 3 - Extreme | Distribution Circuit | 1 | 16 | 2019-01-16 | 270627 | Sus | N | UnknownCause¦Patrolfoundnothing¦¦
19-0010989 | Vegetation | Tree - fell into line | Conductor, Overhead | Broken, wire on ground | 2019 | Tier 2 - Elevated | Distribution Circuit | 1 | 16 | 2019-01-16 | 272817 | Sus | N | Vegetation¦Treefellintoline¦ConductorOverhead¦Brokenwireonground
19-0011119 | Unknown Cause | Patrol - found nothing |  |  | 2019 | Tier 3 - Extreme | Distribution Circuit | 1 | 17 | 2019-01-17 | 274229 | Sus | N | UnknownCause¦Patrolfoundnothing¦¦
19-0012221 | Vegetation | Tree - branch fell on line | Fuse | Failed/Faulted | 2019 | Tier 2 - Elevated | Distribution Circuit | 1 | 19 | 2019-01-19 | 276989 | Sus | N | Vegetation¦Treebranchfellonline¦Fuse¦FailedFaulted
19-0013810 | Equipment Failure/Involved | Overhead | Transformer | Failed/Faulted | 2019 | Tier 3 - Extreme | Transformer only | 1 | 23 | 2019-01-23 | 280017 | Sus | N | EquipmentFailureInvolved¦Overhead¦Transformer¦FailedFaulted
19-0017233 | Vegetation | Tree - fell into line | Conductor, Overhead | Broken, wire on ground | 2019 | Tier 3 - Extreme | Distribution Circuit | 2 | 2 | 2019-02-02 | 287731 | Sus | N | Vegetation¦Treefellintoline¦ConductorOverhead¦Brokenwireonground
19-0018678 | Unknown Cause | Patrol - found nothing |  |  | 2019 | Tier 2 - Elevated | Distribution Circuit | 2 | 5 | 2019-02-05 | 292999 | Sus | N | UnknownCause¦Patrolfoundnothing¦¦
19-0018748 | Vegetation | Tree - branch fell on line | Pole - Tower, steel | Normal | 2019 | Tier 3 - Extreme | Transmission line | 2 | 5 | 2019-02-05 | 293184 | Sus | N | Vegetation¦Treebranchfellonline¦PoleTowersteel¦Normal
19-0019077 | Vegetation | Tree - branch fell on line | Conductor, Overhead | Normal | 2019 | Tier 3 - Extreme | Distribution Circuit | 2 | 6 | 2019-02-06 | 293865 | Sus | N | Vegetation¦Treebranchfellonline¦ConductorOverhead¦Normal
19-0020167 | Equipment Failure/Involved | Overhead | Transformer | Failed/Faulted | 2019 | Tier 2 - Elevated | Transformer only | 2 | 8 | 2019-02-08 | 296589 | Sus | N | EquipmentFailureInvolved¦Overhead¦Transformer¦FailedFaulted
19-0020609 | Animal | Bird found | Conductor, Overhead | Normal | 2019 | Tier 2 - Elevated | Distribution Circuit | 2 | 10 | 2019-02-10 | 298130 | Sus | N | Animal¦Birdfound¦ConductorOverhead¦Normal
19-0020667 | Vegetation | Tree - fell into line | Conductor, Overhead | Broken, wire on ground | 2019 | Tier 3 - Extreme | Distribution Circuit | 2 | 10 | 2019-02-10 | 298784 | Sus | N | Vegetation¦Treefellintoline¦ConductorOverhead¦Brokenwireonground
19-0022272 | Vegetation | Tree - fell into line | Conductor, Overhead | Together | 2019 | Tier 2 - Elevated | Distribution Circuit | 2 | 13 | 2019-02-13 | 301642 | Sus | N | Vegetation¦Treefellintoline¦ConductorOverhead¦Together
19-0023160 | Vegetation | Tree - fell into line | Pole-Wood | Broken | 2019 | Tier 2 - Elevated | Distribution Circuit | 2 | 13 | 2019-02-13 | 308772 | Sus | N | Vegetation¦Treefellintoline¦PoleWood¦Broken
19-0025035 | Vegetation | Tree - branch fell on line | Conductor, Overhead | Normal | 2019 | Tier 2 - Elevated | Distribution Circuit | 2 | 17 | 2019-02-17 | 315240 | Sus | N | Vegetation¦Treebranchfellonline¦ConductorOverhead¦Normal
19-0025070 | Unknown Cause | Patrol - found nothing |  |  | 2019 | Tier 3 - Extreme | Distribution Circuit | 2 | 16 | 2019-02-16 | 313672 | Sus | N | UnknownCause¦Patrolfoundnothing¦¦
19-0025309 | Equipment Failure/Involved | Overhead | Transformer (OH) | Burned/flashed | 2019 | Tier 3 - Extreme | Distribution Circuit | 2 | 17 | 2019-02-17 | 316302 | Sus | N | EquipmentFailureInvolved¦Overhead¦Transformer(OH)¦Burnedflashed
19-0025682 | Unknown Cause | Patrol - found nothing |  |  | 2019 | Tier 3 - Extreme | Distribution Circuit | 2 | 17 | 2019-02-17 | 316017 | Sus | N | UnknownCause¦Patrolfoundnothing¦¦
19-0028396 | Equipment Failure/Involved | Overhead | Pole-Wood | Broken | 2019 | Tier 3 - Extreme | Distribution Circuit | 2 | 26 | 2019-02-26 | 324300 | Sus | N | EquipmentFailureInvolved¦Overhead¦PoleWood¦Broken
19-0028708 | Vegetation | Tree - fell into line | Insulator | Broken | 2019 | Tier 2 - Elevated | Distribution Circuit | 2 | 27 | 2019-02-27 | 326013 | Sus | N | Vegetation¦Treefellintoline¦Insulator¦Broken
19-0029330 | Unknown Cause | Patrol - not conducted |  |  | 2019 | Tier 2 - Elevated | Distribution Circuit | 2 | 26 | 2019-02-26 | 325333 | Sus | N | UnknownCause¦Patrolnotconducted¦¦
19-0031019 | Equipment Failure/Involved | Overhead | Bushing | Broken | 2019 | Tier 2 - Elevated | Distribution Circuit | 3 | 5 | 2019-03-05 | 331900 | Sus | N | EquipmentFailureInvolved¦Overhead¦Bushing¦Broken
19-0031842 | Unknown Cause | Patrol - not conducted |  |  | 2019 | Tier 2 - Elevated | Distribution Circuit | 3 | 7 | 2019-03-07 | 333950 | Sus | N | UnknownCause¦Patrolnotconducted¦¦
19-0033714 | Animal | Bird found | Conductor, Overhead | Normal | 2019 | Tier 2 - Elevated | Distribution Circuit | 3 | 14 | 2019-03-14 | 339064 | Sus | N | Animal¦Birdfound¦ConductorOverhead¦Normal
19-0034880 | Unknown Cause | Patrol - not conducted |  |  | 2019 | Tier 2 - Elevated | Distribution Circuit | 3 | 19 | 2019-03-19 | 342553 | Sus | N | UnknownCause¦Patrolnotconducted¦¦
19-0036420 | Equipment Failure/Involved | Overhead | Transformer (OH) | Broken | 2019 | Tier 2 - Elevated | Transformer only | 3 | 23 | 2019-03-23 | 346048 | Sus | N | EquipmentFailureInvolved¦Overhead¦Transformer(OH)¦Broken
19-0038713 | Unknown Cause | Patrol - not conducted |  |  | 2019 | Tier 2 - Elevated | Distribution Circuit | 4 | 1 | 2019-04-01 | 351429 | Sus | N | UnknownCause¦Patrolnotconducted¦¦
19-0040729 | Vegetation | Tree - cutting, PG&E contractor | Conductor, Overhead | Normal | 2019 | Tier 3 - Extreme | Distribution Circuit | 4 | 9 | 2019-04-09 | 356255 | Sus | N | Vegetation¦TreecuttingPG&Econtractor¦ConductorOverhead¦Normal
19-0043777 | 3rd Party | Vehicle | Pole-Wood | Normal | 2019 | Tier 2 - Elevated | Transformer only | 4 | 17 | 2019-04-17 | 362774 | Sus | N | 3rdParty¦Vehicle¦PoleWood¦Normal
19-0044511 | Equipment Failure/Involved | Overhead | Transformer | Failed/Faulted | 2019 | Tier 3 - Extreme | Distribution Circuit | 4 | 19 | 2019-04-19 | 364092 | Sus | N | EquipmentFailureInvolved¦Overhead¦Transformer¦FailedFaulted
19-0051109 | Unknown Cause | Patrol - found nothing |  |  | 2019 | Tier 2 - Elevated | Distribution Circuit | 5 | 12 | 2019-05-12 | 378764 | Sus | Y | UnknownCause¦Patrolfoundnothing¦¦
19-0056189 | Equipment Failure/Involved | Overhead | Cutout, fuse holder | Failed/Faulted | 2019 | Tier 3 - Extreme | Transformer only | 5 | 23 | 2019-05-23 | 388652 | Sus | Y | EquipmentFailureInvolved¦Overhead¦Cutoutfuseholder¦FailedFaulted
19-0066516 | Equipment Failure/Involved | Overhead | Pole-Wood | Broken | 2019 | Tier 2 - Elevated | Distribution Circuit | 6 | 12 | 2019-06-12 | 407310 | Sus | Y | EquipmentFailureInvolved¦Overhead¦PoleWood¦Broken
19-0066770 | Equipment Failure/Involved | Overhead | Cutout, fuse holder | Broken | 2019 | Tier 3 - Extreme | Transformer only | 6 | 12 | 2019-06-12 | 407782 | Sus | Y | EquipmentFailureInvolved¦Overhead¦Cutoutfuseholder¦Broken
19-0068081 | Equipment Failure/Involved | Overhead | Secondary | Broken | 2019 | Tier 2 - Elevated | Transformer only | 6 | 15 | 2019-06-15 | 414854 | Sus | Y | EquipmentFailureInvolved¦Overhead¦Secondary¦Broken
19-0077151 | Unknown Cause | Patrol - found nothing |  |  | 2019 | Tier 3 - Extreme | Distribution Circuit | 7 | 14 | 2019-07-14 | 450036 | Sus | Y | UnknownCause¦Patrolfoundnothing¦¦
19-0077207 | Unknown Cause | Patrol - found nothing |  |  | 2019 | Tier 2 - Elevated | Distribution Circuit | 7 | 14 | 2019-07-14 | 450067 | Sus | Y | UnknownCause¦Patrolfoundnothing¦¦
19-0084066 | Unknown Cause | Patrol - found nothing |  |  | 2019 | Tier 2 - Elevated | Transmission line | 8 | 3 | 2019-08-03 | 482083 | Sus | Y | UnknownCause¦Patrolfoundnothing¦¦
19-0084078 | Animal | Bird found | Conductor, Overhead | Normal | 2019 | Tier 2 - Elevated | Distribution Circuit | 8 | 3 | 2019-08-03 | 482197 | Sus | Y | Animal¦Birdfound¦ConductorOverhead¦Normal
19-0084852 | Unknown Cause | Patrol - found nothing |  |  | 2019 | Tier 3 - Extreme | Distribution Circuit | 8 | 6 | 2019-08-06 | 487245 | Sus | Y | UnknownCause¦Patrolfoundnothing¦¦
19-0086426 | Environmental/External | Lightning | Transformer | Failed/Faulted | 2019 | Tier 2 - Elevated | Transformer only | 8 | 9 | 2019-08-09 | 498089 | Sus | Y | EnvironmentalExternal¦Lightning¦Transformer¦FailedFaulted
19-0088871 | Vegetation | Tree - fell into line | Crossarm, Wood | Broken, wire on ground | 2019 | Tier 2 - Elevated | Distribution Circuit | 8 | 16 | 2019-08-16 | 518459 | Sus | Y | Vegetation¦Treefellintoline¦CrossarmWood¦Brokenwireonground
19-0094356 | Equipment Failure/Involved | Overhead | Transformer (OH) | Failed/Faulted | 2019 | Tier 2 - Elevated | Transformer only | 8 | 31 | 2019-08-31 | 549877 | Sus | Y | EquipmentFailureInvolved¦Overhead¦Transformer(OH)¦FailedFaulted
19-0099252 | Unknown Cause | Patrol - found nothing |  |  | 2019 | Tier 2 - Elevated | Distribution Circuit | 9 | 15 | 2019-09-15 | 583233 | Sus | Y | UnknownCause¦Patrolfoundnothing¦¦
19-0099932 | Vegetation | Tree - branch fell on line | Conductor, Overhead | Normal | 2019 | Tier 2 - Elevated | Distribution Circuit | 9 | 16 | 2019-09-16 | 585322 | Sus | Y | Vegetation¦Treebranchfellonline¦ConductorOverhead¦Normal
19-0100977 | Vegetation | Tree - branch fell on line | Conductor, Overhead | Normal | 2019 | Tier 3 - Extreme | Distribution Circuit | 9 | 18 | 2019-09-18 | 592369 | Sus | Y | Vegetation¦Treebranchfellonline¦ConductorOverhead¦Normal
19-0114764 | 3rd Party | Vehicle | Pole-Wood | Broken | 2019 | Tier 2 - Elevated | Distribution Circuit | 10 | 22 | 2019-10-22 | 677110 | Sus | Y | 3rdParty¦Vehicle¦PoleWood¦Broken
19-0115241 | Equipment Failure/Involved | Overhead | Transformer | Failed/Faulted | 2019 | Tier 2 - Elevated | Transformer only | 10 | 23 | 2019-10-23 | 677681 | Sus | Y | EquipmentFailureInvolved¦Overhead¦Transformer¦FailedFaulted
19-0116003 | Wildfire Mitigation | Public Safety Power Shut-off | Conductor, Overhead | Normal | 2019 | Tier 3 - Extreme | Distribution Circuit | 10 | 26 | 2019-10-26 | 682449 | Sus | Y | WildfireMitigation¦PublicSafetyPowerShutoff¦ConductorOverhead¦Normal
19-0123509 | Unknown Cause | Patrol - found nothing |  |  | 2019 | Tier 2 - Elevated | Distribution Circuit | 11 | 11 | 2019-11-11 | 704224 | Sus | Y | UnknownCause¦Patrolfoundnothing¦¦
19-0125391 | Unknown Cause | Patrol - found nothing |  |  | 2019 | Tier 2 - Elevated | Distribution Circuit | 11 | 16 | 2019-11-16 | 708129 | Sus | Y | UnknownCause¦Patrolfoundnothing¦¦
19-0127853 | Unknown Cause | Patrol - found nothing |  |  | 2019 | Tier 3 - Extreme | Distribution Circuit | 11 | 22 | 2019-11-22 | 713193 | Sus | Y | UnknownCause¦Patrolfoundnothing¦¦
19-0130239 | Unknown Cause | Patrol - found nothing |  |  | 2019 | Tier 2 - Elevated | Distribution Circuit | 11 | 26 | 2019-11-26 | 716797 | Sus | Y | UnknownCause¦Patrolfoundnothing¦¦
19-0130519 | Vegetation | Tree - branch fell on line | Conductor, Overhead | Bent or Twisted | 2019 | Tier 2 - Elevated | Distribution Circuit | 11 | 27 | 2019-11-27 | 720163 | Sus | Y | Vegetation¦Treebranchfellonline¦ConductorOverhead¦BentorTwisted
19-0131116 | Vegetation | Tree - branch fell on line | Conductor, Overhead | Normal | 2019 | Tier 3 - Extreme | Distribution Circuit | 11 | 29 | 2019-11-29 | 723849 | Sus | Y | Vegetation¦Treebranchfellonline¦ConductorOverhead¦Normal
19-0131976 | Equipment Failure/Involved | Overhead | Transformer (OH) | Deteriorated | 2019 | Tier 2 - Elevated | Distribution Circuit | 12 | 1 | 2019-12-01 | 726081 | Sus | N | EquipmentFailureInvolved¦Overhead¦Transformer(OH)¦Deteriorated
19-0131983 | Vegetation | Tree - fell into line | Conductor, Overhead | Normal | 2019 | Tier 2 - Elevated | Distribution Circuit | 12 | 1 | 2019-12-01 | 726084 | Sus | N | Vegetation¦Treefellintoline¦ConductorOverhead¦Normal
19-0132657 | Vegetation | Tree - branch fell on line | Conductor, Overhead | Broken, wire on ground | 2019 | Tier 2 - Elevated | Distribution Circuit | 12 | 2 | 2019-12-02 | 728001 | Sus | N | Vegetation¦Treebranchfellonline¦ConductorOverhead¦Brokenwireonground
19-0134711 | Vegetation | Tree - branch fell on line | Conductor, Overhead | Normal | 2019 | Tier 2 - Elevated | Distribution Circuit | 12 | 7 | 2019-12-07 | 732403 | Sus | N | Vegetation¦Treebranchfellonline¦ConductorOverhead¦Normal
19-0134721 | Vegetation | Tree - branch fell on line | Conductor, Overhead | Normal | 2019 | Tier 2 - Elevated | Distribution Circuit | 12 | 7 | 2019-12-07 | 732447 | Sus | N | Vegetation¦Treebranchfellonline¦ConductorOverhead¦Normal
19-0135006 | Unknown Cause | Patrol - found nothing |  |  | 2019 | Tier 3 - Extreme | Distribution Circuit | 12 | 7 | 2019-12-07 | 733467 | Sus | N | UnknownCause¦Patrolfoundnothing¦¦
19-0135028 | Vegetation | Tree - branch fell on line | Conductor, Overhead | Normal | 2019 | Tier 2 - Elevated | Distribution Circuit | 12 | 8 | 2019-12-08 | 733733 | Sus | N | Vegetation¦Treebranchfellonline¦ConductorOverhead¦Normal
19-0136552 | Equipment Failure/Involved | Overhead | Crossarm, Wood | Burned/flashed | 2019 | Tier 2 - Elevated | Distribution Circuit | 12 | 13 | 2019-12-13 | 738828 | Sus | N | EquipmentFailureInvolved¦Overhead¦CrossarmWood¦Burnedflashed
19-0137107 | Animal | Bird found | Transformer (OH) | Normal | 2019 | Tier 3 - Extreme | Distribution Circuit | 12 | 18 | 2019-12-18 | 745422 | Sus | N | Animal¦Birdfound¦Transformer(OH)¦Normal
19-0137692 | Unknown Cause | Patrol - found nothing |  |  | 2019 | Tier 2 - Elevated | Distribution Circuit | 12 | 23 | 2019-12-23 | 749088 | Sus | N | UnknownCause¦Patrolfoundnothing¦¦
20-0008288 | Unknown Cause | Patrol - found nothing |  |  | 2020 | Tier 2 - Elevated | Distribution Circuit | 1 | 13 | 2020-01-13 | 760393 | Sus | N | UnknownCause¦Patrolfoundnothing¦¦
20-0009046 | Unknown Cause | Patrol - found nothing |  |  | 2020 | Tier 2 - Elevated | Distribution Circuit | 1 | 15 | 2020-01-15 | 761371 | Sus | N | UnknownCause¦Patrolfoundnothing¦¦
20-0010891 | Vegetation | Tree - branch fell on line | Conductor, Overhead | Broken, wire on ground | 2020 | Tier 3 - Extreme | Distribution Circuit | 1 | 17 | 2020-01-17 | 763778 | Sus | N | Vegetation¦Treebranchfellonline¦ConductorOverhead¦Brokenwireonground
20-0016495 | Unknown Cause | Patrol - found nothing |  |  | 2020 | Tier 3 - Extreme | Distribution Circuit | 2 | 3 | 2020-02-03 | 776235 | Sus | N | UnknownCause¦Patrolfoundnothing¦¦
20-0019382 | Equipment Failure/Involved | Overhead | Crossarm, Wood | Broken, wire on object | 2020 | Tier 3 - Extreme | Distribution Circuit | 2 | 9 | 2020-02-09 | 784958 | Sus | N | EquipmentFailureInvolved¦Overhead¦CrossarmWood¦Brokenwireonobject
20-0019726 | Unknown Cause | Patrol - found nothing |  |  | 2020 | Tier 2 - Elevated | Distribution Circuit | 2 | 10 | 2020-02-10 | 786841 | Sus | N | UnknownCause¦Patrolfoundnothing¦¦
20-0019965 | Unknown Cause | Patrol - found nothing |  |  | 2020 | Tier 3 - Extreme | Distribution Circuit | 2 | 9 | 2020-02-09 | 784337 | Sus | N | UnknownCause¦Patrolfoundnothing¦¦
20-0023483 | Unknown Cause | Patrol - found nothing |  |  | 2020 | Tier 3 - Extreme | Distribution Circuit | 2 | 19 | 2020-02-19 | 795351 | Sus | N | UnknownCause¦Patrolfoundnothing¦¦
20-0027371 | Equipment Failure/Involved | Overhead | Jumper | Burned Open | 2020 | Tier 2 - Elevated | Distribution Circuit | 2 | 29 | 2020-02-29 | 820170 | Sus | N | EquipmentFailureInvolved¦Overhead¦Jumper¦BurnedOpen
20-0029734 | Vegetation | Tree - branch fell on line | Conductor, Overhead | Normal | 2020 | Tier 3 - Extreme | Distribution Circuit | 3 | 7 | 2020-03-07 | 837942 | Sus | N | Vegetation¦Treebranchfellonline¦ConductorOverhead¦Normal
20-0032523 | Vegetation | Tree - fell into line | Conductor, Overhead | Normal | 2020 | Tier 2 - Elevated | Distribution Circuit | 3 | 16 | 2020-03-16 | 853712 | Sus | N | Vegetation¦Treefellintoline¦ConductorOverhead¦Normal
20-0032523 | Vegetation | Tree - fell into line | Conductor, Overhead | Normal | 2020 | Tier 2 - Elevated | Distribution Circuit | 3 | 16 | 2020-03-16 | 853712 | Sus | N | Vegetation¦Treefellintoline¦ConductorOverhead¦Normal
20-0033051 | Vegetation | Tree - fell into line | Crossarm, Wood | Broken, wire on ground | 2020 | Tier 3 - Extreme | Distribution Circuit | 3 | 15 | 2020-03-15 | 855867 | Sus | N | Vegetation¦Treefellintoline¦CrossarmWood¦Brokenwireonground
20-0034900 | Vegetation | Tree - fell into line | Conductor, Overhead | Broken, wire on ground | 2020 | Tier 2 - Elevated | Distribution Circuit | 3 | 18 | 2020-03-18 | 860078 | Sus | N | Vegetation¦Treefellintoline¦ConductorOverhead¦Brokenwireonground
20-0034953 | Vegetation | Tree - fell into line | Conductor, Overhead | Normal | 2020 | Tier 3 - Extreme | Distribution Circuit | 3 | 21 | 2020-03-21 | 860929 | Sus | N | Vegetation¦Treefellintoline¦ConductorOverhead¦Normal
20-0045092 | Vegetation | Tree - fell into line | Fuse | Failed/Faulted | 2020 | Tier 2 - Elevated | Distribution Circuit | 4 | 28 | 2020-04-28 | 902769 | Sus | N | Vegetation¦Treefellintoline¦Fuse¦FailedFaulted
20-0048831 | Unknown Cause | Patrol - found nothing |  |  | 2020 | Tier 3 - Extreme | Distribution Circuit | 5 | 9 | 2020-05-09 | 910368 | Sus | Y | UnknownCause¦Patrolfoundnothing¦¦
20-0050787 | 3rd Party | Vehicle | Pole-Wood | Broken | 2020 | Tier 3 - Extreme | Distribution Circuit | 5 | 15 | 2020-05-15 | 914536 | Sus | Y | 3rdParty¦Vehicle¦PoleWood¦Broken
20-0050787 | 3rd Party | Vehicle | Pole-Wood | Broken | 2020 | Tier 3 - Extreme | Distribution Circuit | 5 | 15 | 2020-05-15 | 914536 | Sus | Y | 3rdParty¦Vehicle¦PoleWood¦Broken
20-0054719 | Equipment Failure/Involved | Overhead | Transformer | Failed/Faulted | 2020 | Tier 3 - Extreme | Transformer only | 5 | 27 | 2020-05-27 | 923199 | Sus | Y | EquipmentFailureInvolved¦Overhead¦Transformer¦FailedFaulted
20-0055727 | Equipment Failure/Involved | Overhead | Transformer (OH) | Failed/Faulted | 2020 | Tier 2 - Elevated | Transformer only | 5 | 29 | 2020-05-29 | 925471 | Sus | Y | EquipmentFailureInvolved¦Overhead¦Transformer(OH)¦FailedFaulted
20-0063762 | Company Initiated | Other Circuits | Generator | Malfunctioning | 2020 | Tier 3 - Extreme | Generation | 6 | 22 | 2020-06-22 | 944734 | Sus | Y | CompanyInitiated¦OtherCircuits¦Generator¦Malfunctioning
20-0079018 | Unknown Cause | Patrol - found nothing |  |  | 2020 | Tier 2 - Elevated | Distribution Circuit | 8 | 3 | 2020-08-03 | 977644 | Sus | Y | UnknownCause¦Patrolfoundnothing¦¦
20-0081220 | Equipment Failure/Involved | Overhead | Transformer (OH) | Failed/Faulted | 2020 | Tier 2 - Elevated | Transformer only | 8 | 8 | 2020-08-08 | 984533 | Sus | Y | EquipmentFailureInvolved¦Overhead¦Transformer(OH)¦FailedFaulted
20-0084728 | Equipment Failure/Involved | Overhead | Transformer (OH) | Burned/flashed | 2020 | Tier 2 - Elevated | Distribution Circuit | 8 | 15 | 2020-08-15 | 1009588 | Sus | Y | EquipmentFailureInvolved¦Overhead¦Transformer(OH)¦Burnedflashed
20-0086269 | Unknown Cause | Patrol - found nothing |  |  | 2020 | Tier 2 - Elevated | Distribution Circuit | 8 | 17 | 2020-08-17 | 1017425 | Sus | Y | UnknownCause¦Patrolfoundnothing¦¦
20-0090105 | Animal | Bird found | Conductor, Overhead | Normal | 2020 | Tier 2 - Elevated | Distribution Circuit | 8 | 26 | 2020-08-26 | 1031153 | Sus | Y | Animal¦Birdfound¦ConductorOverhead¦Normal
20-0090325 | Environmental/External | Fire, Forest/Grass | Pole-Wood | Burned/flashed | 2020 | Tier 3 - Extreme | Distribution Circuit | 8 | 19 | 2020-08-19 | 1033070 | Sus | Y | EnvironmentalExternal¦FireForestGrass¦PoleWood¦Burnedflashed
20-0093756 | Environmental/External | Fire, Forest/Grass | Conductor, Overhead | Normal | 2020 | Tier 3 - Extreme | Distribution Circuit | 8 | 19 | 2020-08-19 | 1056556 | Sus | Y | EnvironmentalExternal¦FireForestGrass¦ConductorOverhead¦Normal
20-0096111 | Environmental/External | Fire, Forest/Grass | Pole-Wood | Burned/flashed | 2020 | Tier 3 - Extreme | Transformer only | 8 | 19 | 2020-08-19 | 1063649 | Sus | Y | EnvironmentalExternal¦FireForestGrass¦PoleWood¦Burnedflashed
20-0098122 | Equipment Failure/Involved | Overhead | Transformer (OH) | Failed/Faulted | 2020 | Tier 2 - Elevated | Transformer only | 9 | 16 | 2020-09-16 | 1074894 | Sus | Y | EquipmentFailureInvolved¦Overhead¦Transformer(OH)¦FailedFaulted
20-0099663 | Environmental/External | Fire, Forest/Grass | Conductor, Overhead | Burned/flashed | 2020 | Tier 3 - Extreme | Distribution Circuit | 9 | 7 | 2020-09-07 | 1085754 | Sus | Y | EnvironmentalExternal¦FireForestGrass¦ConductorOverhead¦Burnedflashed
20-0100280 | Equipment Failure/Involved | Overhead | Transformer (OH) | Failed/Faulted | 2020 | Tier 3 - Extreme | Transformer only | 9 | 22 | 2020-09-22 | 1088035 | Sus | Y | EquipmentFailureInvolved¦Overhead¦Transformer(OH)¦FailedFaulted
20-0100387 | Unknown Cause | Patrol - found nothing |  |  | 2020 | Tier 2 - Elevated | Distribution Circuit | 9 | 22 | 2020-09-22 | 1088627 | Sus | Y | UnknownCause¦Patrolfoundnothing¦¦
20-0100854 | Vegetation | Tree - branch fell on line | Fuse | Burned Open | 2020 | Tier 2 - Elevated | Distribution Circuit | 9 | 24 | 2020-09-24 | 1090776 | Sus | Y | Vegetation¦Treebranchfellonline¦Fuse¦BurnedOpen
20-0103773 | Unknown Cause | Patrol - found nothing |  |  | 2020 | Tier 2 - Elevated | Distribution Circuit | 10 | 1 | 2020-10-01 | 1103013 | Sus | Y | UnknownCause¦Patrolfoundnothing¦¦
20-0103937 | Vegetation | Tree - fell into line | Conductor, Overhead | Normal | 2020 | Tier 3 - Extreme | Distribution Circuit | 10 | 1 | 2020-10-01 | 1103420 | Sus | Y | Vegetation¦Treefellintoline¦ConductorOverhead¦Normal
20-0104782 | Environmental/External | Fire, Forest/Grass | Conductor, Overhead | Normal | 2020 | Tier 3 - Extreme | Distribution Circuit | 10 | 3 | 2020-10-03 | 1109664 | Sus | Y | EnvironmentalExternal¦FireForestGrass¦ConductorOverhead¦Normal
20-0105474 | Environmental/External | Fire, Forest/Grass | Transformer | Normal | 2020 | Tier 3 - Extreme | Transformer only | 10 | 5 | 2020-10-05 | 1111602 | Sus | Y | EnvironmentalExternal¦FireForestGrass¦Transformer¦Normal
20-0114102 | Vegetation | Tree - fell into line | Conductor, Overhead | Broken, wire on ground | 2020 | Tier 3 - Extreme | Distribution Circuit | 10 | 27 | 2020-10-27 | 1130385 | Sus | Y | Vegetation¦Treefellintoline¦ConductorOverhead¦Brokenwireonground
20-0114867 | Equipment Failure/Involved | Overhead | Pole-Wood | Broken | 2020 | Tier 2 - Elevated | Distribution Circuit | 10 | 29 | 2020-10-29 | 1131627 | Sus | Y | EquipmentFailureInvolved¦Overhead¦PoleWood¦Broken
20-0119721 | Animal | Squirrel | Transformer (OH) | Normal | 2020 | Tier 2 - Elevated | Distribution Circuit | 11 | 11 | 2020-11-11 | 1142010 | Sus | Y | Animal¦Squirrel¦Transformer(OH)¦Normal
20-0121778 | Vegetation | Tree - branch fell on line | Conductor, Overhead | Normal | 2020 | Tier 3 - Extreme | Distribution Circuit | 11 | 17 | 2020-11-17 | 1147002 | Sus | Y | Vegetation¦Treebranchfellonline¦ConductorOverhead¦Normal
20-0126830 | Vegetation | Tree - branch fell on line | Conductor, Overhead | Normal | 2020 | Tier 2 - Elevated | Distribution Circuit | 12 | 2 | 2020-12-02 | 1158992 | Sus | N | Vegetation¦Treebranchfellonline¦ConductorOverhead¦Normal
20-0130440 | Equipment Failure/Involved | Overhead | Transformer (OH) | Failed/Faulted | 2020 | Tier 2 - Elevated | Transformer only | 12 | 14 | 2020-12-14 | 1185639 | Sus | N | EquipmentFailureInvolved¦Overhead¦Transformer(OH)¦FailedFaulted
20-0131621 | Unknown Cause | Patrol - found nothing |  |  | 2020 | Tier 2 - Elevated | Distribution Circuit | 12 | 23 | 2020-12-23 | 1197945 | Sus | N | UnknownCause¦Patrolfoundnothing¦¦
21-0008097 | Unknown Cause | Patrol - found nothing |  |  | 2021 | Tier 2 - Elevated | Distribution Circuit | 1 | 13 | 2021-01-13 | 1209497 | Sus | N | UnknownCause¦Patrolfoundnothing¦¦
21-0008477 | Equipment Failure/Involved | Overhead | Transformer | Failed/Faulted | 2021 | Tier 2 - Elevated | Transformer only | 1 | 13 | 2021-01-13 | 1210143 | Sus | N | EquipmentFailureInvolved¦Overhead¦Transformer¦FailedFaulted
21-0010158 | Equipment Failure/Involved | Overhead | Conductor, Overhead | Broken, wire on ground | 2021 | Tier 2 - Elevated | Distribution Circuit | 1 | 19 | 2021-01-19 | 1214410 | Sus | N | EquipmentFailureInvolved¦Overhead¦ConductorOverhead¦Brokenwireonground
21-0014112 | Vegetation | Tree - branch fell on line | Conductor, Overhead | Normal | 2021 | Tier 3 - Extreme | Distribution Circuit | 1 | 25 | 2021-01-25 | 1224747 | Sus | N | Vegetation¦Treebranchfellonline¦ConductorOverhead¦Normal
21-0015224 | Vegetation | Tree - fell into line | Conductor, Overhead | Broken, wire on ground | 2021 | Tier 2 - Elevated | Distribution Circuit | 1 | 26 | 2021-01-26 | 1229570 | Sus | N | Vegetation¦Treefellintoline¦ConductorOverhead¦Brokenwireonground
21-0015234 | Vegetation | Tree - fell into line | Anchor or Guy | Broken | 2021 | Tier 2 - Elevated | Distribution Circuit | 1 | 26 | 2021-01-26 | 1228258 | Sus | N | Vegetation¦Treefellintoline¦AnchororGuy¦Broken
21-0017591 | Equipment Failure/Involved | Overhead | Connector or Splice (OH) | Broken | 2021 | Tier 3 - Extreme | Distribution Circuit | 1 | 27 | 2021-01-27 | 1236022 | Sus | N | EquipmentFailureInvolved¦Overhead¦ConnectororSplice(OH)¦Broken
21-0018281 | Vegetation | Tree - fell into line | Conductor, Overhead | Broken, wire on ground | 2021 | Tier 2 - Elevated | Distribution Circuit | 1 | 26 | 2021-01-26 | 1241513 | Sus | N | Vegetation¦Treefellintoline¦ConductorOverhead¦Brokenwireonground
21-0018701 | Vegetation | Tree - fell into line | Conductor, Overhead | Broken, wire on ground | 2021 | Tier 3 - Extreme | Distribution Circuit | 1 | 29 | 2021-01-29 | 1242618 | Sus | N | Vegetation¦Treefellintoline¦ConductorOverhead¦Brokenwireonground
21-0038393 | Unknown Cause | Patrol - found nothing |  |  | 2021 | Tier 3 - Extreme | Distribution Circuit | 3 | 19 | 2021-03-19 | 1288401 | Sus | N | UnknownCause¦Patrolfoundnothing¦¦
21-0050158 | Unknown Cause | Patrol - found nothing |  |  | 2021 | Tier 2 - Elevated | Distribution Circuit | 4 | 19 | 2021-04-19 | 1322444 | Sus | N | UnknownCause¦Patrolfoundnothing¦¦
21-0050598 | Vegetation | Tree - branch fell on line | Transformer (OH) | Broken, wire on ground | 2021 | Tier 3 - Extreme | Transformer only | 4 | 19 | 2021-04-19 | 1324141 | Sus | N | Vegetation¦Treebranchfellonline¦Transformer(OH)¦Brokenwireonground
21-0052416 | Unknown Cause | Patrol - found nothing |  |  | 2021 | Tier 2 - Elevated | Distribution Circuit | 4 | 23 | 2021-04-23 | 1330160 | Sus | N | UnknownCause¦Patrolfoundnothing¦¦
21-0052596 | Equipment Failure/Involved | Overhead | Crossarm, Wood | Broken | 2021 | Tier 3 - Extreme | Distribution Circuit | 4 | 23 | 2021-04-23 | 1331284 | Sus | N | EquipmentFailureInvolved¦Overhead¦CrossarmWood¦Broken
21-0056988 | Unknown Cause | Patrol - found nothing |  |  | 2021 | Tier 2 - Elevated | Distribution Circuit | 5 | 4 | 2021-05-04 | 1341082 | Sus | Y | UnknownCause¦Patrolfoundnothing¦¦
21-0058248 | Animal | Other | Conductor, Overhead | Normal | 2021 | Tier 2 - Elevated | Distribution Circuit | 5 | 7 | 2021-05-07 | 1343021 | Sus | Y | Animal¦Other¦ConductorOverhead¦Normal
21-0063592 | Vegetation | Tree - branch fell on line | Conductor, Overhead | Normal | 2021 | Tier 3 - Extreme | Distribution Circuit | 5 | 19 | 2021-05-19 | 1353954 | Sus | Y | Vegetation¦Treebranchfellonline¦ConductorOverhead¦Normal
21-0064777 | Equipment Failure/Involved | Overhead | Transformer (OH) | Deteriorated | 2021 | Tier 3 - Extreme | Transformer only | 5 | 22 | 2021-05-22 | 1356621 | Sus | Y | EquipmentFailureInvolved¦Overhead¦Transformer(OH)¦Deteriorated
21-0066205 | Unknown Cause | Patrol - found nothing |  |  | 2021 | Tier 2 - Elevated | Distribution Circuit | 5 | 26 | 2021-05-26 | 1358833 | Sus | Y | UnknownCause¦Patrolfoundnothing¦¦
21-0067865 | Unknown Cause | Patrol - found nothing |  |  | 2021 | Tier 2 - Elevated | Transformer only | 5 | 30 | 2021-05-30 | 1361867 | Sus | Y | UnknownCause¦Patrolfoundnothing¦¦
21-0076416 | Equipment Failure/Involved | Underground | Transformer (UG) | Broken | 2021 | Tier 2 - Elevated | Distribution Circuit | 6 | 18 | 2021-06-18 |  | Sus | Y | EquipmentFailureInvolved¦Underground¦Transformer(UG)¦Broken
21-0079838 | Unknown Cause | Patrol - found nothing |  |  | 2021 | Tier 3 - Extreme | Distribution Circuit | 6 | 25 | 2021-06-25 | 1384607 | Sus | Y | UnknownCause¦Patrolfoundnothing¦¦
21-0082122 | Equipment Failure/Involved | Overhead | Transformer (OH) | Leaking | 2021 | Tier 3 - Extreme | Distribution Circuit | 6 | 30 | 2021-06-30 | 1388653 | Sus | Y | EquipmentFailureInvolved¦Overhead¦Transformer(OH)¦Leaking
21-0082252 | Company Initiated | Construction Activity/equip, company | Insulator | Broken, wire on ground | 2021 | Tier 2 - Elevated | Distribution Circuit | 6 | 30 | 2021-06-30 | 1388827 | Sus | Y | CompanyInitiated¦ConstructionActivityequipcompany¦Insulator¦Brokenwireonground
21-0084320 | 3rd Party | Vehicle | Conductor, Overhead | Normal | 2021 | Tier 2 - Elevated | Distribution Circuit | 7 | 2 | 2021-07-02 | 1390690 | Sus | Y | 3rdParty¦Vehicle¦ConductorOverhead¦Normal
21-0084708 | Animal | Squirrel | Fuse | Burned Open | 2021 | Tier 2 - Elevated | Transformer only | 7 | 3 | 2021-07-03 | 1391441 | Sus | Y | Animal¦Squirrel¦Fuse¦BurnedOpen
21-0087515 | Equipment Failure/Involved | Electrical Overload | Recloser | Normal | 2021 | Tier 3 - Extreme | Distribution Circuit | 7 | 10 | 2021-07-10 | 1398572 | Sus | Y | EquipmentFailureInvolved¦ElectricalOverload¦Recloser¦Normal
21-0091262 | Equipment Failure/Involved | Overhead | Conductor, Overhead | Deteriorated | 2021 | Tier 3 - Extreme | Distribution Circuit | 7 | 17 | 2021-07-17 | 1406923 | Sus | Y | EquipmentFailureInvolved¦Overhead¦ConductorOverhead¦Deteriorated
21-0091928 | 3rd Party | Other | Conductor, Overhead | Normal | 2021 | Tier 3 - Extreme | Distribution Circuit | 7 | 19 | 2021-07-19 | 1408311 | Sus | Y | 3rdParty¦Other¦ConductorOverhead¦Normal
21-0092422 | Vegetation | Tree - grew into line | Conductor, Overhead | Normal | 2021 | Tier 3 - Extreme | Distribution Circuit | 7 | 20 | 2021-07-20 | 1409053 | Sus | Y | Vegetation¦Treegrewintoline¦ConductorOverhead¦Normal
21-0100983 | Equipment Failure/Involved | Overhead | Conductor, Overhead | Bent or Twisted | 2021 | Tier 2 - Elevated | Distribution Circuit | 8 | 6 | 2021-08-06 | 1435755 | Sus | Y | EquipmentFailureInvolved¦Overhead¦ConductorOverhead¦BentorTwisted
21-0105703 | Wildfire Mitigation | Public Safety Power Shut-off | Conductor, Overhead | Normal | 2021 | Tier 2 - Elevated | Distribution Circuit | 8 | 17 | 2021-08-17 | 1445365 | Sus | Y | WildfireMitigation¦PublicSafetyPowerShutoff¦ConductorOverhead¦Normal
21-0105883 | Wildfire Mitigation | Public Safety Power Shut-off | Conductor, Overhead | Normal | 2021 | Tier 2 - Elevated | Distribution Circuit | 8 | 17 | 2021-08-17 | 1445624 | Sus | Y | WildfireMitigation¦PublicSafetyPowerShutoff¦ConductorOverhead¦Normal
21-0107445 | Equipment Failure/Involved | Overhead | Conductor, Overhead | Broken | 2021 | Tier 2 - Elevated | Distribution Circuit | 8 | 20 | 2021-08-20 | 1448791 | Sus | Y | EquipmentFailureInvolved¦Overhead¦ConductorOverhead¦Broken
21-0109454 | Unknown Cause | Patrol - not conducted |  |  | 2021 | Tier 2 - Elevated | Distribution Circuit | 8 | 26 | 2021-08-26 | 1453516 | Sus | Y | UnknownCause¦Patrolnotconducted¦¦
21-0118123 | Equipment Failure/Involved | Overhead | Transformer (OH) | Deteriorated | 2021 | Tier 2 - Elevated | Transformer only | 9 | 15 | 2021-09-15 | 1472711 | Sus | Y | EquipmentFailureInvolved¦Overhead¦Transformer(OH)¦Deteriorated
21-0120763 | Unknown Cause | Patrol - found nothing |  |  | 2021 | Tier 2 - Elevated | Distribution Circuit | 9 | 22 | 2021-09-22 | 1477694 | Sus | Y | UnknownCause¦Patrolfoundnothing¦¦
21-0130254 | Unknown Cause | Patrol - found nothing |  |  | 2021 | Tier 2 - Elevated | Distribution Circuit | 10 | 13 | 2021-10-13 | 1496517 | Sus | Y | UnknownCause¦Patrolfoundnothing¦¦
21-0130895 | Vegetation | Other ground vegetation | Conductor, Overhead | Normal | 2021 | Tier 2 - Elevated | Distribution Circuit | 10 | 14 | 2021-10-14 | 1497301 | Sus | Y | Vegetation¦Othergroundvegetation¦ConductorOverhead¦Normal
21-0132292 | Vegetation | Tree - fell into line | Conductor, Overhead | Normal | 2021 | Tier 2 - Elevated | Distribution Circuit | 10 | 18 | 2021-10-18 | 1500513 | Sus | Y | Vegetation¦Treefellintoline¦ConductorOverhead¦Normal
21-0133681 | Vegetation | Tree - branch fell on line | Conductor, Overhead | Normal | 2021 | Tier 3 - Extreme | Distribution Circuit | 10 | 20 | 2021-10-20 | 1502740 | Sus | Y | Vegetation¦Treebranchfellonline¦ConductorOverhead¦Normal
21-0134422 | Equipment Failure/Involved | Overhead | Conductor, Overhead | Broken | 2021 | Tier 2 - Elevated | Distribution Circuit | 10 | 21 | 2021-10-21 | 1504472 | Sus | Y | EquipmentFailureInvolved¦Overhead¦ConductorOverhead¦Broken
21-0134969 | Unknown Cause | Patrol - not conducted |  |  | 2021 | Tier 2 - Elevated | Distribution Circuit | 10 | 22 | 2021-10-22 | 1505643 | Sus | Y | UnknownCause¦Patrolnotconducted¦¦
21-0135958 | Vegetation | Tree - fell into line | Pole-Wood | Broken, wire on ground | 2021 | Tier 3 - Extreme | Distribution Circuit | 10 | 24 | 2021-10-24 | 1510046 | Sus | Y | Vegetation¦Treefellintoline¦PoleWood¦Brokenwireonground
21-0138056 | Unknown Cause | Patrol - found nothing |  |  | 2021 | Tier 3 - Extreme | Distribution Circuit | 10 | 24 | 2021-10-24 | 1513715 | Sus | Y | UnknownCause¦Patrolfoundnothing¦¦
21-0149080 | Animal | Squirrel | Transformer (OH) | Failed/Faulted | 2021 | Tier 3 - Extreme | Distribution Circuit | 11 | 20 | 2021-11-20 | 1552161 | Sus | Y | Animal¦Squirrel¦Transformer(OH)¦FailedFaulted
21-0150323 | Unknown Cause | Patrol - found nothing |  |  | 2021 | Tier 2 - Elevated | Distribution Circuit | 11 | 23 | 2021-11-23 | 1553791 | Sus | Y | UnknownCause¦Patrolfoundnothing¦¦
21-0153366 | Equipment Failure/Involved | Overhead | Crossarm, Wood | Broken | 2021 | Tier 3 - Extreme | Distribution Circuit | 12 | 1 | 2021-12-01 | 1556887 | Sus | N | EquipmentFailureInvolved¦Overhead¦CrossarmWood¦Broken
21-0157393 | Vegetation | Tree - fell into line | Conductor, Overhead | Together | 2021 | Tier 2 - Elevated | Distribution Circuit | 12 | 13 | 2021-12-13 | 1567007 | Sus | N | Vegetation¦Treefellintoline¦ConductorOverhead¦Together
21-0157713 | Vegetation | Tree - fell into line | Conductor, Overhead | Normal | 2021 | Tier 3 - Extreme | Distribution Circuit | 12 | 13 | 2021-12-13 | 1569052 | Sus | N | Vegetation¦Treefellintoline¦ConductorOverhead¦Normal
21-0158443 | Unknown Cause | Patrol - found nothing |  |  | 2021 | Tier 2 - Elevated | Distribution Circuit | 12 | 14 | 2021-12-14 | 1571391 | Sus | N | UnknownCause¦Patrolfoundnothing¦¦
21-0158757 | Vegetation | Tree - fell into line | Pole-Wood | Broken, wire on ground | 2021 | Tier 2 - Elevated | Distribution Circuit | 12 | 15 | 2021-12-15 | 1574024 | Sus | N | Vegetation¦Treefellintoline¦PoleWood¦Brokenwireonground
21-0159441 | Equipment Failure/Involved | Overhead | Conductor, Overhead | Broken, wire on ground | 2021 | Tier 3 - Extreme | Distribution Circuit | 12 | 17 | 2021-12-17 | 1576500 | Sus | N | EquipmentFailureInvolved¦Overhead¦ConductorOverhead¦Brokenwireonground
21-0159726 | Unknown Cause | Patrol - found nothing |  |  | 2021 | Tier 2 - Elevated | Distribution Circuit | 12 | 19 | 2021-12-19 | 1577285 | Sus | N | UnknownCause¦Patrolfoundnothing¦¦
21-0160272 | Vegetation | Tree - fell into line | Crossarm, Wood | Broken, wire on ground | 2021 | Tier 2 - Elevated | Distribution Circuit | 12 | 23 | 2021-12-23 | 1579845 | Sus | N | Vegetation¦Treefellintoline¦CrossarmWood¦Brokenwireonground
21-0160544 | Vegetation | Tree - fell into line | Conductor, Overhead | Broken, wire on ground | 2021 | Tier 2 - Elevated | Distribution Circuit | 12 | 25 | 2021-12-25 | 1581205 | Sus | N | Vegetation¦Treefellintoline¦ConductorOverhead¦Brokenwireonground
21-0160641 | Unknown Cause | Patrol - not conducted |  |  | 2021 | Tier 2 - Elevated | Distribution Circuit | 12 | 25 | 2021-12-25 | 1581681 | Sus | N | UnknownCause¦Patrolnotconducted¦¦
21-0160667 | Vegetation | Tree - branch fell on line | Conductor, Overhead | Normal | 2021 | Tier 3 - Extreme | Distribution Circuit | 12 | 25 | 2021-12-25 | 1581939 | Sus | N | Vegetation¦Treebranchfellonline¦ConductorOverhead¦Normal
21-0160728 | Vegetation | Tree - fell into line | Conductor, Overhead | Broken | 2021 | Tier 2 - Elevated | Distribution Circuit | 12 | 26 | 2021-12-26 | 1582127 | Sus | N | Vegetation¦Treefellintoline¦ConductorOverhead¦Broken
21-0160770 | Vegetation | Tree - fell into line | Conductor, Overhead | Broken, wire on ground | 2021 | Tier 3 - Extreme | Distribution Circuit | 12 | 26 | 2021-12-26 | 1582444 | Sus | N | Vegetation¦Treefellintoline¦ConductorOverhead¦Brokenwireonground
22-0005024 | Environmental/External | Ice or snow | Conductor, Overhead | Broken, wire on ground | 2021 | Tier 3 - Extreme | Distribution Circuit | 12 | 27 | 2021-12-27 | 1591526 | Sus | N | EnvironmentalExternal¦Iceorsnow¦ConductorOverhead¦Brokenwireonground
22-0005982 | Vegetation | Tree - fell into line | Conductor, Overhead | Broken, wire on ground | 2021 | Tier 2 - Elevated | Distribution Circuit | 12 | 26 | 2021-12-26 | 1594867 | Sus | N | Vegetation¦Treefellintoline¦ConductorOverhead¦Brokenwireonground
22-0006598 | Vegetation | Tree - fell into line | Pole-Wood | Broken, wire on ground | 2022 | Tier 3 - Extreme | Distribution Circuit | 1 | 4 | 2022-01-04 | 1596025 | Sus | N | Vegetation¦Treefellintoline¦PoleWood¦Brokenwireonground
22-0007619 | Environmental/External | Ice or snow | Conductor, Overhead | Broken, wire on ground | 2021 | Tier 3 - Extreme | Distribution Circuit | 12 | 27 | 2021-12-27 | 1598225 | Sus | N | EnvironmentalExternal¦Iceorsnow¦ConductorOverhead¦Brokenwireonground
22-0009079 | Company Initiated | Other Circuits | Conductor, Overhead | Normal | 2022 | Tier 2 - Elevated | Distribution Circuit | 1 | 12 | 2022-01-12 | 1601112 | Sus | N | CompanyInitiated¦OtherCircuits¦ConductorOverhead¦Normal
22-0017779 | Vegetation | Tree - branch fell on line | Conductor, Overhead | Normal | 2022 | Tier 2 - Elevated | Distribution Circuit | 2 | 2 | 2022-02-02 | 1619238 | Sus | N | Vegetation¦Treebranchfellonline¦ConductorOverhead¦Normal
22-0036078 | Unknown Cause | Patrol - found nothing |  |  | 2022 | Tier 2 - Elevated | Distribution Circuit | 3 | 20 | 2022-03-20 | 1651927 | Sus | N | UnknownCause¦Patrolfoundnothing¦¦
22-0039935 | Equipment Failure/Involved | Overhead | Secondary | Deteriorated | 2022 | Tier 3 - Extreme | Transformer only | 3 | 29 | 2022-03-29 | 1658804 | Sus | N | EquipmentFailureInvolved¦Overhead¦Secondary¦Deteriorated
22-0044929 | Unknown Cause | Patrol - found nothing |  |  | 2022 | Tier 3 - Extreme | Distribution Circuit | 4 | 9 | 2022-04-09 | 1666794 | Sus | N | UnknownCause¦Patrolfoundnothing¦¦
22-0045747 | Equipment Failure/Involved | Overhead | Insulator | Broken | 2022 | Tier 3 - Extreme | Distribution Circuit | 4 | 11 | 2022-04-11 | 1669702 | Sus | N | EquipmentFailureInvolved¦Overhead¦Insulator¦Broken
22-0047206 | Equipment Failure/Involved | Overhead | Pole-Wood | Broken | 2022 | Tier 3 - Extreme | Distribution Circuit | 4 | 13 | 2022-04-13 | 1671329 | Sus | N | EquipmentFailureInvolved¦Overhead¦PoleWood¦Broken
22-0050616 | Unknown Cause | Patrol - found nothing |  |  | 2022 | Tier 2 - Elevated | Distribution Circuit | 4 | 16 | 2022-04-16 | 1674536 | Sus | N | UnknownCause¦Patrolfoundnothing¦¦
22-0053536 | Equipment Failure/Involved | Overhead | Connector or Splice (OH) | Burned Open | 2022 | Tier 2 - Elevated | Distribution Circuit | 4 | 22 | 2022-04-22 | 1679611 | Sus | N | EquipmentFailureInvolved¦Overhead¦ConnectororSplice(OH)¦BurnedOpen
22-0053956 | Animal | Squirrel | Conductor, Overhead | Normal | 2022 | Tier 2 - Elevated | Distribution Circuit | 4 | 25 | 2022-04-25 | 1680704 | Sus | N | Animal¦Squirrel¦ConductorOverhead¦Normal
22-0055493 | Unknown Cause | Patrol - found nothing |  |  | 2022 | Tier 2 - Elevated | Distribution Circuit | 4 | 28 | 2022-04-28 | 1683651 | Sus | N | UnknownCause¦Patrolfoundnothing¦¦
22-0060437 | Equipment Failure/Involved | Overhead | Transformer | Broken | 2022 | Tier 3 - Extreme | Transformer only | 5 | 10 | 2022-05-10 | 1693399 | Sus | Y | EquipmentFailureInvolved¦Overhead¦Transformer¦Broken
22-0064574 | Equipment Failure/Involved | Overhead | Secondary | Broken | 2022 | Tier 2 - Elevated | Transformer only | 5 | 20 | 2022-05-20 | 1706127 | Sus | Y | EquipmentFailureInvolved¦Overhead¦Secondary¦Broken
22-0064891 | Vegetation | Tree - fell into line | Conductor, Overhead | Normal | 2022 | Tier 3 - Extreme | Distribution Circuit | 5 | 21 | 2022-05-21 | 1707024 | Sus | Y | Vegetation¦Treefellintoline¦ConductorOverhead¦Normal
22-0080523 | Unknown Cause | Patrol - found nothing |  |  | 2022 | Tier 2 - Elevated | Distribution Circuit | 6 | 30 | 2022-06-30 | 1746391 | Sus | Y | UnknownCause¦Patrolfoundnothing¦¦
22-0086024 | Equipment Failure/Involved | Overhead | Cutout, fuse holder | Broken | 2022 | Tier 3 - Extreme | Transformer only | 7 | 15 | 2022-07-15 | 1757449 | Sus | Y | EquipmentFailureInvolved¦Overhead¦Cutoutfuseholder¦Broken
22-0089093 | Vegetation | Tree - fell into line | Conductor, Overhead | Broken, wire on ground | 2022 | Tier 2 - Elevated | Distribution Circuit | 7 | 24 | 2022-07-24 | 1764297 | Sus | Y | Vegetation¦Treefellintoline¦ConductorOverhead¦Brokenwireonground
22-0097201 | Unknown Cause | Patrol - found nothing |  |  | 2022 | Tier 3 - Extreme | Distribution Circuit | 8 | 13 | 2022-08-13 | 1780206 | Sus | Y | UnknownCause¦Patrolfoundnothing¦¦
22-0107119 | 3rd Party | Vehicle | Pole-Wood | Broken | 2022 | Tier 2 - Elevated | Distribution Circuit | 9 | 7 | 2022-09-07 | 1803913 | Sus | Y | 3rdParty¦Vehicle¦PoleWood¦Broken
22-0119464 | Unknown Cause | Patrol - found nothing |  |  | 2022 | Tier 2 - Elevated | Distribution Circuit | 10 | 9 | 2022-10-09 | 1832153 | Sus | Y | UnknownCause¦Patrolfoundnothing¦¦
22-0120961 | Unknown Cause | Patrol - found nothing |  |  | 2022 | Tier 2 - Elevated | Distribution Circuit | 10 | 13 | 2022-10-13 | 1836317 | Sus | Y | UnknownCause¦Patrolfoundnothing¦¦
22-0122276 | Equipment Failure/Involved | Overhead | Pole-Wood | Deteriorated | 2022 | Tier 2 - Elevated | Distribution Circuit | 10 | 17 | 2022-10-17 | 1839239 | Sus | Y | EquipmentFailureInvolved¦Overhead¦PoleWood¦Deteriorated
22-0123078 | Vegetation | Tree - branch fell on line | Conductor, Overhead | Normal | 2022 | Tier 3 - Extreme | Distribution Circuit | 10 | 19 | 2022-10-19 | 1841082 | Sus | Y | Vegetation¦Treebranchfellonline¦ConductorOverhead¦Normal
22-0126581 | Vegetation | Tree - bark fell into line | Conductor, Overhead | Normal | 2022 | Tier 2 - Elevated | Distribution Circuit | 11 | 1 | 2022-11-01 | 1849978 | Sus | Y | Vegetation¦Treebarkfellintoline¦ConductorOverhead¦Normal
22-0127295 | Unknown Cause | Patrol - found nothing |  |  | 2022 | Tier 2 - Elevated | Distribution Circuit | 11 | 3 | 2022-11-03 | 1852190 | Sus | Y | UnknownCause¦Patrolfoundnothing¦¦
22-0128223 | Unknown Cause | Patrol - found nothing |  |  | 2022 | Tier 3 - Extreme | Distribution Circuit | 11 | 5 | 2022-11-05 | 1854936 | Sus | Y | UnknownCause¦Patrolfoundnothing¦¦
22-0128394 | Vegetation | Tree - fell into line | Conductor, Overhead | Broken, wire on ground | 2022 | Tier 3 - Extreme | Distribution Circuit | 11 | 6 | 2022-11-06 | 1855553 | Sus | Y | Vegetation¦Treefellintoline¦ConductorOverhead¦Brokenwireonground
22-0129505 | Vegetation | Tree - fell into line | Conductor, Overhead | Bent or Twisted | 2022 | Tier 3 - Extreme | Distribution Circuit | 11 | 9 | 2022-11-09 | 1858944 | Sus | Y | Vegetation¦Treefellintoline¦ConductorOverhead¦BentorTwisted
22-0132900 | 3rd Party | Vehicle | Pole-Wood | Broken | 2022 | Tier 3 - Extreme | Distribution Circuit | 11 | 20 | 2022-11-20 | 1866431 | Sus | Y | 3rdParty¦Vehicle¦PoleWood¦Broken
22-0133421 | Unknown Cause | Patrol - found nothing |  |  | 2022 | Tier 2 - Elevated | Distribution Circuit | 11 | 22 | 2022-11-22 | 1867737 | Sus | Y | UnknownCause¦Patrolfoundnothing¦¦
22-0137223 | Equipment Failure/Involved | Overhead | Lightning Arrestor | Burned/flashed | 2022 | Tier 2 - Elevated | Distribution Circuit | 12 | 7 | 2022-12-07 | 1877705 | Sus | N | EquipmentFailureInvolved¦Overhead¦LightningArrestor¦Burnedflashed
22-0138455 | Vegetation | Tree - fell into line | Conductor, Overhead | Broken, wire on ground | 2022 | Tier 3 - Extreme | Distribution Circuit | 12 | 10 | 2022-12-10 | 1882523 | Sus | N | Vegetation¦Treefellintoline¦ConductorOverhead¦Brokenwireonground
22-0141630 | Unknown Cause | Patrol - found nothing |  |  | 2022 | Tier 3 - Extreme | Distribution Circuit | 12 | 27 | 2022-12-27 | 1898612 | Sus | N | UnknownCause¦Patrolfoundnothing¦¦
22-0142216 | Equipment Failure/Involved | Fire, pole | Crossarm, Wood | Broken | 2022 | Tier 2 - Elevated | Distribution Circuit | 12 | 30 | 2022-12-30 | 1901950 | Sus | N | EquipmentFailureInvolved¦Firepole¦CrossarmWood¦Broken
15-0008837 | Equipment Failure/Involved | Other | Transformer | Malfunctioning | 2015 | Tier 3 - Extreme | Transformer only | 2 | 2 | 2015-02-02 | 1171297 | Sus | N | EquipmentFailureInvolved¦Other¦Transformer¦Malfunctioning
15-0010264 | Equipment Failure/Involved | Other | Conductor, Overhead | Broken, wire on object | 2015 | Tier 3 - Extreme | Distribution Circuit | 2 | 6 | 2015-02-06 | 1175364 | Sus | N | EquipmentFailureInvolved¦Other¦ConductorOverhead¦Brokenwireonobject
15-0011019 | Vegetation | Tree - fell into line | Conductor, Overhead | Broken, wire on ground | 2015 | Tier 2 - Elevated | Distribution Circuit | 2 | 7 | 2015-02-07 | 1180346 | Sus | N | Vegetation¦Treefellintoline¦ConductorOverhead¦Brokenwireonground
15-0011756 | Equipment Failure/Involved | Other | Insulator | Failed/Faulted | 2015 | Tier 3 - Extreme | Distribution Circuit | 2 | 8 | 2015-02-08 | 1183764 | Sus | N | EquipmentFailureInvolved¦Other¦Insulator¦FailedFaulted
15-0026924 | Vegetation | Tree - fell into line | Crossarm, Wood | Broken | 2015 | Tier 2 - Elevated | Distribution Circuit | 4 | 15 | 2015-04-15 | 1219966 | Sus | N | Vegetation¦Treefellintoline¦CrossarmWood¦Broken
15-0036242 | Animal | Bird found | Transformer (OH) | Normal | 2015 | Tier 2 - Elevated | Distribution Circuit | 5 | 24 | 2015-05-24 | 1239084 | Sus | Y | Animal¦Birdfound¦Transformer(OH)¦Normal
15-0037382 | Unknown Cause | Patrol - found nothing |  |  | 2015 | Tier 3 - Extreme | Distribution Circuit | 5 | 30 | 2015-05-30 | 1241288 | Sus | Y | UnknownCause¦Patrolfoundnothing¦¦
15-0038960 | Equipment Failure/Involved | Overhead | Transformer | Failed/Faulted | 2015 | Tier 2 - Elevated | Transformer only | 6 | 5 | 2015-06-05 | 1244592 | Sus | Y | EquipmentFailureInvolved¦Overhead¦Transformer¦FailedFaulted
15-0041208 | Unknown Cause | Patrol - found nothing |  |  | 2015 | Tier 3 - Extreme | Distribution Circuit | 6 | 15 | 2015-06-15 | 1251440 | Sus | Y | UnknownCause¦Patrolfoundnothing¦¦
15-0045229 | Equipment Failure/Involved | Overhead | Bushing | Broken | 2015 | Tier 2 - Elevated | Transformer only | 7 | 3 | 2015-07-03 | 1262123 | Sus | Y | EquipmentFailureInvolved¦Overhead¦Bushing¦Broken
15-0048854 | Environmental/External | Lightning | Transformer | Failed/Faulted | 2015 | Tier 2 - Elevated | Transformer only | 7 | 19 | 2015-07-19 | 1272924 | Sus | Y | EnvironmentalExternal¦Lightning¦Transformer¦FailedFaulted
15-0049356 | Equipment Failure/Involved | Overhead | Transformer | Failed/Faulted | 2015 | Tier 2 - Elevated | Transformer only | 7 | 20 | 2015-07-20 | 1274310 | Sus | Y | EquipmentFailureInvolved¦Overhead¦Transformer¦FailedFaulted
15-0050806 | Vegetation | Tree - fell into line | Conductor, Overhead | Broken, wire on ground | 2015 | Tier 3 - Extreme | Distribution Circuit | 7 | 27 | 2015-07-27 | 1278241 | Sus | Y | Vegetation¦Treefellintoline¦ConductorOverhead¦Brokenwireonground
15-0051207 | Animal | Squirrel | Fuse | Failed/Faulted | 2015 | Tier 2 - Elevated | Distribution Circuit | 7 | 29 | 2015-07-29 | 1279159 | Sus | Y | Animal¦Squirrel¦Fuse¦FailedFaulted
15-0052044 | Equipment Failure/Involved | Underground | Conductor, Underground | Broken | 2015 | Tier 3 - Extreme | Distribution Circuit | 8 | 1 | 2015-08-01 | 1281116 | Sus | Y | EquipmentFailureInvolved¦Underground¦ConductorUnderground¦Broken
15-0055150 | Vegetation | Tree - branch fell on line | Conductor, Overhead | Burned/flashed | 2015 | Tier 3 - Extreme | Distribution Circuit | 8 | 14 | 2015-08-14 | 1288481 | Sus | Y | Vegetation¦Treebranchfellonline¦ConductorOverhead¦Burnedflashed
15-0056756 | Vegetation | Tree - fell into line | Conductor, Overhead | Broken, wire on object | 2015 | Tier 3 - Extreme | Distribution Circuit | 8 | 22 | 2015-08-22 | 1293019 | Sus | Y | Vegetation¦Treefellintoline¦ConductorOverhead¦Brokenwireonobject
15-0060565 | Vegetation | Tree - cutting, PG&E contractor | Conductor, Overhead | Broken, wire on ground | 2015 | Tier 2 - Elevated | Transmission line | 9 | 10 | 2015-09-10 | 1303455 | Sus | Y | Vegetation¦TreecuttingPG&Econtractor¦ConductorOverhead¦Brokenwireonground
15-0062528 | Environmental/External | Fire, Forest/Grass | Conductor, Overhead | Burned/flashed | 2015 | Tier 3 - Extreme | Distribution Circuit | 9 | 12 | 2015-09-12 | 1309492 | Sus | Y | EnvironmentalExternal¦FireForestGrass¦ConductorOverhead¦Burnedflashed
15-0063490 | Environmental/External | Fire, Forest/Grass | Pole-Wood | Burned/flashed | 2015 | Tier 3 - Extreme | Distribution Circuit | 9 | 12 | 2015-09-12 | 1311744 | Sus | Y | EnvironmentalExternal¦FireForestGrass¦PoleWood¦Burnedflashed
15-0065145 | Environmental/External | Fire, Forest/Grass | Pole-Wood | Burned/flashed | 2015 | Tier 3 - Extreme | Distribution Circuit | 9 | 12 | 2015-09-12 | 1312453 | Sus | Y | EnvironmentalExternal¦FireForestGrass¦PoleWood¦Burnedflashed
15-0068163 | Equipment Failure/Involved | Overhead | Jumper | Burned Open | 2015 | Tier 2 - Elevated | Distribution Circuit | 10 | 5 | 2015-10-05 | 1317493 | Sus | Y | EquipmentFailureInvolved¦Overhead¦Jumper¦BurnedOpen
15-0077768 | Animal | Squirrel | Fuse | Failed/Faulted | 2015 | Tier 3 - Extreme | Distribution Circuit | 11 | 14 | 2015-11-14 | 1341055 | Sus | Y | Animal¦Squirrel¦Fuse¦FailedFaulted
15-0083994 | Vegetation | Tree - fell into line | Conductor, Overhead | Normal | 2015 | Tier 2 - Elevated | Distribution Circuit | 12 | 10 | 2015-12-10 | 1357888 | Sus | N | Vegetation¦Treefellintoline¦ConductorOverhead¦Normal
15-0084100 | Vegetation | Tree - fell into line | Conductor, Overhead | Broken, wire on ground | 2015 | Tier 3 - Extreme | Distribution Circuit | 12 | 10 | 2015-12-10 | 1358235 | Sus | N | Vegetation¦Treefellintoline¦ConductorOverhead¦Brokenwireonground
15-0084787 | Vegetation | Tree - branch fell on line | Conductor, Overhead | Together | 2015 | Tier 2 - Elevated | Distribution Circuit | 12 | 13 | 2015-12-13 | 1360340 | Sus | N | Vegetation¦Treebranchfellonline¦ConductorOverhead¦Together
15-0087747 | Company Initiated | Personnel, company | Pole-Wood | Broken | 2015 | Tier 2 - Elevated | Distribution Circuit | 12 | 29 | 2015-12-29 | 1374028 | Sus | N | CompanyInitiated¦Personnelcompany¦PoleWood¦Broken
16-0002418 | Equipment Failure/Involved | Overhead | Jumper | Broken | 2016 | Tier 2 - Elevated | Distribution Circuit | 1 | 1 | 2016-01-01 | 1375558 | Sus | N | EquipmentFailureInvolved¦Overhead¦Jumper¦Broken
16-0002580 | Vegetation | Tree - fell into line | Conductor, Overhead | Together | 2016 | Tier 3 - Extreme | Distribution Circuit | 1 | 3 | 2016-01-03 | 1376290 | Sus | N | Vegetation¦Treefellintoline¦ConductorOverhead¦Together
16-0003603 | Vegetation | Tree - fell into line | Conductor, Overhead | Broken, wire on ground | 2016 | Tier 3 - Extreme | Distribution Circuit | 1 | 6 | 2016-01-06 | 1378898 | Sus | N | Vegetation¦Treefellintoline¦ConductorOverhead¦Brokenwireonground
16-0003621 | Unknown Cause | Patrol - found nothing |  |  | 2016 | Tier 3 - Extreme | Distribution Circuit | 1 | 6 | 2016-01-06 | 1378983 | Sus | N | UnknownCause¦Patrolfoundnothing¦¦
16-0004228 | Equipment Failure/Involved | Overhead | Crossarm, Wood | Broken | 2016 | Tier 2 - Elevated | Transformer only | 1 | 9 | 2016-01-09 | 1380879 | Sus | N | EquipmentFailureInvolved¦Overhead¦CrossarmWood¦Broken
16-0005885 | Vegetation | Tree - fell into line | Conductor, Overhead | Normal | 2016 | Tier 2 - Elevated | Distribution Circuit | 1 | 17 | 2016-01-17 | 1385405 | Sus | N | Vegetation¦Treefellintoline¦ConductorOverhead¦Normal
16-0005998 | Equipment Failure/Involved | Underground | Other | Failed/Faulted | 2016 | Tier 2 - Elevated | Distribution Circuit | 1 | 18 | 2016-01-18 | 1385857 | Sus | N | EquipmentFailureInvolved¦Underground¦Other¦FailedFaulted
16-0006391 | Vegetation | Tree - branch fell on line | Conductor, Overhead | Broken, wire on ground | 2016 | Tier 3 - Extreme | Distribution Circuit | 1 | 19 | 2016-01-19 | 1387346 | Sus | N | Vegetation¦Treebranchfellonline¦ConductorOverhead¦Brokenwireonground
16-0009524 | Unknown Cause | Patrol - not conducted |  |  | 2016 | Tier 2 - Elevated | Transmission line | 1 | 31 | 2016-01-31 | 1395140 | Sus | N | UnknownCause¦Patrolnotconducted¦¦
16-0016334 | Equipment Failure/Involved | Overhead | Transformer | Failed/Faulted | 2016 | Tier 2 - Elevated | Transformer only | 2 | 29 | 2016-02-29 | 1413877 | Sus | N | EquipmentFailureInvolved¦Overhead¦Transformer¦FailedFaulted
16-0018302 | Vegetation | Tree - fell into line | Conductor, Overhead | Broken, wire on ground | 2016 | Tier 3 - Extreme | Distribution Circuit | 3 | 6 | 2016-03-06 | 1421343 | Sus | N | Vegetation¦Treefellintoline¦ConductorOverhead¦Brokenwireonground
16-0018531 | Unknown Cause | Patrol - found nothing |  |  | 2016 | Tier 3 - Extreme | Transformer only | 3 | 6 | 2016-03-06 | 1422366 | Sus | N | UnknownCause¦Patrolfoundnothing¦¦
16-0018724 | Vegetation | Tree - fell into line | Pole-Wood | Broken, wire on ground | 2016 | Tier 3 - Extreme | Distribution Circuit | 3 | 7 | 2016-03-07 | 1423195 | Sus | N | Vegetation¦Treefellintoline¦PoleWood¦Brokenwireonground
16-0020709 | Equipment Failure/Involved | Overhead | Transformer | Deteriorated | 2016 | Tier 2 - Elevated | Transformer only | 3 | 12 | 2016-03-12 | 1429008 | Sus | N | EquipmentFailureInvolved¦Overhead¦Transformer¦Deteriorated
16-0021020 | Vegetation | Tree - fell into line | Conductor, Overhead | Broken, wire on ground | 2016 | Tier 3 - Extreme | Distribution Circuit | 3 | 13 | 2016-03-13 | 1430465 | Sus | N | Vegetation¦Treefellintoline¦ConductorOverhead¦Brokenwireonground
16-0022148 | Unknown Cause | Patrol - found nothing |  |  | 2016 | Tier 2 - Elevated | Distribution Circuit | 3 | 17 | 2016-03-17 | 1432985 | Sus | N | UnknownCause¦Patrolfoundnothing¦¦
16-0022287 | Equipment Failure/Involved | Overhead | Crossarm, Wood | Deteriorated | 2016 | Tier 2 - Elevated | Distribution Circuit | 3 | 17 | 2016-03-17 | 1433282 | Sus | N | EquipmentFailureInvolved¦Overhead¦CrossarmWood¦Deteriorated
16-0024217 | Vegetation | Tree - fell into line | Conductor, Overhead | Broken, wire on ground | 2016 | Tier 2 - Elevated | Distribution Circuit | 3 | 26 | 2016-03-26 | 1439261 | Sus | N | Vegetation¦Treefellintoline¦ConductorOverhead¦Brokenwireonground
16-0026335 | 3rd Party | Vehicle | Pole-Wood | Broken | 2016 | Tier 2 - Elevated | Distribution Circuit | 4 | 5 | 2016-04-05 | 1444904 | Sus | N | 3rdParty¦Vehicle¦PoleWood¦Broken
16-0027354 | Vegetation | Tree - branch fell on line | Fuse | Failed/Faulted | 2016 | Tier 2 - Elevated | Distribution Circuit | 4 | 8 | 2016-04-08 | 1447155 | Sus | N | Vegetation¦Treebranchfellonline¦Fuse¦FailedFaulted
16-0027603 | Equipment Failure/Involved | Fire, pole | Pole-Wood | Burned/flashed | 2016 | Tier 2 - Elevated | Distribution Circuit | 4 | 10 | 2016-04-10 | 1448297 | Sus | N | EquipmentFailureInvolved¦Firepole¦PoleWood¦Burnedflashed
16-0027618 | Vegetation | Tree - fell into line | Secondary | Broken, wire on ground | 2016 | Tier 2 - Elevated | Distribution Circuit | 4 | 10 | 2016-04-10 | 1448366 | Sus | N | Vegetation¦Treefellintoline¦Secondary¦Brokenwireonground
16-0030982 | Unknown Cause | Patrol - found nothing |  |  | 2016 | Tier 2 - Elevated | Distribution Circuit | 4 | 23 | 2016-04-23 | 1456845 | Sus | N | UnknownCause¦Patrolfoundnothing¦¦
16-0032227 | Environmental/External | Lightning | Transformer (OH) | Failed/Faulted | 2016 | Tier 2 - Elevated | Transformer only | 4 | 28 | 2016-04-28 | 1460649 | Sus | N | EnvironmentalExternal¦Lightning¦Transformer(OH)¦FailedFaulted
16-0035662 | Unknown Cause | Patrol - found nothing |  |  | 2016 | Tier 2 - Elevated | Distribution Circuit | 5 | 12 | 2016-05-12 | 1468766 | Sus | Y | UnknownCause¦Patrolfoundnothing¦¦
16-0036848 | Equipment Failure/Involved | Overhead | Cutout, fuse holder | Burned/flashed | 2016 | Tier 3 - Extreme | Distribution Circuit | 5 | 18 | 2016-05-18 | 1472179 | Sus | Y | EquipmentFailureInvolved¦Overhead¦Cutoutfuseholder¦Burnedflashed
16-0036868 | Equipment Failure/Involved | Overhead | Insulator | Broken | 2016 | Tier 2 - Elevated | Distribution Circuit | 5 | 18 | 2016-05-18 | 1471957 | Sus | Y | EquipmentFailureInvolved¦Overhead¦Insulator¦Broken
16-0037191 | 3rd Party | Vehicle | Pole-Wood | Broken | 2016 | Tier 2 - Elevated | Distribution Circuit | 5 | 19 | 2016-05-19 | 1472838 | Sus | Y | 3rdParty¦Vehicle¦PoleWood¦Broken
16-0037250 | Vegetation | Tree - fell into line | Conductor, Overhead | Broken, wire on ground | 2016 | Tier 2 - Elevated | Distribution Circuit | 5 | 19 | 2016-05-19 | 1473106 | Sus | Y | Vegetation¦Treefellintoline¦ConductorOverhead¦Brokenwireonground
16-0037882 | 3rd Party | Vehicle | Pole-Wood | Broken | 2016 | Tier 3 - Extreme | Distribution Circuit | 5 | 23 | 2016-05-23 | 1475290 | Sus | Y | 3rdParty¦Vehicle¦PoleWood¦Broken
16-0038764 | Equipment Failure/Involved | Overhead |  | Failed/Faulted | 2016 | Tier 3 - Extreme | Transformer only | 5 | 26 | 2016-05-26 | 1477555 | Sus | Y | EquipmentFailureInvolved¦Overhead¦¦FailedFaulted
16-0039757 | Unknown Cause | Patrol - found nothing |  |  | 2016 | Tier 2 - Elevated | Distribution Circuit | 5 | 31 | 2016-05-31 | 1479374 | Sus | Y | UnknownCause¦Patrolfoundnothing¦¦
16-0040564 | Equipment Failure/Involved | Overhead | Transformer | Failed/Faulted | 2016 | Tier 3 - Extreme | Transformer only | 6 | 2 | 2016-06-02 | 1481408 | Sus | Y | EquipmentFailureInvolved¦Overhead¦Transformer¦FailedFaulted
16-0041490 | Vegetation | Tree - fell into line | Conductor, Overhead | Broken, wire on ground | 2016 | Tier 3 - Extreme | Distribution Circuit | 6 | 6 | 2016-06-06 | 1484222 | Sus | Y | Vegetation¦Treefellintoline¦ConductorOverhead¦Brokenwireonground
16-0053492 | 3rd Party | Vehicle | Insulator | Broken | 2016 | Tier 3 - Extreme | Distribution Circuit | 7 | 29 | 2016-07-29 | 1518263 | Sus | Y | 3rdParty¦Vehicle¦Insulator¦Broken
16-0054918 | Animal | Squirrel | Cutout, fuse holder | Failed/Faulted | 2016 | Tier 3 - Extreme | Distribution Circuit | 8 | 3 | 2016-08-03 | 1521185 | Sus | Y | Animal¦Squirrel¦Cutoutfuseholder¦FailedFaulted
16-0062294 | Equipment Failure/Involved | Overhead | Conductor, Overhead | Broken, wire on ground | 2016 | Tier 2 - Elevated | Distribution Circuit | 9 | 4 | 2016-09-04 | 1536484 | Sus | Y | EquipmentFailureInvolved¦Overhead¦ConductorOverhead¦Brokenwireonground
16-0067465 | Equipment Failure/Involved | Electrical Overload | Transformer | Failed/Faulted | 2016 | Tier 2 - Elevated | Transformer only | 9 | 26 | 2016-09-26 | 1547742 | Sus | Y | EquipmentFailureInvolved¦ElectricalOverload¦Transformer¦FailedFaulted
16-0068295 | Equipment Failure/Involved | Overhead | Crossarm, Wood | Broken | 2016 | Tier 2 - Elevated | Distribution Circuit | 9 | 28 | 2016-09-28 | 1549677 | Sus | Y | EquipmentFailureInvolved¦Overhead¦CrossarmWood¦Broken
16-0069391 | Equipment Failure/Involved | Overhead | Secondary | Broken | 2016 | Tier 3 - Extreme | Transformer only | 10 | 3 | 2016-10-03 | 1552285 | Sus | Y | EquipmentFailureInvolved¦Overhead¦Secondary¦Broken
16-0071344 | Animal | Squirrel | Cutout, fuse holder | Failed/Faulted | 2016 | Tier 3 - Extreme | Distribution Circuit | 10 | 12 | 2016-10-12 | 1556927 | Sus | Y | Animal¦Squirrel¦Cutoutfuseholder¦FailedFaulted
16-0074890 | Environmental/External | Lightning | Transformer | Failed/Faulted | 2016 | Tier 2 - Elevated | Transformer only | 10 | 24 | 2016-10-24 | 1568310 | Sus | Y | EnvironmentalExternal¦Lightning¦Transformer¦FailedFaulted
16-0079544 | Vegetation | Tree - fell into line | Conductor, Overhead | Broken, wire on ground | 2016 | Tier 3 - Extreme | Distribution Circuit | 11 | 13 | 2016-11-13 | 1580579 | Sus | Y | Vegetation¦Treefellintoline¦ConductorOverhead¦Brokenwireonground
16-0081204 | Equipment Failure/Involved | Overhead | Conductor, Overhead | Broken, wire on ground | 2016 | Tier 3 - Extreme | Distribution Circuit | 11 | 20 | 2016-11-20 | 1585467 | Sus | Y | EquipmentFailureInvolved¦Overhead¦ConductorOverhead¦Brokenwireonground
16-0084377 | Vegetation | Tree - fell into line | Conductor, Overhead | Broken, wire on ground | 2016 | Tier 3 - Extreme | Distribution Circuit | 12 | 7 | 2016-12-07 | 1596214 | Sus | N | Vegetation¦Treefellintoline¦ConductorOverhead¦Brokenwireonground
16-0085705 | Equipment Failure/Involved | Overhead | Pole-Wood | Deteriorated | 2016 | Tier 3 - Extreme | Distribution Circuit | 12 | 15 | 2016-12-15 | 1602653 | Sus | N | EquipmentFailureInvolved¦Overhead¦PoleWood¦Deteriorated
16-0086036 | Vegetation | Tree - fell into line | Conductor, Overhead | Normal | 2016 | Tier 3 - Extreme | Distribution Circuit | 12 | 16 | 2016-12-16 | 1604432 | Sus | N | Vegetation¦Treefellintoline¦ConductorOverhead¦Normal
16-0086228 | Equipment Failure/Involved | Overhead | Crossarm, Wood | Broken | 2016 | Tier 2 - Elevated | Distribution Circuit | 12 | 18 | 2016-12-18 | 1606102 | Sus | N | EquipmentFailureInvolved¦Overhead¦CrossarmWood¦Broken
17-0004917 | Unknown Cause | Patrol - found nothing |  |  | 2017 | Tier 3 - Extreme | Distribution Circuit | 1 | 8 | 2017-01-08 | 1622538 | Sus | N | UnknownCause¦Patrolfoundnothing¦¦
17-0004973 | Vegetation | Tree - fell into line | Conductor, Overhead | Broken, wire on ground | 2017 | Tier 3 - Extreme | Distribution Circuit | 1 | 8 | 2017-01-08 | 1622733 | Sus | N | Vegetation¦Treefellintoline¦ConductorOverhead¦Brokenwireonground
17-0005511 | Vegetation | Tree - fell into line | Conductor, Overhead | Broken, wire on ground | 2017 | Tier 2 - Elevated | Distribution Circuit | 1 | 8 | 2017-01-08 | 1628029 | Sus | N | Vegetation¦Treefellintoline¦ConductorOverhead¦Brokenwireonground
17-0005813 | Vegetation | Tree - fell into line | Conductor, Overhead | Broken, wire on ground | 2017 | Tier 2 - Elevated | Distribution Circuit | 1 | 8 | 2017-01-08 | 1629882 | Sus | N | Vegetation¦Treefellintoline¦ConductorOverhead¦Brokenwireonground
17-0005975 | Vegetation | Tree - fell into line | Conductor, Overhead | Broken, wire on ground | 2017 | Tier 3 - Extreme | Distribution Circuit | 1 | 9 | 2017-01-09 | 1630649 | Sus | N | Vegetation¦Treefellintoline¦ConductorOverhead¦Brokenwireonground
17-0006051 | Vegetation | Tree - fell into line | Conductor, Overhead | Broken, wire on ground | 2017 | Tier 3 - Extreme | Distribution Circuit | 1 | 8 | 2017-01-08 | 1627346 | Sus | N | Vegetation¦Treefellintoline¦ConductorOverhead¦Brokenwireonground
17-0006173 | Vegetation | Tree - fell into line | Conductor, Overhead | Broken, wire on ground | 2017 | Tier 3 - Extreme | Distribution Circuit | 1 | 8 | 2017-01-08 | 1624342 | Sus | N | Vegetation¦Treefellintoline¦ConductorOverhead¦Brokenwireonground
17-0006652 | Unknown Cause | Patrol - found nothing |  |  | 2017 | Tier 2 - Elevated | Distribution Circuit | 1 | 10 | 2017-01-10 | 1633598 | Sus | N | UnknownCause¦Patrolfoundnothing¦¦
17-0007568 | Unknown Cause | Patrol - found nothing |  |  | 2017 | Tier 2 - Elevated | Distribution Circuit | 1 | 10 | 2017-01-10 | 1636096 | Sus | N | UnknownCause¦Patrolfoundnothing¦¦
17-0008737 | Vegetation | Tree - fell into line | Conductor, Overhead | Broken, wire on ground | 2017 | Tier 3 - Extreme | Distribution Circuit | 1 | 13 | 2017-01-13 | 1642466 | Sus | N | Vegetation¦Treefellintoline¦ConductorOverhead¦Brokenwireonground
17-0009284 | Vegetation | Tree - fell into line | Pole-Wood | Broken, wire on ground | 2017 | Tier 2 - Elevated | Distribution Circuit | 1 | 15 | 2017-01-15 | 1644118 | Sus | N | Vegetation¦Treefellintoline¦PoleWood¦Brokenwireonground
17-0009440 | Unknown Cause | Patrol - not conducted |  |  | 2017 | Tier 2 - Elevated | Distribution Circuit | 1 | 16 | 2017-01-16 | 1644811 | Sus | N | UnknownCause¦Patrolnotconducted¦¦
17-0013822 | Vegetation | Tree - fell into line | Conductor, Overhead | Normal | 2017 | Tier 3 - Extreme | Distribution Circuit | 1 | 23 | 2017-01-23 | 1664072 | Sus | N | Vegetation¦Treefellintoline¦ConductorOverhead¦Normal
17-0013874 | Unknown Cause | Patrol - found nothing |  |  | 2017 | Tier 3 - Extreme | Transformer only | 1 | 23 | 2017-01-23 | 1663191 | Sus | N | UnknownCause¦Patrolfoundnothing¦¦
17-0017794 | Unknown Cause | Patrol - found nothing |  |  | 2017 | Tier 3 - Extreme | Transformer only | 2 | 6 | 2017-02-06 | 1676211 | Sus | N | UnknownCause¦Patrolfoundnothing¦¦
17-0017924 | Equipment Failure/Involved | Overhead | Woodpin | Broken, wire on object | 2017 | Tier 3 - Extreme | Distribution Circuit | 2 | 6 | 2017-02-06 | 1677043 | Sus | N | EquipmentFailureInvolved¦Overhead¦Woodpin¦Brokenwireonobject
17-0018735 | Equipment Failure/Involved | Overhead | Insulator | Arcing | 2017 | Tier 2 - Elevated | Distribution Circuit | 2 | 7 | 2017-02-07 | 1680896 | Sus | N | EquipmentFailureInvolved¦Overhead¦Insulator¦Arcing
17-0019186 | Vegetation | Tree - fell into line | Conductor, Overhead | Normal | 2017 | Tier 2 - Elevated | Distribution Circuit | 2 | 8 | 2017-02-08 | 1682597 | Sus | N | Vegetation¦Treefellintoline¦ConductorOverhead¦Normal
17-0019745 | Vegetation | Tree - fell into line | Conductor, Overhead | Broken, wire on ground | 2017 | Tier 3 - Extreme | Distribution Circuit | 2 | 10 | 2017-02-10 | 1684458 | Sus | N | Vegetation¦Treefellintoline¦ConductorOverhead¦Brokenwireonground
17-0023365 | Vegetation | Tree - branch fell on line | Conductor, Overhead | Normal | 2017 | Tier 2 - Elevated | Distribution Circuit | 2 | 19 | 2017-02-19 | 1701098 | Sus | N | Vegetation¦Treebranchfellonline¦ConductorOverhead¦Normal
17-0025168 | Vegetation | Tree - fell into line | Conductor, Overhead | Broken, wire on ground | 2017 | Tier 3 - Extreme | Distribution Circuit | 2 | 21 | 2017-02-21 | 1708265 | Sus | N | Vegetation¦Treefellintoline¦ConductorOverhead¦Brokenwireonground
17-0037479 | Vegetation | Tree - fell into line | Conductor, Overhead | Broken, wire on ground | 2017 | Tier 3 - Extreme | Distribution Circuit | 4 | 6 | 2017-04-06 | 1748032 | Sus | N | Vegetation¦Treefellintoline¦ConductorOverhead¦Brokenwireonground
17-0041201 | Equipment Failure/Involved | Fire, pole | Pole-Wood | Burned/flashed | 2017 | Tier 2 - Elevated | Distribution Circuit | 4 | 18 | 2017-04-18 | 1760482 | Sus | N | EquipmentFailureInvolved¦Firepole¦PoleWood¦Burnedflashed
17-0048749 | Unknown Cause | Patrol - found nothing |  |  | 2017 | Tier 2 - Elevated | Distribution Circuit | 5 | 18 | 2017-05-18 | 1784547 | Sus | Y | UnknownCause¦Patrolfoundnothing¦¦
17-0052768 | 3rd Party | Tree - cutting, 3rd party | Conductor, Overhead | Broken, wire on ground | 2017 | Tier 3 - Extreme | Distribution Circuit | 6 | 5 | 2017-06-05 | 1797108 | Sus | Y | 3rdParty¦Treecutting3rdparty¦ConductorOverhead¦Brokenwireonground
17-0063190 | Animal | Squirrel | Fuse | Failed/Faulted | 2017 | Tier 3 - Extreme | Distribution Circuit | 7 | 16 | 2017-07-16 | 1832605 | Sus | Y | Animal¦Squirrel¦Fuse¦FailedFaulted
17-0065859 | Vegetation | Tree - branch fell on line | Conductor, Overhead | Normal | 2017 | Tier 3 - Extreme | Distribution Circuit | 7 | 27 | 2017-07-27 | 1840697 | Sus | Y | Vegetation¦Treebranchfellonline¦ConductorOverhead¦Normal
17-0068002 | Unknown Cause | Patrol - found nothing |  |  | 2017 | Tier 3 - Extreme | Distribution Circuit | 8 | 4 | 2017-08-04 | 1846142 | Sus | Y | UnknownCause¦Patrolfoundnothing¦¦
17-0069939 | Equipment Failure/Involved | Overhead | Transformer | Failed/Faulted | 2017 | Tier 3 - Extreme | Transformer only | 8 | 13 | 2017-08-13 | 1851476 | Sus | Y | EquipmentFailureInvolved¦Overhead¦Transformer¦FailedFaulted
17-0071503 | Equipment Failure/Involved | Overhead | Cutout, fuse holder | Broken | 2017 | Tier 2 - Elevated | Transformer only | 8 | 19 | 2017-08-19 | 1855434 | Sus | Y | EquipmentFailureInvolved¦Overhead¦Cutoutfuseholder¦Broken
17-0071631 | Animal | Bird found | Fuse | Failed/Faulted | 2017 | Tier 2 - Elevated | Distribution Circuit | 8 | 21 | 2017-08-21 | 1855983 | Sus | Y | Animal¦Birdfound¦Fuse¦FailedFaulted
17-0075337 | Equipment Failure/Involved | Overhead | Transformer | Failed/Faulted | 2017 | Tier 2 - Elevated | Transformer only | 9 | 2 | 2017-09-02 | 1867256 | Sus | Y | EquipmentFailureInvolved¦Overhead¦Transformer¦FailedFaulted
17-0084678 | Equipment Failure/Involved | Overhead | Connector or Splice (OH) | Arcing | 2017 | Tier 2 - Elevated | Transformer only | 10 | 6 | 2017-10-06 | 1891873 | Sus | Y | EquipmentFailureInvolved¦Overhead¦ConnectororSplice(OH)¦Arcing
17-0085341 | Environmental/External | Fire, Forest/Grass | Other | Burned Open | 2017 | Tier 3 - Extreme | Distribution Circuit | 10 | 9 | 2017-10-09 | 1894936 | Sus | Y | EnvironmentalExternal¦FireForestGrass¦Other¦BurnedOpen
17-0085751 | Environmental/External | Fire, Forest/Grass | Pole-Wood | Broken | 2017 | Tier 2 - Elevated | Distribution Circuit | 10 | 8 | 2017-10-08 |  | Sus | Y | EnvironmentalExternal¦FireForestGrass¦PoleWood¦Broken
17-0085995 | Unknown Cause | Patrol - found nothing |  |  | 2017 | Tier 2 - Elevated | Distribution Circuit | 10 | 10 | 2017-10-10 | 1897158 | Sus | Y | UnknownCause¦Patrolfoundnothing¦¦
17-0087897 | Equipment Failure/Involved | Overhead | Conductor, Overhead | Broken, wire on ground | 2017 | Tier 2 - Elevated | Distribution Circuit | 10 | 17 | 2017-10-17 | 1902351 | Sus | Y | EquipmentFailureInvolved¦Overhead¦ConductorOverhead¦Brokenwireonground
17-0090416 | Equipment Failure/Involved | Overhead | Transformer (OH) | Broken | 2017 | Tier 2 - Elevated | Transformer only | 10 | 25 | 2017-10-25 | 1909496 | Sus | Y | EquipmentFailureInvolved¦Overhead¦Transformer(OH)¦Broken
17-0093715 | Unknown Cause | Patrol - found nothing |  |  | 2017 | Tier 2 - Elevated | Distribution Circuit | 11 | 8 | 2017-11-08 | 1918840 | Sus | Y | UnknownCause¦Patrolfoundnothing¦¦
17-0093725 | Unknown Cause | Patrol - not conducted |  |  | 2017 | Tier 3 - Extreme | Distribution Circuit | 11 | 8 | 2017-11-08 | 1918904 | Sus | Y | UnknownCause¦Patrolnotconducted¦¦
17-0094108 | Equipment Failure/Involved | Overhead | Transformer | Failed/Faulted | 2017 | Tier 2 - Elevated | Transformer only | 11 | 9 | 2017-11-09 | 1919817 | Sus | Y | EquipmentFailureInvolved¦Overhead¦Transformer¦FailedFaulted
17-0096567 | 3rd Party | Vehicle | Pole-Wood | Normal | 2017 | Tier 3 - Extreme | Distribution Circuit | 11 | 20 | 2017-11-20 | 1926620 | Sus | Y | 3rdParty¦Vehicle¦PoleWood¦Normal
17-0097616 | Vegetation | Tree - fell into line | Conductor, Overhead | Normal | 2017 | Tier 2 - Elevated | Distribution Circuit | 11 | 26 | 2017-11-26 | 1929453 | Sus | Y | Vegetation¦Treefellintoline¦ConductorOverhead¦Normal
17-0097961 | Unknown Cause | Patrol - found nothing |  |  | 2017 | Tier 3 - Extreme | Distribution Circuit | 11 | 27 | 2017-11-27 | 1930556 | Sus | Y | UnknownCause¦Patrolfoundnothing¦¦
17-0099752 | Unknown Cause | Patrol - found nothing |  |  | 2017 | Tier 3 - Extreme | Distribution Circuit | 12 | 4 | 2017-12-04 | 1935574 | Sus | N | UnknownCause¦Patrolfoundnothing¦¦
17-0099803 | Vegetation | Tree - fell into line | Pole-Wood | Broken | 2017 | Tier 2 - Elevated | Distribution Circuit | 12 | 4 | 2017-12-04 | 1935904 | Sus | N | Vegetation¦Treefellintoline¦PoleWood¦Broken
17-0099988 | Equipment Failure/Involved | Electrical Overload | Transformer | Failed/Faulted | 2017 | Tier 3 - Extreme | Transformer only | 12 | 5 | 2017-12-05 | 1936322 | Sus | N | EquipmentFailureInvolved¦ElectricalOverload¦Transformer¦FailedFaulted
17-0102530 | Unknown Cause | Patrol - found nothing |  |  | 2017 | Tier 2 - Elevated | Distribution Circuit | 12 | 19 | 2017-12-19 | 1947302 | Sus | N | UnknownCause¦Patrolfoundnothing¦¦
17-0102733 | Vegetation | Tree - branch fell on line | Conductor, Overhead | Normal | 2017 | Tier 2 - Elevated | Distribution Circuit | 12 | 20 | 2017-12-20 | 1948170 | Sus | N | Vegetation¦Treebranchfellonline¦ConductorOverhead¦Normal
18-0008407 | Equipment Failure/Involved | Overhead | Crossarm, Wood | Broken | 2018 | Tier 2 - Elevated | Distribution Circuit | 1 | 24 | 2018-01-24 | 13011 | Sus | N | EquipmentFailureInvolved¦Overhead¦CrossarmWood¦Broken
18-0014507 | Unknown Cause | Patrol - found nothing |  |  | 2018 | Tier 2 - Elevated | Distribution Circuit | 2 | 15 | 2018-02-15 | 25007 | Sus | N | UnknownCause¦Patrolfoundnothing¦¦
18-0017619 | Unknown Cause | Patrol - not conducted |  |  | 2018 | Tier 2 - Elevated | Distribution Circuit | 2 | 27 | 2018-02-27 | 32527 | Sus | N | UnknownCause¦Patrolnotconducted¦¦
18-0018293 | Equipment Failure/Involved | Overhead | Conductor, Overhead | Broken, wire on ground | 2018 | Tier 3 - Extreme | Distribution Circuit | 3 | 1 | 2018-03-01 | 33851 | Sus | N | EquipmentFailureInvolved¦Overhead¦ConductorOverhead¦Brokenwireonground
18-0018647 | Unknown Cause | Patrol - not conducted |  |  | 2018 | Tier 2 - Elevated | Distribution Circuit | 3 | 1 | 2018-03-01 | 34832 | Sus | N | UnknownCause¦Patrolnotconducted¦¦
18-0021462 | Unknown Cause | Patrol - found nothing |  |  | 2018 | Tier 2 - Elevated | Distribution Circuit | 3 | 9 | 2018-03-09 | 41157 | Sus | N | UnknownCause¦Patrolfoundnothing¦¦
18-0021991 | Unknown Cause | Patrol - found nothing |  |  | 2018 | Tier 2 - Elevated | Distribution Circuit | 3 | 12 | 2018-03-12 | 42585 | Sus | N | UnknownCause¦Patrolfoundnothing¦¦
18-0023566 | Vegetation | Tree - fell into line | Conductor, Overhead | Normal | 2018 | Tier 3 - Extreme | Distribution Circuit | 3 | 16 | 2018-03-16 | 45447 | Sus | N | Vegetation¦Treefellintoline¦ConductorOverhead¦Normal
18-0026259 | Unknown Cause | Patrol - found nothing |  |  | 2018 | Tier 2 - Elevated | Distribution Circuit | 3 | 24 | 2018-03-24 | 52478 | Sus | N | UnknownCause¦Patrolfoundnothing¦¦
18-0027598 | Equipment Failure/Involved | Overhead | Transformer | Failed/Faulted | 2018 | Tier 2 - Elevated | Transformer only | 3 | 29 | 2018-03-29 | 55670 | Sus | N | EquipmentFailureInvolved¦Overhead¦Transformer¦FailedFaulted
18-0034497 | Unknown Cause | Patrol - not conducted |  |  | 2018 | Tier 2 - Elevated | Distribution Circuit | 4 | 23 | 2018-04-23 | 71833 | Sus | N | UnknownCause¦Patrolnotconducted¦¦
18-0037949 | Equipment Failure/Involved | Overhead | Jumper | Burned Open | 2018 | Tier 2 - Elevated | Distribution Circuit | 5 | 3 | 2018-05-03 | 78729 | Sus | Y | EquipmentFailureInvolved¦Overhead¦Jumper¦BurnedOpen
18-0038071 | Unknown Cause | Patrol - not conducted |  |  | 2018 | Tier 2 - Elevated | Distribution Circuit | 5 | 3 | 2018-05-03 | 78843 | Sus | Y | UnknownCause¦Patrolnotconducted¦¦
18-0046618 | Equipment Failure/Involved | Overhead | Transformer | Failed/Faulted | 2018 | Tier 3 - Extreme | Transformer only | 6 | 2 | 2018-06-02 | 99347 | Sus | Y | EquipmentFailureInvolved¦Overhead¦Transformer¦FailedFaulted
18-0047835 | Animal | Bird found | Bushing | Burned/flashed | 2018 | Tier 3 - Extreme | Distribution Circuit | 6 | 6 | 2018-06-06 | 102477 | Sus | Y | Animal¦Birdfound¦Bushing¦Burnedflashed
18-0057695 | Unknown Cause | Patrol - not conducted |  |  | 2018 | Tier 3 - Extreme | Distribution Circuit | 7 | 7 | 2018-07-07 | 126184 | Sus | Y | UnknownCause¦Patrolnotconducted¦¦
18-0058505 | Unknown Cause | Patrol - found nothing |  |  | 2018 | Tier 3 - Extreme | Distribution Circuit | 7 | 10 | 2018-07-10 | 128287 | Sus | Y | UnknownCause¦Patrolfoundnothing¦¦
18-0060840 | Equipment Failure/Involved | Overhead | Transformer (OH) | Failed/Faulted | 2018 | Tier 3 - Extreme | Distribution Circuit | 7 | 17 | 2018-07-17 | 134243 | Sus | Y | EquipmentFailureInvolved¦Overhead¦Transformer(OH)¦FailedFaulted
18-0071316 | Company Initiated | Personnel, company |  |  | 2018 | Tier 2 - Elevated | Distribution Circuit | 9 | 19 | 2018-09-19 | 177297 | Sus | Y | CompanyInitiated¦Personnelcompany¦¦
18-0073308 | Animal | Bird found | Conductor, Overhead | Normal | 2018 | Tier 2 - Elevated | Distribution Circuit | 8 | 24 | 2018-08-24 | 161764 | Sus | Y | Animal¦Birdfound¦ConductorOverhead¦Normal
18-0075341 | Vegetation | Tree - fell into line | Pole-Wood | Broken | 2018 | Tier 2 - Elevated | Distribution Circuit | 8 | 31 | 2018-08-31 | 166062 | Sus | Y | Vegetation¦Treefellintoline¦PoleWood¦Broken
18-0078359 | Equipment Failure/Involved | Overhead | Conductor, Overhead | Broken, wire on ground | 2018 | Tier 3 - Extreme | Distribution Circuit | 9 | 10 | 2018-09-10 | 171925 | Sus | Y | EquipmentFailureInvolved¦Overhead¦ConductorOverhead¦Brokenwireonground
18-0094810 | Equipment Failure/Involved | Underground | Conductor, Underground | Broken | 2018 | Tier 2 - Elevated | Distribution Circuit | 10 | 28 | 2018-10-28 | 203590 | Sus | Y | EquipmentFailureInvolved¦Underground¦ConductorUnderground¦Broken
18-0098416 | Unknown Cause | Patrol - found nothing |  |  | 2018 | Tier 2 - Elevated | Distribution Circuit | 11 | 8 | 2018-11-08 | 211903 | Sus | Y | UnknownCause¦Patrolfoundnothing¦¦
18-0100824 | Environmental/External | Fire, Forest/Grass | Pole-Wood | Burned/flashed | 2018 | Tier 2 - Elevated | Distribution Circuit | 11 | 8 | 2018-11-08 | 217844 | Sus | Y | EnvironmentalExternal¦FireForestGrass¦PoleWood¦Burnedflashed
18-0102782 | Vegetation | Tree - fell into line | Conductor, Overhead | Broken, wire on ground | 2018 | Tier 3 - Extreme | Distribution Circuit | 11 | 24 | 2018-11-24 | 223468 | Sus | Y | Vegetation¦Treefellintoline¦ConductorOverhead¦Brokenwireonground
19-0005108 | Unknown Cause | Patrol - found nothing |  |  | 2019 | Tier 3 - Extreme | Distribution Circuit | 1 | 6 | 2019-01-06 | 255368 | Sus | N | UnknownCause¦Patrolfoundnothing¦¦
19-0006940 | Unknown Cause | Patrol - found nothing |  |  | 2019 | Tier 2 - Elevated | Distribution Circuit | 1 | 9 | 2019-01-09 | 261331 | Sus | N | UnknownCause¦Patrolfoundnothing¦¦
19-0010458 | Vegetation | Tree - fell into line | Conductor, Overhead | Broken, wire on ground | 2019 | Tier 3 - Extreme | Distribution Circuit | 1 | 17 | 2019-01-17 | 272170 | Sus | N | Vegetation¦Treefellintoline¦ConductorOverhead¦Brokenwireonground
19-0010469 | Vegetation | Tree - fell into line | Conductor, Overhead | Normal | 2019 | Tier 3 - Extreme | Distribution Circuit | 1 | 16 | 2019-01-16 | 270894 | Sus | N | Vegetation¦Treefellintoline¦ConductorOverhead¦Normal
19-0011006 | Unknown Cause | Patrol - found nothing |  |  | 2019 | Tier 3 - Extreme | Distribution Circuit | 1 | 16 | 2019-01-16 | 270558 | Sus | N | UnknownCause¦Patrolfoundnothing¦¦
19-0011760 | Vegetation | Tree - fell into line | Conductor, Overhead | Broken, wire on ground | 2019 | Tier 2 - Elevated | Distribution Circuit | 1 | 18 | 2019-01-18 | 275778 | Sus | N | Vegetation¦Treefellintoline¦ConductorOverhead¦Brokenwireonground
19-0011907 | Equipment Failure/Involved | Overhead | Conductor, Overhead | Broken, wire on ground | 2019 | Tier 2 - Elevated | Distribution Circuit | 1 | 17 | 2019-01-17 | 275982 | Sus | N | EquipmentFailureInvolved¦Overhead¦ConductorOverhead¦Brokenwireonground
19-0017068 | Vegetation | Tree - fell into line | Pole-Wood | Broken | 2019 | Tier 2 - Elevated | Distribution Circuit | 2 | 2 | 2019-02-02 | 286968 | Sus | N | Vegetation¦Treefellintoline¦PoleWood¦Broken
19-0017123 | Vegetation | Tree - fell into line | Conductor, Overhead | Broken, wire on ground | 2019 | Tier 2 - Elevated | Distribution Circuit | 2 | 2 | 2019-02-02 | 286363 | Sus | N | Vegetation¦Treefellintoline¦ConductorOverhead¦Brokenwireonground
19-0017304 | Unknown Cause | Patrol - found nothing |  |  | 2019 | Tier 2 - Elevated | Distribution Circuit | 2 | 2 | 2019-02-02 | 286835 | Sus | N | UnknownCause¦Patrolfoundnothing¦¦
19-0020117 | Vegetation | Tree - grew into line | Transformer | Broken | 2019 | Tier 2 - Elevated | Transformer only | 2 | 8 | 2019-02-08 | 296392 | Sus | N | Vegetation¦Treegrewintoline¦Transformer¦Broken
19-0020401 | Vegetation | Tree - fell into line | Conductor, Overhead | Broken, wire on ground | 2019 | Tier 3 - Extreme | Distribution Circuit | 2 | 9 | 2019-02-09 | 297357 | Sus | N | Vegetation¦Treefellintoline¦ConductorOverhead¦Brokenwireonground
19-0020411 | Unknown Cause | Patrol - not conducted |  |  | 2019 | Tier 3 - Extreme | Distribution Circuit | 2 | 9 | 2019-02-09 | 297369 | Sus | N | UnknownCause¦Patrolnotconducted¦¦
19-0020587 | Vegetation | Tree - fell into line | Conductor, Overhead | Broken, wire on ground | 2019 | Tier 3 - Extreme | Distribution Circuit | 2 | 10 | 2019-02-10 | 298268 | Sus | N | Vegetation¦Treefellintoline¦ConductorOverhead¦Brokenwireonground
19-0020630 | Unknown Cause | Patrol - found nothing |  |  | 2019 | Tier 2 - Elevated | Distribution Circuit | 2 | 10 | 2019-02-10 | 298158 | Sus | N | UnknownCause¦Patrolfoundnothing¦¦
19-0020816 | Unknown Cause | Patrol - found nothing |  |  | 2019 | Tier 2 - Elevated | Distribution Circuit | 2 | 10 | 2019-02-10 | 298966 | Sus | N | UnknownCause¦Patrolfoundnothing¦¦
19-0021882 | Vegetation | Tree - fell into line | Pole-Wood | Broken, wire on ground | 2019 | Tier 2 - Elevated | Distribution Circuit | 2 | 12 | 2019-02-12 | 301307 | Sus | N | Vegetation¦Treefellintoline¦PoleWood¦Brokenwireonground
19-0022832 | Vegetation | Tree - fell into line | Conductor, Overhead | Broken, wire on ground | 2019 | Tier 2 - Elevated | Distribution Circuit | 2 | 14 | 2019-02-14 | 306973 | Sus | N | Vegetation¦Treefellintoline¦ConductorOverhead¦Brokenwireonground
19-0023130 | Vegetation | Tree - fell into line | Conductor, Overhead | Broken, wire on ground | 2019 | Tier 3 - Extreme | Distribution Circuit | 2 | 14 | 2019-02-14 | 306898 | Sus | N | Vegetation¦Treefellintoline¦ConductorOverhead¦Brokenwireonground
19-0023539 | Vegetation | Tree - fell into line | Conductor, Overhead | Broken, wire on ground | 2019 | Tier 2 - Elevated | Distribution Circuit | 2 | 14 | 2019-02-14 | 307217 | Sus | N | Vegetation¦Treefellintoline¦ConductorOverhead¦Brokenwireonground
19-0026629 | Vegetation | Tree - branch fell on line | Conductor, Overhead | Normal | 2019 | Tier 3 - Extreme | Distribution Circuit | 2 | 20 | 2019-02-20 | 320081 | Sus | N | Vegetation¦Treebranchfellonline¦ConductorOverhead¦Normal
19-0028461 | Vegetation | Tree - fell into line | Conductor, Overhead | Broken, wire on ground | 2019 | Tier 2 - Elevated | Distribution Circuit | 2 | 26 | 2019-02-26 | 324816 | Sus | N | Vegetation¦Treefellintoline¦ConductorOverhead¦Brokenwireonground
19-0028955 | Unknown Cause | Patrol - not conducted |  |  | 2019 | Tier 3 - Extreme | Distribution Circuit | 2 | 26 | 2019-02-26 | 325317 | Sus | N | UnknownCause¦Patrolnotconducted¦¦
19-0029001 | Vegetation | Tree - fell into line | Conductor, Overhead | Broken, wire on ground | 2019 | Tier 2 - Elevated | Distribution Circuit | 2 | 26 | 2019-02-26 | 325724 | Sus | N | Vegetation¦Treefellintoline¦ConductorOverhead¦Brokenwireonground
19-0029014 | Vegetation | Tree - fell into line | Conductor, Overhead | Broken, wire on ground | 2019 | Tier 2 - Elevated | Distribution Circuit | 2 | 27 | 2019-02-27 | 326677 | Sus | N | Vegetation¦Treefellintoline¦ConductorOverhead¦Brokenwireonground
19-0029032 | Equipment Failure/Involved | Overhead | Insulator | Broken | 2019 | Tier 2 - Elevated | Distribution Circuit | 2 | 27 | 2019-02-27 | 327000 | Sus | N | EquipmentFailureInvolved¦Overhead¦Insulator¦Broken
19-0029113 | Vegetation | Tree - fell into line | Pole-Wood | Broken, wire on ground | 2019 | Tier 3 - Extreme | Distribution Circuit | 2 | 26 | 2019-02-26 | 324525 | Sus | N | Vegetation¦Treefellintoline¦PoleWood¦Brokenwireonground
19-0030996 | Vegetation | Tree - fell into line | Conductor, Overhead | Broken, wire on ground | 2019 | Tier 2 - Elevated | Distribution Circuit | 3 | 5 | 2019-03-05 | 331824 | Sus | N | Vegetation¦Treefellintoline¦ConductorOverhead¦Brokenwireonground
19-0035534 | Animal | Squirrel | Fuse | Failed/Faulted | 2019 | Tier 2 - Elevated | Distribution Circuit | 3 | 20 | 2019-03-20 | 344077 | Sus | N | Animal¦Squirrel¦Fuse¦FailedFaulted
19-0036437 | Equipment Failure/Involved | Overhead | Pole-Wood | Broken | 2019 | Tier 3 - Extreme | Distribution Circuit | 3 | 24 | 2019-03-24 | 346188 | Sus | N | EquipmentFailureInvolved¦Overhead¦PoleWood¦Broken
19-0037584 | Vegetation | Tree - fell into line | Conductor, Overhead | Broken, wire on ground | 2019 | Tier 2 - Elevated | Distribution Circuit | 3 | 27 | 2019-03-27 | 348730 | Sus | N | Vegetation¦Treefellintoline¦ConductorOverhead¦Brokenwireonground
19-0039701 | Unknown Cause | Patrol - found nothing |  |  | 2019 | Tier 2 - Elevated | Distribution Circuit | 4 | 4 | 2019-04-04 | 353625 | Sus | N | UnknownCause¦Patrolfoundnothing¦¦
19-0040385 | Unknown Cause | Patrol - found nothing |  |  | 2019 | Tier 3 - Extreme | Distribution Circuit | 4 | 7 | 2019-04-07 | 355263 | Sus | N | UnknownCause¦Patrolfoundnothing¦¦
19-0040678 | 3rd Party | Customer Equipment | Customer Equipment | Malfunctioning | 2019 | Tier 2 - Elevated | Distribution Circuit | 4 | 8 | 2019-04-08 | 356134 | Sus | N | 3rdParty¦CustomerEquipment¦CustomerEquipment¦Malfunctioning
19-0042310 | Equipment Failure/Involved | Overhead | Pole-Wood | Broken | 2019 | Tier 2 - Elevated | Distribution Circuit | 4 | 14 | 2019-04-14 | 360525 | Sus | N | EquipmentFailureInvolved¦Overhead¦PoleWood¦Broken
19-0045556 | Equipment Failure/Involved | Overhead | Bus | Failed/Faulted | 2019 | Tier 2 - Elevated | Transformer only | 4 | 24 | 2019-04-24 | 366944 | Sus | N | EquipmentFailureInvolved¦Overhead¦Bus¦FailedFaulted
19-0047283 | Unknown Cause | Patrol - found nothing |  |  | 2019 | Tier 3 - Extreme | Distribution Circuit | 4 | 30 | 2019-04-30 | 370602 | Sus | N | UnknownCause¦Patrolfoundnothing¦¦
19-0048924 | Unknown Cause | Patrol - found nothing |  |  | 2019 | Tier 2 - Elevated | Distribution Circuit | 5 | 4 | 2019-05-04 | 373826 | Sus | Y | UnknownCause¦Patrolfoundnothing¦¦
19-0049230 | Equipment Failure/Involved | Overhead | Fuse | Normal | 2019 | Tier 2 - Elevated | Distribution Circuit | 5 | 6 | 2019-05-06 | 374570 | Sus | Y | EquipmentFailureInvolved¦Overhead¦Fuse¦Normal
19-0052502 | 3rd Party | Vehicle | Pole-Wood | Broken, wire on ground | 2019 | Tier 3 - Extreme | Distribution Circuit | 5 | 16 | 2019-05-16 | 381830 | Sus | Y | 3rdParty¦Vehicle¦PoleWood¦Brokenwireonground
19-0052572 | Unknown Cause | Patrol - found nothing |  |  | 2019 | Tier 3 - Extreme | Distribution Circuit | 5 | 16 | 2019-05-16 | 381989 | Sus | Y | UnknownCause¦Patrolfoundnothing¦¦
19-0053254 | Vegetation | Tree - bark fell into line | Conductor, Overhead | Normal | 2019 | Tier 2 - Elevated | Distribution Circuit | 5 | 17 | 2019-05-17 | 383525 | Sus | Y | Vegetation¦Treebarkfellintoline¦ConductorOverhead¦Normal
19-0054282 | Animal | Bird found | Conductor, Overhead | Normal | 2019 | Tier 2 - Elevated | Distribution Circuit | 5 | 20 | 2019-05-20 | 385888 | Sus | Y | Animal¦Birdfound¦ConductorOverhead¦Normal
19-0055392 | Environmental/External | Lightning | Transformer | Failed/Faulted | 2019 | Tier 3 - Extreme | Transformer only | 5 | 22 | 2019-05-22 | 388009 | Sus | Y | EnvironmentalExternal¦Lightning¦Transformer¦FailedFaulted
19-0058626 | Environmental/External | Lightning | Transformer | Failed/Faulted | 2019 | Tier 2 - Elevated | Transformer only | 5 | 28 | 2019-05-28 | 391928 | Sus | Y | EnvironmentalExternal¦Lightning¦Transformer¦FailedFaulted
19-0063534 | Equipment Failure/Involved | Overhead | Transformer (OH) | Failed/Faulted | 2019 | Tier 2 - Elevated | Transformer only | 6 | 5 | 2019-06-05 | 399196 | Sus | Y | EquipmentFailureInvolved¦Overhead¦Transformer(OH)¦FailedFaulted
19-0068214 | 3rd Party | Vehicle | Anchor or Guy | Broken | 2019 | Tier 2 - Elevated | Distribution Circuit | 6 | 16 | 2019-06-16 | 415723 | Sus | Y | 3rdParty¦Vehicle¦AnchororGuy¦Broken
19-0073797 | Equipment Failure/Involved | Overhead | Transformer | Failed/Faulted | 2019 | Tier 2 - Elevated | Transformer only | 7 | 1 | 2019-07-01 | 439474 | Sus | Y | EquipmentFailureInvolved¦Overhead¦Transformer¦FailedFaulted
19-0079408 | Unknown Cause | Patrol - not conducted |  |  | 2019 | Tier 3 - Extreme | Distribution Circuit | 7 | 19 | 2019-07-19 | 462454 | Sus | Y | UnknownCause¦Patrolnotconducted¦¦
19-0099844 | Unknown Cause | Patrol - not conducted |  |  | 2019 | Tier 2 - Elevated | Distribution Circuit | 9 | 16 | 2019-09-16 | 585402 | Sus | Y | UnknownCause¦Patrolnotconducted¦¦
19-0107862 | Unknown Cause | Patrol - found nothing |  |  | 2019 | Tier 2 - Elevated | Distribution Circuit | 10 | 5 | 2019-10-05 | 643921 | Sus | Y | UnknownCause¦Patrolfoundnothing¦¦
19-0114981 | Unknown Cause | Patrol - found nothing |  |  | 2019 | Tier 3 - Extreme | Distribution Circuit | 10 | 23 | 2019-10-23 | 677379 | Sus | Y | UnknownCause¦Patrolfoundnothing¦¦
19-0114983 | Wildfire Mitigation | Public Safety Power Shut-off | Conductor, Overhead | Normal | 2019 | Tier 2 - Elevated | Distribution Circuit | 10 | 23 | 2019-10-23 | 677792 | Sus | Y | WildfireMitigation¦PublicSafetyPowerShutoff¦ConductorOverhead¦Normal
19-0117897 | Wildfire Mitigation | Public Safety Power Shut-off | Secondary | Together | 2019 | Tier 2 - Elevated | Transformer only | 10 | 26 | 2019-10-26 | 691781 | Sus | Y | WildfireMitigation¦PublicSafetyPowerShutoff¦Secondary¦Together
19-0119110 | Equipment Failure/Involved | Overhead | Transformer | Leaking | 2019 | Tier 2 - Elevated | Transformer only | 10 | 30 | 2019-10-30 | 695226 | Sus | Y | EquipmentFailureInvolved¦Overhead¦Transformer¦Leaking
19-0129722 | Vegetation | Tree - branch fell on line | Conductor, Overhead | Normal | 2019 | Tier 3 - Extreme | Distribution Circuit | 11 | 26 | 2019-11-26 | 717853 | Sus | Y | Vegetation¦Treebranchfellonline¦ConductorOverhead¦Normal
19-0130014 | Vegetation | Tree - branch fell on line | Secondary | Normal | 2019 | Tier 2 - Elevated | Transformer only | 11 | 27 | 2019-11-27 | 720407 | Sus | Y | Vegetation¦Treebranchfellonline¦Secondary¦Normal
19-0130770 | Environmental/External | Ice or snow | Conductor, Overhead | Broken, wire on ground | 2019 | Tier 2 - Elevated | Distribution Circuit | 11 | 27 | 2019-11-27 | 721871 | Sus | Y | EnvironmentalExternal¦Iceorsnow¦ConductorOverhead¦Brokenwireonground
19-0130882 | Vegetation | Tree - branch fell on line | Conductor, Overhead | Together | 2019 | Tier 3 - Extreme | Distribution Circuit | 11 | 28 | 2019-11-28 | 722726 | Sus | Y | Vegetation¦Treebranchfellonline¦ConductorOverhead¦Together
19-0134782 | Vegetation | Tree - fell into line | Conductor, Overhead | Broken, wire on ground | 2019 | Tier 2 - Elevated | Distribution Circuit | 12 | 7 | 2019-12-07 | 732737 | Sus | N | Vegetation¦Treefellintoline¦ConductorOverhead¦Brokenwireonground
19-0136725 | Equipment Failure/Involved | Overhead | Crossarm, Wood | Broken | 2019 | Tier 2 - Elevated | Distribution Circuit | 12 | 16 | 2019-12-16 | 741574 | Sus | N | EquipmentFailureInvolved¦Overhead¦CrossarmWood¦Broken
19-0136918 | Equipment Failure/Involved | Overhead | Cutout, fuse holder | Broken | 2019 | Tier 3 - Extreme | Distribution Circuit | 12 | 17 | 2019-12-17 | 744053 | Sus | N | EquipmentFailureInvolved¦Overhead¦Cutoutfuseholder¦Broken
19-0137631 | Equipment Failure/Involved | Overhead | Pole-Wood | Broken | 2019 | Tier 2 - Elevated | Distribution Circuit | 12 | 22 | 2019-12-22 | 748579 | Sus | N | EquipmentFailureInvolved¦Overhead¦PoleWood¦Broken
20-0018922 | Equipment Failure/Involved | Overhead | Conductor, Overhead | Broken | 2020 | Tier 3 - Extreme | Distribution Circuit | 2 | 9 | 2020-02-09 | 780862 | Sus | N | EquipmentFailureInvolved¦Overhead¦ConductorOverhead¦Broken
20-0019117 | Vegetation | Tree - fell into line | Conductor, Overhead | Together | 2020 | Tier 3 - Extreme | Distribution Circuit | 2 | 9 | 2020-02-09 | 782446 | Sus | N | Vegetation¦Treefellintoline¦ConductorOverhead¦Together
20-0020179 | Vegetation | Tree - branch fell on line | Conductor, Overhead | Normal | 2020 | Tier 3 - Extreme | Distribution Circuit | 2 | 10 | 2020-02-10 | 787053 | Sus | N | Vegetation¦Treebranchfellonline¦ConductorOverhead¦Normal
20-0023523 | 3rd Party | Other | Metering Equipment | Normal | 2020 | Tier 2 - Elevated | Distribution Circuit | 2 | 19 | 2020-02-19 | 795717 | Sus | N | 3rdParty¦Other¦MeteringEquipment¦Normal
20-0024885 | 3rd Party | Vehicle | Pole-Wood | Broken, wire on ground | 2020 | Tier 3 - Extreme | Distribution Circuit | 2 | 22 | 2020-02-22 | 800551 | Sus | N | 3rdParty¦Vehicle¦PoleWood¦Brokenwireonground
20-0027984 | 3rd Party | Vehicle | Anchor or Guy | Broken | 2020 | Tier 2 - Elevated | Distribution Circuit | 3 | 2 | 2020-03-02 | 823902 | Sus | N | 3rdParty¦Vehicle¦AnchororGuy¦Broken
20-0030008 | Unknown Cause | Patrol - found nothing |  |  | 2020 | Tier 2 - Elevated | Distribution Circuit | 3 | 9 | 2020-03-09 | 838838 | Sus | N | UnknownCause¦Patrolfoundnothing¦¦
20-0032377 | Unknown Cause | Patrol - found nothing |  |  | 2020 | Tier 3 - Extreme | Distribution Circuit | 3 | 15 | 2020-03-15 | 852283 | Sus | N | UnknownCause¦Patrolfoundnothing¦¦
20-0033481 | Vegetation | Tree - fell into line | Conductor, Overhead | Normal | 2020 | Tier 3 - Extreme | Distribution Circuit | 3 | 17 | 2020-03-17 | 856161 | Sus | N | Vegetation¦Treefellintoline¦ConductorOverhead¦Normal
20-0033744 | Vegetation | Tree - fell into line | Pole-Wood | Broken, wire on ground | 2020 | Tier 2 - Elevated | Distribution Circuit | 3 | 18 | 2020-03-18 | 857682 | Sus | N | Vegetation¦Treefellintoline¦PoleWood¦Brokenwireonground
20-0037447 | Unknown Cause | Patrol - found nothing |  |  | 2020 | Tier 2 - Elevated | Distribution Circuit | 3 | 31 | 2020-03-31 | 872193 | Sus | N | UnknownCause¦Patrolfoundnothing¦¦
20-0042607 | Unknown Cause | Patrol - found nothing |  |  | 2020 | Tier 2 - Elevated | Distribution Circuit | 4 | 18 | 2020-04-18 | 897592 | Sus | N | UnknownCause¦Patrolfoundnothing¦¦
20-0042670 | Unknown Cause | Patrol - found nothing |  |  | 2020 | Tier 2 - Elevated | Distribution Circuit | 4 | 19 | 2020-04-19 | 897823 | Sus | N | UnknownCause¦Patrolfoundnothing¦¦
20-0044521 | Equipment Failure/Involved | Overhead | Crossarm, Wood | Broken | 2020 | Tier 2 - Elevated | Distribution Circuit | 4 | 25 | 2020-04-25 | 901300 | Sus | N | EquipmentFailureInvolved¦Overhead¦CrossarmWood¦Broken
20-0048616 | Equipment Failure/Involved | Electrical Overload | Pole-Wood | Broken | 2020 | Tier 2 - Elevated | Transformer only | 5 | 8 | 2020-05-08 | 909774 | Sus | Y | EquipmentFailureInvolved¦ElectricalOverload¦PoleWood¦Broken
20-0049278 | Equipment Failure/Involved | Overhead | Transformer | Failed/Faulted | 2020 | Tier 2 - Elevated | Transformer only | 5 | 12 | 2020-05-12 | 911807 | Sus | Y | EquipmentFailureInvolved¦Overhead¦Transformer¦FailedFaulted
20-0049644 | Unknown Cause | Patrol - found nothing |  |  | 2020 | Tier 2 - Elevated | Distribution Circuit | 5 | 12 | 2020-05-12 | 912797 | Sus | Y | UnknownCause¦Patrolfoundnothing¦¦
20-0050639 | Vegetation | Tree - fell into line | Conductor, Overhead | Broken, wire on ground | 2020 | Tier 2 - Elevated | Distribution Circuit | 5 | 15 | 2020-05-15 | 914286 | Sus | Y | Vegetation¦Treefellintoline¦ConductorOverhead¦Brokenwireonground
20-0051575 | Environmental/External | Lightning | Transformer | Failed/Faulted | 2020 | Tier 2 - Elevated | Transformer only | 5 | 18 | 2020-05-18 | 917134 | Sus | Y | EnvironmentalExternal¦Lightning¦Transformer¦FailedFaulted
20-0061735 | Equipment Failure/Involved | Underground | Transformer (UG) | Leaking | 2020 | Tier 3 - Extreme | Distribution Circuit | 6 | 16 | 2020-06-16 | 940444 | Sus | Y | EquipmentFailureInvolved¦Underground¦Transformer(UG)¦Leaking
20-0063300 | Unknown Cause | Patrol - found nothing |  |  | 2020 | Tier 2 - Elevated | Distribution Circuit | 6 | 20 | 2020-06-20 | 943206 | Sus | Y | UnknownCause¦Patrolfoundnothing¦¦
20-0063437 | Equipment Failure/Involved | Overhead | Other | Broken | 2020 | Tier 3 - Extreme | Distribution Circuit | 6 | 21 | 2020-06-21 | 943884 | Sus | Y | EquipmentFailureInvolved¦Overhead¦Other¦Broken
20-0087068 | Environmental/External | Lightning | Transformer | Failed/Faulted | 2020 | Tier 2 - Elevated | Distribution Circuit | 8 | 18 | 2020-08-18 | 1018174 | Sus | Y | EnvironmentalExternal¦Lightning¦Transformer¦FailedFaulted
20-0094611 | Equipment Failure/Involved | Underground | Transformer (UG) | Deteriorated | 2020 | Tier 2 - Elevated | Distribution Circuit | 9 | 7 | 2020-09-07 | 1058586 | Sus | Y | EquipmentFailureInvolved¦Underground¦Transformer(UG)¦Deteriorated
20-0096938 | Animal | Squirrel | Fuse | Normal | 2020 | Tier 2 - Elevated | Distribution Circuit | 9 | 13 | 2020-09-13 | 1067272 | Sus | Y | Animal¦Squirrel¦Fuse¦Normal
20-0099734 | Environmental/External | Fire, Forest/Grass | Conductor, Overhead | Burned/flashed | 2020 | Tier 3 - Extreme | Distribution Circuit | 9 | 7 | 2020-09-07 | 1086014 | Sus | Y | EnvironmentalExternal¦FireForestGrass¦ConductorOverhead¦Burnedflashed
20-0100360 | Environmental/External | Fire, Forest/Grass | Conductor, Overhead | Burned/flashed | 2020 | Tier 2 - Elevated | Distribution Circuit | 9 | 7 | 2020-09-07 | 1088635 | Sus | Y | EnvironmentalExternal¦FireForestGrass¦ConductorOverhead¦Burnedflashed
20-0101716 | Unknown Cause | Patrol - found nothing |  |  | 2020 | Tier 2 - Elevated | Distribution Circuit | 9 | 25 | 2020-09-25 | 1093253 | Sus | Y | UnknownCause¦Patrolfoundnothing¦¦
20-0101906 | Vegetation | Tree - fell into line | Transformer | Broken, wire on ground | 2020 | Tier 2 - Elevated | Transformer only | 9 | 26 | 2020-09-26 | 1094574 | Sus | Y | Vegetation¦Treefellintoline¦Transformer¦Brokenwireonground
20-0105467 | Animal | Squirrel | Bushing | Burned/flashed | 2020 | Tier 2 - Elevated | Transformer only | 10 | 5 | 2020-10-05 | 1111645 | Sus | Y | Animal¦Squirrel¦Bushing¦Burnedflashed
20-0107385 | Vegetation | Tree - branch fell on line | Service conductor | Broken | 2020 | Tier 2 - Elevated | Distribution Circuit | 10 | 11 | 2020-10-11 | 1115112 | Sus | Y | Vegetation¦Treebranchfellonline¦Serviceconductor¦Broken
20-0125559 | Unknown Cause | Patrol - found nothing |  |  | 2020 | Tier 2 - Elevated | Distribution Circuit | 11 | 28 | 2020-11-28 | 1155453 | Sus | Y | UnknownCause¦Patrolfoundnothing¦¦
20-0126156 | Equipment Failure/Involved | Underground | Conductor, Underground | Broken | 2020 | Tier 2 - Elevated | Distribution Circuit | 11 | 30 | 2020-11-30 | 1156777 | Sus | Y | EquipmentFailureInvolved¦Underground¦ConductorUnderground¦Broken
20-0132029 | Unknown Cause | Patrol - found nothing |  |  | 2020 | Tier 2 - Elevated | Distribution Circuit | 12 | 28 | 2020-12-28 | 1199858 | Sus | N | UnknownCause¦Patrolfoundnothing¦¦
20-0132156 | Vegetation | Tree - branch fell on line | Conductor, Overhead | Normal | 2020 | Tier 2 - Elevated | Distribution Circuit | 12 | 29 | 2020-12-29 | 1200653 | Sus | N | Vegetation¦Treebranchfellonline¦ConductorOverhead¦Normal
21-0011352 | Vegetation | Tree - fell into line | Conductor, Overhead | Broken, wire on ground | 2021 | Tier 3 - Extreme | Distribution Circuit | 1 | 19 | 2021-01-19 | 1214878 | Sus | N | Vegetation¦Treefellintoline¦ConductorOverhead¦Brokenwireonground
21-0011730 | Environmental/External | Ice or snow | Transformer | Broken | 2021 | Tier 2 - Elevated | Transformer only | 1 | 19 | 2021-01-19 | 1215741 | Sus | N | EnvironmentalExternal¦Iceorsnow¦Transformer¦Broken
21-0012812 | Vegetation | Tree - fell into line | Conductor, Overhead | Broken, wire on ground | 2021 | Tier 2 - Elevated | Distribution Circuit | 1 | 22 | 2021-01-22 | 1220987 | Sus | N | Vegetation¦Treefellintoline¦ConductorOverhead¦Brokenwireonground
21-0014131 | Vegetation | Tree - branch fell on line | Conductor, Overhead | Together | 2021 | Tier 3 - Extreme | Distribution Circuit | 1 | 25 | 2021-01-25 | 1225108 | Sus | N | Vegetation¦Treebranchfellonline¦ConductorOverhead¦Together
21-0016072 | Vegetation | Tree - fell into line | Conductor, Overhead | Broken, wire on ground | 2021 | Tier 2 - Elevated | Distribution Circuit | 1 | 27 | 2021-01-27 | 1232354 | Sus | N | Vegetation¦Treefellintoline¦ConductorOverhead¦Brokenwireonground
21-0016189 | Vegetation | Tree - fell into line | Conductor, Overhead | Broken, wire on ground | 2021 | Tier 3 - Extreme | Distribution Circuit | 1 | 27 | 2021-01-27 | 1233327 | Sus | N | Vegetation¦Treefellintoline¦ConductorOverhead¦Brokenwireonground
21-0027594 | Equipment Failure/Involved | Overhead | Transformer | Failed/Faulted | 2021 | Tier 3 - Extreme | Distribution Circuit | 2 | 19 | 2021-02-19 | 1258244 | Sus | N | EquipmentFailureInvolved¦Overhead¦Transformer¦FailedFaulted
21-0030271 | Unknown Cause | Patrol - found nothing |  |  | 2021 | Tier 2 - Elevated | Distribution Circuit | 2 | 27 | 2021-02-27 | 1263483 | Sus | N | UnknownCause¦Patrolfoundnothing¦¦
21-0033223 | Equipment Failure/Involved | Underground | Conductor, Underground | Deteriorated | 2021 | Tier 2 - Elevated | Distribution Circuit | 3 | 7 | 2021-03-07 | 1272936 | Sus | N | EquipmentFailureInvolved¦Underground¦ConductorUnderground¦Deteriorated
21-0037794 | Animal | Squirrel | Conductor, Overhead | Normal | 2021 | Tier 3 - Extreme | Distribution Circuit | 3 | 17 | 2021-03-17 | 1287332 | Sus | N | Animal¦Squirrel¦ConductorOverhead¦Normal
21-0039332 | Equipment Failure/Involved | Overhead | Pole-Wood | Deteriorated | 2021 | Tier 2 - Elevated | Distribution Circuit | 3 | 22 | 2021-03-22 | 1291687 | Sus | N | EquipmentFailureInvolved¦Overhead¦PoleWood¦Deteriorated
21-0043402 | Vegetation | Other ground vegetation | Transformer | Arcing | 2021 | Tier 2 - Elevated | Transformer only | 3 | 31 | 2021-03-31 | 1304326 | Sus | N | Vegetation¦Othergroundvegetation¦Transformer¦Arcing
21-0047898 | Equipment Failure/Involved | Overhead | Pole-Wood | Broken | 2021 | Tier 2 - Elevated | Distribution Circuit | 4 | 13 | 2021-04-13 | 1314678 | Sus | N | EquipmentFailureInvolved¦Overhead¦PoleWood¦Broken
21-0052750 | Unknown Cause | Patrol - found nothing |  |  | 2021 | Tier 3 - Extreme | Distribution Circuit | 4 | 24 | 2021-04-24 | 1331611 | Sus | N | UnknownCause¦Patrolfoundnothing¦¦
21-0058994 | Unknown Cause | Patrol - not conducted |  |  | 2021 | Tier 3 - Extreme | Transmission line | 5 | 9 | 2021-05-09 | 1344379 | Sus | Y | UnknownCause¦Patrolnotconducted¦¦
21-0059150 | Company Initiated | Operating error | Jumper | Normal | 2021 | Tier 2 - Elevated | Distribution Circuit | 5 | 10 | 2021-05-10 | 1344845 | Sus | Y | CompanyInitiated¦Operatingerror¦Jumper¦Normal
21-0062067 | Unknown Cause | Patrol - found nothing |  |  | 2021 | Tier 2 - Elevated | Distribution Circuit | 5 | 16 | 2021-05-16 | 1351041 | Sus | Y | UnknownCause¦Patrolfoundnothing¦¦
21-0066329 | Equipment Failure/Involved | Overhead | Transformer (OH) | Failed/Faulted | 2021 | Tier 2 - Elevated | Transformer only | 5 | 26 | 2021-05-26 | 1359117 | Sus | Y | EquipmentFailureInvolved¦Overhead¦Transformer(OH)¦FailedFaulted
21-0066649 | Vegetation | Tree - fell into line | Conductor, Overhead | Together | 2021 | Tier 3 - Extreme | Distribution Circuit | 5 | 26 | 2021-05-26 | 1359414 | Sus | Y | Vegetation¦Treefellintoline¦ConductorOverhead¦Together
21-0067102 | Equipment Failure/Involved | Overhead | Transformer (OH) | Leaking | 2021 | Tier 2 - Elevated | Distribution Circuit | 5 | 28 | 2021-05-28 | 1360315 | Sus | Y | EquipmentFailureInvolved¦Overhead¦Transformer(OH)¦Leaking
21-0067519 | Vegetation | Tree - branch fell on line | Transformer (OH) | Broken | 2021 | Tier 2 - Elevated | Transformer only | 5 | 28 | 2021-05-28 | 1360786 | Sus | Y | Vegetation¦Treebranchfellonline¦Transformer(OH)¦Broken
21-0075799 | Equipment Failure/Involved | Overhead | Transformer (OH) | Failed/Faulted | 2021 | Tier 2 - Elevated | Transformer only | 6 | 17 | 2021-06-17 | 1376488 | Sus | Y | EquipmentFailureInvolved¦Overhead¦Transformer(OH)¦FailedFaulted
21-0085691 | Vegetation | Tree - fell into line | Service conductor | Broken, wire on ground | 2021 | Tier 3 - Extreme | Transformer only | 7 | 6 | 2021-07-06 | 1393295 | Sus | Y | Vegetation¦Treefellintoline¦Serviceconductor¦Brokenwireonground
21-0087947 | Animal | Squirrel | Fuse | Burned Open | 2021 | Tier 2 - Elevated | Transformer only | 7 | 12 | 2021-07-12 | 1400450 | Sus | Y | Animal¦Squirrel¦Fuse¦BurnedOpen
21-0087994 | 3rd Party | Vehicle | Pole-Wood | Broken, wire on ground | 2021 | Tier 2 - Elevated | Distribution Circuit | 7 | 12 | 2021-07-12 | 1401188 | Sus | Y | 3rdParty¦Vehicle¦PoleWood¦Brokenwireonground
21-0088352 | Equipment Failure/Involved | Overhead | Fuse | Broken | 2021 | Tier 2 - Elevated | Transformer only | 7 | 12 | 2021-07-12 | 1402183 | Sus | Y | EquipmentFailureInvolved¦Overhead¦Fuse¦Broken
21-0103124 | Unknown Cause | Patrol - found nothing |  |  | 2021 | Tier 3 - Extreme | Distribution Circuit | 8 | 11 | 2021-08-11 | 1440189 | Sus | Y | UnknownCause¦Patrolfoundnothing¦¦
21-0107090 | Equipment Failure/Involved | Overhead | Insulator | Broken | 2021 | Tier 2 - Elevated | Distribution Circuit | 8 | 19 | 2021-08-19 | 1448149 | Sus | Y | EquipmentFailureInvolved¦Overhead¦Insulator¦Broken
21-0113003 | Equipment Failure/Involved | Overhead | Pole-Wood | Broken | 2021 | Tier 2 - Elevated | Distribution Circuit | 9 | 2 | 2021-09-02 | 1461292 | Sus | Y | EquipmentFailureInvolved¦Overhead¦PoleWood¦Broken
21-0117394 | Equipment Failure/Involved | Fire, pole | Capacitor | Burned/flashed | 2021 | Tier 2 - Elevated | Distribution Circuit | 9 | 14 | 2021-09-14 | 1471623 | Sus | Y | EquipmentFailureInvolved¦Firepole¦Capacitor¦Burnedflashed
21-0120241 | Unknown Cause | Patrol - found nothing |  |  | 2021 | Tier 3 - Extreme | Distribution Circuit | 9 | 21 | 2021-09-21 | 1476847 | Sus | Y | UnknownCause¦Patrolfoundnothing¦¦
21-0122505 | Animal | Bird found | Transformer (OH) | Normal | 2021 | Tier 2 - Elevated | Transformer only | 9 | 26 | 2021-09-26 | 1480906 | Sus | Y | Animal¦Birdfound¦Transformer(OH)¦Normal
21-0123422 | Equipment Failure/Involved | Overhead | Transformer (OH) | Normal | 2021 | Tier 2 - Elevated | Transformer only | 9 | 28 | 2021-09-28 | 1482702 | Sus | Y | EquipmentFailureInvolved¦Overhead¦Transformer(OH)¦Normal
21-0129817 | Unknown Cause | Patrol - found nothing |  |  | 2021 | Tier 2 - Elevated | Distribution Circuit | 10 | 12 | 2021-10-12 | 1495931 | Sus | Y | UnknownCause¦Patrolfoundnothing¦¦
21-0134436 | Vegetation | Tree - fell into line | Pole-Wood | Broken, wire on ground | 2021 | Tier 2 - Elevated | Distribution Circuit | 10 | 21 | 2021-10-21 | 1504439 | Sus | Y | Vegetation¦Treefellintoline¦PoleWood¦Brokenwireonground
21-0135524 | Unknown Cause | Patrol - not conducted |  |  | 2021 | Tier 2 - Elevated | Distribution Circuit | 10 | 23 | 2021-10-23 | 1506999 | Sus | Y | UnknownCause¦Patrolnotconducted¦¦
21-0136427 | Vegetation | Tree - branch fell on line | Conductor, Overhead | Normal | 2021 | Tier 3 - Extreme | Distribution Circuit | 10 | 24 | 2021-10-24 | 1512996 | Sus | Y | Vegetation¦Treebranchfellonline¦ConductorOverhead¦Normal
21-0137976 | Vegetation | Tree - fell into line | Conductor, Overhead | Broken, wire on ground | 2021 | Tier 3 - Extreme | Distribution Circuit | 10 | 24 | 2021-10-24 | 1507612 | Sus | Y | Vegetation¦Treefellintoline¦ConductorOverhead¦Brokenwireonground
21-0138032 | Vegetation | Tree - branch fell on line | Pole-Wood | Broken, wire on ground | 2021 | Tier 3 - Extreme | Distribution Circuit | 10 | 24 | 2021-10-24 | 1514635 | Sus | Y | Vegetation¦Treebranchfellonline¦PoleWood¦Brokenwireonground
21-0140011 | Animal | Squirrel | Transformer | Failed/Faulted | 2021 | Tier 2 - Elevated | Transformer only | 10 | 29 | 2021-10-29 | 1525211 | Sus | Y | Animal¦Squirrel¦Transformer¦FailedFaulted
21-0140188 | Unknown Cause | Patrol - not conducted |  |  | 2021 | Tier 2 - Elevated | Distribution Circuit | 10 | 30 | 2021-10-30 | 1525934 | Sus | Y | UnknownCause¦Patrolnotconducted¦¦
21-0149190 | Unknown Cause | Patrol - not conducted |  |  | 2021 | Tier 3 - Extreme | Distribution Circuit | 11 | 21 | 2021-11-21 | 1552544 | Sus | Y | UnknownCause¦Patrolnotconducted¦¦
21-0154816 | Unknown Cause | Patrol - found nothing |  |  | 2021 | Tier 3 - Extreme | Distribution Circuit | 12 | 3 | 2021-12-03 | 1558971 | Sus | N | UnknownCause¦Patrolfoundnothing¦¦
21-0154816 | Unknown Cause | Patrol - found nothing |  |  | 2021 | Tier 3 - Extreme | Distribution Circuit | 12 | 3 | 2021-12-03 | 1558971 | Sus | N | UnknownCause¦Patrolfoundnothing¦¦
21-0157246 | Unknown Cause | Patrol - found nothing |  |  | 2021 | Tier 3 - Extreme | Distribution Circuit | 12 | 13 | 2021-12-13 | 1567137 | Sus | N | UnknownCause¦Patrolfoundnothing¦¦
21-0157549 | Vegetation | Tree - branch fell on line | Conductor, Overhead | Normal | 2021 | Tier 3 - Extreme | Distribution Circuit | 12 | 13 | 2021-12-13 | 1568210 | Sus | N | Vegetation¦Treebranchfellonline¦ConductorOverhead¦Normal
21-0158035 | Unknown Cause | Patrol - found nothing |  |  | 2021 | Tier 3 - Extreme | Distribution Circuit | 12 | 13 | 2021-12-13 | 1567829 | Sus | N | UnknownCause¦Patrolfoundnothing¦¦
21-0158145 | Equipment Failure/Involved | Overhead | Pole-Wood | Deteriorated | 2021 | Tier 2 - Elevated | Distribution Circuit | 12 | 14 | 2021-12-14 | 1571595 | Sus | N | EquipmentFailureInvolved¦Overhead¦PoleWood¦Deteriorated
21-0159852 | Vegetation | Tree - branch fell on line | Cutout, fuse holder | Broken | 2021 | Tier 3 - Extreme | Distribution Circuit | 12 | 20 | 2021-12-20 | 1578013 | Sus | N | Vegetation¦Treebranchfellonline¦Cutoutfuseholder¦Broken
21-0159949 | Unknown Cause | Patrol - found nothing |  |  | 2021 | Tier 3 - Extreme | Distribution Circuit | 12 | 20 | 2021-12-20 | 1578365 | Sus | N | UnknownCause¦Patrolfoundnothing¦¦
21-0160484 | Animal | Squirrel | Secondary | Broken | 2021 | Tier 2 - Elevated | Transformer only | 12 | 24 | 2021-12-24 | 1580923 | Sus | N | Animal¦Squirrel¦Secondary¦Broken
21-0161273 | Equipment Failure/Involved | Overhead | Transformer (OH) | Failed/Faulted | 2021 | Tier 2 - Elevated | Transformer only | 12 | 27 | 2021-12-27 | 1586346 | Sus | N | EquipmentFailureInvolved¦Overhead¦Transformer(OH)¦FailedFaulted
21-0161346 | Vegetation | Tree - branch fell on line | Conductor, Overhead | Broken, wire on ground | 2021 | Tier 3 - Extreme | Distribution Circuit | 12 | 28 | 2021-12-28 | 1586612 | Sus | N | Vegetation¦Treebranchfellonline¦ConductorOverhead¦Brokenwireonground
22-0006110 | Vegetation | Tree - fell into line | Crossarm, Wood | Broken, wire on ground | 2021 | Tier 2 - Elevated | Distribution Circuit | 12 | 27 | 2021-12-27 | 1595055 | Sus | N | Vegetation¦Treefellintoline¦CrossarmWood¦Brokenwireonground
22-0017480 | Vegetation | Tree - grew into line | Conductor, Overhead | Normal | 2022 | Tier 3 - Extreme | Distribution Circuit | 2 | 2 | 2022-02-02 | 1619194 | Sus | N | Vegetation¦Treegrewintoline¦ConductorOverhead¦Normal
22-0043814 | Animal | Other | Pole-Wood | Deteriorated | 2022 | Tier 3 - Extreme | Distribution Circuit | 4 | 7 | 2022-04-07 | 1665007 | Sus | N | Animal¦Other¦PoleWood¦Deteriorated
22-0050655 | Unknown Cause | Patrol - not conducted |  |  | 2022 | Tier 2 - Elevated | Transmission line | 4 | 16 | 2022-04-16 | 1674788 | Sus | N | UnknownCause¦Patrolnotconducted¦¦
22-0052931 | Equipment Failure/Involved | Overhead | Transformer (OH) | Broken | 2022 | Tier 2 - Elevated | Transformer only | 4 | 21 | 2022-04-21 | 1678636 | Sus | N | EquipmentFailureInvolved¦Overhead¦Transformer(OH)¦Broken
22-0053428 | Animal | Squirrel | Transformer (OH) | Burned/flashed | 2022 | Tier 3 - Extreme | Distribution Circuit | 4 | 22 | 2022-04-22 | 1679472 | Sus | N | Animal¦Squirrel¦Transformer(OH)¦Burnedflashed
22-0055653 | 3rd Party | Customer Equipment | Lightning Arrestor | Burned/flashed | 2022 | Tier 3 - Extreme | Distribution Circuit | 4 | 28 | 2022-04-28 | 1684001 | Sus | N | 3rdParty¦CustomerEquipment¦LightningArrestor¦Burnedflashed
22-0062533 | Unknown Cause | Patrol - found nothing |  |  | 2022 | Tier 3 - Extreme | Distribution Circuit | 5 | 16 | 2022-05-16 | 1697529 | Sus | Y | UnknownCause¦Patrolfoundnothing¦¦
22-0064838 | Unknown Cause | Patrol - found nothing |  |  | 2022 | Tier 2 - Elevated | Distribution Circuit | 5 | 21 | 2022-05-21 | 1706878 | Sus | Y | UnknownCause¦Patrolfoundnothing¦¦
22-0065927 | Vegetation | Tree - fell into line | Transformer (OH) | Failed/Faulted | 2022 | Tier 3 - Extreme | Transformer only | 5 | 24 | 2022-05-24 | 1709203 | Sus | Y | Vegetation¦Treefellintoline¦Transformer(OH)¦FailedFaulted
22-0069662 | Unknown Cause | Patrol - found nothing |  |  | 2022 | Tier 3 - Extreme | Distribution Circuit | 6 | 3 | 2022-06-03 | 1717118 | Sus | Y | UnknownCause¦Patrolfoundnothing¦¦
22-0071271 | 3rd Party | Tree - cutting, 3rd party | Conductor, Overhead | Normal | 2022 | Tier 2 - Elevated | Distribution Circuit | 6 | 7 | 2022-06-07 | 1721590 | Sus | Y | 3rdParty¦Treecutting3rdparty¦ConductorOverhead¦Normal
22-0074088 | Company Initiated | Other Circuits | Conductor, Overhead | Arcing | 2022 | Tier 3 - Extreme | Distribution Circuit | 6 | 14 | 2022-06-14 | 1731175 | Sus | Y | CompanyInitiated¦OtherCircuits¦ConductorOverhead¦Arcing
22-0080751 | Equipment Failure/Involved | Overhead | Transformer (OH) | Broken | 2022 | Tier 3 - Extreme | Distribution Circuit | 6 | 30 | 2022-06-30 | 1746627 | Sus | Y | EquipmentFailureInvolved¦Overhead¦Transformer(OH)¦Broken
22-0084127 | Equipment Failure/Involved | Overhead | Pole-Wood | Broken | 2022 | Tier 2 - Elevated | Distribution Circuit | 7 | 11 | 2022-07-11 | 1753908 | Sus | Y | EquipmentFailureInvolved¦Overhead¦PoleWood¦Broken
22-0089167 | Equipment Failure/Involved | Overhead | Crossarm, Wood | Broken | 2022 | Tier 2 - Elevated | Distribution Circuit | 7 | 24 | 2022-07-24 | 1764535 | Sus | Y | EquipmentFailureInvolved¦Overhead¦CrossarmWood¦Broken
22-0090121 | Animal | Bird found | Conductor, Overhead | Normal | 2022 | Tier 2 - Elevated | Distribution Circuit | 7 | 27 | 2022-07-27 | 1766310 | Sus | Y | Animal¦Birdfound¦ConductorOverhead¦Normal
22-0091645 | Company Initiated | Construction Activity/equip, company | Fuse | Normal | 2022 | Tier 3 - Extreme | Distribution Circuit | 7 | 30 | 2022-07-30 | 1769000 | Sus | Y | CompanyInitiated¦ConstructionActivityequipcompany¦Fuse¦Normal
22-0091699 | Animal | Bird found | Conductor, Overhead | Normal | 2022 | Tier 2 - Elevated | Distribution Circuit | 7 | 30 | 2022-07-30 | 1769138 | Sus | Y | Animal¦Birdfound¦ConductorOverhead¦Normal
22-0092876 | Equipment Failure/Involved | Overhead | Cutout, fuse holder | Broken | 2022 | Tier 2 - Elevated | Transformer only | 8 | 2 | 2022-08-02 | 1771530 | Sus | Y | EquipmentFailureInvolved¦Overhead¦Cutoutfuseholder¦Broken
22-0101159 | Equipment Failure/Involved | Overhead | Conductor, Overhead | Deteriorated | 2022 | Tier 2 - Elevated | Distribution Circuit | 8 | 24 | 2022-08-24 | 1788646 | Sus | Y | EquipmentFailureInvolved¦Overhead¦ConductorOverhead¦Deteriorated
22-0103961 | Equipment Failure/Involved | Overhead | Transformer (OH) | Burned/flashed | 2022 | Tier 2 - Elevated | Distribution Circuit | 8 | 31 | 2022-08-31 | 1795488 | Sus | Y | EquipmentFailureInvolved¦Overhead¦Transformer(OH)¦Burnedflashed
22-0104218 | Equipment Failure/Involved | Overhead | Cutout, fuse holder | Broken | 2022 | Tier 2 - Elevated | Transformer only | 8 | 31 | 2022-08-31 | 1796127 | Sus | Y | EquipmentFailureInvolved¦Overhead¦Cutoutfuseholder¦Broken
22-0104596 | Unknown Cause | Patrol - found nothing |  |  | 2022 | Tier 3 - Extreme | Distribution Circuit | 9 | 1 | 2022-09-01 | 1796806 | Sus | Y | UnknownCause¦Patrolfoundnothing¦¦
22-0106872 | Equipment Failure/Involved | Overhead | Transformer (OH) | Failed/Faulted | 2022 | Tier 2 - Elevated | Transformer only | 9 | 6 | 2022-09-06 | 1802864 | Sus | Y | EquipmentFailureInvolved¦Overhead¦Transformer(OH)¦FailedFaulted
22-0112874 | Vegetation | Tree - fell into line | Conductor, Overhead | Normal | 2022 | Tier 3 - Extreme | Distribution Circuit | 9 | 20 | 2022-09-20 | 1817730 | Sus | Y | Vegetation¦Treefellintoline¦ConductorOverhead¦Normal
22-0116442 | Equipment Failure/Involved | Overhead | Transformer (OH) | Failed/Faulted | 2022 | Tier 2 - Elevated | Transformer only | 9 | 29 | 2022-09-29 | 1824635 | Sus | Y | EquipmentFailureInvolved¦Overhead¦Transformer(OH)¦FailedFaulted
22-0128212 | Unknown Cause | Patrol - found nothing |  |  | 2022 | Tier 2 - Elevated | Distribution Circuit | 11 | 5 | 2022-11-05 | 1854523 | Sus | Y | UnknownCause¦Patrolfoundnothing¦¦
22-0134500 | Vegetation | Tree - branch fell on line | Conductor, Overhead | Burned/flashed | 2022 | Tier 3 - Extreme | Distribution Circuit | 11 | 28 | 2022-11-28 | 1870466 | Sus | Y | Vegetation¦Treebranchfellonline¦ConductorOverhead¦Burnedflashed
22-0135711 | Vegetation | Tree - branch fell on line | Crossarm, Wood | Broken | 2022 | Tier 3 - Extreme | Distribution Circuit | 12 | 1 | 2022-12-01 | 1873420 | Sus | N | Vegetation¦Treebranchfellonline¦CrossarmWood¦Broken
22-0138717 | Unknown Cause | Patrol - found nothing |  |  | 2022 | Tier 2 - Elevated | Distribution Circuit | 12 | 10 | 2022-12-10 | 1884108 | Sus | N | UnknownCause¦Patrolfoundnothing¦¦
22-0139250 | Equipment Failure/Involved | Overhead | Transformer (OH) | Failed/Faulted | 2022 | Tier 3 - Extreme | Distribution Circuit | 12 | 11 | 2022-12-11 | 1885988 | Sus | N | EquipmentFailureInvolved¦Overhead¦Transformer(OH)¦FailedFaulted
22-0139549 | Unknown Cause | Patrol - found nothing |  |  | 2022 | Tier 2 - Elevated | Distribution Circuit | 12 | 13 | 2022-12-13 | 1888373 | Sus | N | UnknownCause¦Patrolfoundnothing¦¦
22-0140808 | Unknown Cause | Patrol - found nothing |  |  | 2022 | Tier 2 - Elevated | Distribution Circuit | 12 | 20 | 2022-12-20 | 1894641 | Sus | N | UnknownCause¦Patrolfoundnothing¦¦
15-0008845 | Equipment Failure/Involved | Other | Transformer | Malfunctioning | 2015 | Tier 2 - Elevated | Transformer only | 2 | 2 | 2015-02-02 | 1171346 | Sus | N | EquipmentFailureInvolved¦Other¦Transformer¦Malfunctioning
15-0009237 | Equipment Failure/Involved | Electrical Overload | Transformer | Deteriorated | 2015 | Tier 2 - Elevated | Transformer only | 2 | 4 | 2015-02-04 | 1172002 | Sus | N | EquipmentFailureInvolved¦ElectricalOverload¦Transformer¦Deteriorated
15-0011119 | Vegetation | Tree - fell into line | Conductor, Overhead | Broken, wire on ground | 2015 | Tier 2 - Elevated | Distribution Circuit | 2 | 6 | 2015-02-06 | 1178209 | Sus | N | Vegetation¦Treefellintoline¦ConductorOverhead¦Brokenwireonground
15-0011343 | Equipment Failure/Involved | Other | Conductor, Overhead | On Ground | 2015 | Tier 3 - Extreme | Distribution Circuit | 2 | 6 | 2015-02-06 | 1178926 | Sus | N | EquipmentFailureInvolved¦Other¦ConductorOverhead¦OnGround
15-0020567 | Unknown Cause | Patrol - found nothing |  |  | 2015 | Tier 2 - Elevated | Distribution Circuit | 3 | 18 | 2015-03-18 | 1205323 | Sus | N | UnknownCause¦Patrolfoundnothing¦¦
15-0023029 | Unknown Cause | Patrol - found nothing |  |  | 2015 | Tier 3 - Extreme | Distribution Circuit | 3 | 30 | 2015-03-30 | 1209917 | Sus | N | UnknownCause¦Patrolfoundnothing¦¦
15-0024854 | Vegetation | Tree - branch fell on line | Conductor, Overhead | Broken | 2015 | Tier 2 - Elevated | Distribution Circuit | 4 | 7 | 2015-04-07 | 1214808 | Sus | N | Vegetation¦Treebranchfellonline¦ConductorOverhead¦Broken
15-0032382 | Animal | Bird found | Fuse | Failed/Faulted | 2015 | Tier 2 - Elevated | Distribution Circuit | 5 | 7 | 2015-05-07 | 1230289 | Sus | Y | Animal¦Birdfound¦Fuse¦FailedFaulted
15-0032723 | Equipment Failure/Involved | Electrical Overload | Transformer (OH) | Leaking | 2015 | Tier 3 - Extreme | Distribution Circuit | 5 | 7 | 2015-05-07 | 1231173 | Sus | Y | EquipmentFailureInvolved¦ElectricalOverload¦Transformer(OH)¦Leaking
15-0033352 | Equipment Failure/Involved | Overhead | Pole-Wood | Burned/flashed | 2015 | Tier 2 - Elevated | Distribution Circuit | 5 | 11 | 2015-05-11 | 1232755 | Sus | Y | EquipmentFailureInvolved¦Overhead¦PoleWood¦Burnedflashed
15-0034796 | Equipment Failure/Involved | Overhead | Transformer (OH) | Leaking | 2015 | Tier 2 - Elevated | Transformer only | 5 | 18 | 2015-05-18 | 1236107 | Sus | Y | EquipmentFailureInvolved¦Overhead¦Transformer(OH)¦Leaking
15-0037674 | Unknown Cause | Patrol - found nothing |  |  | 2015 | Tier 2 - Elevated | Distribution Circuit | 6 | 1 | 2015-06-01 | 1242207 | Sus | Y | UnknownCause¦Patrolfoundnothing¦¦
15-0044922 | Unknown Cause | Patrol - found nothing |  |  | 2015 | Tier 3 - Extreme | Distribution Circuit | 7 | 2 | 2015-07-02 | 1261599 | Sus | Y | UnknownCause¦Patrolfoundnothing¦¦
15-0045227 | Environmental/External | Lightning | Fuse | Failed/Faulted | 2015 | Tier 2 - Elevated | Distribution Circuit | 7 | 2 | 2015-07-02 | 1262160 | Sus | Y | EnvironmentalExternal¦Lightning¦Fuse¦FailedFaulted
15-0046690 | Equipment Failure/Involved | Overhead |  | Broken | 2015 | Tier 2 - Elevated | Transformer only | 7 | 9 | 2015-07-09 | 1265811 | Sus | Y | EquipmentFailureInvolved¦Overhead¦¦Broken
15-0048352 | 3rd Party | Dig in, 3rd party | Conductor, Underground | Broken | 2015 | Tier 2 - Elevated | Transformer only | 7 | 18 | 2015-07-18 | 1269974 | Sus | Y | 3rdParty¦Digin3rdparty¦ConductorUnderground¦Broken
15-0049442 | Environmental/External | Lightning | Transformer (OH) | Normal | 2015 | Tier 2 - Elevated | Transformer only | 7 | 19 | 2015-07-19 | 1272045 | Sus | Y | EnvironmentalExternal¦Lightning¦Transformer(OH)¦Normal
15-0049842 | Equipment Failure/Involved | Overhead | Transformer (OH) | Deteriorated | 2015 | Tier 3 - Extreme | Distribution Circuit | 7 | 22 | 2015-07-22 | 1275408 | Sus | Y | EquipmentFailureInvolved¦Overhead¦Transformer(OH)¦Deteriorated
15-0055359 | Unknown Cause | Patrol - found nothing |  |  | 2015 | Tier 2 - Elevated | Distribution Circuit | 8 | 16 | 2015-08-16 | 1289515 | Sus | Y | UnknownCause¦Patrolfoundnothing¦¦
15-0055569 | Vegetation | Tree - grew into line | Conductor, Overhead | Burned/flashed | 2015 | Tier 2 - Elevated | Transformer only | 8 | 17 | 2015-08-17 | 1290230 | Sus | Y | Vegetation¦Treegrewintoline¦ConductorOverhead¦Burnedflashed
15-0061436 | Environmental/External | Fire, Forest/Grass | Conductor, Overhead | Normal | 2015 | Tier 2 - Elevated | Distribution Circuit | 9 | 12 | 2015-09-12 | 1306091 | Sus | Y | EnvironmentalExternal¦FireForestGrass¦ConductorOverhead¦Normal
15-0062400 | Environmental/External | Fire, Forest/Grass | Pole-Wood | Burned/flashed | 2015 | Tier 2 - Elevated | Distribution Circuit | 9 | 10 | 2015-09-10 | 1309023 | Sus | Y | EnvironmentalExternal¦FireForestGrass¦PoleWood¦Burnedflashed
15-0062675 | Equipment Failure/Involved | Fire, pole | Crossarm, Wood | Burned/flashed | 2015 | Tier 3 - Extreme | Distribution Circuit | 9 | 22 | 2015-09-22 | 1309974 | Sus | Y | EquipmentFailureInvolved¦Firepole¦CrossarmWood¦Burnedflashed
15-0063619 | Equipment Failure/Involved | Overhead | Transformer | Failed/Faulted | 2015 | Tier 2 - Elevated | Transformer only | 9 | 25 | 2015-09-25 | 1311921 | Sus | Y | EquipmentFailureInvolved¦Overhead¦Transformer¦FailedFaulted
15-0071349 | Equipment Failure/Involved | Underground | Transformer (UG) | Broken | 2015 | Tier 2 - Elevated | Distribution Circuit | 10 | 17 | 2015-10-17 | 1324375 | Sus | Y | EquipmentFailureInvolved¦Underground¦Transformer(UG)¦Broken
15-0074035 | 3rd Party | Tree - cutting, 3rd party | Secondary | Broken | 2015 | Tier 2 - Elevated | Distribution Circuit | 10 | 29 | 2015-10-29 |  | Sus | Y | 3rdParty¦Treecutting3rdparty¦Secondary¦Broken
15-0074599 | Unknown Cause | Patrol - found nothing |  |  | 2015 | Tier 3 - Extreme | Distribution Circuit | 11 | 1 | 2015-11-01 | 1332539 | Sus | Y | UnknownCause¦Patrolfoundnothing¦¦
15-0076616 | Unknown Cause | Patrol - found nothing |  |  | 2015 | Tier 3 - Extreme | Distribution Circuit | 11 | 9 | 2015-11-09 | 1337868 | Sus | Y | UnknownCause¦Patrolfoundnothing¦¦
15-0077618 | Equipment Failure/Involved | Underground | Transformer (UG) | Failed/Faulted | 2015 | Tier 3 - Extreme | Distribution Circuit | 11 | 12 | 2015-11-12 | 1339987 | Sus | Y | EquipmentFailureInvolved¦Underground¦Transformer(UG)¦FailedFaulted
15-0080035 | Equipment Failure/Involved | Overhead | Pole-Wood | Deteriorated | 2015 | Tier 2 - Elevated | Distribution Circuit | 11 | 23 | 2015-11-23 | 1347154 | Sus | Y | EquipmentFailureInvolved¦Overhead¦PoleWood¦Deteriorated
15-0084050 | Unknown Cause | Patrol - found nothing |  |  | 2015 | Tier 2 - Elevated | Distribution Circuit | 12 | 10 | 2015-12-10 | 1358086 | Sus | N | UnknownCause¦Patrolfoundnothing¦¦
15-0084144 | Unknown Cause | Patrol - not conducted |  |  | 2015 | Tier 2 - Elevated | Distribution Circuit | 12 | 10 | 2015-12-10 | 1358028 | Sus | N | UnknownCause¦Patrolnotconducted¦¦
15-0085220 | Vegetation | Tree - branch fell on line | Conductor, Overhead | Normal | 2015 | Tier 3 - Extreme | Distribution Circuit | 12 | 14 | 2015-12-14 | 1363087 | Sus | N | Vegetation¦Treebranchfellonline¦ConductorOverhead¦Normal
15-0085917 | 3rd Party | Fire, house or bldg. | Customer Equipment | Burned Open | 2015 | Tier 3 - Extreme | Transformer only | 12 | 17 | 2015-12-17 | 1365309 | Sus | N | 3rdParty¦Firehouseorbldg¦CustomerEquipment¦BurnedOpen
15-0085928 | Unknown Cause | Patrol - found nothing |  |  | 2015 | Tier 3 - Extreme | Distribution Circuit | 12 | 17 | 2015-12-17 | 1365429 | Sus | N | UnknownCause¦Patrolfoundnothing¦¦
15-0086741 | Equipment Failure/Involved | Overhead | Conductor, Overhead | Broken, wire on ground | 2015 | Tier 3 - Extreme | Distribution Circuit | 12 | 22 | 2015-12-22 | 1369334 | Sus | N | EquipmentFailureInvolved¦Overhead¦ConductorOverhead¦Brokenwireonground
16-0002961 | Equipment Failure/Involved | Overhead | Transformer (OH) | Failed/Faulted | 2016 | Tier 3 - Extreme | Transformer only | 1 | 5 | 2016-01-05 | 1377213 | Sus | N | EquipmentFailureInvolved¦Overhead¦Transformer(OH)¦FailedFaulted
16-0003299 | Unknown Cause | Patrol - not conducted |  |  | 2016 | Tier 3 - Extreme | Distribution Circuit | 1 | 6 | 2016-01-06 | 1378032 | Sus | N | UnknownCause¦Patrolnotconducted¦¦
16-0006548 | Vegetation | Tree - fell into line | Conductor, Overhead | Broken, wire on ground | 2016 | Tier 2 - Elevated | Distribution Circuit | 1 | 19 | 2016-01-19 | 1387830 | Sus | N | Vegetation¦Treefellintoline¦ConductorOverhead¦Brokenwireonground
16-0007723 | Equipment Failure/Involved | Other | Connector or Splice (OH) | Burned Open | 2016 | Tier 2 - Elevated | Transformer only | 1 | 23 | 2016-01-23 | 1390618 | Sus | N | EquipmentFailureInvolved¦Other¦ConnectororSplice(OH)¦BurnedOpen
16-0007828 | Equipment Failure/Involved | Overhead | Connector or Splice (OH) | Broken, wire on ground | 2016 | Tier 2 - Elevated | Distribution Circuit | 1 | 24 | 2016-01-24 | 1391043 | Sus | N | EquipmentFailureInvolved¦Overhead¦ConnectororSplice(OH)¦Brokenwireonground
16-0008513 | Unknown Cause | Patrol - not conducted |  |  | 2016 | Tier 3 - Extreme | Distribution Circuit | 1 | 27 | 2016-01-27 | 1392689 | Sus | N | UnknownCause¦Patrolnotconducted¦¦
16-0012868 | Vegetation | Tree - fell into line | Conductor, Overhead | Broken, wire on ground | 2016 | Tier 2 - Elevated | Distribution Circuit | 2 | 16 | 2016-02-16 | 1404248 | Sus | N | Vegetation¦Treefellintoline¦ConductorOverhead¦Brokenwireonground
16-0013350 | Vegetation | Tree - branch fell on line | Fuse | Failed/Faulted | 2016 | Tier 3 - Extreme | Distribution Circuit | 2 | 17 | 2016-02-17 | 1406222 | Sus | N | Vegetation¦Treebranchfellonline¦Fuse¦FailedFaulted
16-0016361 | Vegetation | Tree - branch fell on line | Conductor, Overhead | Broken, wire on ground | 2016 | Tier 3 - Extreme | Distribution Circuit | 2 | 29 | 2016-02-29 | 1413928 | Sus | N | Vegetation¦Treebranchfellonline¦ConductorOverhead¦Brokenwireonground
16-0017808 | Vegetation | Tree - fell into line | Conductor, Overhead | Broken, wire on ground | 2016 | Tier 3 - Extreme | Distribution Circuit | 3 | 5 | 2016-03-05 | 1418475 | Sus | N | Vegetation¦Treefellintoline¦ConductorOverhead¦Brokenwireonground
16-0017879 | Vegetation | Tree - fell into line | Crossarm, Wood | Broken, wire on ground | 2016 | Tier 2 - Elevated | Distribution Circuit | 3 | 5 | 2016-03-05 | 1418987 | Sus | N | Vegetation¦Treefellintoline¦CrossarmWood¦Brokenwireonground
16-0017976 | Vegetation | Tree - fell into line | Conductor, Overhead | Broken, wire on ground | 2016 | Tier 3 - Extreme | Distribution Circuit | 3 | 5 | 2016-03-05 | 1417445 | Sus | N | Vegetation¦Treefellintoline¦ConductorOverhead¦Brokenwireonground
16-0022504 | Animal | Squirrel | Cutout, fuse holder | Broken | 2016 | Tier 2 - Elevated | Transformer only | 3 | 18 | 2016-03-18 | 1433686 | Sus | N | Animal¦Squirrel¦Cutoutfuseholder¦Broken
16-0023618 | Equipment Failure/Involved | Overhead | Transformer (OH) | Failed/Faulted | 2016 | Tier 3 - Extreme | Transformer only | 3 | 23 | 2016-03-23 | 1437219 | Sus | N | EquipmentFailureInvolved¦Overhead¦Transformer(OH)¦FailedFaulted
16-0024102 | Equipment Failure/Involved | Overhead | Transformer (OH) | Failed/Faulted | 2016 | Tier 2 - Elevated | Distribution Circuit | 3 | 25 | 2016-03-25 | 1438752 | Sus | N | EquipmentFailureInvolved¦Overhead¦Transformer(OH)¦FailedFaulted
16-0024908 | Unknown Cause | Patrol - found nothing |  |  | 2016 | Tier 2 - Elevated | Distribution Circuit | 3 | 30 | 2016-03-30 | 1441393 | Sus | N | UnknownCause¦Patrolfoundnothing¦¦
16-0025701 | Unknown Cause | Patrol - found nothing |  |  | 2016 | Tier 2 - Elevated | Distribution Circuit | 4 | 2 | 2016-04-02 | 1443223 | Sus | N | UnknownCause¦Patrolfoundnothing¦¦
16-0031309 | Environmental/External | Lightning | Transformer | Failed/Faulted | 2016 | Tier 2 - Elevated | Transformer only | 4 | 25 | 2016-04-25 | 1458425 | Sus | N | EnvironmentalExternal¦Lightning¦Transformer¦FailedFaulted
16-0032129 | Environmental/External | Lightning | Transformer | Failed/Faulted | 2016 | Tier 2 - Elevated | Transformer only | 4 | 27 | 2016-04-27 | 1460563 | Sus | N | EnvironmentalExternal¦Lightning¦Transformer¦FailedFaulted
16-0032788 | Equipment Failure/Involved | Overhead | Transformer | Failed/Faulted | 2016 | Tier 3 - Extreme | Transformer only | 4 | 29 | 2016-04-29 | 1461889 | Sus | N | EquipmentFailureInvolved¦Overhead¦Transformer¦FailedFaulted
16-0040178 | 3rd Party | Other | Pole-Wood | Broken | 2016 | Tier 2 - Elevated | Distribution Circuit | 6 | 1 | 2016-06-01 | 1480699 | Sus | Y | 3rdParty¦Other¦PoleWood¦Broken
16-0041070 | Vegetation | Tree - fell into line | Conductor, Overhead | Normal | 2016 | Tier 3 - Extreme | Distribution Circuit | 6 | 4 | 2016-06-04 | 1482852 | Sus | Y | Vegetation¦Treefellintoline¦ConductorOverhead¦Normal
16-0044953 | 3rd Party | Vehicle | Pole-Wood | Broken | 2016 | Tier 3 - Extreme | Distribution Circuit | 6 | 22 | 2016-06-22 | 1493835 | Sus | Y | 3rdParty¦Vehicle¦PoleWood¦Broken
16-0046113 | Unknown Cause | Patrol - found nothing |  |  | 2016 | Tier 2 - Elevated | Distribution Circuit | 6 | 27 | 2016-06-27 | 1496821 | Sus | Y | UnknownCause¦Patrolfoundnothing¦¦
16-0047648 | Animal | Squirrel | Pothead(Riser Termination) | Normal | 2016 | Tier 2 - Elevated | Distribution Circuit | 7 | 3 | 2016-07-03 | 1500415 | Sus | Y | Animal¦Squirrel¦Pothead(RiserTermination)¦Normal
16-0050032 | Vegetation | Tree - fell into line | Conductor, Overhead | Broken, wire on ground | 2016 | Tier 2 - Elevated | Distribution Circuit | 7 | 14 | 2016-07-14 | 1510272 | Sus | Y | Vegetation¦Treefellintoline¦ConductorOverhead¦Brokenwireonground
16-0050802 | Vegetation | Tree - branch fell on line | Conductor, Overhead | Normal | 2016 | Tier 2 - Elevated | Distribution Circuit | 7 | 19 | 2016-07-19 | 1512358 | Sus | Y | Vegetation¦Treebranchfellonline¦ConductorOverhead¦Normal
16-0052904 | Company Initiated | Personnel, company | Other | Deteriorated | 2016 | Tier 3 - Extreme | Distribution Circuit | 7 | 27 | 2016-07-27 | 1516994 | Sus | Y | CompanyInitiated¦Personnelcompany¦Other¦Deteriorated
16-0053947 | Vegetation | Tree - fell into line | Conductor, Overhead | Broken, wire on ground | 2016 | Tier 2 - Elevated | Distribution Circuit | 7 | 31 | 2016-07-31 | 1519426 | Sus | Y | Vegetation¦Treefellintoline¦ConductorOverhead¦Brokenwireonground
16-0054302 | Vegetation | Tree - branch fell on line | Conductor, Overhead | Normal | 2016 | Tier 2 - Elevated | Distribution Circuit | 8 | 1 | 2016-08-01 | 1520063 | Sus | Y | Vegetation¦Treebranchfellonline¦ConductorOverhead¦Normal
16-0058022 | Animal | Other | Fuse | Failed/Faulted | 2016 | Tier 2 - Elevated | Distribution Circuit | 8 | 17 | 2016-08-17 | 1528122 | Sus | Y | Animal¦Other¦Fuse¦FailedFaulted
16-0058777 | Equipment Failure/Involved | Overhead | Transformer | Failed/Faulted | 2016 | Tier 2 - Elevated | Transformer only | 8 | 20 | 2016-08-20 | 1529475 | Sus | Y | EquipmentFailureInvolved¦Overhead¦Transformer¦FailedFaulted
16-0072588 | Vegetation | Tree - branch fell on line | Conductor, Overhead | Broken, wire on ground | 2016 | Tier 2 - Elevated | Distribution Circuit | 10 | 15 | 2016-10-15 | 1561248 | Sus | Y | Vegetation¦Treebranchfellonline¦ConductorOverhead¦Brokenwireonground
16-0072937 | Equipment Failure/Involved | Electrical Overload | Transformer | Failed/Faulted | 2016 | Tier 2 - Elevated | Transformer only | 10 | 16 | 2016-10-16 | 1563263 | Sus | Y | EquipmentFailureInvolved¦ElectricalOverload¦Transformer¦FailedFaulted
16-0073374 | Unknown Cause | Patrol - found nothing |  |  | 2016 | Tier 3 - Extreme | Distribution Circuit | 10 | 17 | 2016-10-17 | 1564546 | Sus | Y | UnknownCause¦Patrolfoundnothing¦¦
16-0078890 | Unknown Cause | Patrol - found nothing |  |  | 2016 | Tier 2 - Elevated | Transformer only | 11 | 9 | 2016-11-09 | 1578603 | Sus | Y | UnknownCause¦Patrolfoundnothing¦¦
16-0085965 | Unknown Cause | Patrol - found nothing |  |  | 2016 | Tier 3 - Extreme | Distribution Circuit | 12 | 16 | 2016-12-16 | 1604012 | Sus | N | UnknownCause¦Patrolfoundnothing¦¦
17-0003410 | Equipment Failure/Involved | Overhead | Jumper | Burned Open | 2017 | Tier 3 - Extreme | Distribution Circuit | 1 | 3 | 2017-01-03 | 1617339 | Sus | N | EquipmentFailureInvolved¦Overhead¦Jumper¦BurnedOpen
17-0005222 | Vegetation | Tree - fell into line | Fuse | Failed/Faulted | 2017 | Tier 3 - Extreme | Distribution Circuit | 1 | 8 | 2017-01-08 | 1623545 | Sus | N | Vegetation¦Treefellintoline¦Fuse¦FailedFaulted
17-0005240 | Equipment Failure/Involved | Overhead | Pole-Wood | Broken | 2017 | Tier 2 - Elevated | Distribution Circuit | 1 | 8 | 2017-01-08 | 1625951 | Sus | N | EquipmentFailureInvolved¦Overhead¦PoleWood¦Broken
17-0005661 | Equipment Failure/Involved | Overhead | Transformer (OH) | Broken | 2017 | Tier 2 - Elevated | Transformer only | 1 | 8 | 2017-01-08 | 1627120 | Sus | N | EquipmentFailureInvolved¦Overhead¦Transformer(OH)¦Broken
17-0006029 | Equipment Failure/Involved | Overhead | Secondary | Broken, wire on ground | 2017 | Tier 3 - Extreme | Distribution Circuit | 1 | 8 | 2017-01-08 | 1623765 | Sus | N | EquipmentFailureInvolved¦Overhead¦Secondary¦Brokenwireonground
17-0006897 | Vegetation | Tree - fell into line | Conductor, Overhead | Broken, wire on ground | 2017 | Tier 3 - Extreme | Distribution Circuit | 1 | 10 | 2017-01-10 | 1634000 | Sus | N | Vegetation¦Treefellintoline¦ConductorOverhead¦Brokenwireonground
17-0006930 | Vegetation | Tree - branch fell on line | Conductor, Overhead | Normal | 2017 | Tier 2 - Elevated | Distribution Circuit | 1 | 10 | 2017-01-10 | 1634504 | Sus | N | Vegetation¦Treebranchfellonline¦ConductorOverhead¦Normal
17-0009277 | Unknown Cause | Patrol - found nothing |  |  | 2017 | Tier 2 - Elevated | Distribution Circuit | 1 | 15 | 2017-01-15 | 1643990 | Sus | N | UnknownCause¦Patrolfoundnothing¦¦
17-0010310 | Vegetation | Tree - branch fell on line | Conductor, Overhead | Normal | 2017 | Tier 2 - Elevated | Distribution Circuit | 1 | 18 | 2017-01-18 | 1646787 | Sus | N | Vegetation¦Treebranchfellonline¦ConductorOverhead¦Normal
17-0010356 | Vegetation | Tree - branch fell on line | Conductor, Overhead | Broken, wire on ground | 2017 | Tier 3 - Extreme | Distribution Circuit | 1 | 18 | 2017-01-18 |  | Sus | N | Vegetation¦Treebranchfellonline¦ConductorOverhead¦Brokenwireonground
17-0010356 | Vegetation | Tree - branch fell on line | Conductor, Overhead | Broken, wire on ground | 2017 | Tier 3 - Extreme | Distribution Circuit | 1 | 18 | 2017-01-18 |  | Sus | N | Vegetation¦Treebranchfellonline¦ConductorOverhead¦Brokenwireonground
17-0010882 | Equipment Failure/Involved | Overhead | Insulator | Broken | 2017 | Tier 3 - Extreme | Distribution Circuit | 1 | 19 | 2017-01-19 | 1651038 | Sus | N | EquipmentFailureInvolved¦Overhead¦Insulator¦Broken
17-0011537 | Equipment Failure/Involved | Overhead | Transformer | Failed/Faulted | 2017 | Tier 2 - Elevated | Transformer only | 1 | 20 | 2017-01-20 | 1653802 | Sus | N | EquipmentFailureInvolved¦Overhead¦Transformer¦FailedFaulted
17-0011910 | Vegetation | Tree - fell into line | Fuse | Failed/Faulted | 2017 | Tier 3 - Extreme | Distribution Circuit | 1 | 21 | 2017-01-21 | 1655710 | Sus | N | Vegetation¦Treefellintoline¦Fuse¦FailedFaulted
17-0012117 | Vegetation | Tree - fell into line | Conductor, Overhead | Normal | 2017 | Tier 3 - Extreme | Distribution Circuit | 1 | 21 | 2017-01-21 | 1656302 | Sus | N | Vegetation¦Treefellintoline¦ConductorOverhead¦Normal
17-0012907 | Unknown Cause | Patrol - found nothing |  |  | 2017 | Tier 3 - Extreme | Distribution Circuit | 1 | 22 | 2017-01-22 | 1659513 | Sus | N | UnknownCause¦Patrolfoundnothing¦¦
17-0013217 | Equipment Failure/Involved | Overhead | Conductor, Overhead | Broken, wire on ground | 2017 | Tier 2 - Elevated | Distribution Circuit | 1 | 22 | 2017-01-22 | 1660216 | Sus | N | EquipmentFailureInvolved¦Overhead¦ConductorOverhead¦Brokenwireonground
17-0013601 | Vegetation | Tree - fell into line | Fuse | Failed/Faulted | 2017 | Tier 3 - Extreme | Distribution Circuit | 1 | 23 | 2017-01-23 | 1662677 | Sus | N | Vegetation¦Treefellintoline¦Fuse¦FailedFaulted
17-0013763 | Vegetation | Tree - fell into line | Conductor, Overhead | Normal | 2017 | Tier 3 - Extreme | Distribution Circuit | 1 | 24 | 2017-01-24 | 1665348 | Sus | N | Vegetation¦Treefellintoline¦ConductorOverhead¦Normal
17-0014526 | Equipment Failure/Involved | Overhead | Transformer | Failed/Faulted | 2017 | Tier 3 - Extreme | Transformer only | 1 | 24 | 2017-01-24 | 1666171 | Sus | N | EquipmentFailureInvolved¦Overhead¦Transformer¦FailedFaulted
17-0019570 | Vegetation | Tree - fell into line | Crossarm, Wood | Broken | 2017 | Tier 2 - Elevated | Distribution Circuit | 2 | 9 | 2017-02-09 | 1683862 | Sus | N | Vegetation¦Treefellintoline¦CrossarmWood¦Broken
17-0020365 | Unknown Cause | Patrol - found nothing |  |  | 2017 | Tier 2 - Elevated | Distribution Circuit | 2 | 11 | 2017-02-11 | 1686281 | Sus | N | UnknownCause¦Patrolfoundnothing¦¦
17-0022472 | Unknown Cause | Patrol - found nothing |  |  | 2017 | Tier 3 - Extreme | Distribution Circuit | 2 | 17 | 2017-02-17 | 1697313 | Sus | N | UnknownCause¦Patrolfoundnothing¦¦
17-0024713 | Equipment Failure/Involved | Overhead | Crossarm, Wood | Broken | 2017 | Tier 2 - Elevated | Distribution Circuit | 2 | 20 | 2017-02-20 | 1706640 | Sus | N | EquipmentFailureInvolved¦Overhead¦CrossarmWood¦Broken
17-0024885 | Vegetation | Tree - bark fell into line | Conductor, Overhead | Together | 2017 | Tier 2 - Elevated | Distribution Circuit | 2 | 21 | 2017-02-21 | 1707391 | Sus | N | Vegetation¦Treebarkfellintoline¦ConductorOverhead¦Together
17-0025769 | Vegetation | Tree - fell into line | Conductor, Overhead | Broken, wire on ground | 2017 | Tier 2 - Elevated | Distribution Circuit | 2 | 22 | 2017-02-22 | 1711260 | Sus | N | Vegetation¦Treefellintoline¦ConductorOverhead¦Brokenwireonground
17-0038483 | Unknown Cause | Patrol - found nothing |  |  | 2017 | Tier 2 - Elevated | Distribution Circuit | 4 | 9 | 2017-04-09 | 1753726 | Sus | N | UnknownCause¦Patrolfoundnothing¦¦
17-0042028 | Equipment Failure/Involved | Overhead | Transformer (OH) | Broken | 2017 | Tier 3 - Extreme | Distribution Circuit | 4 | 21 | 2017-04-21 | 1764335 | Sus | N | EquipmentFailureInvolved¦Overhead¦Transformer(OH)¦Broken
17-0044267 | Vegetation | Tree - fell into line | Pole-Wood | Broken, wire on ground | 2017 | Tier 2 - Elevated | Distribution Circuit | 5 | 1 | 2017-05-01 | 1771653 | Sus | Y | Vegetation¦Treefellintoline¦PoleWood¦Brokenwireonground
17-0045853 | Vegetation | Tree - branch fell on line | Conductor, Overhead | Normal | 2017 | Tier 3 - Extreme | Distribution Circuit | 5 | 6 | 2017-05-06 | 1776674 | Sus | Y | Vegetation¦Treebranchfellonline¦ConductorOverhead¦Normal
17-0051223 | 3rd Party | Metallic Balloon | Transformer (OH) | Normal | 2017 | Tier 3 - Extreme | Distribution Circuit | 5 | 28 | 2017-05-28 | 1792271 | Sus | Y | 3rdParty¦MetallicBalloon¦Transformer(OH)¦Normal
17-0057857 | 3rd Party | Tree - cutting, 3rd party | Conductor, Overhead | Broken, wire on ground | 2017 | Tier 2 - Elevated | Distribution Circuit | 6 | 22 | 2017-06-22 | 1815332 | Sus | Y | 3rdParty¦Treecutting3rdparty¦ConductorOverhead¦Brokenwireonground
17-0058099 | Equipment Failure/Involved | Overhead | Transformer (OH) | Failed/Faulted | 2017 | Tier 3 - Extreme | Transformer only | 6 | 23 | 2017-06-23 | 1815796 | Sus | Y | EquipmentFailureInvolved¦Overhead¦Transformer(OH)¦FailedFaulted
17-0066644 | Unknown Cause | Patrol - found nothing |  |  | 2017 | Tier 2 - Elevated | Distribution Circuit | 7 | 31 | 2017-07-31 | 1842925 | Sus | Y | UnknownCause¦Patrolfoundnothing¦¦
17-0066644 | Unknown Cause | Patrol - found nothing |  |  | 2017 | Tier 2 - Elevated | Distribution Circuit | 7 | 31 | 2017-07-31 | 1842925 | Sus | Y | UnknownCause¦Patrolfoundnothing¦¦
17-0069937 | Vegetation | Tree - branch fell on line | Crossarm, Wood | Broken | 2017 | Tier 2 - Elevated | Transformer only | 8 | 13 | 2017-08-13 | 1851468 | Sus | Y | Vegetation¦Treebranchfellonline¦CrossarmWood¦Broken
17-0070750 | Vegetation | Tree - branch fell on line | Conductor, Overhead | On Ground | 2017 | Tier 3 - Extreme | Distribution Circuit | 8 | 16 | 2017-08-16 | 1853645 | Sus | Y | Vegetation¦Treebranchfellonline¦ConductorOverhead¦OnGround
17-0071375 | Company Initiated | Construction Activity/equip, company | Conductor, Overhead | Normal | 2017 | Tier 2 - Elevated | Distribution Circuit | 8 | 18 | 2017-08-18 | 1854854 | Sus | Y | CompanyInitiated¦ConstructionActivityequipcompany¦ConductorOverhead¦Normal
17-0073179 | Vegetation | Tree - fell into line | Pole-Wood | Broken, wire on ground | 2017 | Tier 3 - Extreme | Distribution Circuit | 8 | 27 | 2017-08-27 | 1860504 | Sus | Y | Vegetation¦Treefellintoline¦PoleWood¦Brokenwireonground
17-0076823 | Animal | Squirrel | Conductor, Overhead | Normal | 2017 | Tier 3 - Extreme | Distribution Circuit | 9 | 7 | 2017-09-07 | 1872843 | Sus | Y | Animal¦Squirrel¦ConductorOverhead¦Normal
17-0087589 | Environmental/External | Fire, Forest/Grass | Pole-Wood | Burned/flashed | 2017 | Tier 2 - Elevated | Distribution Circuit | 10 | 9 | 2017-10-09 | 1901465 | Sus | Y | EnvironmentalExternal¦FireForestGrass¦PoleWood¦Burnedflashed
17-0088638 | Unknown Cause | Patrol - found nothing |  |  | 2017 | Tier 3 - Extreme | Transformer only | 10 | 19 | 2017-10-19 | 1904102 | Sus | Y | UnknownCause¦Patrolfoundnothing¦¦
17-0089204 | Equipment Failure/Involved | Overhead | Conductor, Overhead | Broken | 2017 | Tier 3 - Extreme | Distribution Circuit | 10 | 20 | 2017-10-20 | 1906009 | Sus | Y | EquipmentFailureInvolved¦Overhead¦ConductorOverhead¦Broken
17-0091884 | Unknown Cause | Patrol - found nothing |  |  | 2017 | Tier 2 - Elevated | Distribution Circuit | 11 | 1 | 2017-11-01 | 1913940 | Sus | Y | UnknownCause¦Patrolfoundnothing¦¦
17-0095524 | Vegetation | Tree - fell into line | Fuse | Failed/Faulted | 2017 | Tier 3 - Extreme | Distribution Circuit | 11 | 16 | 2017-11-16 | 1923485 | Sus | Y | Vegetation¦Treefellintoline¦Fuse¦FailedFaulted
17-0095677 | Vegetation | Tree - branch fell on line | Conductor, Overhead | Normal | 2017 | Tier 2 - Elevated | Distribution Circuit | 11 | 16 | 2017-11-16 | 1923618 | Sus | Y | Vegetation¦Treebranchfellonline¦ConductorOverhead¦Normal
17-0098447 | 3rd Party | Metallic Balloon | Conductor, Overhead | Together | 2017 | Tier 3 - Extreme | Distribution Circuit | 11 | 29 | 2017-11-29 | 1932077 | Sus | Y | 3rdParty¦MetallicBalloon¦ConductorOverhead¦Together
17-0101739 | 3rd Party | Vehicle | Pole-Wood | Broken | 2017 | Tier 2 - Elevated | Distribution Circuit | 12 | 15 | 2017-12-15 | 1943389 | Sus | N | 3rdParty¦Vehicle¦PoleWood¦Broken
17-0101739 | 3rd Party | Vehicle | Pole-Wood | Broken | 2017 | Tier 2 - Elevated | Distribution Circuit | 12 | 15 | 2017-12-15 | 1943389 | Sus | N | 3rdParty¦Vehicle¦PoleWood¦Broken
17-0101966 | Vegetation | Tree - branch fell on line | Conductor, Overhead | Broken, wire on ground | 2017 | Tier 3 - Extreme | Distribution Circuit | 12 | 16 | 2017-12-16 | 1944195 | Sus | N | Vegetation¦Treebranchfellonline¦ConductorOverhead¦Brokenwireonground
17-0102803 | Equipment Failure/Involved | Overhead | Pole-Wood | Broken | 2017 | Tier 2 - Elevated | Distribution Circuit | 12 | 20 | 2017-12-20 | 1948724 | Sus | N | EquipmentFailureInvolved¦Overhead¦PoleWood¦Broken
17-0103207 | Unknown Cause | Patrol - found nothing |  |  | 2017 | Tier 3 - Extreme | Distribution Circuit | 12 | 24 | 2017-12-24 | 1950886 | Sus | N | UnknownCause¦Patrolfoundnothing¦¦
18-0008066 | Vegetation | Tree - fell into line | Conductor, Overhead | Broken, wire on ground | 2018 | Tier 3 - Extreme | Distribution Circuit | 1 | 23 | 2018-01-23 | 12282 | Sus | N | Vegetation¦Treefellintoline¦ConductorOverhead¦Brokenwireonground
18-0008475 | Equipment Failure/Involved | Overhead | Insulator | Broken | 2018 | Tier 2 - Elevated | Distribution Circuit | 1 | 24 | 2018-01-24 | 13306 | Sus | N | EquipmentFailureInvolved¦Overhead¦Insulator¦Broken
18-0013799 | 3rd Party | Tree - cutting, 3rd party | Conductor, Overhead | Normal | 2018 | Tier 2 - Elevated | Distribution Circuit | 2 | 13 | 2018-02-13 | 23979 | Sus | N | 3rdParty¦Treecutting3rdparty¦ConductorOverhead¦Normal
18-0019590 | Vegetation | Tree - fell into line | Conductor, Overhead | Normal | 2018 | Tier 2 - Elevated | Distribution Circuit | 3 | 3 | 2018-03-03 | 37138 | Sus | N | Vegetation¦Treefellintoline¦ConductorOverhead¦Normal
18-0023582 | Vegetation | Tree - branch fell on line | Conductor, Overhead | Normal | 2018 | Tier 3 - Extreme | Distribution Circuit | 3 | 16 | 2018-03-16 | 45732 | Sus | N | Vegetation¦Treebranchfellonline¦ConductorOverhead¦Normal
18-0023758 | Vegetation | Tree - fell into line | Conductor, Overhead | Normal | 2018 | Tier 3 - Extreme | Distribution Circuit | 3 | 17 | 2018-03-17 | 46495 | Sus | N | Vegetation¦Treefellintoline¦ConductorOverhead¦Normal
18-0026171 | Equipment Failure/Involved | Overhead | Pole-Wood | Broken | 2018 | Tier 2 - Elevated | Distribution Circuit | 3 | 23 | 2018-03-23 | 52328 | Sus | N | EquipmentFailureInvolved¦Overhead¦PoleWood¦Broken
18-0030514 | Vegetation | Tree - grew into line | Conductor, Overhead | Normal | 2018 | Tier 3 - Extreme | Distribution Circuit | 4 | 9 | 2018-04-09 | 63005 | Sus | N | Vegetation¦Treegrewintoline¦ConductorOverhead¦Normal
18-0030769 | Equipment Failure/Involved | Overhead | Transformer (OH) | Broken | 2018 | Tier 2 - Elevated | Transformer only | 4 | 9 | 2018-04-09 | 63441 | Sus | N | EquipmentFailureInvolved¦Overhead¦Transformer(OH)¦Broken
18-0032849 | Environmental/External | Lightning | Other | Broken | 2018 | Tier 2 - Elevated | Transformer only | 4 | 16 | 2018-04-16 | 68316 | Sus | N | EnvironmentalExternal¦Lightning¦Other¦Broken
18-0033272 | Unknown Cause | Patrol - found nothing |  |  | 2018 | Tier 2 - Elevated | Distribution Circuit | 4 | 18 | 2018-04-18 | 69203 | Sus | N | UnknownCause¦Patrolfoundnothing¦¦
18-0036447 | Unknown Cause | Patrol - found nothing |  |  | 2018 | Tier 2 - Elevated | Distribution Circuit | 4 | 28 | 2018-04-28 | 75753 | Sus | N | UnknownCause¦Patrolfoundnothing¦¦
18-0038516 | Equipment Failure/Involved | Overhead | Transformer | Failed/Faulted | 2018 | Tier 3 - Extreme | Transformer only | 5 | 5 | 2018-05-05 | 79826 | Sus | Y | EquipmentFailureInvolved¦Overhead¦Transformer¦FailedFaulted
18-0043015 | Unknown Cause | Patrol - found nothing |  |  | 2018 | Tier 2 - Elevated | Distribution Circuit | 5 | 21 | 2018-05-21 | 91231 | Sus | Y | UnknownCause¦Patrolfoundnothing¦¦
18-0043382 | Equipment Failure/Involved | Overhead | Pothead(Riser Termination) | Burned/flashed | 2018 | Tier 2 - Elevated | Distribution Circuit | 5 | 22 | 2018-05-22 | 92143 | Sus | Y | EquipmentFailureInvolved¦Overhead¦Pothead(RiserTermination)¦Burnedflashed
18-0046692 | Vegetation | Tree - branch fell on line | Conductor, Overhead | Normal | 2018 | Tier 2 - Elevated | Distribution Circuit | 6 | 2 | 2018-06-02 | 99700 | Sus | Y | Vegetation¦Treebranchfellonline¦ConductorOverhead¦Normal
18-0049396 | Equipment Failure/Involved | Overhead | Crossarm, Wood | Broken | 2018 | Tier 2 - Elevated | Distribution Circuit | 6 | 10 | 2018-06-10 | 105715 | Sus | Y | EquipmentFailureInvolved¦Overhead¦CrossarmWood¦Broken
18-0054983 | Animal | Bird found | Conductor, Overhead | Normal | 2018 | Tier 2 - Elevated | Distribution Circuit | 6 | 27 | 2018-06-27 | 119201 | Sus | Y | Animal¦Birdfound¦ConductorOverhead¦Normal
18-0063973 | Vegetation | Tree - branch fell on line | Conductor, Overhead | Normal | 2018 | Tier 3 - Extreme | Distribution Circuit | 7 | 26 | 2018-07-26 | 140821 | Sus | Y | Vegetation¦Treebranchfellonline¦ConductorOverhead¦Normal
18-0065921 | Vegetation | Tree - fell into line | Conductor, Overhead | Normal | 2018 | Tier 2 - Elevated | Distribution Circuit | 8 | 1 | 2018-08-01 | 146966 | Sus | Y | Vegetation¦Treefellintoline¦ConductorOverhead¦Normal
18-0066281 | Environmental/External | Fire, Forest/Grass | Pole-Wood | Burned/flashed | 2018 | Tier 3 - Extreme | Distribution Circuit | 7 | 26 | 2018-07-26 | 147846 | Sus | Y | EnvironmentalExternal¦FireForestGrass¦PoleWood¦Burnedflashed
18-0066925 | Unknown Cause | Patrol - found nothing |  |  | 2018 | Tier 2 - Elevated | Distribution Circuit | 8 | 5 | 2018-08-05 | 149471 | Sus | Y | UnknownCause¦Patrolfoundnothing¦¦
18-0074227 | Equipment Failure/Involved | Overhead | Transformer | Failed/Faulted | 2018 | Tier 3 - Extreme | Transformer only | 8 | 28 | 2018-08-28 | 163761 | Sus | Y | EquipmentFailureInvolved¦Overhead¦Transformer¦FailedFaulted
18-0075358 | Unknown Cause | Patrol - found nothing |  |  | 2018 | Tier 2 - Elevated | Distribution Circuit | 8 | 31 | 2018-08-31 | 166082 | Sus | Y | UnknownCause¦Patrolfoundnothing¦¦
18-0080040 | Unknown Cause | Patrol - found nothing |  |  | 2018 | Tier 3 - Extreme | Distribution Circuit | 9 | 15 | 2018-09-15 | 174919 | Sus | Y | UnknownCause¦Patrolfoundnothing¦¦
18-0095499 | Animal | Bird found |  | Failed/Faulted | 2018 | Tier 3 - Extreme | Transformer only | 10 | 30 | 2018-10-30 | 204892 | Sus | Y | Animal¦Birdfound¦¦FailedFaulted
18-0101870 | Vegetation | Tree - branch fell on line | Transformer (OH) | Broken | 2018 | Tier 2 - Elevated | Distribution Circuit | 11 | 21 | 2018-11-21 | 220045 | Sus | Y | Vegetation¦Treebranchfellonline¦Transformer(OH)¦Broken
18-0102247 | Environmental/External | Lightning | Transformer (OH) | Failed/Faulted | 2018 | Tier 2 - Elevated | Distribution Circuit | 11 | 22 | 2018-11-22 | 221702 | Sus | Y | EnvironmentalExternal¦Lightning¦Transformer(OH)¦FailedFaulted
18-0102339 | Environmental/External | Fire, Forest/Grass | Pole-Wood | Burned/flashed | 2018 | Tier 3 - Extreme | Distribution Circuit | 11 | 8 | 2018-11-08 | 221993 | Sus | Y | EnvironmentalExternal¦FireForestGrass¦PoleWood¦Burnedflashed
18-0105018 | Equipment Failure/Involved | Overhead | Conductor, Overhead | Broken, wire on ground | 2018 | Tier 3 - Extreme | Distribution Circuit | 11 | 29 | 2018-11-29 | 228121 | Sus | Y | EquipmentFailureInvolved¦Overhead¦ConductorOverhead¦Brokenwireonground
18-0105672 | Vegetation | Tree - fell into line | Conductor, Overhead | Broken, wire on ground | 2018 | Tier 2 - Elevated | Distribution Circuit | 11 | 30 | 2018-11-30 | 230369 | Sus | Y | Vegetation¦Treefellintoline¦ConductorOverhead¦Brokenwireonground
18-0107815 | Equipment Failure/Involved | Overhead | Pole-Wood | Broken | 2018 | Tier 2 - Elevated | Distribution Circuit | 12 | 7 | 2018-12-07 | 235468 | Sus | N | EquipmentFailureInvolved¦Overhead¦PoleWood¦Broken
18-0109654 | Equipment Failure/Involved | Overhead | Transformer (OH) | Broken | 2018 | Tier 2 - Elevated | Distribution Circuit | 12 | 17 | 2018-12-17 | 242329 | Sus | N | EquipmentFailureInvolved¦Overhead¦Transformer(OH)¦Broken
19-0004947 | Vegetation | Tree - branch fell on line | Conductor, Overhead | Normal | 2019 | Tier 3 - Extreme | Distribution Circuit | 1 | 5 | 2019-01-05 | 254841 | Sus | N | Vegetation¦Treebranchfellonline¦ConductorOverhead¦Normal
19-0005331 | Vegetation | Tree - fell into line | Conductor, Overhead | Broken, wire on ground | 2019 | Tier 3 - Extreme | Distribution Circuit | 1 | 6 | 2019-01-06 | 255977 | Sus | N | Vegetation¦Treefellintoline¦ConductorOverhead¦Brokenwireonground
19-0007311 | Vegetation | Tree - fell into line | Conductor, Overhead | On Ground | 2019 | Tier 2 - Elevated | Distribution Circuit | 1 | 9 | 2019-01-09 | 262064 | Sus | N | Vegetation¦Treefellintoline¦ConductorOverhead¦OnGround
19-0009364 | Unknown Cause | Patrol - not conducted |  |  | 2019 | Tier 2 - Elevated | Distribution Circuit | 1 | 16 | 2019-01-16 | 266443 | Sus | N | UnknownCause¦Patrolnotconducted¦¦
19-0010150 | Equipment Failure/Involved | Overhead | Pole-Wood | Broken, wire on ground | 2019 | Tier 3 - Extreme | Distribution Circuit | 1 | 16 | 2019-01-16 | 269526 | Sus | N | EquipmentFailureInvolved¦Overhead¦PoleWood¦Brokenwireonground
19-0014592 | Equipment Failure/Involved | Overhead | Cutout, fuse holder | Broken | 2019 | Tier 2 - Elevated | Transformer only | 1 | 25 | 2019-01-25 | 281377 | Sus | N | EquipmentFailureInvolved¦Overhead¦Cutoutfuseholder¦Broken
19-0017220 | Vegetation | Tree - fell into line | Pole-Wood | Broken | 2019 | Tier 2 - Elevated | Distribution Circuit | 2 | 2 | 2019-02-02 | 287550 | Sus | N | Vegetation¦Treefellintoline¦PoleWood¦Broken
19-0018211 | Vegetation | Tree - fell into line | Conductor, Overhead | Normal | 2019 | Tier 2 - Elevated | Distribution Circuit | 2 | 5 | 2019-02-05 | 291272 | Sus | N | Vegetation¦Treefellintoline¦ConductorOverhead¦Normal
19-0018255 | Vegetation | Tree - fell into line | Conductor, Overhead | Broken, wire on ground | 2019 | Tier 3 - Extreme | Distribution Circuit | 2 | 5 | 2019-02-05 | 291618 | Sus | N | Vegetation¦Treefellintoline¦ConductorOverhead¦Brokenwireonground
19-0018262 | Unknown Cause | Patrol - found nothing |  |  | 2019 | Tier 2 - Elevated | Distribution Circuit | 2 | 5 | 2019-02-05 | 291722 | Sus | N | UnknownCause¦Patrolfoundnothing¦¦
19-0019053 | Unknown Cause | Patrol - found nothing |  |  | 2019 | Tier 3 - Extreme | Distribution Circuit | 2 | 6 | 2019-02-06 | 293868 | Sus | N | UnknownCause¦Patrolfoundnothing¦¦
19-0021032 | Vegetation | Tree - branch fell on line | Conductor, Overhead | Broken, wire on ground | 2019 | Tier 3 - Extreme | Distribution Circuit | 2 | 9 | 2019-02-09 | 299860 | Sus | N | Vegetation¦Treebranchfellonline¦ConductorOverhead¦Brokenwireonground
19-0021119 | Unknown Cause | Patrol - not conducted |  |  | 2019 | Tier 3 - Extreme | Distribution Circuit | 2 | 10 | 2019-02-10 | 298791 | Sus | N | UnknownCause¦Patrolnotconducted¦¦
19-0021193 | Unknown Cause | Patrol - found nothing |  |  | 2019 | Tier 2 - Elevated | Distribution Circuit | 2 | 11 | 2019-02-11 | 300185 | Sus | N | UnknownCause¦Patrolfoundnothing¦¦
19-0022164 | Vegetation | Tree - branch fell on line | Conductor, Overhead | Together | 2019 | Tier 3 - Extreme | Distribution Circuit | 2 | 13 | 2019-02-13 | 304211 | Sus | N | Vegetation¦Treebranchfellonline¦ConductorOverhead¦Together
19-0022717 | Vegetation | Tree - fell into line | Pole-Wood | Broken, wire on ground | 2019 | Tier 3 - Extreme | Distribution Circuit | 2 | 14 | 2019-02-14 | 306012 | Sus | N | Vegetation¦Treefellintoline¦PoleWood¦Brokenwireonground
19-0022717 | Vegetation | Tree - fell into line | Pole-Wood | Broken, wire on ground | 2019 | Tier 3 - Extreme | Distribution Circuit | 2 | 14 | 2019-02-14 | 306012 | Sus | N | Vegetation¦Treefellintoline¦PoleWood¦Brokenwireonground
19-0023686 | Vegetation | Tree - fell into line | Conductor, Overhead | Broken, wire on ground | 2019 | Tier 2 - Elevated | Distribution Circuit | 2 | 13 | 2019-02-13 | 310855 | Sus | N | Vegetation¦Treefellintoline¦ConductorOverhead¦Brokenwireonground
19-0024069 | Equipment Failure/Involved | Overhead | Transformer (OH) | Failed/Faulted | 2019 | Tier 3 - Extreme | Distribution Circuit | 2 | 15 | 2019-02-15 | 311092 | Sus | N | EquipmentFailureInvolved¦Overhead¦Transformer(OH)¦FailedFaulted
19-0024215 | Vegetation | Tree - fell into line | Conductor, Overhead | Broken, wire on ground | 2019 | Tier 2 - Elevated | Distribution Circuit | 2 | 13 | 2019-02-13 | 312708 | Sus | N | Vegetation¦Treefellintoline¦ConductorOverhead¦Brokenwireonground
19-0024760 | Unknown Cause | Patrol - found nothing |  |  | 2019 | Tier 2 - Elevated | Distribution Circuit | 2 | 16 | 2019-02-16 | 315042 | Sus | N | UnknownCause¦Patrolfoundnothing¦¦
19-0028884 | Vegetation | Tree - fell into line | Conductor, Overhead | Broken, wire on ground | 2019 | Tier 2 - Elevated | Distribution Circuit | 2 | 27 | 2019-02-27 | 326222 | Sus | N | Vegetation¦Treefellintoline¦ConductorOverhead¦Brokenwireonground
19-0030534 | Equipment Failure/Involved | Overhead | Fuse | Broken | 2019 | Tier 3 - Extreme | Distribution Circuit | 3 | 4 | 2019-03-04 | 330896 | Sus | N | EquipmentFailureInvolved¦Overhead¦Fuse¦Broken
19-0036184 | Animal | Bird found | Recloser | Failed/Faulted | 2019 | Tier 2 - Elevated | Distribution Circuit | 3 | 22 | 2019-03-22 | 345464 | Sus | N | Animal¦Birdfound¦Recloser¦FailedFaulted
19-0037834 | Environmental/External | Lightning | Transformer | Failed/Faulted | 2019 | Tier 2 - Elevated | Transformer only | 3 | 28 | 2019-03-28 | 349241 | Sus | N | EnvironmentalExternal¦Lightning¦Transformer¦FailedFaulted
19-0037983 | Equipment Failure/Involved | Overhead | Pole-Wood | Normal | 2019 | Tier 2 - Elevated | Distribution Circuit | 3 | 28 | 2019-03-28 | 349617 | Sus | N | EquipmentFailureInvolved¦Overhead¦PoleWood¦Normal
19-0040924 | Equipment Failure/Involved | Overhead | Transformer | Failed/Faulted | 2019 | Tier 2 - Elevated | Transformer only | 4 | 9 | 2019-04-09 | 356502 | Sus | N | EquipmentFailureInvolved¦Overhead¦Transformer¦FailedFaulted
19-0043020 | Unknown Cause | Patrol - found nothing |  |  | 2019 | Tier 3 - Extreme | Distribution Circuit | 4 | 16 | 2019-04-16 | 361965 | Sus | N | UnknownCause¦Patrolfoundnothing¦¦
19-0045469 | Equipment Failure/Involved | Overhead | Transformer (OH) | Failed/Faulted | 2019 | Tier 2 - Elevated | Distribution Circuit | 4 | 23 | 2019-04-23 | 366726 | Sus | N | EquipmentFailureInvolved¦Overhead¦Transformer(OH)¦FailedFaulted
19-0047106 | Vegetation | Tree - branch fell on line | Conductor, Overhead | Normal | 2019 | Tier 2 - Elevated | Distribution Circuit | 4 | 29 | 2019-04-29 | 370141 | Sus | N | Vegetation¦Treebranchfellonline¦ConductorOverhead¦Normal
19-0056053 | Vegetation | Tree - fell into line | Transformer | Broken | 2019 | Tier 3 - Extreme | Transformer only | 5 | 22 | 2019-05-22 | 388417 | Sus | Y | Vegetation¦Treefellintoline¦Transformer¦Broken
19-0057823 | Unknown Cause | Patrol - found nothing |  |  | 2019 | Tier 3 - Extreme | Distribution Circuit | 5 | 26 | 2019-05-26 | 390954 | Sus | Y | UnknownCause¦Patrolfoundnothing¦¦
19-0061758 | Unknown Cause | Patrol - found nothing |  |  | 2019 | Tier 3 - Extreme | Distribution Circuit | 6 | 3 | 2019-06-03 | 396151 | Sus | Y | UnknownCause¦Patrolfoundnothing¦¦
19-0061955 | Company Initiated | Construction Activity/equip, company | Other | Broken | 2019 | Tier 2 - Elevated | Distribution Circuit | 6 | 3 | 2019-06-03 | 396593 | Sus | Y | CompanyInitiated¦ConstructionActivityequipcompany¦Other¦Broken
19-0064773 | Vegetation | Tree - fell into line | Conductor, Overhead | Broken, wire on ground | 2019 | Tier 2 - Elevated | Distribution Circuit | 6 | 8 | 2019-06-08 | 401833 | Sus | Y | Vegetation¦Treefellintoline¦ConductorOverhead¦Brokenwireonground
19-0067054 | Vegetation | Tree - fell into line | Conductor, Overhead | Broken, wire on ground | 2019 | Tier 2 - Elevated | Distribution Circuit | 6 | 12 | 2019-06-12 | 408438 | Sus | Y | Vegetation¦Treefellintoline¦ConductorOverhead¦Brokenwireonground
19-0070072 | Unknown Cause | Patrol - found nothing |  |  | 2019 | Tier 2 - Elevated | Distribution Circuit | 6 | 20 | 2019-06-20 | 422244 | Sus | Y | UnknownCause¦Patrolfoundnothing¦¦
19-0070553 | Animal | Bird found | Pole-Wood | Broken | 2019 | Tier 2 - Elevated | Distribution Circuit | 6 | 21 | 2019-06-21 | 425287 | Sus | Y | Animal¦Birdfound¦PoleWood¦Broken
19-0070972 | 3rd Party | Vehicle | Pole-Wood | Broken | 2019 | Tier 2 - Elevated | Distribution Circuit | 6 | 22 | 2019-06-22 | 425987 | Sus | Y | 3rdParty¦Vehicle¦PoleWood¦Broken
19-0072985 | Equipment Failure/Involved | Overhead | Crossarm, Wood | Broken | 2019 | Tier 3 - Extreme | Distribution Circuit | 6 | 28 | 2019-06-28 | 433008 | Sus | Y | EquipmentFailureInvolved¦Overhead¦CrossarmWood¦Broken
19-0074118 | Vegetation | Tree - branch fell on line | Conductor, Overhead | Normal | 2019 | Tier 2 - Elevated | Distribution Circuit | 7 | 2 | 2019-07-02 | 439960 | Sus | Y | Vegetation¦Treebranchfellonline¦ConductorOverhead¦Normal
19-0075839 | Equipment Failure/Involved | Overhead | Conductor, Overhead | Together | 2019 | Tier 3 - Extreme | Distribution Circuit | 7 | 10 | 2019-07-10 | 443978 | Sus | Y | EquipmentFailureInvolved¦Overhead¦ConductorOverhead¦Together
19-0080892 | Vegetation | Tree - fell into line | Pole-Wood | Broken | 2019 | Tier 2 - Elevated | Distribution Circuit | 7 | 24 | 2019-07-24 | 470626 | Sus | Y | Vegetation¦Treefellintoline¦PoleWood¦Broken
19-0081162 | Equipment Failure/Involved | Overhead | Conductor, Overhead | Broken, wire on ground | 2019 | Tier 2 - Elevated | Distribution Circuit | 7 | 25 | 2019-07-25 | 471273 | Sus | Y | EquipmentFailureInvolved¦Overhead¦ConductorOverhead¦Brokenwireonground
19-0081647 | Environmental/External | Fire, Forest/Grass | Conductor, Overhead | Normal | 2019 | Tier 2 - Elevated | Distribution Circuit | 7 | 26 | 2019-07-26 | 472704 | Sus | Y | EnvironmentalExternal¦FireForestGrass¦ConductorOverhead¦Normal
19-0086586 | 3rd Party | Other | Conductor, Overhead | Normal | 2019 | Tier 3 - Extreme | Distribution Circuit | 8 | 10 | 2019-08-10 | 501677 | Sus | Y | 3rdParty¦Other¦ConductorOverhead¦Normal
19-0088046 | Unknown Cause | Patrol - found nothing |  |  | 2019 | Tier 2 - Elevated | Transformer only | 8 | 14 | 2019-08-14 | 511093 | Sus | Y | UnknownCause¦Patrolfoundnothing¦¦
19-0102207 | Unknown Cause | Patrol - found nothing |  |  | 2019 | Tier 2 - Elevated | Distribution Circuit | 9 | 22 | 2019-09-22 | 603258 | Sus | Y | UnknownCause¦Patrolfoundnothing¦¦
19-0105071 | Vegetation | Tree - branch fell on line | Conductor, Overhead | Normal | 2019 | Tier 2 - Elevated | Distribution Circuit | 9 | 28 | 2019-09-28 | 628331 | Sus | Y | Vegetation¦Treebranchfellonline¦ConductorOverhead¦Normal
19-0109412 | Wildfire Mitigation | Public Safety Power Shut-off | Switch (OH) | Normal | 2019 | Tier 3 - Extreme | Distribution Circuit | 10 | 9 | 2019-10-09 | 650686 | Sus | Y | WildfireMitigation¦PublicSafetyPowerShutoff¦Switch(OH)¦Normal
19-0117539 | Wildfire Mitigation | Public Safety Power Shut-off | Conductor, Overhead | Broken, wire on ground | 2019 | Tier 2 - Elevated | Distribution Circuit | 10 | 26 | 2019-10-26 | 690136 | Sus | Y | WildfireMitigation¦PublicSafetyPowerShutoff¦ConductorOverhead¦Brokenwireonground
19-0123485 | Unknown Cause | Patrol - found nothing |  |  | 2019 | Tier 2 - Elevated | Distribution Circuit | 11 | 11 | 2019-11-11 | 704234 | Sus | Y | UnknownCause¦Patrolfoundnothing¦¦
19-0128440 | Vegetation | Tree - branch fell on line | Conductor, Overhead | Normal | 2019 | Tier 2 - Elevated | Distribution Circuit | 11 | 25 | 2019-11-25 | 714488 | Sus | Y | Vegetation¦Treebranchfellonline¦ConductorOverhead¦Normal
19-0129870 | Vegetation | Tree - fell into line | Conductor, Overhead | Broken, wire on ground | 2019 | Tier 3 - Extreme | Distribution Circuit | 11 | 27 | 2019-11-27 | 719777 | Sus | Y | Vegetation¦Treefellintoline¦ConductorOverhead¦Brokenwireonground
19-0131922 | Vegetation | Tree - fell into line | Conductor, Overhead | Normal | 2019 | Tier 2 - Elevated | Distribution Circuit | 12 | 1 | 2019-12-01 | 725741 | Sus | N | Vegetation¦Treefellintoline¦ConductorOverhead¦Normal
19-0131972 | Vegetation | Tree - fell into line | Conductor, Overhead | Broken, wire on ground | 2019 | Tier 2 - Elevated | Distribution Circuit | 12 | 1 | 2019-12-01 | 725552 | Sus | N | Vegetation¦Treefellintoline¦ConductorOverhead¦Brokenwireonground
19-0132054 | Unknown Cause | Patrol - found nothing |  |  | 2019 | Tier 2 - Elevated | Distribution Circuit | 12 | 1 | 2019-12-01 | 726440 | Sus | N | UnknownCause¦Patrolfoundnothing¦¦
19-0134834 | Vegetation | Tree - fell into line | Pole-Wood | Broken, wire on ground | 2019 | Tier 3 - Extreme | Distribution Circuit | 12 | 7 | 2019-12-07 | 733004 | Sus | N | Vegetation¦Treefellintoline¦PoleWood¦Brokenwireonground
19-0138295 | Unknown Cause | Patrol - not conducted |  |  | 2019 | Tier 2 - Elevated | Distribution Circuit | 12 | 31 | 2019-12-31 | 753140 | Sus | N | UnknownCause¦Patrolnotconducted¦¦
20-0010361 | Equipment Failure/Involved | Overhead | Transformer | Failed/Faulted | 2020 | Tier 3 - Extreme | Distribution Circuit | 1 | 16 | 2020-01-16 | 762664 | Sus | N | EquipmentFailureInvolved¦Overhead¦Transformer¦FailedFaulted
20-0016278 | Animal | Bird found | Fuse | Failed/Faulted | 2020 | Tier 2 - Elevated | Distribution Circuit | 2 | 2 | 2020-02-02 | 775456 | Sus | N | Animal¦Birdfound¦Fuse¦FailedFaulted
20-0019249 | Vegetation | Tree - branch fell on line | Conductor, Overhead | Normal | 2020 | Tier 2 - Elevated | Distribution Circuit | 2 | 9 | 2020-02-09 | 783921 | Sus | N | Vegetation¦Treebranchfellonline¦ConductorOverhead¦Normal
20-0019552 | Vegetation | Tree - fell into line | Conductor, Overhead | Broken | 2020 | Tier 3 - Extreme | Distribution Circuit | 2 | 9 | 2020-02-09 | 786110 | Sus | N | Vegetation¦Treefellintoline¦ConductorOverhead¦Broken
20-0019977 | Vegetation | Tree - bark fell into line | Conductor, Overhead | Normal | 2020 | Tier 3 - Extreme | Distribution Circuit | 2 | 9 | 2020-02-09 | 786151 | Sus | N | Vegetation¦Treebarkfellintoline¦ConductorOverhead¦Normal
20-0020207 | Equipment Failure/Involved | Overhead | Conductor, Overhead | Together | 2020 | Tier 2 - Elevated | Distribution Circuit | 2 | 9 | 2020-02-09 | 785295 | Sus | N | EquipmentFailureInvolved¦Overhead¦ConductorOverhead¦Together
20-0020455 | Unknown Cause | Patrol - found nothing |  |  | 2020 | Tier 3 - Extreme | Distribution Circuit | 2 | 9 | 2020-02-09 | 782486 | Sus | N | UnknownCause¦Patrolfoundnothing¦¦
20-0032241 | Equipment Failure/Involved | Overhead | Connector or Splice (OH) | Broken, wire on ground | 2020 | Tier 2 - Elevated | Distribution Circuit | 3 | 15 | 2020-03-15 | 851911 | Sus | N | EquipmentFailureInvolved¦Overhead¦ConnectororSplice(OH)¦Brokenwireonground
20-0032550 | Vegetation | Tree - fell into line | Conductor, Overhead | Broken, wire on ground | 2020 | Tier 2 - Elevated | Distribution Circuit | 3 | 16 | 2020-03-16 | 853911 | Sus | N | Vegetation¦Treefellintoline¦ConductorOverhead¦Brokenwireonground
20-0035065 | Equipment Failure/Involved | Overhead | Other | Broken | 2020 | Tier 3 - Extreme | Distribution Circuit | 3 | 22 | 2020-03-22 | 861436 | Sus | N | EquipmentFailureInvolved¦Overhead¦Other¦Broken
20-0051063 | Unknown Cause | Patrol - not conducted |  |  | 2020 | Tier 2 - Elevated | Distribution Circuit | 5 | 17 | 2020-05-17 | 915485 | Sus | Y | UnknownCause¦Patrolnotconducted¦¦
20-0057458 | Unknown Cause | Patrol - found nothing |  |  | 2020 | Tier 2 - Elevated | Distribution Circuit | 6 | 4 | 2020-06-04 | 930229 | Sus | Y | UnknownCause¦Patrolfoundnothing¦¦
20-0058366 | Unknown Cause | Patrol - found nothing |  |  | 2020 | Tier 2 - Elevated | Distribution Circuit | 6 | 5 | 2020-06-05 | 932464 | Sus | Y | UnknownCause¦Patrolfoundnothing¦¦
20-0058409 | Vegetation | Tree - fell into line | Conductor, Overhead | Normal | 2020 | Tier 3 - Extreme | Distribution Circuit | 6 | 6 | 2020-06-06 | 932535 | Sus | Y | Vegetation¦Treefellintoline¦ConductorOverhead¦Normal
20-0058447 | Vegetation | Tree - branch fell on line | Conductor, Overhead | Broken, wire on ground | 2020 | Tier 3 - Extreme | Distribution Circuit | 6 | 6 | 2020-06-06 | 932841 | Sus | Y | Vegetation¦Treebranchfellonline¦ConductorOverhead¦Brokenwireonground
20-0063756 | 3rd Party | Vehicle | Pole-Wood | Broken | 2020 | Tier 3 - Extreme | Distribution Circuit | 6 | 22 | 2020-06-22 | 944768 | Sus | Y | 3rdParty¦Vehicle¦PoleWood¦Broken
20-0074336 | Equipment Failure/Involved | Overhead | Transformer (OH) | Failed/Faulted | 2020 | Tier 2 - Elevated | Distribution Circuit | 7 | 21 | 2020-07-21 | 969120 | Sus | Y | EquipmentFailureInvolved¦Overhead¦Transformer(OH)¦FailedFaulted
20-0082276 | Animal | Bird found | Conductor, Overhead | Normal | 2020 | Tier 2 - Elevated | Distribution Circuit | 8 | 11 | 2020-08-11 | 993211 | Sus | Y | Animal¦Birdfound¦ConductorOverhead¦Normal
20-0085209 | Environmental/External | Lightning | Transformer (OH) | Failed/Faulted | 2020 | Tier 2 - Elevated | Transformer only | 8 | 15 | 2020-08-15 | 1009416 | Sus | Y | EnvironmentalExternal¦Lightning¦Transformer(OH)¦FailedFaulted
20-0085724 | Unknown Cause | Patrol - found nothing |  |  | 2020 | Tier 2 - Elevated | Distribution Circuit | 8 | 17 | 2020-08-17 | 1016057 | Sus | Y | UnknownCause¦Patrolfoundnothing¦¦
20-0086562 | Vegetation | Tree - fell into line | Conductor, Overhead | Broken, wire on ground | 2020 | Tier 3 - Extreme | Distribution Circuit | 8 | 18 | 2020-08-18 | 1018122 | Sus | Y | Vegetation¦Treefellintoline¦ConductorOverhead¦Brokenwireonground
20-0089528 | Equipment Failure/Involved | Fire, pole | Conductor, Underground | Burned/flashed | 2020 | Tier 3 - Extreme | Distribution Circuit | 8 | 24 | 2020-08-24 | 1028886 | Sus | Y | EquipmentFailureInvolved¦Firepole¦ConductorUnderground¦Burnedflashed
20-0091030 | Unknown Cause | Patrol - found nothing |  |  | 2020 | Tier 2 - Elevated | Distribution Circuit | 8 | 28 | 2020-08-28 | 1036255 | Sus | Y | UnknownCause¦Patrolfoundnothing¦¦
20-0092919 | Unknown Cause | Patrol - found nothing |  |  | 2020 | Tier 2 - Elevated | Distribution Circuit | 9 | 2 | 2020-09-02 | 1050942 | Sus | Y | UnknownCause¦Patrolfoundnothing¦¦
20-0094129 | Unknown Cause | Patrol - found nothing |  |  | 2020 | Tier 2 - Elevated | Distribution Circuit | 9 | 6 | 2020-09-06 | 1058075 | Sus | Y | UnknownCause¦Patrolfoundnothing¦¦
20-0094754 | Wildfire Mitigation | Public Safety Power Shut-off |  |  | 2020 | Tier 3 - Extreme | Distribution Circuit | 9 | 7 | 2020-09-07 | 1060501 | Sus | Y | WildfireMitigation¦PublicSafetyPowerShutoff¦¦
20-0094778 | Unknown Cause | Patrol - found nothing |  |  | 2020 | Tier 3 - Extreme | Distribution Circuit | 9 | 8 | 2020-09-08 | 1060645 | Sus | Y | UnknownCause¦Patrolfoundnothing¦¦
20-0095847 | Vegetation | Tree - branch fell on line | Fuse | Burned Open | 2020 | Tier 3 - Extreme | Distribution Circuit | 9 | 9 | 2020-09-09 | 1062534 | Sus | Y | Vegetation¦Treebranchfellonline¦Fuse¦BurnedOpen
20-0097437 | Animal | Bird found | Conductor, Overhead | Normal | 2020 | Tier 3 - Extreme | Distribution Circuit | 9 | 14 | 2020-09-14 | 1070453 | Sus | Y | Animal¦Birdfound¦ConductorOverhead¦Normal
20-0097529 | Animal | Squirrel | Transformer (OH) | Normal | 2020 | Tier 2 - Elevated | Distribution Circuit | 9 | 15 | 2020-09-15 | 1070759 | Sus | Y | Animal¦Squirrel¦Transformer(OH)¦Normal
20-0100620 | Environmental/External | Fire, Forest/Grass | Conductor, Overhead | Burned/flashed | 2020 | Tier 3 - Extreme | Distribution Circuit | 9 | 7 | 2020-09-07 | 1089615 | Sus | Y | EnvironmentalExternal¦FireForestGrass¦ConductorOverhead¦Burnedflashed
20-0101968 | Wildfire Mitigation | Public Safety Power Shut-off | Conductor, Overhead | Normal | 2020 | Tier 2 - Elevated | Distribution Circuit | 9 | 27 | 2020-09-27 | 1095402 | Sus | Y | WildfireMitigation¦PublicSafetyPowerShutoff¦ConductorOverhead¦Normal
20-0103165 | Environmental/External | Fire, Forest/Grass | Conductor, Overhead | Burned/flashed | 2020 | Tier 3 - Extreme | Distribution Circuit | 9 | 29 | 2020-09-29 | 1100746 | Sus | Y | EnvironmentalExternal¦FireForestGrass¦ConductorOverhead¦Burnedflashed
20-0104988 | Environmental/External | Fire, Forest/Grass | Conductor, Overhead | Burned/flashed | 2020 | Tier 3 - Extreme | Distribution Circuit | 9 | 27 | 2020-09-27 | 1110986 | Sus | Y | EnvironmentalExternal¦FireForestGrass¦ConductorOverhead¦Burnedflashed
20-0106415 | Equipment Failure/Involved | Overhead | Pole-Wood | Broken | 2020 | Tier 2 - Elevated | Transformer only | 10 | 8 | 2020-10-08 | 1113360 | Sus | Y | EquipmentFailureInvolved¦Overhead¦PoleWood¦Broken
20-0114967 | Animal | Squirrel | Transformer (OH) | Failed/Faulted | 2020 | Tier 3 - Extreme | Transformer only | 10 | 29 | 2020-10-29 | 1131715 | Sus | Y | Animal¦Squirrel¦Transformer(OH)¦FailedFaulted
20-0125625 | 3rd Party | Tree - cutting, 3rd party | Conductor, Overhead | Normal | 2020 | Tier 2 - Elevated | Distribution Circuit | 11 | 28 | 2020-11-28 | 1155597 | Sus | Y | 3rdParty¦Treecutting3rdparty¦ConductorOverhead¦Normal
20-0125625 | 3rd Party | Tree - cutting, 3rd party | Conductor, Overhead | Normal | 2020 | Tier 2 - Elevated | Distribution Circuit | 11 | 28 | 2020-11-28 | 1155597 | Sus | Y | 3rdParty¦Treecutting3rdparty¦ConductorOverhead¦Normal
20-0126171 | Unknown Cause | Patrol - found nothing |  |  | 2020 | Tier 2 - Elevated | Transformer only | 11 | 30 | 2020-11-30 | 1156806 | Sus | Y | UnknownCause¦Patrolfoundnothing¦¦
20-0128501 | Unknown Cause | Patrol - found nothing |  |  | 2020 | Tier 2 - Elevated | Transformer only | 12 | 7 | 2020-12-07 | 1168069 | Sus | N | UnknownCause¦Patrolfoundnothing¦¦
20-0130770 | Vegetation | Tree - fell into line | Secondary | Normal | 2020 | Tier 3 - Extreme | Distribution Circuit | 12 | 16 | 2020-12-16 | 1191453 | Sus | N | Vegetation¦Treefellintoline¦Secondary¦Normal
20-0131672 | Unknown Cause | Patrol - found nothing |  |  | 2020 | Tier 2 - Elevated | Distribution Circuit | 12 | 24 | 2020-12-24 | 1198164 | Sus | N | UnknownCause¦Patrolfoundnothing¦¦
21-0004745 | Vegetation | Tree - fell into line | Conductor, Overhead | Broken, wire on ground | 2021 | Tier 2 - Elevated | Distribution Circuit | 1 | 4 | 2021-01-04 | 1203355 | Sus | N | Vegetation¦Treefellintoline¦ConductorOverhead¦Brokenwireonground
21-0004923 | Unknown Cause | Patrol - found nothing |  |  | 2021 | Tier 3 - Extreme | Transformer only | 1 | 4 | 2021-01-04 | 1204165 | Sus | N | UnknownCause¦Patrolfoundnothing¦¦
21-0008076 | Equipment Failure/Involved | Overhead | Conductor, Overhead | Broken | 2021 | Tier 2 - Elevated | Distribution Circuit | 1 | 13 | 2021-01-13 | 1209604 | Sus | N | EquipmentFailureInvolved¦Overhead¦ConductorOverhead¦Broken
21-0010920 | Vegetation | Tree - branch fell on line | Conductor, Overhead | Normal | 2021 | Tier 3 - Extreme | Distribution Circuit | 1 | 19 | 2021-01-19 | 1217313 | Sus | N | Vegetation¦Treebranchfellonline¦ConductorOverhead¦Normal
21-0013796 | Unknown Cause | Patrol - not conducted |  |  | 2021 | Tier 2 - Elevated | Distribution Circuit | 1 | 25 | 2021-01-25 | 1223684 | Sus | N | UnknownCause¦Patrolnotconducted¦¦
21-0013851 | Vegetation | Tree - branch fell on line | Conductor, Overhead | Broken | 2021 | Tier 2 - Elevated | Distribution Circuit | 1 | 25 | 2021-01-25 | 1224322 | Sus | N | Vegetation¦Treebranchfellonline¦ConductorOverhead¦Broken
21-0014332 | Unknown Cause | Patrol - found nothing |  |  | 2021 | Tier 2 - Elevated | Distribution Circuit | 1 | 26 | 2021-01-26 | 1225552 | Sus | N | UnknownCause¦Patrolfoundnothing¦¦
21-0015097 | Vegetation | Tree - fell into line | Pole-Wood | Broken, wire on ground | 2021 | Tier 2 - Elevated | Distribution Circuit | 1 | 26 | 2021-01-26 | 1228665 | Sus | N | Vegetation¦Treefellintoline¦PoleWood¦Brokenwireonground
21-0016364 | Vegetation | Tree - fell into line | Conductor, Overhead | Broken, wire on ground | 2021 | Tier 2 - Elevated | Distribution Circuit | 1 | 26 | 2021-01-26 | 1227767 | Sus | N | Vegetation¦Treefellintoline¦ConductorOverhead¦Brokenwireonground
21-0017593 | Vegetation | Tree - branch fell on line | Conductor, Overhead | Broken, wire on ground | 2021 | Tier 2 - Elevated | Distribution Circuit | 1 | 27 | 2021-01-27 | 1239031 | Sus | N | Vegetation¦Treebranchfellonline¦ConductorOverhead¦Brokenwireonground
21-0018243 | Equipment Failure/Involved | Overhead | Switch (OH) | Broken | 2021 | Tier 2 - Elevated | Distribution Circuit | 1 | 29 | 2021-01-29 | 1241408 | Sus | N | EquipmentFailureInvolved¦Overhead¦Switch(OH)¦Broken
21-0018415 | Vegetation | Tree - branch fell on line | Conductor, Overhead | Normal | 2021 | Tier 3 - Extreme | Distribution Circuit | 1 | 29 | 2021-01-29 | 1241706 | Sus | N | Vegetation¦Treebranchfellonline¦ConductorOverhead¦Normal
21-0019213 | Vegetation | Tree - fell into line | Conductor, Overhead | Broken, wire on ground | 2021 | Tier 3 - Extreme | Distribution Circuit | 1 | 26 | 2021-01-26 | 1242921 | Sus | N | Vegetation¦Treefellintoline¦ConductorOverhead¦Brokenwireonground
21-0020277 | Unknown Cause | Patrol - not conducted |  |  | 2021 | Tier 2 - Elevated | Distribution Circuit | 2 | 1 | 2021-02-01 | 1244580 | Sus | N | UnknownCause¦Patrolnotconducted¦¦
21-0024934 | Unknown Cause | Patrol - found nothing |  |  | 2021 | Tier 3 - Extreme | Transformer only | 2 | 12 | 2021-02-12 | 1253513 | Sus | N | UnknownCause¦Patrolfoundnothing¦¦
21-0029589 | Unknown Cause | Patrol - found nothing |  |  | 2021 | Tier 3 - Extreme | Distribution Circuit | 2 | 25 | 2021-02-25 | 1262397 | Sus | N | UnknownCause¦Patrolfoundnothing¦¦
21-0039102 | Unknown Cause | Patrol - found nothing |  |  | 2021 | Tier 2 - Elevated | Distribution Circuit | 3 | 21 | 2021-03-21 | 1290718 | Sus | N | UnknownCause¦Patrolfoundnothing¦¦
21-0041209 | Unknown Cause | Patrol - found nothing |  |  | 2021 | Tier 2 - Elevated | Distribution Circuit | 3 | 25 | 2021-03-25 | 1298399 | Sus | N | UnknownCause¦Patrolfoundnothing¦¦
21-0041903 | Animal | Squirrel | Conductor, Overhead | Normal | 2021 | Tier 3 - Extreme | Distribution Circuit | 3 | 28 | 2021-03-28 | 1301894 | Sus | N | Animal¦Squirrel¦ConductorOverhead¦Normal
21-0044555 | Equipment Failure/Involved | Overhead | Connector or Splice (OH) | Burned/flashed | 2021 | Tier 3 - Extreme | Transformer only | 4 | 4 | 2021-04-04 | 1306711 | Sus | N | EquipmentFailureInvolved¦Overhead¦ConnectororSplice(OH)¦Burnedflashed
21-0050763 | Equipment Failure/Involved | Overhead | Transformer (OH) | Deteriorated | 2021 | Tier 2 - Elevated | Transformer only | 4 | 20 | 2021-04-20 | 1324606 | Sus | N | EquipmentFailureInvolved¦Overhead¦Transformer(OH)¦Deteriorated
21-0056340 | Vegetation | Tree - grew into line | Transformer (OH) | Normal | 2021 | Tier 2 - Elevated | Distribution Circuit | 5 | 3 | 2021-05-03 | 1340071 | Sus | Y | Vegetation¦Treegrewintoline¦Transformer(OH)¦Normal
21-0063347 | Equipment Failure/Involved | Overhead | Transformer (OH) | Broken | 2021 | Tier 2 - Elevated | Transformer only | 5 | 19 | 2021-05-19 | 1353453 | Sus | Y | EquipmentFailureInvolved¦Overhead¦Transformer(OH)¦Broken
21-0063509 | Equipment Failure/Involved | Overhead | Transformer (OH) | Normal | 2021 | Tier 2 - Elevated | Transformer only | 5 | 19 | 2021-05-19 | 1353779 | Sus | Y | EquipmentFailureInvolved¦Overhead¦Transformer(OH)¦Normal
21-0066077 | Unknown Cause | Patrol - found nothing |  |  | 2021 | Tier 2 - Elevated | Distribution Circuit | 5 | 25 | 2021-05-25 | 1358718 | Sus | Y | UnknownCause¦Patrolfoundnothing¦¦
21-0070606 | 3rd Party | Vehicle | Anchor or Guy | Broken | 2021 | Tier 2 - Elevated | Distribution Circuit | 6 | 6 | 2021-06-06 | 1366925 | Sus | Y | 3rdParty¦Vehicle¦AnchororGuy¦Broken
21-0071035 | Equipment Failure/Involved | Overhead | Lightning Arrestor | Broken | 2021 | Tier 2 - Elevated | Distribution Circuit | 6 | 7 | 2021-06-07 | 1367752 | Sus | Y | EquipmentFailureInvolved¦Overhead¦LightningArrestor¦Broken
21-0072114 | Equipment Failure/Involved | Overhead | Crossarm, Wood | Broken | 2021 | Tier 3 - Extreme | Transformer only | 6 | 9 | 2021-06-09 | 1369462 | Sus | Y | EquipmentFailureInvolved¦Overhead¦CrossarmWood¦Broken
21-0075405 | Equipment Failure/Involved | Overhead | Fuse | Broken | 2021 | Tier 3 - Extreme | Transformer only | 6 | 17 | 2021-06-17 | 1375907 | Sus | Y | EquipmentFailureInvolved¦Overhead¦Fuse¦Broken
21-0077086 | Vegetation | Tree - fell into line | Conductor, Overhead | Broken | 2021 | Tier 3 - Extreme | Distribution Circuit | 6 | 21 | 2021-06-21 | 1381181 | Sus | Y | Vegetation¦Treefellintoline¦ConductorOverhead¦Broken
21-0084791 | Vegetation | Tree - fell into line | Conductor, Overhead | Normal | 2021 | Tier 3 - Extreme | Transmission line | 7 | 4 | 2021-07-04 | 1391829 | Sus | Y | Vegetation¦Treefellintoline¦ConductorOverhead¦Normal
21-0088281 | Equipment Failure/Involved | Overhead | Insulator | Broken | 2021 | Tier 3 - Extreme | Distribution Circuit | 7 | 12 | 2021-07-12 | 1402124 | Sus | Y | EquipmentFailureInvolved¦Overhead¦Insulator¦Broken
21-0100032 | Environmental/External | Fire, Forest/Grass | Conductor, Overhead | Normal | 2021 | Tier 3 - Extreme | Transmission line | 8 | 4 | 2021-08-04 | 1433907 | Sus | Y | EnvironmentalExternal¦FireForestGrass¦ConductorOverhead¦Normal
21-0106792 | Equipment Failure/Involved | Underground | Transformer (UG) | Deteriorated | 2021 | Tier 2 - Elevated | Transformer only | 8 | 19 | 2021-08-19 | 1447201 | Sus | Y | EquipmentFailureInvolved¦Underground¦Transformer(UG)¦Deteriorated
21-0122933 | Unknown Cause | Patrol - found nothing |  |  | 2021 | Tier 2 - Elevated | Distribution Circuit | 9 | 27 | 2021-09-27 | 1481788 | Sus | Y | UnknownCause¦Patrolfoundnothing¦¦
21-0123624 | Equipment Failure/Involved | Overhead | Conductor, Overhead | Deteriorated | 2021 | Tier 3 - Extreme | Distribution Circuit | 9 | 29 | 2021-09-29 | 1483083 | Sus | Y | EquipmentFailureInvolved¦Overhead¦ConductorOverhead¦Deteriorated
21-0126217 | Unknown Cause | Patrol - found nothing |  |  | 2021 | Tier 2 - Elevated | Distribution Circuit | 10 | 5 | 2021-10-05 | 1487760 | Sus | Y | UnknownCause¦Patrolfoundnothing¦¦
21-0126869 | Equipment Failure/Involved | Overhead | Transformer (OH) | Broken | 2021 | Tier 2 - Elevated | Transformer only | 10 | 6 | 2021-10-06 | 1488997 | Sus | Y | EquipmentFailureInvolved¦Overhead¦Transformer(OH)¦Broken
21-0127875 | Unknown Cause | Patrol - found nothing |  |  | 2021 | Tier 3 - Extreme | Distribution Circuit | 10 | 8 | 2021-10-08 | 1490615 | Sus | Y | UnknownCause¦Patrolfoundnothing¦¦
21-0130479 | Equipment Failure/Involved | Overhead | Pole-Wood | Broken | 2021 | Tier 2 - Elevated | Distribution Circuit | 10 | 13 | 2021-10-13 | 1496882 | Sus | Y | EquipmentFailureInvolved¦Overhead¦PoleWood¦Broken
21-0134986 | Vegetation | Tree - branch fell on line | Conductor, Overhead | Normal | 2021 | Tier 3 - Extreme | Distribution Circuit | 10 | 22 | 2021-10-22 | 1505600 | Sus | Y | Vegetation¦Treebranchfellonline¦ConductorOverhead¦Normal
21-0136777 | Unknown Cause | Patrol - found nothing |  |  | 2021 | Tier 3 - Extreme | Distribution Circuit | 10 | 25 | 2021-10-25 | 1516172 | Sus | Y | UnknownCause¦Patrolfoundnothing¦¦
21-0136982 | Equipment Failure/Involved | Overhead | Connector or Splice (OH) | Broken | 2021 | Tier 2 - Elevated | Distribution Circuit | 10 | 24 | 2021-10-24 | 1517553 | Sus | Y | EquipmentFailureInvolved¦Overhead¦ConnectororSplice(OH)¦Broken
21-0138015 | Vegetation | Tree - branch fell on line | Secondary | Arcing | 2021 | Tier 2 - Elevated | Transformer only | 10 | 26 | 2021-10-26 | 1520923 | Sus | Y | Vegetation¦Treebranchfellonline¦Secondary¦Arcing
21-0149180 | Animal | Squirrel | Cutout, fuse holder | Normal | 2021 | Tier 2 - Elevated | Distribution Circuit | 11 | 21 | 2021-11-21 | 1552437 | Sus | Y | Animal¦Squirrel¦Cutoutfuseholder¦Normal
21-0158036 | Vegetation | Tree - fell into line | Crossarm, Wood | Broken, wire on ground | 2021 | Tier 3 - Extreme | Distribution Circuit | 12 | 13 | 2021-12-13 | 1569034 | Sus | N | Vegetation¦Treefellintoline¦CrossarmWood¦Brokenwireonground
21-0158056 | Vegetation | Tree - fell into line | Other | Broken | 2021 | Tier 3 - Extreme | Distribution Circuit | 12 | 14 | 2021-12-14 | 1571027 | Sus | N | Vegetation¦Treefellintoline¦Other¦Broken
21-0158461 | Vegetation | Tree - fell into line | Conductor, Overhead | Normal | 2021 | Tier 2 - Elevated | Distribution Circuit | 12 | 15 | 2021-12-15 | 1572231 | Sus | N | Vegetation¦Treefellintoline¦ConductorOverhead¦Normal
21-0158475 | Vegetation | Tree - fell into line | Crossarm, Wood | Broken | 2021 | Tier 2 - Elevated | Distribution Circuit | 12 | 15 | 2021-12-15 | 1572479 | Sus | N | Vegetation¦Treefellintoline¦CrossarmWood¦Broken
21-0158976 | Vegetation | Tree - branch fell on line | Conductor, Overhead | Normal | 2021 | Tier 3 - Extreme | Distribution Circuit | 12 | 16 | 2021-12-16 | 1574789 | Sus | N | Vegetation¦Treebranchfellonline¦ConductorOverhead¦Normal
21-0160095 | Unknown Cause | Patrol - found nothing |  |  | 2021 | Tier 2 - Elevated | Distribution Circuit | 12 | 22 | 2021-12-22 | 1578980 | Sus | N | UnknownCause¦Patrolfoundnothing¦¦
21-0160645 | Vegetation | Tree - fell into line | Conductor, Overhead | Normal | 2021 | Tier 3 - Extreme | Distribution Circuit | 12 | 25 | 2021-12-25 | 1581685 | Sus | N | Vegetation¦Treefellintoline¦ConductorOverhead¦Normal
21-0160705 | Vegetation | Tree - fell into line | Conductor, Overhead | Broken | 2021 | Tier 2 - Elevated | Distribution Circuit | 12 | 26 | 2021-12-26 | 1582011 | Sus | N | Vegetation¦Treefellintoline¦ConductorOverhead¦Broken
21-0161045 | Vegetation | Tree - fell into line | Crossarm, Wood | Broken, wire on ground | 2021 | Tier 3 - Extreme | Distribution Circuit | 12 | 27 | 2021-12-27 | 1585347 | Sus | N | Vegetation¦Treefellintoline¦CrossarmWood¦Brokenwireonground
21-0161172 | Unknown Cause | Patrol - found nothing |  |  | 2021 | Tier 3 - Extreme | Distribution Circuit | 12 | 27 | 2021-12-27 | 1585737 | Sus | N | UnknownCause¦Patrolfoundnothing¦¦
21-0161245 | Vegetation | Tree - fell into line | Secondary | Broken | 2021 | Tier 2 - Elevated | Distribution Circuit | 12 | 27 | 2021-12-27 | 1585182 | Sus | N | Vegetation¦Treefellintoline¦Secondary¦Broken
21-0161333 | Vegetation | Tree - fell into line | Conductor, Overhead | Normal | 2021 | Tier 3 - Extreme | Distribution Circuit | 12 | 27 | 2021-12-27 | 1584190 | Sus | N | Vegetation¦Treefellintoline¦ConductorOverhead¦Normal
21-0161479 | Unknown Cause | Patrol - found nothing |  |  | 2021 | Tier 3 - Extreme | Distribution Circuit | 12 | 29 | 2021-12-29 | 1587808 | Sus | N | UnknownCause¦Patrolfoundnothing¦¦
21-0161699 | Vegetation | Tree - branch fell on line | Conductor, Overhead | Normal | 2021 | Tier 3 - Extreme | Distribution Circuit | 12 | 29 | 2021-12-29 | 1588996 | Sus | N | Vegetation¦Treebranchfellonline¦ConductorOverhead¦Normal
22-0005553 | Vegetation | Tree - fell into line | Pole-Wood | Broken | 2021 | Tier 3 - Extreme | Distribution Circuit | 12 | 26 | 2021-12-26 | 1593754 | Sus | N | Vegetation¦Treefellintoline¦PoleWood¦Broken
22-0005721 | Unknown Cause | Patrol - not conducted |  |  | 2022 | Tier 3 - Extreme | Transformer only | 1 | 3 | 2022-01-03 | 1593618 | Sus | N | UnknownCause¦Patrolnotconducted¦¦
22-0008147 | Unknown Cause | Patrol - found nothing |  |  | 2022 | Tier 2 - Elevated | Transformer only | 1 | 10 | 2022-01-10 | 1599283 | Sus | N | UnknownCause¦Patrolfoundnothing¦¦
22-0009751 | Vegetation | Tree - fell into line | Conductor, Overhead | Broken, wire on ground | 2022 | Tier 2 - Elevated | Distribution Circuit | 1 | 13 | 2022-01-13 | 1602023 | Sus | N | Vegetation¦Treefellintoline¦ConductorOverhead¦Brokenwireonground
22-0010305 | Unknown Cause | Patrol - found nothing |  |  | 2022 | Tier 2 - Elevated | Distribution Circuit | 1 | 15 | 2022-01-15 | 1602957 | Sus | N | UnknownCause¦Patrolfoundnothing¦¦
22-0011732 | Equipment Failure/Involved | Overhead | Insulator | Broken | 2022 | Tier 2 - Elevated | Distribution Circuit | 1 | 20 | 2022-01-20 | 1605712 | Sus | N | EquipmentFailureInvolved¦Overhead¦Insulator¦Broken
22-0013189 | Animal | Squirrel | Fuse | Failed/Faulted | 2022 | Tier 3 - Extreme | Transformer only | 1 | 23 | 2022-01-23 | 1609917 | Sus | N | Animal¦Squirrel¦Fuse¦FailedFaulted
22-0020387 | Equipment Failure/Involved | Overhead | Transformer (OH) | Failed/Faulted | 2022 | Tier 2 - Elevated | Transformer only | 2 | 9 | 2022-02-09 | 1624203 | Sus | N | EquipmentFailureInvolved¦Overhead¦Transformer(OH)¦FailedFaulted
22-0022791 | Animal | Bird found | Conductor, Overhead | Normal | 2022 | Tier 2 - Elevated | Distribution Circuit | 2 | 16 | 2022-02-16 | 1628404 | Sus | N | Animal¦Birdfound¦ConductorOverhead¦Normal
22-0037314 | Unknown Cause | Patrol - found nothing |  |  | 2022 | Tier 3 - Extreme | Distribution Circuit | 3 | 23 | 2022-03-23 | 1653952 | Sus | N | UnknownCause¦Patrolfoundnothing¦¦
22-0045163 | Unknown Cause | Patrol - found nothing |  |  | 2022 | Tier 3 - Extreme | Transformer only | 4 | 10 | 2022-04-10 | 1667589 | Sus | N | UnknownCause¦Patrolfoundnothing¦¦
22-0047551 | Equipment Failure/Involved | Overhead | Transformer (OH) | Broken | 2022 | Tier 3 - Extreme | Transformer only | 4 | 13 | 2022-04-13 | 1671843 | Sus | N | EquipmentFailureInvolved¦Overhead¦Transformer(OH)¦Broken
22-0062445 | Unknown Cause | Patrol - found nothing |  |  | 2022 | Tier 2 - Elevated | Distribution Circuit | 5 | 16 | 2022-05-16 | 1697272 | Sus | Y | UnknownCause¦Patrolfoundnothing¦¦
22-0063112 | Vegetation | Tree - branch fell on line | Conductor, Overhead | Normal | 2022 | Tier 3 - Extreme | Distribution Circuit | 5 | 17 | 2022-05-17 | 1699189 | Sus | Y | Vegetation¦Treebranchfellonline¦ConductorOverhead¦Normal
22-0064218 | Vegetation | Tree - grew into line | Conductor, Overhead | Normal | 2022 | Tier 2 - Elevated | Distribution Circuit | 5 | 19 | 2022-05-19 | 1705005 | Sus | Y | Vegetation¦Treegrewintoline¦ConductorOverhead¦Normal
22-0071924 | Equipment Failure/Involved | Overhead | Transformer (OH) | Broken | 2022 | Tier 2 - Elevated | Distribution Circuit | 6 | 8 | 2022-06-08 | 1724403 | Sus | Y | EquipmentFailureInvolved¦Overhead¦Transformer(OH)¦Broken
22-0071945 | Animal | Bird found | Conductor, Overhead | Normal | 2022 | Tier 2 - Elevated | Distribution Circuit | 6 | 8 | 2022-06-08 | 1724416 | Sus | Y | Animal¦Birdfound¦ConductorOverhead¦Normal
22-0080234 | Equipment Failure/Involved | Overhead | Crossarm, Wood | Broken | 2022 | Tier 3 - Extreme | Distribution Circuit | 6 | 29 | 2022-06-29 | 1745782 | Sus | Y | EquipmentFailureInvolved¦Overhead¦CrossarmWood¦Broken
22-0081434 | Equipment Failure/Involved | Substation | CT | Broken | 2022 | Tier 2 - Elevated | Substation - Distribution | 7 | 2 | 2022-07-02 | 1747996 | Sus | Y | EquipmentFailureInvolved¦Substation¦CT¦Broken
22-0083661 | Vegetation | Tree - fell into line | Conductor, Overhead | Broken, wire on ground | 2022 | Zone 1 - HHZ | Distribution Circuit | 7 | 10 | 2022-07-10 | 1752624 | Sus | Y | Vegetation¦Treefellintoline¦ConductorOverhead¦Brokenwireonground
22-0086005 | Equipment Failure/Involved | Overhead | Regulator | Malfunctioning | 2022 | Tier 2 - Elevated | Distribution Circuit | 7 | 15 | 2022-07-15 | 1757252 | Sus | Y | EquipmentFailureInvolved¦Overhead¦Regulator¦Malfunctioning
22-0090256 | Vegetation | Tree - fell into line | Fuse | Failed/Faulted | 2022 | Tier 3 - Extreme | Distribution Circuit | 7 | 27 | 2022-07-27 | 1766561 | Sus | Y | Vegetation¦Treefellintoline¦Fuse¦FailedFaulted
22-0092859 | Unknown Cause | Patrol - found nothing |  |  | 2022 | Tier 2 - Elevated | Distribution Circuit | 8 | 2 | 2022-08-02 | 1771503 | Sus | Y | UnknownCause¦Patrolfoundnothing¦¦
22-0096611 | Equipment Failure/Involved | Overhead | Service conductor | Broken | 2022 | Tier 2 - Elevated | Transformer only | 8 | 11 | 2022-08-11 | 1779019 | Sus | Y | EquipmentFailureInvolved¦Overhead¦Serviceconductor¦Broken
22-0098828 | Unknown Cause | Patrol - found nothing |  |  | 2022 | Tier 2 - Elevated | Distribution Circuit | 8 | 17 | 2022-08-17 | 1783799 | Sus | Y | UnknownCause¦Patrolfoundnothing¦¦
22-0111795 | Equipment Failure/Involved | Overhead | Pole-Wood | Broken, wire on ground | 2022 | Tier 3 - Extreme | Distribution Circuit | 9 | 18 | 2022-09-18 | 1815318 | Sus | Y | EquipmentFailureInvolved¦Overhead¦PoleWood¦Brokenwireonground
22-0129043 | Equipment Failure/Involved | Overhead | Insulator | Broken | 2022 | Tier 3 - Extreme | Distribution Circuit | 11 | 8 | 2022-11-08 | 1857212 | Sus | Y | EquipmentFailureInvolved¦Overhead¦Insulator¦Broken
22-0129610 | Equipment Failure/Involved | Overhead | Transformer | Normal | 2022 | Tier 2 - Elevated | Transformer only | 11 | 9 | 2022-11-09 | 1859117 | Sus | Y | EquipmentFailureInvolved¦Overhead¦Transformer¦Normal
22-0130288 | Unknown Cause | Patrol - found nothing |  |  | 2022 | Tier 3 - Extreme | Transformer only | 11 | 11 | 2022-11-11 | 1860490 | Sus | Y | UnknownCause¦Patrolfoundnothing¦¦
22-0135521 | Vegetation | Tree - branch fell on line | Conductor, Overhead | Normal | 2022 | Tier 2 - Elevated | Distribution Circuit | 12 | 1 | 2022-12-01 | 1872968 | Sus | N | Vegetation¦Treebranchfellonline¦ConductorOverhead¦Normal
22-0138047 | Vegetation | Tree - fell into line | Conductor, Overhead | Broken, wire on ground | 2022 | Tier 2 - Elevated | Distribution Circuit | 12 | 10 | 2022-12-10 | 1880294 | Sus | N | Vegetation¦Treefellintoline¦ConductorOverhead¦Brokenwireonground
22-0141392 | Vegetation | Tree - branch fell on line | Conductor, Overhead | Normal | 2022 | Tier 2 - Elevated | Distribution Circuit | 12 | 26 | 2022-12-26 | 1897839 | Sus | N | Vegetation¦Treebranchfellonline¦ConductorOverhead¦Normal
22-0142866 | Vegetation | Tree - fell into line | Pole-Wood | Broken | 2022 | Tier 3 - Extreme | Distribution Circuit | 12 | 31 | 2022-12-31 | 1906094 | Sus | N | Vegetation¦Treefellintoline¦PoleWood¦Broken
15-0002393 | Unknown Cause | Patrol - not conducted |  |  | 2015 | Tier 2 - Elevated | Distribution Circuit | 1 | 5 | 2015-01-05 | 1159256 | Sus | N | UnknownCause¦Patrolnotconducted¦¦
15-0010589 | Equipment Failure/Involved | Other | Other | Broken | 2015 | Tier 2 - Elevated | Distribution Circuit | 2 | 6 | 2015-02-06 | 1175973 | Sus | N | EquipmentFailureInvolved¦Other¦Other¦Broken
15-0012152 | Vegetation | Tree - fell into line | Insulator | Broken | 2015 | Tier 2 - Elevated | Distribution Circuit | 2 | 9 | 2015-02-09 | 1186342 | Sus | N | Vegetation¦Treefellintoline¦Insulator¦Broken
15-0013809 | 3rd Party | Tree - cutting, 3rd party | Conductor, Overhead | Broken, wire on ground | 2015 | Tier 2 - Elevated | Distribution Circuit | 2 | 17 | 2015-02-17 | 1191705 | Sus | N | 3rdParty¦Treecutting3rdparty¦ConductorOverhead¦Brokenwireonground
15-0014087 | Unknown Cause | Patrol - found nothing |  |  | 2015 | Tier 2 - Elevated | Distribution Circuit | 2 | 18 | 2015-02-18 | 1192280 | Sus | N | UnknownCause¦Patrolfoundnothing¦¦
15-0016314 | Equipment Failure/Involved | Lightning | Transformer | Failed/Faulted | 2015 | Tier 2 - Elevated | Transformer only | 2 | 27 | 2015-02-27 | 1196961 | Sus | N | EquipmentFailureInvolved¦Lightning¦Transformer¦FailedFaulted
15-0019649 | Equipment Failure/Involved | Other | Jumper | Burned Open | 2015 | Tier 2 - Elevated | Distribution Circuit | 3 | 15 | 2015-03-15 | 1203745 | Sus | N | EquipmentFailureInvolved¦Other¦Jumper¦BurnedOpen
15-0030024 | Equipment Failure/Involved | Other | Transformer | Failed/Faulted | 2015 | Tier 2 - Elevated | Transformer only | 4 | 28 | 2015-04-28 | 1226108 | Sus | N | EquipmentFailureInvolved¦Other¦Transformer¦FailedFaulted
15-0032596 | Environmental/External | Lightning | Transformer | Failed/Faulted | 2015 | Tier 2 - Elevated | Transformer only | 5 | 7 | 2015-05-07 | 1230831 | Sus | Y | EnvironmentalExternal¦Lightning¦Transformer¦FailedFaulted
15-0033636 | 3rd Party | Fire, house or bldg. | Transformer (UG) | Normal | 2015 | Tier 2 - Elevated | Transformer only | 5 | 12 | 2015-05-12 | 1233432 | Sus | Y | 3rdParty¦Firehouseorbldg¦Transformer(UG)¦Normal
15-0034946 | Equipment Failure/Involved | Overhead | Transformer | Failed/Faulted | 2015 | Tier 2 - Elevated | Transformer only | 5 | 18 | 2015-05-18 | 1236151 | Sus | Y | EquipmentFailureInvolved¦Overhead¦Transformer¦FailedFaulted
15-0035994 | Equipment Failure/Involved | Overhead | Conductor, Overhead | Broken, wire on ground | 2015 | Tier 2 - Elevated | Distribution Circuit | 5 | 22 | 2015-05-22 | 1238397 | Sus | Y | EquipmentFailureInvolved¦Overhead¦ConductorOverhead¦Brokenwireonground
15-0038908 | Vegetation | Tree - branch fell on line | Conductor, Overhead | Broken, wire on ground | 2015 | Tier 3 - Extreme | Distribution Circuit | 6 | 5 | 2015-06-05 | 1244335 | Sus | Y | Vegetation¦Treebranchfellonline¦ConductorOverhead¦Brokenwireonground
15-0040192 | Unknown Cause | Patrol - found nothing |  |  | 2015 | Tier 2 - Elevated | Transformer only | 6 | 10 | 2015-06-10 | 1248682 | Sus | Y | UnknownCause¦Patrolfoundnothing¦¦
15-0042783 | Unknown Cause | Patrol - found nothing |  |  | 2015 | Tier 2 - Elevated | Distribution Circuit | 6 | 23 | 2015-06-23 | 1255185 | Sus | Y | UnknownCause¦Patrolfoundnothing¦¦
15-0044490 | Unknown Cause | Patrol - found nothing |  |  | 2015 | Tier 2 - Elevated | Distribution Circuit | 7 | 1 | 2015-07-01 | 1260121 | Sus | Y | UnknownCause¦Patrolfoundnothing¦¦
15-0050702 | Unknown Cause | Patrol - found nothing |  |  | 2015 | Tier 3 - Extreme | Distribution Circuit | 7 | 27 | 2015-07-27 | 1277822 | Sus | Y | UnknownCause¦Patrolfoundnothing¦¦
15-0051140 | Equipment Failure/Involved | Electrical Overload | Transformer | Deteriorated | 2015 | Tier 2 - Elevated | Transformer only | 7 | 28 | 2015-07-28 | 1279060 | Sus | Y | EquipmentFailureInvolved¦ElectricalOverload¦Transformer¦Deteriorated
15-0052443 | Equipment Failure/Involved | Overhead | Transformer | Failed/Faulted | 2015 | Tier 2 - Elevated | Transformer only | 8 | 3 | 2015-08-03 | 1282089 | Sus | Y | EquipmentFailureInvolved¦Overhead¦Transformer¦FailedFaulted
15-0053801 | Equipment Failure/Involved | Electrical Overload | Other | Failed/Faulted | 2015 | Tier 3 - Extreme | Transformer only | 8 | 8 | 2015-08-08 | 1285125 | Sus | Y | EquipmentFailureInvolved¦ElectricalOverload¦Other¦FailedFaulted
15-0053832 | Environmental/External | Lightning |  |  | 2015 | Tier 2 - Elevated | Transformer only | 8 | 8 | 2015-08-08 | 1285212 | Sus | Y | EnvironmentalExternal¦Lightning¦¦
15-0059928 | Equipment Failure/Involved | Underground | Transformer | Failed/Faulted | 2015 | Tier 2 - Elevated | Transformer only | 9 | 8 | 2015-09-08 | 1301888 | Sus | Y | EquipmentFailureInvolved¦Underground¦Transformer¦FailedFaulted
15-0062567 | Environmental/External | Fire, Forest/Grass | Fuse | Failed/Faulted | 2015 | Tier 2 - Elevated | Distribution Circuit | 9 | 21 | 2015-09-21 | 1309608 | Sus | Y | EnvironmentalExternal¦FireForestGrass¦Fuse¦FailedFaulted
15-0063083 | Environmental/External | Fire, Forest/Grass | Pole-Wood | Burned/flashed | 2015 | Tier 2 - Elevated | Distribution Circuit | 9 | 24 | 2015-09-24 | 1311298 | Sus | Y | EnvironmentalExternal¦FireForestGrass¦PoleWood¦Burnedflashed
15-0068637 | Equipment Failure/Involved | Overhead | Secondary | Contaminated | 2015 | Tier 3 - Extreme | Transformer only | 10 | 7 | 2015-10-07 | 1318272 | Sus | Y | EquipmentFailureInvolved¦Overhead¦Secondary¦Contaminated
15-0071346 | Environmental/External | Lightning | Transformer (OH) | Deteriorated | 2015 | Tier 2 - Elevated | Transformer only | 10 | 17 | 2015-10-17 | 1324422 | Sus | Y | EnvironmentalExternal¦Lightning¦Transformer(OH)¦Deteriorated
15-0071566 | Environmental/External | Lightning | Transformer (UG) | Failed/Faulted | 2015 | Tier 2 - Elevated | Distribution Circuit | 10 | 18 | 2015-10-18 | 1325547 | Sus | Y | EnvironmentalExternal¦Lightning¦Transformer(UG)¦FailedFaulted
15-0071722 | Vegetation | Tree - branch fell on line | Fuse | Failed/Faulted | 2015 | Tier 3 - Extreme | Distribution Circuit | 10 | 19 | 2015-10-19 | 1325801 | Sus | Y | Vegetation¦Treebranchfellonline¦Fuse¦FailedFaulted
15-0075162 | Environmental/External | Lightning | Transformer (OH) | Broken | 2015 | Tier 3 - Extreme | Distribution Circuit | 11 | 2 | 2015-11-02 | 1333768 | Sus | Y | EnvironmentalExternal¦Lightning¦Transformer(OH)¦Broken
15-0077271 | Unknown Cause | Patrol - found nothing |  |  | 2015 | Tier 2 - Elevated | Distribution Circuit | 11 | 11 | 2015-11-11 | 1339684 | Sus | Y | UnknownCause¦Patrolfoundnothing¦¦
15-0077926 | Equipment Failure/Involved | Overhead | Transformer (OH) | Broken | 2015 | Tier 2 - Elevated | Transformer only | 11 | 15 | 2015-11-15 | 1342113 | Sus | Y | EquipmentFailureInvolved¦Overhead¦Transformer(OH)¦Broken
15-0078037 | Environmental/External | Lightning | Transformer | Failed/Faulted | 2015 | Tier 3 - Extreme | Transformer only | 11 | 15 | 2015-11-15 | 1342280 | Sus | Y | EnvironmentalExternal¦Lightning¦Transformer¦FailedFaulted
15-0079018 | Vegetation | Tree - branch fell on line | Conductor, Overhead | Broken, wire on ground | 2015 | Tier 3 - Extreme | Distribution Circuit | 11 | 18 | 2015-11-18 | 1345048 | Sus | Y | Vegetation¦Treebranchfellonline¦ConductorOverhead¦Brokenwireonground
15-0084972 | Unknown Cause | Patrol - found nothing |  |  | 2015 | Tier 2 - Elevated | Distribution Circuit | 12 | 13 | 2015-12-13 | 1362361 | Sus | N | UnknownCause¦Patrolfoundnothing¦¦
15-0085052 | Vegetation | Tree - branch fell on line | Crossarm, Wood | Broken | 2015 | Tier 2 - Elevated | Distribution Circuit | 12 | 13 | 2015-12-13 | 1362771 | Sus | N | Vegetation¦Treebranchfellonline¦CrossarmWood¦Broken
15-0086367 | 3rd Party | Vehicle | Pole-Wood | On Ground | 2015 | Tier 3 - Extreme | Distribution Circuit | 12 | 21 | 2015-12-21 | 1367362 | Sus | N | 3rdParty¦Vehicle¦PoleWood¦OnGround
15-0086367 | 3rd Party | Vehicle | Pole-Wood | On Ground | 2015 | Tier 3 - Extreme | Distribution Circuit | 12 | 21 | 2015-12-21 | 1367362 | Sus | N | 3rdParty¦Vehicle¦PoleWood¦OnGround
15-0086507 | Equipment Failure/Involved | Overhead | Crossarm, Wood | Broken | 2015 | Tier 3 - Extreme | Distribution Circuit | 12 | 21 | 2015-12-21 | 1368186 | Sus | N | EquipmentFailureInvolved¦Overhead¦CrossarmWood¦Broken
15-0086564 | Vegetation | Tree - fell into line | Conductor, Overhead | Broken, wire on ground | 2015 | Tier 3 - Extreme | Distribution Circuit | 12 | 22 | 2015-12-22 | 1368388 | Sus | N | Vegetation¦Treefellintoline¦ConductorOverhead¦Brokenwireonground
16-0003275 | Vegetation | Tree - fell into line | Conductor, Overhead | Broken, wire on ground | 2016 | Tier 2 - Elevated | Distribution Circuit | 1 | 6 | 2016-01-06 | 1378064 | Sus | N | Vegetation¦Treefellintoline¦ConductorOverhead¦Brokenwireonground
16-0003665 | Vegetation | Tree - branch fell on line | Fuse | Failed/Faulted | 2016 | Tier 3 - Extreme | Distribution Circuit | 1 | 6 | 2016-01-06 | 1379162 | Sus | N | Vegetation¦Treebranchfellonline¦Fuse¦FailedFaulted
16-0005205 | Unknown Cause | Patrol - not conducted |  |  | 2016 | Tier 2 - Elevated | Distribution Circuit | 1 | 13 | 2016-01-13 | 1383375 | Sus | N | UnknownCause¦Patrolnotconducted¦¦
16-0007676 | Vegetation | Tree - fell into line | Conductor, Overhead | Broken, wire on ground | 2016 | Tier 2 - Elevated | Distribution Circuit | 1 | 22 | 2016-01-22 | 1390440 | Sus | N | Vegetation¦Treefellintoline¦ConductorOverhead¦Brokenwireonground
16-0009624 | Unknown Cause | Patrol - not conducted |  |  | 2016 | Tier 3 - Extreme | Distribution Circuit | 1 | 31 | 2016-01-31 | 1395802 | Sus | N | UnknownCause¦Patrolnotconducted¦¦
16-0010999 | 3rd Party | Tree - cutting, 3rd party | Conductor, Overhead | Normal | 2016 | Tier 3 - Extreme | Distribution Circuit | 2 | 5 | 2016-02-05 | 1398888 | Sus | N | 3rdParty¦Treecutting3rdparty¦ConductorOverhead¦Normal
16-0013567 | Unknown Cause | Patrol - found nothing |  |  | 2016 | Tier 3 - Extreme | Distribution Circuit | 2 | 18 | 2016-02-18 | 1407709 | Sus | N | UnknownCause¦Patrolfoundnothing¦¦
16-0013602 | Unknown Cause | Patrol - found nothing |  |  | 2016 | Tier 2 - Elevated | Distribution Circuit | 2 | 18 | 2016-02-18 | 1407797 | Sus | N | UnknownCause¦Patrolfoundnothing¦¦
16-0025567 | Equipment Failure/Involved | Overhead | Other | Failed/Faulted | 2016 | Tier 2 - Elevated | Transformer only | 4 | 1 | 2016-04-01 | 1442786 | Sus | N | EquipmentFailureInvolved¦Overhead¦Other¦FailedFaulted
16-0031018 | Equipment Failure/Involved | Overhead | Transformer (OH) | Failed/Faulted | 2016 | Tier 2 - Elevated | Transformer only | 4 | 24 | 2016-04-24 | 1457044 | Sus | N | EquipmentFailureInvolved¦Overhead¦Transformer(OH)¦FailedFaulted
16-0031517 | Equipment Failure/Involved | Overhead | Transformer (OH) | Broken | 2016 | Tier 2 - Elevated | Transformer only | 4 | 25 | 2016-04-25 | 1459072 | Sus | N | EquipmentFailureInvolved¦Overhead¦Transformer(OH)¦Broken
16-0032230 | Environmental/External | Lightning | Transformer | Failed/Faulted | 2016 | Tier 3 - Extreme | Transformer only | 4 | 28 | 2016-04-28 | 1460652 | Sus | N | EnvironmentalExternal¦Lightning¦Transformer¦FailedFaulted
16-0032235 | Environmental/External | Lightning | Transformer (OH) | Failed/Faulted | 2016 | Tier 2 - Elevated | Transformer only | 4 | 27 | 2016-04-27 | 1460667 | Sus | N | EnvironmentalExternal¦Lightning¦Transformer(OH)¦FailedFaulted
16-0032600 | Equipment Failure/Involved | Overhead | Crossarm, Wood | Burned/flashed | 2016 | Tier 3 - Extreme | Distribution Circuit | 4 | 29 | 2016-04-29 | 1461470 | Sus | N | EquipmentFailureInvolved¦Overhead¦CrossarmWood¦Burnedflashed
16-0035993 | Equipment Failure/Involved | Underground | Transformer (UG) | Failed/Faulted | 2016 | Tier 2 - Elevated | Distribution Circuit | 5 | 13 | 2016-05-13 | 1469478 | Sus | Y | EquipmentFailureInvolved¦Underground¦Transformer(UG)¦FailedFaulted
16-0039595 | Equipment Failure/Involved | Overhead | Transformer | Failed/Faulted | 2016 | Tier 2 - Elevated | Transformer only | 5 | 29 | 2016-05-29 | 1478722 | Sus | Y | EquipmentFailureInvolved¦Overhead¦Transformer¦FailedFaulted
16-0046758 | 3rd Party | Metallic Balloon | Fuse | Failed/Faulted | 2016 | Tier 2 - Elevated | Distribution Circuit | 6 | 29 | 2016-06-29 | 1498648 | Sus | Y | 3rdParty¦MetallicBalloon¦Fuse¦FailedFaulted
16-0048082 | Animal | Squirrel | Other | Normal | 2016 | Tier 3 - Extreme | Distribution Circuit | 7 | 6 | 2016-07-06 | 1501794 | Sus | Y | Animal¦Squirrel¦Other¦Normal
16-0056392 | Unknown Cause | Patrol - found nothing |  |  | 2016 | Tier 2 - Elevated | Distribution Circuit | 8 | 10 | 2016-08-10 | 1524492 | Sus | Y | UnknownCause¦Patrolfoundnothing¦¦
16-0059694 | Unknown Cause | Patrol - found nothing |  |  | 2016 | Tier 2 - Elevated | Transformer only | 8 | 24 | 2016-08-24 | 1531454 | Sus | Y | UnknownCause¦Patrolfoundnothing¦¦
16-0066643 | Vegetation | Tree - branch fell on line | Fuse | Normal | 2016 | Tier 3 - Extreme | Distribution Circuit | 9 | 22 | 2016-09-22 | 1546095 | Sus | Y | Vegetation¦Treebranchfellonline¦Fuse¦Normal
16-0066765 | Equipment Failure/Involved | Overhead | Transformer (OH) | Broken | 2016 | Tier 3 - Extreme | Transformer only | 9 | 22 | 2016-09-22 | 1546283 | Sus | Y | EquipmentFailureInvolved¦Overhead¦Transformer(OH)¦Broken
16-0076554 | Equipment Failure/Involved | Overhead | Transformer | Failed/Faulted | 2016 | Tier 2 - Elevated | Transformer only | 10 | 28 | 2016-10-28 | 1572205 | Sus | Y | EquipmentFailureInvolved¦Overhead¦Transformer¦FailedFaulted
16-0076749 | Vegetation | Tree - branch fell on line | Conductor, Overhead | Normal | 2016 | Tier 2 - Elevated | Distribution Circuit | 10 | 30 | 2016-10-30 | 1573024 | Sus | Y | Vegetation¦Treebranchfellonline¦ConductorOverhead¦Normal
16-0078351 | Animal | Squirrel | Cutout, fuse holder | Failed/Faulted | 2016 | Tier 3 - Extreme | Distribution Circuit | 11 | 7 | 2016-11-07 | 1577516 | Sus | Y | Animal¦Squirrel¦Cutoutfuseholder¦FailedFaulted
16-0083857 | Unknown Cause | Patrol - found nothing |  |  | 2016 | Tier 2 - Elevated | Distribution Circuit | 12 | 4 | 2016-12-04 | 1594515 | Sus | N | UnknownCause¦Patrolfoundnothing¦¦
16-0085053 | Vegetation | Tree - fell into line | Conductor, Overhead | Broken, wire on ground | 2016 | Tier 3 - Extreme | Distribution Circuit | 12 | 10 | 2016-12-10 | 1599548 | Sus | N | Vegetation¦Treefellintoline¦ConductorOverhead¦Brokenwireonground
16-0085379 | Equipment Failure/Involved | Underground | Conductor, Underground | Normal | 2016 | Tier 2 - Elevated | Distribution Circuit | 12 | 20 | 2016-12-20 | 1607812 | Sus | N | EquipmentFailureInvolved¦Underground¦ConductorUnderground¦Normal
17-0002811 | Unknown Cause | Patrol - not conducted |  |  | 2017 | Tier 2 - Elevated | Distribution Circuit | 1 | 2 | 2017-01-02 | 1614850 | Sus | N | UnknownCause¦Patrolnotconducted¦¦
17-0003425 | Unknown Cause | Patrol - not conducted |  |  | 2017 | Tier 2 - Elevated | Distribution Circuit | 1 | 3 | 2017-01-03 | 1617727 | Sus | N | UnknownCause¦Patrolnotconducted¦¦
17-0004880 | Vegetation | Tree - fell into line | Conductor, Overhead | Broken, wire on ground | 2017 | Tier 2 - Elevated | Distribution Circuit | 1 | 7 | 2017-01-07 | 1622433 | Sus | N | Vegetation¦Treefellintoline¦ConductorOverhead¦Brokenwireonground
17-0008260 | Unknown Cause | Patrol - found nothing |  |  | 2017 | Tier 3 - Extreme | Distribution Circuit | 1 | 12 | 2017-01-12 | 1640920 | Sus | N | UnknownCause¦Patrolfoundnothing¦¦
17-0009081 | Equipment Failure/Involved | Overhead | Other | Broken | 2017 | Tier 3 - Extreme | Distribution Circuit | 1 | 14 | 2017-01-14 | 1643314 | Sus | N | EquipmentFailureInvolved¦Overhead¦Other¦Broken
17-0010660 | Vegetation | Tree - fell into line | Conductor, Overhead | Broken, wire on ground | 2017 | Tier 2 - Elevated | Distribution Circuit | 1 | 19 | 2017-01-19 | 1649783 | Sus | N | Vegetation¦Treefellintoline¦ConductorOverhead¦Brokenwireonground
17-0011824 | Equipment Failure/Involved | Fire, pole | Insulator | Broken | 2017 | Tier 2 - Elevated | Distribution Circuit | 1 | 20 | 2017-01-20 | 1654967 | Sus | N | EquipmentFailureInvolved¦Firepole¦Insulator¦Broken
17-0011996 | Vegetation | Tree - fell into line | Conductor, Overhead | Normal | 2017 | Tier 3 - Extreme | Distribution Circuit | 1 | 21 | 2017-01-21 | 1655648 | Sus | N | Vegetation¦Treefellintoline¦ConductorOverhead¦Normal
17-0013338 | Vegetation | Tree - fell into line | Conductor, Overhead | Broken, wire on ground | 2017 | Tier 3 - Extreme | Distribution Circuit | 1 | 22 | 2017-01-22 | 1661997 | Sus | N | Vegetation¦Treefellintoline¦ConductorOverhead¦Brokenwireonground
17-0013621 | Vegetation | Tree - branch fell on line | Fuse | Failed/Faulted | 2017 | Tier 3 - Extreme | Distribution Circuit | 1 | 21 | 2017-01-21 | 1663040 | Sus | N | Vegetation¦Treebranchfellonline¦Fuse¦FailedFaulted
17-0013625 | Equipment Failure/Involved | Overhead | Insulator | Broken | 2017 | Tier 3 - Extreme | Distribution Circuit | 1 | 23 | 2017-01-23 | 1662814 | Sus | N | EquipmentFailureInvolved¦Overhead¦Insulator¦Broken
17-0014014 | Unknown Cause | Patrol - found nothing |  |  | 2017 | Tier 2 - Elevated | Distribution Circuit | 1 | 23 | 2017-01-23 | 1664087 | Sus | N | UnknownCause¦Patrolfoundnothing¦¦
17-0014276 | Vegetation | Tree - fell into line | Transformer (OH) | Broken | 2017 | Tier 3 - Extreme | Transformer only | 1 | 23 | 2017-01-23 | 1663508 | Sus | N | Vegetation¦Treefellintoline¦Transformer(OH)¦Broken
17-0014314 | Vegetation | Tree - fell into line | Conductor, Overhead | Normal | 2017 | Tier 3 - Extreme | Distribution Circuit | 1 | 24 | 2017-01-24 | 1665333 | Sus | N | Vegetation¦Treefellintoline¦ConductorOverhead¦Normal
17-0019196 | Environmental/External | Flood/Erosion | Pole-Wood | On Ground | 2017 | Tier 2 - Elevated | Distribution Circuit | 2 | 8 | 2017-02-08 | 1682542 | Sus | N | EnvironmentalExternal¦FloodErosion¦PoleWood¦OnGround
17-0019346 | Environmental/External | Flood/Erosion | Pole-Wood | Normal | 2017 | Tier 3 - Extreme | Distribution Circuit | 2 | 9 | 2017-02-09 | 1682843 | Sus | N | EnvironmentalExternal¦FloodErosion¦PoleWood¦Normal
17-0019394 | Unknown Cause | Patrol - not conducted |  |  | 2017 | Tier 3 - Extreme | Distribution Circuit | 2 | 9 | 2017-02-09 | 1683140 | Sus | N | UnknownCause¦Patrolnotconducted¦¦
17-0019610 | Unknown Cause | Patrol - not conducted |  |  | 2017 | Tier 2 - Elevated | Distribution Circuit | 2 | 9 | 2017-02-09 | 1683668 | Sus | N | UnknownCause¦Patrolnotconducted¦¦
17-0021781 | Vegetation | Tree - branch fell on line | Secondary | Broken, wire on ground | 2017 | Tier 3 - Extreme | Transformer only | 2 | 17 | 2017-02-17 | 1690852 | Sus | N | Vegetation¦Treebranchfellonline¦Secondary¦Brokenwireonground
17-0024006 | Vegetation | Tree - fell into line | Pole-Wood | Broken, wire on ground | 2017 | Tier 3 - Extreme | Distribution Circuit | 2 | 20 | 2017-02-20 | 1704921 | Sus | N | Vegetation¦Treefellintoline¦PoleWood¦Brokenwireonground
17-0026552 | Equipment Failure/Involved | Overhead | Other | Broken | 2017 | Tier 2 - Elevated | Distribution Circuit | 2 | 24 | 2017-02-24 | 1713398 | Sus | N | EquipmentFailureInvolved¦Overhead¦Other¦Broken
17-0028119 | Unknown Cause | Patrol - found nothing |  |  | 2017 | Tier 2 - Elevated | Distribution Circuit | 3 | 3 | 2017-03-03 | 1718483 | Sus | N | UnknownCause¦Patrolfoundnothing¦¦
17-0029902 | Equipment Failure/Involved | Overhead | Transformer (OH) | Failed/Faulted | 2017 | Tier 3 - Extreme | Distribution Circuit | 3 | 10 | 2017-03-10 | 1723754 | Sus | N | EquipmentFailureInvolved¦Overhead¦Transformer(OH)¦FailedFaulted
17-0030995 | Equipment Failure/Involved | Overhead | Cutout, fuse holder | Broken | 2017 | Tier 3 - Extreme | Transformer only | 3 | 15 | 2017-03-15 | 1727827 | Sus | N | EquipmentFailureInvolved¦Overhead¦Cutoutfuseholder¦Broken
17-0032533 | Company Initiated | Improper Construction | Fuse | Normal | 2017 | Tier 2 - Elevated | Distribution Circuit | 3 | 21 | 2017-03-21 | 1732486 | Sus | N | CompanyInitiated¦ImproperConstruction¦Fuse¦Normal
17-0034240 | Unknown Cause | Patrol - found nothing |  |  | 2017 | Tier 3 - Extreme | Distribution Circuit | 3 | 27 | 2017-03-27 | 1737003 | Sus | N | UnknownCause¦Patrolfoundnothing¦¦
17-0037403 | Vegetation | Tree - fell into line | Conductor, Overhead | Together | 2017 | Tier 2 - Elevated | Distribution Circuit | 4 | 6 | 2017-04-06 | 1746204 | Sus | N | Vegetation¦Treefellintoline¦ConductorOverhead¦Together
17-0037491 | Vegetation | Tree - branch fell on line | Conductor, Overhead | Broken, wire on ground | 2017 | Tier 2 - Elevated | Distribution Circuit | 4 | 6 | 2017-04-06 | 1748540 | Sus | N | Vegetation¦Treebranchfellonline¦ConductorOverhead¦Brokenwireonground
17-0039113 | Unknown Cause | Patrol - found nothing |  |  | 2017 | Tier 2 - Elevated | Distribution Circuit | 4 | 11 | 2017-04-11 | 1754881 | Sus | N | UnknownCause¦Patrolfoundnothing¦¦
17-0041781 | Vegetation | Tree - fell into line | Conductor, Overhead | Broken, wire on ground | 2017 | Tier 2 - Elevated | Distribution Circuit | 4 | 20 | 2017-04-20 | 1762108 | Sus | N | Vegetation¦Treefellintoline¦ConductorOverhead¦Brokenwireonground
17-0045243 | Equipment Failure/Involved | Overhead | Pole-Wood | Broken | 2017 | Tier 2 - Elevated | Distribution Circuit | 5 | 4 | 2017-05-04 | 1774524 | Sus | Y | EquipmentFailureInvolved¦Overhead¦PoleWood¦Broken
17-0046486 | Unknown Cause | Patrol - found nothing |  |  | 2017 | Tier 3 - Extreme | Distribution Circuit | 5 | 9 | 2017-05-09 | 1778357 | Sus | Y | UnknownCause¦Patrolfoundnothing¦¦
17-0048535 | Equipment Failure/Involved | Underground | Connector or Splice (UG) | Failed/Faulted | 2017 | Tier 2 - Elevated | Transformer only | 5 | 17 | 2017-05-17 | 1783981 | Sus | Y | EquipmentFailureInvolved¦Underground¦ConnectororSplice(UG)¦FailedFaulted
17-0053351 | Environmental/External | Fire, Forest/Grass | Conductor, Overhead | Normal | 2017 | Tier 2 - Elevated | Distribution Circuit | 6 | 7 | 2017-06-07 | 1798861 | Sus | Y | EnvironmentalExternal¦FireForestGrass¦ConductorOverhead¦Normal
17-0060121 | Unknown Cause | Patrol - not conducted |  |  | 2017 | Tier 2 - Elevated | Distribution Circuit | 7 | 2 | 2017-07-02 | 1822406 | Sus | Y | UnknownCause¦Patrolnotconducted¦¦
17-0060829 | Vegetation | Tree - cutting, PG&E contractor | Anchor or Guy | Broken | 2017 | Tier 2 - Elevated | Distribution Circuit | 7 | 6 | 2017-07-06 | 1824472 | Sus | Y | Vegetation¦TreecuttingPG&Econtractor¦AnchororGuy¦Broken
17-0061330 | Equipment Failure/Involved | Underground | Conductor, Underground | Broken | 2017 | Tier 2 - Elevated | Distribution Circuit | 7 | 7 | 2017-07-07 | 1825774 | Sus | Y | EquipmentFailureInvolved¦Underground¦ConductorUnderground¦Broken
17-0061544 | Vegetation | Tree - fell into line | Pole-Wood | Broken, wire on ground | 2017 | Tier 3 - Extreme | Distribution Circuit | 7 | 9 | 2017-07-09 | 1827366 | Sus | Y | Vegetation¦Treefellintoline¦PoleWood¦Brokenwireonground
17-0068714 | Equipment Failure/Involved | Overhead | Transformer (OH) | Broken | 2017 | Tier 2 - Elevated | Transformer only | 8 | 8 | 2017-08-08 | 1848259 | Sus | Y | EquipmentFailureInvolved¦Overhead¦Transformer(OH)¦Broken
17-0074236 | Environmental/External | Lightning | Transformer | Failed/Faulted | 2017 | Tier 2 - Elevated | Transformer only | 8 | 30 | 2017-08-30 | 1863080 | Sus | Y | EnvironmentalExternal¦Lightning¦Transformer¦FailedFaulted
17-0075058 | Environmental/External | Fire, Forest/Grass | Conductor, Overhead | Contaminated | 2017 | Tier 2 - Elevated | Transmission line | 9 | 1 | 2017-09-01 | 1865894 | Sus | Y | EnvironmentalExternal¦FireForestGrass¦ConductorOverhead¦Contaminated
17-0075118 | Animal | Bird found | Conductor, Overhead | Normal | 2017 | Tier 3 - Extreme | Distribution Circuit | 9 | 2 | 2017-09-02 | 1866051 | Sus | Y | Animal¦Birdfound¦ConductorOverhead¦Normal
17-0076916 | Equipment Failure/Involved | Underground | Stepdown | Broken | 2017 | Tier 2 - Elevated | Distribution Circuit | 9 | 8 | 2017-09-08 | 1873204 | Sus | Y | EquipmentFailureInvolved¦Underground¦Stepdown¦Broken
17-0077183 | Unknown Cause | Patrol - found nothing |  |  | 2017 | Tier 2 - Elevated | Distribution Circuit | 9 | 9 | 2017-09-09 | 1873820 | Sus | Y | UnknownCause¦Patrolfoundnothing¦¦
17-0083190 | Unknown Cause | Patrol - found nothing |  |  | 2017 | Tier 2 - Elevated | Distribution Circuit | 10 | 1 | 2017-10-01 | 1888977 | Sus | Y | UnknownCause¦Patrolfoundnothing¦¦
17-0085746 | Vegetation | Tree - fell into line | Conductor, Overhead | Broken, wire on ground | 2017 | Tier 3 - Extreme | Distribution Circuit | 10 | 9 | 2017-10-09 | 1896824 | Sus | Y | Vegetation¦Treefellintoline¦ConductorOverhead¦Brokenwireonground
17-0087179 | Equipment Failure/Involved | Overhead | Crossarm, Wood | Broken | 2017 | Tier 2 - Elevated | Distribution Circuit | 10 | 13 | 2017-10-13 | 1900135 | Sus | Y | EquipmentFailureInvolved¦Overhead¦CrossarmWood¦Broken
17-0087831 | Unknown Cause | Patrol - found nothing |  |  | 2017 | Tier 2 - Elevated | Distribution Circuit | 10 | 16 | 2017-10-16 | 1902153 | Sus | Y | UnknownCause¦Patrolfoundnothing¦¦
17-0088007 | Environmental/External | Fire, Forest/Grass | Conductor, Overhead | Contaminated | 2017 | Tier 3 - Extreme | Distribution Circuit | 10 | 8 | 2017-10-08 | 1902618 | Sus | Y | EnvironmentalExternal¦FireForestGrass¦ConductorOverhead¦Contaminated
17-0093939 | Vegetation | Tree - fell into line | Conductor, Overhead | Broken, wire on ground | 2017 | Tier 3 - Extreme | Distribution Circuit | 11 | 9 | 2017-11-09 | 1919046 | Sus | Y | Vegetation¦Treefellintoline¦ConductorOverhead¦Brokenwireonground
17-0094602 | Vegetation | Tree - bark fell into line | Conductor, Overhead | Normal | 2017 | Tier 2 - Elevated | Distribution Circuit | 11 | 13 | 2017-11-13 | 1921145 | Sus | Y | Vegetation¦Treebarkfellintoline¦ConductorOverhead¦Normal
17-0097606 | Equipment Failure/Involved | Overhead | Conductor, Overhead | Broken, wire on object | 2017 | Tier 3 - Extreme | Distribution Circuit | 11 | 26 | 2017-11-26 | 1929401 | Sus | Y | EquipmentFailureInvolved¦Overhead¦ConductorOverhead¦Brokenwireonobject
17-0100114 | Equipment Failure/Involved | Overhead | Insulator | Broken | 2017 | Tier 3 - Extreme | Distribution Circuit | 12 | 5 | 2017-12-05 | 1936631 | Sus | N | EquipmentFailureInvolved¦Overhead¦Insulator¦Broken
18-0002999 | Equipment Failure/Involved | Overhead | Transformer | Leaking | 2018 | Tier 2 - Elevated | Transformer only | 1 | 2 | 2018-01-02 | 535 | Sus | N | EquipmentFailureInvolved¦Overhead¦Transformer¦Leaking
18-0009698 | Equipment Failure/Involved | Overhead | Conductor, Overhead | Broken, wire on ground | 2018 | Tier 3 - Extreme | Distribution Circuit | 1 | 28 | 2018-01-28 | 15576 | Sus | N | EquipmentFailureInvolved¦Overhead¦ConductorOverhead¦Brokenwireonground
18-0019345 | Vegetation | Tree - fell into line | Crossarm, Wood | Broken | 2018 | Tier 2 - Elevated | Distribution Circuit | 3 | 3 | 2018-03-03 | 36992 | Sus | N | Vegetation¦Treefellintoline¦CrossarmWood¦Broken
18-0021530 | Unknown Cause | Patrol - found nothing |  |  | 2018 | Tier 2 - Elevated | Distribution Circuit | 3 | 10 | 2018-03-10 | 41341 | Sus | N | UnknownCause¦Patrolfoundnothing¦¦
18-0022782 | Unknown Cause | Patrol - not conducted |  |  | 2018 | Tier 2 - Elevated | Distribution Circuit | 3 | 14 | 2018-03-14 | 44147 | Sus | N | UnknownCause¦Patrolnotconducted¦¦
18-0023411 | Vegetation | Tree - fell into line | Conductor, Overhead | Broken, wire on ground | 2018 | Tier 3 - Extreme | Distribution Circuit | 3 | 16 | 2018-03-16 | 45615 | Sus | N | Vegetation¦Treefellintoline¦ConductorOverhead¦Brokenwireonground
18-0023670 | Equipment Failure/Involved | Overhead | Pole-Wood | Broken | 2018 | Tier 3 - Extreme | Distribution Circuit | 3 | 17 | 2018-03-17 | 46415 | Sus | N | EquipmentFailureInvolved¦Overhead¦PoleWood¦Broken
18-0025418 | Equipment Failure/Involved | Overhead | Transformer | Malfunctioning | 2018 | Tier 3 - Extreme | Transformer only | 3 | 22 | 2018-03-22 | 50053 | Sus | N | EquipmentFailureInvolved¦Overhead¦Transformer¦Malfunctioning
18-0025870 | Vegetation | Tree - fell into line | Conductor, Overhead | Together | 2018 | Tier 2 - Elevated | Distribution Circuit | 3 | 23 | 2018-03-23 | 51463 | Sus | N | Vegetation¦Treefellintoline¦ConductorOverhead¦Together
18-0026225 | Vegetation | Tree - fell into line | Fuse | Failed/Faulted | 2018 | Tier 2 - Elevated | Distribution Circuit | 3 | 23 | 2018-03-23 | 52336 | Sus | N | Vegetation¦Treefellintoline¦Fuse¦FailedFaulted
18-0029436 | Unknown Cause | Patrol - found nothing |  |  | 2018 | Tier 3 - Extreme | Distribution Circuit | 4 | 5 | 2018-04-05 | 59911 | Sus | N | UnknownCause¦Patrolfoundnothing¦¦
18-0033656 | Unknown Cause | Patrol - found nothing |  |  | 2018 | Tier 2 - Elevated | Distribution Circuit | 4 | 19 | 2018-04-19 | 69914 | Sus | N | UnknownCause¦Patrolfoundnothing¦¦
18-0040610 | Equipment Failure/Involved | Overhead | Transformer (OH) | Broken | 2018 | Tier 2 - Elevated | Distribution Circuit | 5 | 13 | 2018-05-13 | 85290 | Sus | Y | EquipmentFailureInvolved¦Overhead¦Transformer(OH)¦Broken
18-0047854 | Equipment Failure/Involved | Overhead | Transformer | Failed/Faulted | 2018 | Tier 2 - Elevated | Transformer only | 6 | 6 | 2018-06-06 | 102495 | Sus | Y | EquipmentFailureInvolved¦Overhead¦Transformer¦FailedFaulted
18-0051522 | Vegetation | Tree - fell into line | Conductor, Overhead | Contaminated | 2018 | Tier 3 - Extreme | Transformer only | 6 | 15 | 2018-06-15 | 110280 | Sus | Y | Vegetation¦Treefellintoline¦ConductorOverhead¦Contaminated
18-0051898 | Vegetation | Tree - fell into line | Conductor, Overhead | Normal | 2018 | Tier 2 - Elevated | Distribution Circuit | 6 | 18 | 2018-06-18 | 111973 | Sus | Y | Vegetation¦Treefellintoline¦ConductorOverhead¦Normal
18-0052453 | Unknown Cause | Patrol - found nothing |  |  | 2018 | Tier 3 - Extreme | Distribution Circuit | 6 | 19 | 2018-06-19 | 113181 | Sus | Y | UnknownCause¦Patrolfoundnothing¦¦
18-0053861 | Vegetation | Tree - fell into line | Transformer | Broken, wire on ground | 2018 | Tier 3 - Extreme | Transformer only | 6 | 23 | 2018-06-23 | 116108 | Sus | Y | Vegetation¦Treefellintoline¦Transformer¦Brokenwireonground
18-0054909 | Vegetation | Tree - fell into line | Conductor, Overhead | Normal | 2018 | Tier 3 - Extreme | Distribution Circuit | 6 | 27 | 2018-06-27 | 119176 | Sus | Y | Vegetation¦Treefellintoline¦ConductorOverhead¦Normal
18-0061272 | Unknown Cause | Patrol - found nothing |  |  | 2018 | Tier 2 - Elevated | Distribution Circuit | 7 | 19 | 2018-07-19 | 135231 | Sus | Y | UnknownCause¦Patrolfoundnothing¦¦
18-0065247 | Animal | Squirrel | Transformer (OH) | Broken | 2018 | Tier 2 - Elevated | Distribution Circuit | 7 | 31 | 2018-07-31 | 145689 | Sus | Y | Animal¦Squirrel¦Transformer(OH)¦Broken
18-0069115 | Vegetation | Tree - branch fell on line | Service conductor | Broken, wire on ground | 2018 | Tier 2 - Elevated | Transformer only | 8 | 13 | 2018-08-13 | 154136 | Sus | Y | Vegetation¦Treebranchfellonline¦Serviceconductor¦Brokenwireonground
18-0072785 | 3rd Party | Tree - cutting, 3rd party | Conductor, Overhead | Normal | 2018 | Tier 2 - Elevated | Distribution Circuit | 8 | 23 | 2018-08-23 | 160808 | Sus | Y | 3rdParty¦Treecutting3rdparty¦ConductorOverhead¦Normal
18-0075224 | Equipment Failure/Involved | Overhead | Crossarm, Wood | Broken | 2018 | Tier 3 - Extreme | Distribution Circuit | 8 | 30 | 2018-08-30 | 165846 | Sus | Y | EquipmentFailureInvolved¦Overhead¦CrossarmWood¦Broken
18-0081662 | Unknown Cause | Patrol - found nothing |  |  | 2018 | Tier 2 - Elevated | Distribution Circuit | 9 | 20 | 2018-09-20 | 178011 | Sus | Y | UnknownCause¦Patrolfoundnothing¦¦
18-0084011 | Equipment Failure/Involved | Underground | Transformer (UG) | Broken | 2018 | Tier 2 - Elevated | Distribution Circuit | 9 | 27 | 2018-09-27 | 182250 | Sus | Y | EquipmentFailureInvolved¦Underground¦Transformer(UG)¦Broken
18-0084011 | Equipment Failure/Involved | Underground | Transformer (UG) | Broken | 2018 | Tier 2 - Elevated | Distribution Circuit | 9 | 27 | 2018-09-27 | 182250 | Sus | Y | EquipmentFailureInvolved¦Underground¦Transformer(UG)¦Broken
18-0086344 | Vegetation | Tree - branch fell on line | Pole-Wood | Broken | 2018 | Tier 2 - Elevated | Distribution Circuit | 10 | 3 | 2018-10-03 | 187525 | Sus | Y | Vegetation¦Treebranchfellonline¦PoleWood¦Broken
18-0098977 | Equipment Failure/Involved | Overhead | Transformer (OH) | Failed/Faulted | 2018 | Tier 2 - Elevated | Distribution Circuit | 11 | 11 | 2018-11-11 | 213303 | Sus | Y | EquipmentFailureInvolved¦Overhead¦Transformer(OH)¦FailedFaulted
18-0100829 | Environmental/External | Fire, Forest/Grass | Pole-Wood | Burned/flashed | 2018 | Tier 3 - Extreme | Distribution Circuit | 11 | 8 | 2018-11-08 | 217847 | Sus | Y | EnvironmentalExternal¦FireForestGrass¦PoleWood¦Burnedflashed
18-0100861 | Environmental/External | Fire, Forest/Grass | Pole-Wood | Burned/flashed | 2018 | Tier 3 - Extreme | Distribution Circuit | 11 | 8 | 2018-11-08 | 217915 | Sus | Y | EnvironmentalExternal¦FireForestGrass¦PoleWood¦Burnedflashed
18-0100872 | Environmental/External | Fire, Forest/Grass | Pole-Wood | Burned/flashed | 2018 | Tier 3 - Extreme | Distribution Circuit | 11 | 8 | 2018-11-08 | 217934 | Sus | Y | EnvironmentalExternal¦FireForestGrass¦PoleWood¦Burnedflashed
18-0101530 | Environmental/External | Fire, Forest/Grass | Pole-Wood | Burned/flashed | 2018 | Tier 3 - Extreme | Distribution Circuit | 11 | 8 | 2018-11-08 | 219228 | Sus | Y | EnvironmentalExternal¦FireForestGrass¦PoleWood¦Burnedflashed
18-0103651 | Equipment Failure/Involved | Overhead | Crossarm, Wood | Broken | 2018 | Tier 2 - Elevated | Transformer only | 11 | 26 | 2018-11-26 | 225281 | Sus | Y | EquipmentFailureInvolved¦Overhead¦CrossarmWood¦Broken
18-0103966 | Unknown Cause | Patrol - found nothing |  |  | 2018 | Tier 3 - Extreme | Distribution Circuit | 11 | 27 | 2018-11-27 | 225780 | Sus | Y | UnknownCause¦Patrolfoundnothing¦¦
18-0103996 | Unknown Cause | Patrol - found nothing |  |  | 2018 | Tier 2 - Elevated | Distribution Circuit | 11 | 27 | 2018-11-27 | 225798 | Sus | Y | UnknownCause¦Patrolfoundnothing¦¦
18-0104650 | Unknown Cause | Patrol - found nothing |  |  | 2018 | Tier 3 - Extreme | Distribution Circuit | 11 | 28 | 2018-11-28 | 227105 | Sus | Y | UnknownCause¦Patrolfoundnothing¦¦
18-0107818 | Environmental/External | Fire, Forest/Grass | Conductor, Overhead | Burned/flashed | 2018 | Tier 2 - Elevated | Distribution Circuit | 11 | 8 | 2018-11-08 | 235562 | Sus | Y | EnvironmentalExternal¦FireForestGrass¦ConductorOverhead¦Burnedflashed
18-0109983 | Vegetation | Tree - cutting, PG&E contractor | Conductor, Overhead | Normal | 2018 | Tier 3 - Extreme | Distribution Circuit | 12 | 19 | 2018-12-19 | 243796 | Sus | N | Vegetation¦TreecuttingPG&Econtractor¦ConductorOverhead¦Normal
18-0110932 | Vegetation | Tree - bark fell into line | Fuse | Failed/Faulted | 2018 | Tier 3 - Extreme | Distribution Circuit | 12 | 28 | 2018-12-28 | 248554 | Sus | N | Vegetation¦Treebarkfellintoline¦Fuse¦FailedFaulted
19-0004668 | Vegetation | Tree - branch fell on line | Conductor, Overhead | Normal | 2019 | Tier 3 - Extreme | Distribution Circuit | 1 | 5 | 2019-01-05 | 253565 | Sus | N | Vegetation¦Treebranchfellonline¦ConductorOverhead¦Normal
19-0005251 | Unknown Cause | Patrol - found nothing |  |  | 2019 | Tier 3 - Extreme | Distribution Circuit | 1 | 6 | 2019-01-06 | 255808 | Sus | N | UnknownCause¦Patrolfoundnothing¦¦
19-0010130 | Vegetation | Tree - fell into line | Conductor, Overhead | Broken, wire on ground | 2019 | Tier 3 - Extreme | Distribution Circuit | 1 | 16 | 2019-01-16 | 267772 | Sus | N | Vegetation¦Treefellintoline¦ConductorOverhead¦Brokenwireonground
19-0011137 | Environmental/External | Ice or snow | Circuit Breaker | Normal | 2019 | Tier 3 - Extreme | Substation - Transmission | 1 | 17 | 2019-01-17 | 273809 | Sus | N | EnvironmentalExternal¦Iceorsnow¦CircuitBreaker¦Normal
19-0011934 | Unknown Cause | Patrol - found nothing |  |  | 2019 | Tier 2 - Elevated | Distribution Circuit | 1 | 18 | 2019-01-18 | 276020 | Sus | N | UnknownCause¦Patrolfoundnothing¦¦
19-0011957 | Environmental/External | Lightning | Transformer | Failed/Faulted | 2019 | Tier 2 - Elevated | Transformer only | 1 | 16 | 2019-01-16 | 271966 | Sus | N | EnvironmentalExternal¦Lightning¦Transformer¦FailedFaulted
19-0012674 | Vegetation | Tree - fell into line | Conductor, Overhead | Bent or Twisted | 2019 | Tier 2 - Elevated | Distribution Circuit | 1 | 20 | 2019-01-20 | 277721 | Sus | N | Vegetation¦Treefellintoline¦ConductorOverhead¦BentorTwisted
19-0017775 | Equipment Failure/Involved | Overhead | Conductor, Overhead | Normal | 2019 | Tier 2 - Elevated | Distribution Circuit | 2 | 4 | 2019-02-04 | 289710 | Sus | N | EquipmentFailureInvolved¦Overhead¦ConductorOverhead¦Normal
19-0018207 | Vegetation | Tree - fell into line | Conductor, Overhead | Broken, wire on ground | 2019 | Tier 3 - Extreme | Distribution Circuit | 2 | 4 | 2019-02-04 | 290715 | Sus | N | Vegetation¦Treefellintoline¦ConductorOverhead¦Brokenwireonground
19-0018713 | Vegetation | Tree - fell into line | Conductor, Overhead | On Ground | 2019 | Tier 2 - Elevated | Distribution Circuit | 2 | 5 | 2019-02-05 | 293063 | Sus | N | Vegetation¦Treefellintoline¦ConductorOverhead¦OnGround
19-0019749 | Vegetation | Tree - fell into line | Conductor, Overhead | Broken, wire on ground | 2019 | Tier 3 - Extreme | Distribution Circuit | 2 | 4 | 2019-02-04 | 295544 | Sus | N | Vegetation¦Treefellintoline¦ConductorOverhead¦Brokenwireonground
19-0020674 | Vegetation | Tree - branch fell on line | Conductor, Overhead | Normal | 2019 | Tier 3 - Extreme | Distribution Circuit | 2 | 10 | 2019-02-10 | 298810 | Sus | N | Vegetation¦Treebranchfellonline¦ConductorOverhead¦Normal
19-0020796 | Equipment Failure/Involved | Overhead | Connector or Splice (OH) | Deteriorated | 2019 | Tier 3 - Extreme | Distribution Circuit | 2 | 10 | 2019-02-10 | 299194 | Sus | N | EquipmentFailureInvolved¦Overhead¦ConnectororSplice(OH)¦Deteriorated
19-0020836 | Vegetation | Tree - fell into line | Conductor, Overhead | Broken, wire on ground | 2019 | Tier 2 - Elevated | Distribution Circuit | 2 | 9 | 2019-02-09 | 299370 | Sus | N | Vegetation¦Treefellintoline¦ConductorOverhead¦Brokenwireonground
19-0021040 | Vegetation | Tree - fell into line | Conductor, Overhead | Normal | 2019 | Tier 3 - Extreme | Distribution Circuit | 2 | 11 | 2019-02-11 | 299743 | Sus | N | Vegetation¦Treefellintoline¦ConductorOverhead¦Normal
19-0021777 | Vegetation | Tree - fell into line | Conductor, Overhead | On Ground | 2019 | Tier 2 - Elevated | Distribution Circuit | 2 | 12 | 2019-02-12 | 302651 | Sus | N | Vegetation¦Treefellintoline¦ConductorOverhead¦OnGround
19-0023487 | Vegetation | Tree - fell into line | Conductor, Overhead | Together | 2019 | Tier 2 - Elevated | Distribution Circuit | 2 | 13 | 2019-02-13 | 310123 | Sus | N | Vegetation¦Treefellintoline¦ConductorOverhead¦Together
19-0024516 | Equipment Failure/Involved | Overhead | Transformer | Deteriorated | 2019 | Tier 2 - Elevated | Transformer only | 2 | 15 | 2019-02-15 | 313849 | Sus | N | EquipmentFailureInvolved¦Overhead¦Transformer¦Deteriorated
19-0024741 | Vegetation | Tree - branch fell on line | Pole-Wood | Broken, wire on ground | 2019 | Tier 2 - Elevated | Distribution Circuit | 2 | 13 | 2019-02-13 | 315012 | Sus | N | Vegetation¦Treebranchfellonline¦PoleWood¦Brokenwireonground
19-0025684 | Equipment Failure/Involved | Overhead | Conductor, Overhead | Broken, wire on ground | 2019 | Tier 2 - Elevated | Distribution Circuit | 2 | 17 | 2019-02-17 | 316555 | Sus | N | EquipmentFailureInvolved¦Overhead¦ConductorOverhead¦Brokenwireonground
19-0028550 | Vegetation | Tree - fell into line | Conductor, Overhead | Broken, wire on ground | 2019 | Tier 2 - Elevated | Distribution Circuit | 2 | 26 | 2019-02-26 | 325167 | Sus | N | Vegetation¦Treefellintoline¦ConductorOverhead¦Brokenwireonground
19-0029234 | Unknown Cause | Patrol - found nothing |  |  | 2019 | Tier 3 - Extreme | Distribution Circuit | 2 | 28 | 2019-02-28 | 327704 | Sus | N | UnknownCause¦Patrolfoundnothing¦¦
19-0042158 | Vegetation | Tree - fell into line | Conductor, Overhead | Normal | 2019 | Tier 2 - Elevated | Distribution Circuit | 4 | 13 | 2019-04-13 | 360045 | Sus | N | Vegetation¦Treefellintoline¦ConductorOverhead¦Normal
19-0056246 | 3rd Party | Tree - cutting, 3rd party | Fuse | Failed/Faulted | 2019 | Tier 2 - Elevated | Distribution Circuit | 5 | 23 | 2019-05-23 | 388733 | Sus | Y | 3rdParty¦Treecutting3rdparty¦Fuse¦FailedFaulted
19-0062991 | Vegetation | Tree - fell into line | Conductor, Overhead | Broken, wire on ground | 2019 | Tier 2 - Elevated | Distribution Circuit | 6 | 4 | 2019-06-04 | 398084 | Sus | Y | Vegetation¦Treefellintoline¦ConductorOverhead¦Brokenwireonground
19-0063793 | Equipment Failure/Involved | Overhead | Connector or Splice (OH) | Broken | 2019 | Tier 2 - Elevated | Distribution Circuit | 6 | 6 | 2019-06-06 | 399865 | Sus | Y | EquipmentFailureInvolved¦Overhead¦ConnectororSplice(OH)¦Broken
19-0064896 | Unknown Cause | Patrol - found nothing |  |  | 2019 | Tier 2 - Elevated | Distribution Circuit | 6 | 9 | 2019-06-09 | 402703 | Sus | Y | UnknownCause¦Patrolfoundnothing¦¦
19-0067991 | Vegetation | Tree - grew into line | Conductor, Overhead | Normal | 2019 | Tier 2 - Elevated | Distribution Circuit | 6 | 15 | 2019-06-15 | 413011 | Sus | Y | Vegetation¦Treegrewintoline¦ConductorOverhead¦Normal
19-0071440 | Vegetation | Tree - fell into line | Transformer | Leaking | 2019 | Tier 2 - Elevated | Transformer only | 6 | 24 | 2019-06-24 | 427411 | Sus | Y | Vegetation¦Treefellintoline¦Transformer¦Leaking
19-0071825 | Equipment Failure/Involved | Overhead | Pole-Wood | Broken | 2019 | Tier 2 - Elevated | Distribution Circuit | 6 | 25 | 2019-06-25 | 428304 | Sus | Y | EquipmentFailureInvolved¦Overhead¦PoleWood¦Broken
19-0073580 | Equipment Failure/Involved | Underground | Transformer (UG) | Failed/Faulted | 2019 | Tier 3 - Extreme | Distribution Circuit | 7 | 1 | 2019-07-01 | 438557 | Sus | Y | EquipmentFailureInvolved¦Underground¦Transformer(UG)¦FailedFaulted
19-0081291 | Vegetation | Tree - fell into line | Conductor, Overhead | Broken, wire on ground | 2019 | Tier 2 - Elevated | Distribution Circuit | 7 | 25 | 2019-07-25 | 471840 | Sus | Y | Vegetation¦Treefellintoline¦ConductorOverhead¦Brokenwireonground
19-0082846 | Equipment Failure/Involved | Overhead | Cutout, fuse holder | Broken | 2019 | Tier 2 - Elevated | Distribution Circuit | 7 | 31 | 2019-07-31 | 476063 | Sus | Y | EquipmentFailureInvolved¦Overhead¦Cutoutfuseholder¦Broken
19-0086856 | Equipment Failure/Involved | Overhead | Crossarm, Wood | Broken | 2019 | Tier 3 - Extreme | Distribution Circuit | 8 | 12 | 2019-08-12 | 504119 | Sus | Y | EquipmentFailureInvolved¦Overhead¦CrossarmWood¦Broken
19-0087894 | Equipment Failure/Involved | Overhead | Pole-Wood | Broken | 2019 | Tier 3 - Extreme | Distribution Circuit | 8 | 14 | 2019-08-14 | 510755 | Sus | Y | EquipmentFailureInvolved¦Overhead¦PoleWood¦Broken
19-0088739 | Unknown Cause | Patrol - found nothing |  |  | 2019 | Tier 2 - Elevated | Distribution Circuit | 8 | 16 | 2019-08-16 | 515154 | Sus | Y | UnknownCause¦Patrolfoundnothing¦¦
19-0089194 | Unknown Cause | Patrol - found nothing |  |  | 2019 | Tier 3 - Extreme | Distribution Circuit | 8 | 18 | 2019-08-18 | 521604 | Sus | Y | UnknownCause¦Patrolfoundnothing¦¦
19-0089209 | Unknown Cause | Patrol - found nothing |  |  | 2019 | Tier 2 - Elevated | Distribution Circuit | 8 | 18 | 2019-08-18 | 521666 | Sus | Y | UnknownCause¦Patrolfoundnothing¦¦
19-0101023 | Environmental/External | Lightning | Transformer | Failed/Faulted | 2019 | Tier 2 - Elevated | Transformer only | 9 | 19 | 2019-09-19 | 592483 | Sus | Y | EnvironmentalExternal¦Lightning¦Transformer¦FailedFaulted
19-0106724 | Unknown Cause | Patrol - not conducted |  |  | 2019 | Tier 3 - Extreme | Distribution Circuit | 10 | 2 | 2019-10-02 | 637733 | Sus | Y | UnknownCause¦Patrolnotconducted¦¦
19-0108549 | Animal | Bird found | Conductor, Overhead | Normal | 2019 | Tier 2 - Elevated | Distribution Circuit | 10 | 8 | 2019-10-08 | 647057 | Sus | Y | Animal¦Birdfound¦ConductorOverhead¦Normal
19-0110161 | Equipment Failure/Involved | Electrical Overload | Transformer | Broken | 2019 | Tier 2 - Elevated | Transformer only | 10 | 8 | 2019-10-08 | 647731 | Sus | Y | EquipmentFailureInvolved¦ElectricalOverload¦Transformer¦Broken
19-0113819 | Animal | Bird found | Conductor, Overhead | Normal | 2019 | Tier 2 - Elevated | Distribution Circuit | 10 | 20 | 2019-10-20 | 674822 | Sus | Y | Animal¦Birdfound¦ConductorOverhead¦Normal
19-0114347 | Animal | Squirrel | Transformer (OH) | Normal | 2019 | Tier 3 - Extreme | Distribution Circuit | 10 | 22 | 2019-10-22 | 676647 | Sus | Y | Animal¦Squirrel¦Transformer(OH)¦Normal
19-0117831 | Wildfire Mitigation | Public Safety Power Shut-off | Secondary | Broken, wire on ground | 2019 | Tier 2 - Elevated | Distribution Circuit | 10 | 26 | 2019-10-26 | 691632 | Sus | Y | WildfireMitigation¦PublicSafetyPowerShutoff¦Secondary¦Brokenwireonground
19-0119121 | Unknown Cause | Patrol - found nothing |  |  | 2019 | Tier 2 - Elevated | Distribution Circuit | 10 | 30 | 2019-10-30 | 695722 | Sus | Y | UnknownCause¦Patrolfoundnothing¦¦
19-0119711 | Unknown Cause | Patrol - found nothing |  |  | 2019 | Tier 2 - Elevated | Distribution Circuit | 10 | 31 | 2019-10-31 | 696876 | Sus | Y | UnknownCause¦Patrolfoundnothing¦¦
19-0120370 | Animal | Squirrel | Fuse | Failed/Faulted | 2019 | Tier 2 - Elevated | Distribution Circuit | 11 | 2 | 2019-11-02 | 698076 | Sus | Y | Animal¦Squirrel¦Fuse¦FailedFaulted
19-0120420 | Equipment Failure/Involved | Overhead | Transformer (OH) | Leaking | 2019 | Tier 2 - Elevated | Transformer only | 11 | 2 | 2019-11-02 | 698342 | Sus | Y | EquipmentFailureInvolved¦Overhead¦Transformer(OH)¦Leaking
19-0128500 | Unknown Cause | Patrol - not conducted |  |  | 2019 | Tier 2 - Elevated | Transformer only | 11 | 25 | 2019-11-25 | 714333 | Sus | Y | UnknownCause¦Patrolnotconducted¦¦
19-0129548 | Company Initiated | Return Circuit Normal | Conductor, Overhead | Normal | 2019 | Tier 3 - Extreme | Distribution Circuit | 11 | 29 | 2019-11-29 | 723906 | Sus | Y | CompanyInitiated¦ReturnCircuitNormal¦ConductorOverhead¦Normal
19-0130221 | Unknown Cause | Patrol - found nothing |  |  | 2019 | Tier 3 - Extreme | Distribution Circuit | 11 | 27 | 2019-11-27 | 721284 | Sus | Y | UnknownCause¦Patrolfoundnothing¦¦
19-0130690 | Equipment Failure/Involved | Overhead | Cutout, fuse holder | Broken | 2019 | Tier 3 - Extreme | Transformer only | 11 | 27 | 2019-11-27 | 722027 | Sus | Y | EquipmentFailureInvolved¦Overhead¦Cutoutfuseholder¦Broken
19-0135335 | Vegetation | Tree - fell into line | Conductor, Overhead | Broken, wire on ground | 2019 | Tier 3 - Extreme | Distribution Circuit | 12 | 9 | 2019-12-09 | 734747 | Sus | N | Vegetation¦Treefellintoline¦ConductorOverhead¦Brokenwireonground
19-0136943 | Equipment Failure/Involved | Overhead | Lightning Arrestor | Broken | 2019 | Tier 2 - Elevated | Transformer only | 12 | 17 | 2019-12-17 | 744533 | Sus | N | EquipmentFailureInvolved¦Overhead¦LightningArrestor¦Broken
19-0137157 | Vegetation | Tree - fell into line | Conductor, Overhead | Broken, wire on ground | 2019 | Tier 3 - Extreme | Distribution Circuit | 12 | 18 | 2019-12-18 | 745667 | Sus | N | Vegetation¦Treefellintoline¦ConductorOverhead¦Brokenwireonground
20-0011080 | Vegetation | Tree - fell into line | Service conductor | Broken | 2020 | Tier 2 - Elevated | Transformer only | 1 | 18 | 2020-01-18 | 765703 | Sus | N | Vegetation¦Treefellintoline¦Serviceconductor¦Broken
20-0013748 | Animal | Bird found | Fuse | Failed/Faulted | 2020 | Tier 2 - Elevated | Distribution Circuit | 1 | 26 | 2020-01-26 | 770296 | Sus | N | Animal¦Birdfound¦Fuse¦FailedFaulted
20-0014914 | Vegetation | Tree - fell into line | Conductor, Overhead | Normal | 2020 | Tier 2 - Elevated | Distribution Circuit | 1 | 29 | 2020-01-29 | 772540 | Sus | N | Vegetation¦Treefellintoline¦ConductorOverhead¦Normal
20-0019064 | Vegetation | Tree - branch fell on line | Conductor, Overhead | Together | 2020 | Tier 3 - Extreme | Distribution Circuit | 2 | 9 | 2020-02-09 | 781531 | Sus | N | Vegetation¦Treebranchfellonline¦ConductorOverhead¦Together
20-0019175 | Vegetation | Tree - branch fell on line | Conductor, Overhead | Broken, wire on ground | 2020 | Tier 3 - Extreme | Distribution Circuit | 2 | 9 | 2020-02-09 | 782144 | Sus | N | Vegetation¦Treebranchfellonline¦ConductorOverhead¦Brokenwireonground
20-0019473 | Equipment Failure/Involved | Overhead | Conductor, Overhead | Broken, wire on ground | 2020 | Tier 3 - Extreme | Distribution Circuit | 2 | 9 | 2020-02-09 | 782541 | Sus | N | EquipmentFailureInvolved¦Overhead¦ConductorOverhead¦Brokenwireonground
20-0024848 | Vegetation | Tree - branch fell on line | Conductor, Overhead | Broken, wire on ground | 2020 | Tier 2 - Elevated | Distribution Circuit | 2 | 21 | 2020-02-21 | 800274 | Sus | N | Vegetation¦Treebranchfellonline¦ConductorOverhead¦Brokenwireonground
20-0032169 | Vegetation | Tree - fell into line | Conductor, Overhead | Broken, wire on ground | 2020 | Tier 3 - Extreme | Distribution Circuit | 3 | 14 | 2020-03-14 | 851709 | Sus | N | Vegetation¦Treefellintoline¦ConductorOverhead¦Brokenwireonground
20-0034533 | Vegetation | Tree - fell into line | Service conductor | Broken | 2020 | Tier 3 - Extreme | Distribution Circuit | 3 | 20 | 2020-03-20 | 859404 | Sus | N | Vegetation¦Treefellintoline¦Serviceconductor¦Broken
20-0035463 | Vegetation | Tree - fell into line | Cutout, fuse holder | Broken | 2020 | Tier 3 - Extreme | Distribution Circuit | 3 | 23 | 2020-03-23 | 862537 | Sus | N | Vegetation¦Treefellintoline¦Cutoutfuseholder¦Broken
20-0038698 | Vegetation | Tree - branch fell on line | Conductor, Overhead | Normal | 2020 | Tier 2 - Elevated | Distribution Circuit | 4 | 6 | 2020-04-06 | 883533 | Sus | N | Vegetation¦Treebranchfellonline¦ConductorOverhead¦Normal
20-0038769 | Vegetation | Tree - fell into line | Conductor, Overhead | Normal | 2020 | Tier 3 - Extreme | Distribution Circuit | 4 | 6 | 2020-04-06 | 883522 | Sus | N | Vegetation¦Treefellintoline¦ConductorOverhead¦Normal
20-0046599 | Equipment Failure/Involved | Overhead | Conductor, Overhead | Deteriorated | 2020 | Tier 2 - Elevated | Distribution Circuit | 5 | 2 | 2020-05-02 | 905936 | Sus | Y | EquipmentFailureInvolved¦Overhead¦ConductorOverhead¦Deteriorated
20-0059891 | Vegetation | Tree - fell into line | Fuse | Failed/Faulted | 2020 | Tier 3 - Extreme | Distribution Circuit | 6 | 10 | 2020-06-10 | 936379 | Sus | Y | Vegetation¦Treefellintoline¦Fuse¦FailedFaulted
20-0062986 | Equipment Failure/Involved | Overhead | Crossarm, Wood | Broken | 2020 | Tier 2 - Elevated | Distribution Circuit | 6 | 19 | 2020-06-19 | 942553 | Sus | Y | EquipmentFailureInvolved¦Overhead¦CrossarmWood¦Broken
20-0063360 | Equipment Failure/Involved | Overhead | Transformer (OH) | Failed/Faulted | 2020 | Tier 2 - Elevated | Transformer only | 6 | 20 | 2020-06-20 | 943417 | Sus | Y | EquipmentFailureInvolved¦Overhead¦Transformer(OH)¦FailedFaulted
20-0068703 | Unknown Cause | Patrol - found nothing |  |  | 2020 | Tier 2 - Elevated | Distribution Circuit | 7 | 6 | 2020-07-06 | 958784 | Sus | Y | UnknownCause¦Patrolfoundnothing¦¦
20-0083395 | Equipment Failure/Involved | Overhead | Lightning Arrestor | Burned/flashed | 2020 | Tier 2 - Elevated | Distribution Circuit | 8 | 14 | 2020-08-14 | 997212 | Sus | Y | EquipmentFailureInvolved¦Overhead¦LightningArrestor¦Burnedflashed
20-0083561 | Equipment Failure/Involved | Overhead | Transformer | Failed/Faulted | 2020 | Tier 2 - Elevated | Transformer only | 8 | 14 | 2020-08-14 | 998157 | Sus | Y | EquipmentFailureInvolved¦Overhead¦Transformer¦FailedFaulted
20-0086110 | Unknown Cause | Patrol - found nothing |  |  | 2020 | Tier 3 - Extreme | Distribution Circuit | 8 | 16 | 2020-08-16 | 1009937 | Sus | Y | UnknownCause¦Patrolfoundnothing¦¦
20-0086550 | Vegetation | Tree - grew into line | Conductor, Overhead | Normal | 2020 | Tier 2 - Elevated | Distribution Circuit | 8 | 18 | 2020-08-18 | 1018381 | Sus | Y | Vegetation¦Treegrewintoline¦ConductorOverhead¦Normal
20-0087190 | Environmental/External | Fire, Forest/Grass | Conductor, Overhead | Burned/flashed | 2020 | Tier 2 - Elevated | Distribution Circuit | 8 | 19 | 2020-08-19 | 1021348 | Sus | Y | EnvironmentalExternal¦FireForestGrass¦ConductorOverhead¦Burnedflashed
20-0088211 | Environmental/External | Lightning | Transformer | Failed/Faulted | 2020 | Tier 2 - Elevated | Transformer only | 8 | 20 | 2020-08-20 | 1025544 | Sus | Y | EnvironmentalExternal¦Lightning¦Transformer¦FailedFaulted
20-0094996 | Environmental/External | Fire, Forest/Grass | Conductor, Overhead | Normal | 2020 | Tier 2 - Elevated | Distribution Circuit | 8 | 18 | 2020-08-18 | 1061053 | Sus | Y | EnvironmentalExternal¦FireForestGrass¦ConductorOverhead¦Normal
20-0096090 | Environmental/External | Fire, Forest/Grass | Customer Equipment | Burned/flashed | 2020 | Tier 3 - Extreme | Transformer only | 8 | 19 | 2020-08-19 | 1063617 | Sus | Y | EnvironmentalExternal¦FireForestGrass¦CustomerEquipment¦Burnedflashed
20-0096429 | 3rd Party | Customer Equipment | Conductor, Overhead | Together | 2020 | Tier 2 - Elevated | Distribution Circuit | 9 | 11 | 2020-09-11 | 1064554 | Sus | Y | 3rdParty¦CustomerEquipment¦ConductorOverhead¦Together
20-0096866 | Equipment Failure/Involved | Overhead | Transformer (OH) | Failed/Faulted | 2020 | Tier 2 - Elevated | Transformer only | 9 | 12 | 2020-09-12 | 1066546 | Sus | Y | EquipmentFailureInvolved¦Overhead¦Transformer(OH)¦FailedFaulted
20-0099946 | Unknown Cause | Patrol - found nothing |  |  | 2020 | Tier 2 - Elevated | Distribution Circuit | 9 | 22 | 2020-09-22 | 1086301 | Sus | Y | UnknownCause¦Patrolfoundnothing¦¦
20-0100204 | Environmental/External | Fire, Forest/Grass | Conductor, Overhead | Burned/flashed | 2020 | Tier 3 - Extreme | Distribution Circuit | 9 | 7 | 2020-09-07 | 1087935 | Sus | Y | EnvironmentalExternal¦FireForestGrass¦ConductorOverhead¦Burnedflashed
20-0100381 | Environmental/External | Fire, Forest/Grass | Conductor, Overhead | Burned/flashed | 2020 | Tier 2 - Elevated | Distribution Circuit | 9 | 7 | 2020-09-07 | 1088650 | Sus | Y | EnvironmentalExternal¦FireForestGrass¦ConductorOverhead¦Burnedflashed
20-0100549 | Environmental/External | Fire, Forest/Grass | Conductor, Overhead | Burned/flashed | 2020 | Tier 2 - Elevated | Distribution Circuit | 9 | 7 | 2020-09-07 | 1089253 | Sus | Y | EnvironmentalExternal¦FireForestGrass¦ConductorOverhead¦Burnedflashed
20-0100815 | Vegetation | Tree - fell into line | Pole-Wood | Broken, wire on ground | 2020 | Tier 3 - Extreme | Distribution Circuit | 9 | 23 | 2020-09-23 | 1090555 | Sus | Y | Vegetation¦Treefellintoline¦PoleWood¦Brokenwireonground
20-0102102 | Vegetation | Tree - branch fell on line | Crossarm, Wood | Broken, wire on ground | 2020 | Tier 2 - Elevated | Distribution Circuit | 9 | 27 | 2020-09-27 | 1095205 | Sus | Y | Vegetation¦Treebranchfellonline¦CrossarmWood¦Brokenwireonground
20-0104259 | Unknown Cause | Patrol - not conducted |  |  | 2020 | Tier 3 - Extreme | Distribution Circuit | 10 | 1 | 2020-10-01 | 1105968 | Sus | Y | UnknownCause¦Patrolnotconducted¦¦
20-0106078 | 3rd Party | Tree - cutting, 3rd party | Conductor, Overhead | Broken, wire on ground | 2020 | Tier 3 - Extreme | Distribution Circuit | 10 | 7 | 2020-10-07 | 1112858 | Sus | Y | 3rdParty¦Treecutting3rdparty¦ConductorOverhead¦Brokenwireonground
20-0107340 | Vegetation | Tree - branch fell on line | Conductor, Overhead | Normal | 2020 | Tier 2 - Elevated | Distribution Circuit | 10 | 11 | 2020-10-11 | 1115241 | Sus | Y | Vegetation¦Treebranchfellonline¦ConductorOverhead¦Normal
20-0112439 | Wildfire Mitigation | Public Safety Power Shut-off | Recloser | Normal | 2020 | Tier 3 - Extreme | Distribution Circuit | 10 | 25 | 2020-10-25 | 1126170 | Sus | Y | WildfireMitigation¦PublicSafetyPowerShutoff¦Recloser¦Normal
20-0112912 | Animal | Squirrel | Fuse | Failed/Faulted | 2020 | Tier 2 - Elevated | Distribution Circuit | 10 | 24 | 2020-10-24 | 1124704 | Sus | Y | Animal¦Squirrel¦Fuse¦FailedFaulted
20-0114599 | Vegetation | Tree - branch fell on line | Fuse | Burned Open | 2020 | Tier 2 - Elevated | Distribution Circuit | 10 | 28 | 2020-10-28 | 1131157 | Sus | Y | Vegetation¦Treebranchfellonline¦Fuse¦BurnedOpen
20-0115647 | 3rd Party | Customer Equipment | Transformer (OH) | Failed/Faulted | 2020 | Tier 2 - Elevated | Distribution Circuit | 10 | 31 | 2020-10-31 | 1132696 | Sus | Y | 3rdParty¦CustomerEquipment¦Transformer(OH)¦FailedFaulted
20-0115804 | Equipment Failure/Involved | Substation | Circuit Breaker | Broken | 2020 | Tier 2 - Elevated | Substation - Distribution | 11 | 1 | 2020-11-01 | 1133458 | Sus | Y | EquipmentFailureInvolved¦Substation¦CircuitBreaker¦Broken
20-0117341 | Equipment Failure/Involved | Overhead | Transformer | Failed/Faulted | 2020 | Tier 3 - Extreme | Transformer only | 11 | 5 | 2020-11-05 | 1136411 | Sus | Y | EquipmentFailureInvolved¦Overhead¦Transformer¦FailedFaulted
20-0120281 | Animal | Squirrel | Transformer (OH) | Failed/Faulted | 2020 | Tier 2 - Elevated | Transformer only | 11 | 12 | 2020-11-12 | 1142888 | Sus | Y | Animal¦Squirrel¦Transformer(OH)¦FailedFaulted
20-0128521 | Vegetation | Tree - fell into line | Conductor, Overhead | On Ground | 2020 | Tier 2 - Elevated | Distribution Circuit | 12 | 7 | 2020-12-07 | 1167687 | Sus | N | Vegetation¦Treefellintoline¦ConductorOverhead¦OnGround
20-0129850 | Unknown Cause | Patrol - not conducted |  |  | 2020 | Tier 2 - Elevated | Distribution Circuit | 12 | 11 | 2020-12-11 | 1180380 | Sus | N | UnknownCause¦Patrolnotconducted¦¦
20-0130738 | Equipment Failure/Involved | Overhead | Insulator | Broken | 2020 | Tier 2 - Elevated | Distribution Circuit | 12 | 16 | 2020-12-16 | 1190832 | Sus | N | EquipmentFailureInvolved¦Overhead¦Insulator¦Broken
20-0131184 | Unknown Cause | Patrol - found nothing |  |  | 2020 | Tier 3 - Extreme | Distribution Circuit | 12 | 19 | 2020-12-19 | 1194589 | Sus | N | UnknownCause¦Patrolfoundnothing¦¦
20-0131456 | Unknown Cause | Patrol - found nothing |  |  | 2020 | Tier 2 - Elevated | Distribution Circuit | 12 | 22 | 2020-12-22 | 1196958 | Sus | N | UnknownCause¦Patrolfoundnothing¦¦
21-0004257 | Unknown Cause | Patrol - found nothing |  |  | 2021 | Tier 2 - Elevated | Distribution Circuit | 1 | 1 | 2021-01-01 | 1202221 | Sus | N | UnknownCause¦Patrolfoundnothing¦¦
21-0010715 | Equipment Failure/Involved | Overhead | Connector or Splice (OH) | Burned Open | 2021 | Tier 2 - Elevated | Transformer only | 1 | 19 | 2021-01-19 | 1216537 | Sus | N | EquipmentFailureInvolved¦Overhead¦ConnectororSplice(OH)¦BurnedOpen
21-0010996 | Unknown Cause | Patrol - found nothing |  |  | 2021 | Tier 2 - Elevated | Distribution Circuit | 1 | 19 | 2021-01-19 | 1217635 | Sus | N | UnknownCause¦Patrolfoundnothing¦¦
21-0011817 | Vegetation | Tree - fell into line | Conductor, Overhead | Broken, wire on ground | 2021 | Tier 3 - Extreme | Distribution Circuit | 1 | 18 | 2021-01-18 | 1219384 | Sus | N | Vegetation¦Treefellintoline¦ConductorOverhead¦Brokenwireonground
21-0011821 | Unknown Cause | Patrol - found nothing |  |  | 2021 | Tier 3 - Extreme | Distribution Circuit | 1 | 18 | 2021-01-18 | 1219388 | Sus | N | UnknownCause¦Patrolfoundnothing¦¦
21-0013941 | Unknown Cause | Patrol - found nothing |  |  | 2021 | Tier 2 - Elevated | Distribution Circuit | 1 | 25 | 2021-01-25 | 1224527 | Sus | N | UnknownCause¦Patrolfoundnothing¦¦
21-0015809 | Equipment Failure/Involved | Overhead | Jumper | Broken | 2021 | Tier 3 - Extreme | Distribution Circuit | 1 | 26 | 2021-01-26 | 1227435 | Sus | N | EquipmentFailureInvolved¦Overhead¦Jumper¦Broken
21-0016076 | Vegetation | Tree - bark fell into line | Conductor, Overhead | Normal | 2021 | Tier 2 - Elevated | Distribution Circuit | 1 | 27 | 2021-01-27 | 1233743 | Sus | N | Vegetation¦Treebarkfellintoline¦ConductorOverhead¦Normal
21-0018659 | Vegetation | Tree - fell into line | Conductor, Overhead | On Ground | 2021 | Tier 3 - Extreme | Distribution Circuit | 1 | 26 | 2021-01-26 | 1242432 | Sus | N | Vegetation¦Treefellintoline¦ConductorOverhead¦OnGround
21-0020036 | Vegetation | Tree - fell into line | Conductor, Overhead | Normal | 2021 | Tier 3 - Extreme | Distribution Circuit | 2 | 1 | 2021-02-01 | 1245281 | Sus | N | Vegetation¦Treefellintoline¦ConductorOverhead¦Normal
21-0020598 | Vegetation | Tree - fell into line | Conductor, Overhead | Broken, wire on ground | 2021 | Tier 2 - Elevated | Distribution Circuit | 1 | 26 | 2021-01-26 | 1245455 | Sus | N | Vegetation¦Treefellintoline¦ConductorOverhead¦Brokenwireonground
21-0021234 | Unknown Cause | Patrol - found nothing |  |  | 2021 | Tier 2 - Elevated | Distribution Circuit | 2 | 2 | 2021-02-02 | 1246705 | Sus | N | UnknownCause¦Patrolfoundnothing¦¦
21-0021498 | Equipment Failure/Involved | Overhead | Pole-Wood | Broken, wire on ground | 2021 | Tier 3 - Extreme | Distribution Circuit | 1 | 26 | 2021-01-26 | 1247280 | Sus | N | EquipmentFailureInvolved¦Overhead¦PoleWood¦Brokenwireonground
21-0028950 | Equipment Failure/Involved | Underground | Connector or Splice (UG) | Burned/flashed | 2021 | Tier 2 - Elevated | Transformer only | 2 | 24 | 2021-02-24 | 1260985 | Sus | N | EquipmentFailureInvolved¦Underground¦ConnectororSplice(UG)¦Burnedflashed
21-0036500 | Unknown Cause | Patrol - found nothing |  |  | 2021 | Tier 3 - Extreme | Distribution Circuit | 3 | 15 | 2021-03-15 | 1282611 | Sus | N | UnknownCause¦Patrolfoundnothing¦¦
21-0036800 | Vegetation | Tree - fell into line | Conductor, Overhead | Broken, wire on ground | 2021 | Tier 2 - Elevated | Distribution Circuit | 3 | 15 | 2021-03-15 | 1283576 | Sus | N | Vegetation¦Treefellintoline¦ConductorOverhead¦Brokenwireonground
21-0039129 | Equipment Failure/Involved | Overhead | Transformer (OH) | Failed/Faulted | 2021 | Tier 2 - Elevated | Transformer only | 3 | 21 | 2021-03-21 | 1290752 | Sus | N | EquipmentFailureInvolved¦Overhead¦Transformer(OH)¦FailedFaulted
21-0041850 | Animal | Squirrel |  | Failed/Faulted | 2021 | Tier 2 - Elevated | Transformer only | 3 | 27 | 2021-03-27 | 1301741 | Sus | N | Animal¦Squirrel¦¦FailedFaulted
21-0043786 | Vegetation | Tree - fell into line | Conductor, Overhead | Broken, wire on ground | 2021 | Tier 2 - Elevated | Distribution Circuit | 4 | 1 | 2021-04-01 | 1304801 | Sus | N | Vegetation¦Treefellintoline¦ConductorOverhead¦Brokenwireonground
21-0044420 | Equipment Failure/Involved | Overhead | Connector or Splice (OH) | Broken, wire on ground | 2021 | Tier 2 - Elevated | Distribution Circuit | 4 | 3 | 2021-04-03 | 1306352 | Sus | N | EquipmentFailureInvolved¦Overhead¦ConnectororSplice(OH)¦Brokenwireonground
21-0060763 | Unknown Cause | Patrol - found nothing |  |  | 2021 | Tier 2 - Elevated | Distribution Circuit | 5 | 13 | 2021-05-13 | 1347642 | Sus | Y | UnknownCause¦Patrolfoundnothing¦¦
21-0085205 | Equipment Failure/Involved | Underground | Bushing | Broken | 2021 | Tier 2 - Elevated | Transformer only | 7 | 6 | 2021-07-06 | 1392777 | Sus | Y | EquipmentFailureInvolved¦Underground¦Bushing¦Broken
21-0085625 | Equipment Failure/Involved | Overhead | Other | Broken | 2021 | Tier 2 - Elevated | Distribution Circuit | 7 | 6 | 2021-07-06 | 1393200 | Sus | Y | EquipmentFailureInvolved¦Overhead¦Other¦Broken
21-0087771 | Unknown Cause | Patrol - found nothing |  |  | 2021 | Tier 3 - Extreme | Distribution Circuit | 7 | 11 | 2021-07-11 | 1399752 | Sus | Y | UnknownCause¦Patrolfoundnothing¦¦
21-0089302 | Equipment Failure/Involved | Overhead | Pole-Wood | Broken | 2021 | Tier 3 - Extreme | Distribution Circuit | 7 | 14 | 2021-07-14 | 1403922 | Sus | Y | EquipmentFailureInvolved¦Overhead¦PoleWood¦Broken
21-0096142 | Unknown Cause | Patrol - found nothing |  |  | 2021 | Tier 3 - Extreme | Distribution Circuit | 7 | 28 | 2021-07-28 | 1417288 | Sus | Y | UnknownCause¦Patrolfoundnothing¦¦
21-0102819 | Unknown Cause | Patrol - found nothing |  |  | 2021 | Tier 2 - Elevated | Distribution Circuit | 8 | 10 | 2021-08-10 | 1439327 | Sus | Y | UnknownCause¦Patrolfoundnothing¦¦
21-0107493 | Unknown Cause | Patrol - not conducted |  |  | 2021 | Tier 2 - Elevated | Distribution Circuit | 8 | 20 | 2021-08-20 | 1448858 | Sus | Y | UnknownCause¦Patrolnotconducted¦¦
21-0107780 | Equipment Failure/Involved | Overhead | Pole-Wood | Deteriorated | 2021 | Tier 2 - Elevated | Distribution Circuit | 8 | 21 | 2021-08-21 | 1449705 | Sus | Y | EquipmentFailureInvolved¦Overhead¦PoleWood¦Deteriorated
21-0116523 | Unknown Cause | Patrol - found nothing |  |  | 2021 | Tier 2 - Elevated | Distribution Circuit | 9 | 12 | 2021-09-12 | 1470114 | Sus | Y | UnknownCause¦Patrolfoundnothing¦¦
21-0122304 | Unknown Cause | Patrol - found nothing |  |  | 2021 | Tier 3 - Extreme | Distribution Circuit | 9 | 25 | 2021-09-25 | 1480339 | Sus | Y | UnknownCause¦Patrolfoundnothing¦¦
21-0129509 | Unknown Cause | Patrol - found nothing |  |  | 2021 | Tier 2 - Elevated | Distribution Circuit | 10 | 11 | 2021-10-11 | 1495100 | Sus | Y | UnknownCause¦Patrolfoundnothing¦¦
21-0136155 | Unknown Cause | Patrol - found nothing |  |  | 2021 | Tier 3 - Extreme | Distribution Circuit | 10 | 24 | 2021-10-24 | 1510594 | Sus | Y | UnknownCause¦Patrolfoundnothing¦¦
21-0137470 | Unknown Cause | Patrol - not conducted |  |  | 2021 | Tier 3 - Extreme | Distribution Circuit | 10 | 24 | 2021-10-24 | 1509457 | Sus | Y | UnknownCause¦Patrolnotconducted¦¦
21-0137708 | Equipment Failure/Involved | Overhead | Fuse | Broken | 2021 | Tier 2 - Elevated | Transformer only | 10 | 25 | 2021-10-25 | 1519916 | Sus | Y | EquipmentFailureInvolved¦Overhead¦Fuse¦Broken
21-0145254 | 3rd Party | Vehicle | Conductor, Overhead | Normal | 2021 | Tier 2 - Elevated | Distribution Circuit | 11 | 13 | 2021-11-13 | 1542361 | Sus | Y | 3rdParty¦Vehicle¦ConductorOverhead¦Normal
21-0152619 | Unknown Cause | Patrol - found nothing |  |  | 2021 | Tier 3 - Extreme | Transformer only | 11 | 29 | 2021-11-29 | 1555825 | Sus | Y | UnknownCause¦Patrolfoundnothing¦¦
21-0153454 | 3rd Party | Customer Equipment | Secondary | Normal | 2021 | Tier 2 - Elevated | Transformer only | 12 | 1 | 2021-12-01 | 1556997 | Sus | N | 3rdParty¦CustomerEquipment¦Secondary¦Normal
21-0155049 | 3rd Party | Vehicle | Pole-Wood | Broken, wire on ground | 2021 | Tier 3 - Extreme | Distribution Circuit | 12 | 5 | 2021-12-05 | 1559645 | Sus | N | 3rdParty¦Vehicle¦PoleWood¦Brokenwireonground
21-0156945 | Animal | Bird found | Conductor, Overhead | Broken, wire on ground | 2021 | Tier 2 - Elevated | Distribution Circuit | 12 | 13 | 2021-12-13 | 1565832 | Sus | N | Animal¦Birdfound¦ConductorOverhead¦Brokenwireonground
21-0157741 | Vegetation | Tree - fell into line | Conductor, Overhead | Broken, wire on ground | 2021 | Tier 2 - Elevated | Distribution Circuit | 12 | 14 | 2021-12-14 | 1569443 | Sus | N | Vegetation¦Treefellintoline¦ConductorOverhead¦Brokenwireonground
21-0158048 | Vegetation | Tree - fell into line | Conductor, Overhead | Normal | 2021 | Tier 2 - Elevated | Distribution Circuit | 12 | 14 | 2021-12-14 | 1569609 | Sus | N | Vegetation¦Treefellintoline¦ConductorOverhead¦Normal
21-0159555 | 3rd Party | Customer Equipment | Pole-Wood | Broken | 2021 | Tier 2 - Elevated | Distribution Circuit | 12 | 15 | 2021-12-15 | 1575995 | Sus | N | 3rdParty¦CustomerEquipment¦PoleWood¦Broken
21-0160475 | Animal | Bird found | Conductor, Overhead | Normal | 2021 | Tier 3 - Extreme | Distribution Circuit | 12 | 24 | 2021-12-24 | 1580862 | Sus | N | Animal¦Birdfound¦ConductorOverhead¦Normal
21-0160561 | Vegetation | Tree - branch fell on line | Conductor, Overhead | Broken, wire on ground | 2021 | Tier 3 - Extreme | Distribution Circuit | 12 | 25 | 2021-12-25 | 1581301 | Sus | N | Vegetation¦Treebranchfellonline¦ConductorOverhead¦Brokenwireonground
21-0161170 | Environmental/External | Ice or snow | Fuse | Normal | 2021 | Tier 2 - Elevated | Distribution Circuit | 12 | 27 | 2021-12-27 | 1586024 | Sus | N | EnvironmentalExternal¦Iceorsnow¦Fuse¦Normal
21-0161633 | Vegetation | Tree - fell into line | Pole-Wood | Broken | 2021 | Tier 3 - Extreme | Distribution Circuit | 12 | 29 | 2021-12-29 | 1588827 | Sus | N | Vegetation¦Treefellintoline¦PoleWood¦Broken
21-0161855 | Vegetation | Tree - fell into line | Conductor, Overhead | Broken, wire on ground | 2021 | Tier 2 - Elevated | Distribution Circuit | 12 | 27 | 2021-12-27 | 1589979 | Sus | N | Vegetation¦Treefellintoline¦ConductorOverhead¦Brokenwireonground
21-0161955 | Vegetation | Tree - fell into line | Conductor, Overhead | Normal | 2021 | Tier 2 - Elevated | Distribution Circuit | 12 | 27 | 2021-12-27 | 1590481 | Sus | N | Vegetation¦Treefellintoline¦ConductorOverhead¦Normal
22-0005124 | Unknown Cause | Patrol - found nothing |  |  | 2021 | Tier 3 - Extreme | Distribution Circuit | 12 | 27 | 2021-12-27 | 1591871 | Sus | N | UnknownCause¦Patrolfoundnothing¦¦
22-0005213 | Unknown Cause | Patrol - not conducted |  |  | 2022 | Tier 2 - Elevated | Distribution Circuit | 1 | 2 | 2022-01-02 | 1592425 | Sus | N | UnknownCause¦Patrolnotconducted¦¦
22-0005958 | Equipment Failure/Involved | Overhead | Fuse | Broken | 2022 | Tier 3 - Extreme | Distribution Circuit | 1 | 3 | 2022-01-03 | 1594178 | Sus | N | EquipmentFailureInvolved¦Overhead¦Fuse¦Broken
22-0009349 | Equipment Failure/Involved | Overhead | Pole-Wood | Broken | 2022 | Tier 3 - Extreme | Distribution Circuit | 1 | 13 | 2022-01-13 | 1601511 | Sus | N | EquipmentFailureInvolved¦Overhead¦PoleWood¦Broken
22-0018188 | Equipment Failure/Involved | Overhead | Pole-Wood | Contaminated | 2022 | Tier 2 - Elevated | Distribution Circuit | 2 | 3 | 2022-02-03 | 1620405 | Sus | N | EquipmentFailureInvolved¦Overhead¦PoleWood¦Contaminated
22-0020447 | Company Initiated | Return Circuit Normal | Cutout, fuse holder | Broken | 2022 | Tier 2 - Elevated | Distribution Circuit | 4 | 13 | 2022-04-13 | 1671295 | Sus | N | CompanyInitiated¦ReturnCircuitNormal¦Cutoutfuseholder¦Broken
22-0023631 | 3rd Party | Vehicle | Conductor, Overhead | Normal | 2022 | Tier 2 - Elevated | Distribution Circuit | 2 | 17 | 2022-02-17 | 1630112 | Sus | N | 3rdParty¦Vehicle¦ConductorOverhead¦Normal
22-0032372 | Equipment Failure/Involved | Overhead | Transformer (OH) | Broken | 2022 | Tier 2 - Elevated | Transformer only | 3 | 10 | 2022-03-10 | 1646123 | Sus | N | EquipmentFailureInvolved¦Overhead¦Transformer(OH)¦Broken
22-0032566 | Equipment Failure/Involved | Overhead | Connector or Splice (OH) | Broken, wire on ground | 2022 | Tier 2 - Elevated | Distribution Circuit | 3 | 10 | 2022-03-10 | 1646395 | Sus | N | EquipmentFailureInvolved¦Overhead¦ConnectororSplice(OH)¦Brokenwireonground
22-0045250 | Vegetation | Tree - branch fell on line | Conductor, Overhead | Normal | 2022 | Tier 3 - Extreme | Distribution Circuit | 4 | 11 | 2022-04-11 | 1668039 | Sus | N | Vegetation¦Treebranchfellonline¦ConductorOverhead¦Normal
22-0052249 | Vegetation | Tree - fell into line | Conductor, Overhead | Normal | 2022 | Tier 2 - Elevated | Distribution Circuit | 4 | 20 | 2022-04-20 | 1677843 | Sus | N | Vegetation¦Treefellintoline¦ConductorOverhead¦Normal
22-0059293 | Equipment Failure/Involved | Fire, pole | Pole-Wood | Broken | 2022 | Tier 2 - Elevated | Distribution Circuit | 5 | 7 | 2022-05-07 | 1690431 | Sus | Y | EquipmentFailureInvolved¦Firepole¦PoleWood¦Broken
22-0068493 | Equipment Failure/Involved | Overhead | Transformer (OH) | Failed/Faulted | 2022 | Tier 3 - Extreme | Transformer only | 5 | 31 | 2022-05-31 | 1714819 | Sus | Y | EquipmentFailureInvolved¦Overhead¦Transformer(OH)¦FailedFaulted
22-0100283 | Equipment Failure/Involved | Overhead | Fuse | Burned Open | 2022 | Tier 2 - Elevated | Transformer only | 8 | 22 | 2022-08-22 | 1786864 | Sus | Y | EquipmentFailureInvolved¦Overhead¦Fuse¦BurnedOpen
22-0102192 | Equipment Failure/Involved | Overhead | Conductor, Overhead | Broken, wire on ground | 2022 | Tier 3 - Extreme | Transmission line | 8 | 26 | 2022-08-26 | 1791909 | Sus | Y | EquipmentFailureInvolved¦Overhead¦ConductorOverhead¦Brokenwireonground
22-0103102 | Equipment Failure/Involved | Overhead | Transformer (OH) | Broken | 2022 | Tier 2 - Elevated | Distribution Circuit | 8 | 29 | 2022-08-29 | 1794196 | Sus | Y | EquipmentFailureInvolved¦Overhead¦Transformer(OH)¦Broken
22-0104504 | Equipment Failure/Involved | Overhead | Transformer | Broken | 2022 | Tier 2 - Elevated | Transformer only | 9 | 1 | 2022-09-01 | 1796520 | Sus | Y | EquipmentFailureInvolved¦Overhead¦Transformer¦Broken
22-0105509 | Equipment Failure/Involved | Overhead | Pole-Wood | Broken | 2022 | Tier 2 - Elevated | Distribution Circuit | 9 | 3 | 2022-09-03 | 1798375 | Sus | Y | EquipmentFailureInvolved¦Overhead¦PoleWood¦Broken
22-0105644 | Animal | Bird found | Transformer (OH) |  | 2022 | Tier 2 - Elevated | Transformer only | 9 | 4 | 2022-09-04 | 1798719 | Sus | Y | Animal¦Birdfound¦Transformer(OH)¦
22-0120925 | Equipment Failure/Involved | Overhead | Pole-Wood | Deteriorated | 2022 | Tier 2 - Elevated | Distribution Circuit | 10 | 13 | 2022-10-13 | 1836173 | Sus | Y | EquipmentFailureInvolved¦Overhead¦PoleWood¦Deteriorated
22-0126018 | Animal | Squirrel | Conductor, Overhead | Normal | 2022 | Tier 2 - Elevated | Distribution Circuit | 10 | 30 | 2022-10-30 | 1848722 | Sus | Y | Animal¦Squirrel¦ConductorOverhead¦Normal
22-0127265 | Environmental/External | Lightning | Conductor, Overhead | Normal | 2022 | Tier 2 - Elevated | Distribution Circuit | 11 | 2 | 2022-11-02 | 1852097 | Sus | Y | EnvironmentalExternal¦Lightning¦ConductorOverhead¦Normal
22-0128514 | Equipment Failure/Involved | Overhead | Connector or Splice (OH) | Broken | 2022 | Tier 2 - Elevated | Transformer only | 11 | 7 | 2022-11-07 | 1855839 | Sus | Y | EquipmentFailureInvolved¦Overhead¦ConnectororSplice(OH)¦Broken
22-0128588 | Vegetation | Tree - fell into line | Conductor, Overhead | Normal | 2022 | Tier 3 - Extreme | Distribution Circuit | 11 | 7 | 2022-11-07 | 1856182 | Sus | Y | Vegetation¦Treefellintoline¦ConductorOverhead¦Normal
22-0130996 | Equipment Failure/Involved | Overhead | Fuse | Failed/Faulted | 2022 | Tier 2 - Elevated | Transformer only | 11 | 14 | 2022-11-14 | 1862530 | Sus | Y | EquipmentFailureInvolved¦Overhead¦Fuse¦FailedFaulted
22-0133993 | Unknown Cause | Patrol - found nothing |  |  | 2022 | Tier 2 - Elevated | Distribution Circuit | 11 | 24 | 2022-11-24 | 1868675 | Sus | Y | UnknownCause¦Patrolfoundnothing¦¦
22-0140197 | 3rd Party | Vehicle | Crossarm, Wood | Broken | 2022 | Tier 2 - Elevated | Transformer only | 12 | 15 | 2022-12-15 | 1890472 | Sus | N | 3rdParty¦Vehicle¦CrossarmWood¦Broken
22-0142316 | Equipment Failure/Involved | Overhead | Transformer | Broken | 2022 | Tier 2 - Elevated | Transformer only | 12 | 30 | 2022-12-30 | 1902611 | Sus | N | EquipmentFailureInvolved¦Overhead¦Transformer¦Broken
15-0011502 | Equipment Failure/Involved | Other | Transformer | Broken | 2015 | Tier 2 - Elevated | Transformer only | 2 | 8 | 2015-02-08 | 1182217 | Sus | N | EquipmentFailureInvolved¦Other¦Transformer¦Broken
15-0012670 | Vegetation | Tree - branch fell on line | Pole-Wood | Broken | 2015 | Tier 2 - Elevated | Distribution Circuit | 2 | 11 | 2015-02-11 | 1188452 | Sus | N | Vegetation¦Treebranchfellonline¦PoleWood¦Broken
15-0013311 | Equipment Failure/Involved | Other | Transformer | Malfunctioning | 2015 | Tier 2 - Elevated | Distribution Circuit | 2 | 13 | 2015-02-13 | 1189975 | Sus | N | EquipmentFailureInvolved¦Other¦Transformer¦Malfunctioning
15-0017912 | 3rd Party | Dig in, 3rd party | Bushing | Broken | 2015 | Tier 3 - Extreme | Distribution Circuit | 3 | 6 | 2015-03-06 | 1200225 | Sus | N | 3rdParty¦Digin3rdparty¦Bushing¦Broken
15-0034574 | Equipment Failure/Involved | Overhead | Connector or Splice (OH) | Burned Open | 2015 | Tier 3 - Extreme | Transformer only | 5 | 15 | 2015-05-15 | 1235350 | Sus | Y | EquipmentFailureInvolved¦Overhead¦ConnectororSplice(OH)¦BurnedOpen
15-0035050 | Equipment Failure/Involved | Overhead | Transformer (OH) | Broken | 2015 | Tier 2 - Elevated | Transformer only | 5 | 18 | 2015-05-18 | 1236666 | Sus | Y | EquipmentFailureInvolved¦Overhead¦Transformer(OH)¦Broken
15-0038595 | Environmental/External | Lightning | Transformer (OH) | Failed/Faulted | 2015 | Tier 3 - Extreme | Transformer only | 6 | 4 | 2015-06-04 | 1243818 | Sus | Y | EnvironmentalExternal¦Lightning¦Transformer(OH)¦FailedFaulted
15-0039866 | Vegetation | Tree - branch fell on line | Conductor, Overhead | Broken, wire on ground | 2015 | Tier 2 - Elevated | Distribution Circuit | 6 | 9 | 2015-06-09 | 1247861 | Sus | Y | Vegetation¦Treebranchfellonline¦ConductorOverhead¦Brokenwireonground
15-0040306 | Unknown Cause | Patrol - found nothing |  |  | 2015 | Tier 2 - Elevated | Distribution Circuit | 6 | 11 | 2015-06-11 | 1249002 | Sus | Y | UnknownCause¦Patrolfoundnothing¦¦
15-0040352 | Unknown Cause | Patrol - found nothing |  |  | 2015 | Tier 2 - Elevated | Distribution Circuit | 6 | 11 | 2015-06-11 | 1249141 | Sus | Y | UnknownCause¦Patrolfoundnothing¦¦
15-0041756 | 3rd Party | Vehicle | Fuse | Failed/Faulted | 2015 | Tier 3 - Extreme | Distribution Circuit | 6 | 17 | 2015-06-17 | 1252454 | Sus | Y | 3rdParty¦Vehicle¦Fuse¦FailedFaulted
15-0046124 | Vegetation | Tree - branch fell on line | Crossarm, Wood | Broken | 2015 | Tier 3 - Extreme | Transformer only | 7 | 7 | 2015-07-07 | 1264493 | Sus | Y | Vegetation¦Treebranchfellonline¦CrossarmWood¦Broken
15-0046387 | Vegetation | Tree - fell into line | Conductor, Overhead | Normal | 2015 | Tier 3 - Extreme | Distribution Circuit | 7 | 8 | 2015-07-08 | 1264975 | Sus | Y | Vegetation¦Treefellintoline¦ConductorOverhead¦Normal
15-0047285 | Unknown Cause | Patrol - found nothing |  |  | 2015 | Tier 2 - Elevated | Distribution Circuit | 7 | 14 | 2015-07-14 | 1267669 | Sus | Y | UnknownCause¦Patrolfoundnothing¦¦
15-0048331 | Vegetation | Tree - fell into line | Conductor, Overhead | Broken, wire on ground | 2015 | Tier 2 - Elevated | Distribution Circuit | 7 | 18 | 2015-07-18 | 1269890 | Sus | Y | Vegetation¦Treefellintoline¦ConductorOverhead¦Brokenwireonground
15-0048785 | Environmental/External | Lightning | Transformer | Failed/Faulted | 2015 | Tier 2 - Elevated | Transformer only | 7 | 19 | 2015-07-19 | 1272592 | Sus | Y | EnvironmentalExternal¦Lightning¦Transformer¦FailedFaulted
15-0053887 | Unknown Cause | Patrol - not conducted |  |  | 2015 | Tier 3 - Extreme | Distribution Circuit | 8 | 8 | 2015-08-08 | 1285425 | Sus | Y | UnknownCause¦Patrolnotconducted¦¦
15-0059648 | Animal | Squirrel | Fuse | Failed/Faulted | 2015 | Tier 3 - Extreme | Distribution Circuit | 9 | 7 | 2015-09-07 | 1301166 | Sus | Y | Animal¦Squirrel¦Fuse¦FailedFaulted
15-0060434 | Equipment Failure/Involved | Electrical Overload | Transformer | Failed/Faulted | 2015 | Tier 3 - Extreme | Transformer only | 9 | 10 | 2015-09-10 | 1303102 | Sus | Y | EquipmentFailureInvolved¦ElectricalOverload¦Transformer¦FailedFaulted
15-0062244 | Unknown Cause | Patrol - found nothing |  |  | 2015 | Tier 2 - Elevated | Distribution Circuit | 9 | 19 | 2015-09-19 | 1308458 | Sus | Y | UnknownCause¦Patrolfoundnothing¦¦
15-0062995 | Equipment Failure/Involved | Overhead | Transformer (OH) | Broken | 2015 | Tier 3 - Extreme | Transformer only | 9 | 23 | 2015-09-23 | 1310895 | Sus | Y | EquipmentFailureInvolved¦Overhead¦Transformer(OH)¦Broken
15-0076752 | Unknown Cause | Patrol - found nothing |  |  | 2015 | Tier 3 - Extreme | Distribution Circuit | 11 | 9 | 2015-11-09 | 1338030 | Sus | Y | UnknownCause¦Patrolfoundnothing¦¦
15-0076997 | Unknown Cause | Patrol - found nothing |  |  | 2015 | Tier 3 - Extreme | Distribution Circuit | 11 | 10 | 2015-11-10 | 1338661 | Sus | Y | UnknownCause¦Patrolfoundnothing¦¦
15-0079005 | Vegetation | Tree - branch fell on line | Conductor, Overhead | Normal | 2015 | Tier 2 - Elevated | Distribution Circuit | 11 | 18 | 2015-11-18 | 1345012 | Sus | Y | Vegetation¦Treebranchfellonline¦ConductorOverhead¦Normal
15-0079471 | 3rd Party | Vehicle | Pole-Wood | Broken, wire on object | 2015 | Tier 3 - Extreme | Distribution Circuit | 11 | 20 | 2015-11-20 | 1345725 | Sus | Y | 3rdParty¦Vehicle¦PoleWood¦Brokenwireonobject
15-0083818 | Vegetation | Tree - fell into line | Transformer | Broken, wire on ground | 2015 | Tier 3 - Extreme | Transformer only | 12 | 10 | 2015-12-10 | 1357116 | Sus | N | Vegetation¦Treefellintoline¦Transformer¦Brokenwireonground
16-0002620 | Animal | Bird found | Conductor, Overhead | Normal | 2016 | Tier 3 - Extreme | Distribution Circuit | 1 | 4 | 2016-01-04 | 1376409 | Sus | N | Animal¦Birdfound¦ConductorOverhead¦Normal
16-0002724 | Vegetation | Tree - fell into line | Conductor, Overhead | Normal | 2016 | Tier 2 - Elevated | Distribution Circuit | 1 | 4 | 2016-01-04 | 1376662 | Sus | N | Vegetation¦Treefellintoline¦ConductorOverhead¦Normal
16-0003438 | Unknown Cause | Patrol - found nothing |  |  | 2016 | Tier 3 - Extreme | Distribution Circuit | 1 | 6 | 2016-01-06 | 1378248 | Sus | N | UnknownCause¦Patrolfoundnothing¦¦
16-0006995 | Vegetation | Tree - fell into line | Conductor, Overhead | Broken | 2016 | Tier 2 - Elevated | Distribution Circuit | 1 | 21 | 2016-01-21 | 1388997 | Sus | N | Vegetation¦Treefellintoline¦ConductorOverhead¦Broken
16-0006995 | Vegetation | Tree - fell into line | Conductor, Overhead | Broken | 2016 | Tier 2 - Elevated | Distribution Circuit | 1 | 21 | 2016-01-21 | 1388997 | Sus | N | Vegetation¦Treefellintoline¦ConductorOverhead¦Broken
16-0010106 | Equipment Failure/Involved | Overhead | Cutout, fuse holder | Broken | 2016 | Tier 2 - Elevated | Transformer only | 2 | 2 | 2016-02-02 | 1397144 | Sus | N | EquipmentFailureInvolved¦Overhead¦Cutoutfuseholder¦Broken
16-0012594 | Equipment Failure/Involved | Overhead | Conductor, Overhead | Normal | 2016 | Tier 3 - Extreme | Distribution Circuit | 2 | 14 | 2016-02-14 | 1403294 | Sus | N | EquipmentFailureInvolved¦Overhead¦ConductorOverhead¦Normal
16-0013332 | Unknown Cause | Patrol - found nothing |  |  | 2016 | Tier 3 - Extreme | Distribution Circuit | 2 | 17 | 2016-02-17 | 1405561 | Sus | N | UnknownCause¦Patrolfoundnothing¦¦
16-0017965 | Vegetation | Tree - branch fell on line | Conductor, Overhead | Broken, wire on ground | 2016 | Tier 3 - Extreme | Distribution Circuit | 3 | 5 | 2016-03-05 | 1418526 | Sus | N | Vegetation¦Treebranchfellonline¦ConductorOverhead¦Brokenwireonground
16-0019881 | Vegetation | Tree - fell into line | Conductor, Overhead | Broken, wire on ground | 2016 | Tier 2 - Elevated | Distribution Circuit | 3 | 10 | 2016-03-10 | 1426209 | Sus | N | Vegetation¦Treefellintoline¦ConductorOverhead¦Brokenwireonground
16-0022640 | Unknown Cause | Patrol - found nothing |  |  | 2016 | Tier 3 - Extreme | Distribution Circuit | 3 | 19 | 2016-03-19 | 1434120 | Sus | N | UnknownCause¦Patrolfoundnothing¦¦
16-0023091 | Unknown Cause | Patrol - found nothing |  |  | 2016 | Tier 2 - Elevated | Distribution Circuit | 3 | 21 | 2016-03-21 | 1435543 | Sus | N | UnknownCause¦Patrolfoundnothing¦¦
16-0027544 | Vegetation | Tree - fell into line | Conductor, Overhead | Broken, wire on ground | 2016 | Tier 2 - Elevated | Distribution Circuit | 4 | 9 | 2016-04-09 | 1447993 | Sus | N | Vegetation¦Treefellintoline¦ConductorOverhead¦Brokenwireonground
16-0030873 | Vegetation | Tree - fell into line | Conductor, Overhead | Normal | 2016 | Tier 3 - Extreme | Transformer only | 4 | 23 | 2016-04-23 | 1456479 | Sus | N | Vegetation¦Treefellintoline¦ConductorOverhead¦Normal
16-0031340 | Animal | Bird found | Conductor, Overhead | Normal | 2016 | Tier 2 - Elevated | Distribution Circuit | 4 | 25 | 2016-04-25 | 1458409 | Sus | N | Animal¦Birdfound¦ConductorOverhead¦Normal
16-0032887 | Unknown Cause | Patrol - not conducted |  |  | 2016 | Tier 2 - Elevated | Distribution Circuit | 4 | 30 | 2016-04-30 | 1462326 | Sus | N | UnknownCause¦Patrolnotconducted¦¦
16-0034074 | Unknown Cause | Patrol - found nothing |  |  | 2016 | Tier 2 - Elevated | Distribution Circuit | 5 | 5 | 2016-05-05 | 1465177 | Sus | Y | UnknownCause¦Patrolfoundnothing¦¦
16-0037663 | Unknown Cause | Patrol - found nothing |  |  | 2016 | Tier 2 - Elevated | Distribution Circuit | 5 | 22 | 2016-05-22 | 1474725 | Sus | Y | UnknownCause¦Patrolfoundnothing¦¦
16-0045695 | Equipment Failure/Involved | Overhead | Transformer (OH) | Failed/Faulted | 2016 | Tier 2 - Elevated | Transformer only | 6 | 24 | 2016-06-24 | 1495453 | Sus | Y | EquipmentFailureInvolved¦Overhead¦Transformer(OH)¦FailedFaulted
16-0047633 | Unknown Cause | Patrol - found nothing |  |  | 2016 | Tier 2 - Elevated | Distribution Circuit | 7 | 2 | 2016-07-02 | 1500353 | Sus | Y | UnknownCause¦Patrolfoundnothing¦¦
16-0052171 | Vegetation | Tree - branch fell on line | Conductor, Overhead | Burned/flashed | 2016 | Tier 3 - Extreme | Distribution Circuit | 7 | 24 | 2016-07-24 | 1515407 | Sus | Y | Vegetation¦Treebranchfellonline¦ConductorOverhead¦Burnedflashed
16-0059644 | 3rd Party | Vehicle | Anchor or Guy | Broken | 2016 | Tier 2 - Elevated | Distribution Circuit | 8 | 24 | 2016-08-24 | 1531407 | Sus | Y | 3rdParty¦Vehicle¦AnchororGuy¦Broken
16-0062310 | Animal | Squirrel | Fuse | Failed/Faulted | 2016 | Tier 2 - Elevated | Distribution Circuit | 9 | 4 | 2016-09-04 | 1536534 | Sus | Y | Animal¦Squirrel¦Fuse¦FailedFaulted
16-0071096 | 3rd Party | Contact with High Voltage, 3rd party | Fuse | Failed/Faulted | 2016 | Tier 3 - Extreme | Distribution Circuit | 10 | 11 | 2016-10-11 | 1556271 | Sus | Y | 3rdParty¦ContactwithHighVoltage3rdparty¦Fuse¦FailedFaulted
16-0072532 | Equipment Failure/Involved | Overhead | Jumper | Bent or Twisted | 2016 | Tier 2 - Elevated | Distribution Circuit | 10 | 15 | 2016-10-15 | 1561196 | Sus | Y | EquipmentFailureInvolved¦Overhead¦Jumper¦BentorTwisted
16-0073003 | Equipment Failure/Involved | Overhead | Pole-Wood | Broken, wire on ground | 2016 | Tier 2 - Elevated | Distribution Circuit | 10 | 16 | 2016-10-16 | 1563630 | Sus | Y | EquipmentFailureInvolved¦Overhead¦PoleWood¦Brokenwireonground
16-0073116 | Vegetation | Tree - fell into line | Service conductor | Broken | 2016 | Tier 2 - Elevated | Transformer only | 10 | 17 | 2016-10-17 | 1563939 | Sus | Y | Vegetation¦Treefellintoline¦Serviceconductor¦Broken
16-0077248 | Vegetation | Tree - fell into line | Conductor, Overhead | Broken, wire on ground | 2016 | Tier 3 - Extreme | Distribution Circuit | 11 | 1 | 2016-11-01 | 1574582 | Sus | Y | Vegetation¦Treefellintoline¦ConductorOverhead¦Brokenwireonground
16-0079382 | Vegetation | Tree - branch fell on line | Conductor, Overhead | Normal | 2016 | Tier 3 - Extreme | Distribution Circuit | 11 | 11 | 2016-11-11 | 1579763 | Sus | Y | Vegetation¦Treebranchfellonline¦ConductorOverhead¦Normal
16-0084424 | Unknown Cause | Patrol - found nothing |  |  | 2016 | Tier 2 - Elevated | Distribution Circuit | 12 | 7 | 2016-12-07 | 1596380 | Sus | N | UnknownCause¦Patrolfoundnothing¦¦
16-0084529 | Unknown Cause | Patrol - not conducted |  |  | 2016 | Tier 3 - Extreme | Distribution Circuit | 12 | 8 | 2016-12-08 | 1596808 | Sus | N | UnknownCause¦Patrolnotconducted¦¦
16-0085833 | Vegetation | Tree - bark fell into line | Conductor, Overhead | Normal | 2016 | Tier 3 - Extreme | Distribution Circuit | 12 | 15 | 2016-12-15 | 1603499 | Sus | N | Vegetation¦Treebarkfellintoline¦ConductorOverhead¦Normal
16-0085891 | Vegetation | Tree - fell into line | Conductor, Overhead | Broken, wire on ground | 2016 | Tier 3 - Extreme | Distribution Circuit | 12 | 15 | 2016-12-15 | 1603744 | Sus | N | Vegetation¦Treefellintoline¦ConductorOverhead¦Brokenwireonground
16-0086782 | Vegetation | Tree - bark fell into line | Fuse | Failed/Faulted | 2016 | Tier 2 - Elevated | Distribution Circuit | 12 | 23 | 2016-12-23 | 1609548 | Sus | N | Vegetation¦Treebarkfellintoline¦Fuse¦FailedFaulted
17-0002924 | Vegetation | Tree - fell into line | Fuse | Failed/Faulted | 2017 | Tier 3 - Extreme | Distribution Circuit | 1 | 3 | 2017-01-03 | 1615267 | Sus | N | Vegetation¦Treefellintoline¦Fuse¦FailedFaulted
17-0003218 | Vegetation | Tree - fell into line | Conductor, Overhead | Broken, wire on ground | 2017 | Tier 2 - Elevated | Distribution Circuit | 1 | 3 | 2017-01-03 | 1616642 | Sus | N | Vegetation¦Treefellintoline¦ConductorOverhead¦Brokenwireonground
17-0005559 | Vegetation | Tree - fell into line | Conductor, Overhead | Normal | 2017 | Tier 3 - Extreme | Distribution Circuit | 1 | 8 | 2017-01-08 | 1628167 | Sus | N | Vegetation¦Treefellintoline¦ConductorOverhead¦Normal
17-0006273 | Equipment Failure/Involved | Overhead | Conductor, Overhead | Broken, wire on ground | 2017 | Tier 3 - Extreme | Distribution Circuit | 1 | 9 | 2017-01-09 | 1631874 | Sus | N | EquipmentFailureInvolved¦Overhead¦ConductorOverhead¦Brokenwireonground
17-0008436 | Unknown Cause | Patrol - found nothing |  |  | 2017 | Tier 2 - Elevated | Distribution Circuit | 1 | 10 | 2017-01-10 | 1637094 | Sus | N | UnknownCause¦Patrolfoundnothing¦¦
17-0008712 | Equipment Failure/Involved | Overhead | Conductor, Overhead | Broken | 2017 | Tier 2 - Elevated | Distribution Circuit | 1 | 13 | 2017-01-13 | 1642417 | Sus | N | EquipmentFailureInvolved¦Overhead¦ConductorOverhead¦Broken
17-0012123 | Unknown Cause | Patrol - found nothing |  |  | 2017 | Tier 3 - Extreme | Distribution Circuit | 1 | 21 | 2017-01-21 | 1655594 | Sus | N | UnknownCause¦Patrolfoundnothing¦¦
17-0012133 | Vegetation | Tree - branch fell on line | Conductor, Overhead | Broken, wire on ground | 2017 | Tier 3 - Extreme | Distribution Circuit | 1 | 21 | 2017-01-21 | 1657042 | Sus | N | Vegetation¦Treebranchfellonline¦ConductorOverhead¦Brokenwireonground
17-0012966 | Vegetation | Tree - fell into line | Conductor, Overhead | Arcing | 2017 | Tier 2 - Elevated | Distribution Circuit | 1 | 22 | 2017-01-22 | 1659617 | Sus | N | Vegetation¦Treefellintoline¦ConductorOverhead¦Arcing
17-0013186 | Vegetation | Tree - branch fell on line | Conductor, Overhead | Normal | 2017 | Tier 3 - Extreme | Distribution Circuit | 1 | 21 | 2017-01-21 | 1656739 | Sus | N | Vegetation¦Treebranchfellonline¦ConductorOverhead¦Normal
17-0013190 | Vegetation | Tree - fell into line | Conductor, Overhead | Broken, wire on ground | 2017 | Tier 3 - Extreme | Distribution Circuit | 1 | 21 | 2017-01-21 | 1661218 | Sus | N | Vegetation¦Treefellintoline¦ConductorOverhead¦Brokenwireonground
17-0013318 | Unknown Cause | Patrol - found nothing |  |  | 2017 | Tier 3 - Extreme | Distribution Circuit | 1 | 21 | 2017-01-21 | 1657017 | Sus | N | UnknownCause¦Patrolfoundnothing¦¦
17-0014725 | Vegetation | Tree - fell into line | Conductor, Overhead | On Ground | 2017 | Tier 2 - Elevated | Distribution Circuit | 1 | 25 | 2017-01-25 | 1666613 | Sus | N | Vegetation¦Treefellintoline¦ConductorOverhead¦OnGround
17-0016166 | Vegetation | Tree - cutting, PG&E contractor | Conductor, Overhead | Normal | 2017 | Tier 2 - Elevated | Distribution Circuit | 1 | 30 | 2017-01-30 | 1670838 | Sus | N | Vegetation¦TreecuttingPG&Econtractor¦ConductorOverhead¦Normal
17-0016988 | Equipment Failure/Involved | Overhead | Secondary | Broken | 2017 | Tier 2 - Elevated | Distribution Circuit | 2 | 2 | 2017-02-02 | 1673129 | Sus | N | EquipmentFailureInvolved¦Overhead¦Secondary¦Broken
17-0017336 | Equipment Failure/Involved | Overhead | Insulator | Broken | 2017 | Tier 2 - Elevated | Distribution Circuit | 2 | 3 | 2017-02-03 | 1674114 | Sus | N | EquipmentFailureInvolved¦Overhead¦Insulator¦Broken
17-0018693 | Vegetation | Tree - fell into line | Conductor, Overhead | Broken, wire on ground | 2017 | Tier 3 - Extreme | Distribution Circuit | 2 | 7 | 2017-02-07 | 1680684 | Sus | N | Vegetation¦Treefellintoline¦ConductorOverhead¦Brokenwireonground
17-0019380 | Vegetation | Tree - fell into line | Conductor, Overhead | Broken, wire on ground | 2017 | Tier 2 - Elevated | Distribution Circuit | 2 | 9 | 2017-02-09 | 1682966 | Sus | N | Vegetation¦Treefellintoline¦ConductorOverhead¦Brokenwireonground
17-0023428 | Equipment Failure/Involved | Overhead | Transformer | Failed/Faulted | 2017 | Tier 2 - Elevated | Transformer only | 2 | 19 | 2017-02-19 | 1701230 | Sus | N | EquipmentFailureInvolved¦Overhead¦Transformer¦FailedFaulted
17-0025114 | Vegetation | Tree - fell into line | Conductor, Overhead | Broken, wire on ground | 2017 | Tier 2 - Elevated | Distribution Circuit | 2 | 21 | 2017-02-21 | 1708585 | Sus | N | Vegetation¦Treefellintoline¦ConductorOverhead¦Brokenwireonground
17-0031985 | Vegetation | Tree - branch fell on line | Conductor, Overhead | Normal | 2017 | Tier 3 - Extreme | Distribution Circuit | 3 | 20 | 2017-03-20 | 1730768 | Sus | N | Vegetation¦Treebranchfellonline¦ConductorOverhead¦Normal
17-0035555 | Vegetation | Tree - branch fell on line | Pole-Wood | Broken, wire on ground | 2017 | Tier 3 - Extreme | Distribution Circuit | 3 | 31 | 2017-03-31 | 1740806 | Sus | N | Vegetation¦Treebranchfellonline¦PoleWood¦Brokenwireonground
17-0038208 | Vegetation | Tree - fell into line | Pole-Wood | Broken | 2017 | Tier 3 - Extreme | Distribution Circuit | 4 | 8 | 2017-04-08 | 1752267 | Sus | N | Vegetation¦Treefellintoline¦PoleWood¦Broken
17-0044816 | Equipment Failure/Involved | Overhead | Crossarm, Wood | Broken | 2017 | Tier 2 - Elevated | Distribution Circuit | 5 | 3 | 2017-05-03 | 1773241 | Sus | Y | EquipmentFailureInvolved¦Overhead¦CrossarmWood¦Broken
17-0044977 | Equipment Failure/Involved | Overhead | Connector or Splice (OH) | Normal | 2017 | Tier 2 - Elevated | Distribution Circuit | 5 | 4 | 2017-05-04 | 1774609 | Sus | Y | EquipmentFailureInvolved¦Overhead¦ConnectororSplice(OH)¦Normal
17-0059493 | Vegetation | Tree - branch fell on line | Conductor, Overhead | Normal | 2017 | Tier 2 - Elevated | Distribution Circuit | 6 | 29 | 2017-06-29 | 1820679 | Sus | Y | Vegetation¦Treebranchfellonline¦ConductorOverhead¦Normal
17-0063420 | Equipment Failure/Involved | Overhead | Crossarm, Wood | Deteriorated | 2017 | Tier 2 - Elevated | Distribution Circuit | 7 | 17 | 2017-07-17 | 1833975 | Sus | Y | EquipmentFailureInvolved¦Overhead¦CrossarmWood¦Deteriorated
17-0063420 | Equipment Failure/Involved | Overhead | Crossarm, Wood | Deteriorated | 2017 | Tier 2 - Elevated | Distribution Circuit | 7 | 17 | 2017-07-17 | 1833975 | Sus | Y | EquipmentFailureInvolved¦Overhead¦CrossarmWood¦Deteriorated
17-0074066 | Equipment Failure/Involved | Overhead | Crossarm, Wood | Broken | 2017 | Tier 2 - Elevated | Distribution Circuit | 8 | 30 | 2017-08-30 | 1863134 | Sus | Y | EquipmentFailureInvolved¦Overhead¦CrossarmWood¦Broken
17-0075329 | Equipment Failure/Involved | Overhead | Transformer | Failed/Faulted | 2017 | Tier 2 - Elevated | Transformer only | 9 | 2 | 2017-09-02 | 1867095 | Sus | Y | EquipmentFailureInvolved¦Overhead¦Transformer¦FailedFaulted
17-0075451 | Equipment Failure/Involved | Overhead | Transformer (OH) | Arcing | 2017 | Tier 2 - Elevated | Transformer only | 9 | 3 | 2017-09-03 | 1867577 | Sus | Y | EquipmentFailureInvolved¦Overhead¦Transformer(OH)¦Arcing
17-0076274 | Unknown Cause | Patrol - found nothing |  |  | 2017 | Tier 2 - Elevated | Distribution Circuit | 9 | 6 | 2017-09-06 | 1871198 | Sus | Y | UnknownCause¦Patrolfoundnothing¦¦
17-0081468 | Equipment Failure/Involved | Overhead | Transformer | Failed/Faulted | 2017 | Tier 2 - Elevated | Transformer only | 9 | 25 | 2017-09-25 | 1885190 | Sus | Y | EquipmentFailureInvolved¦Overhead¦Transformer¦FailedFaulted
17-0086696 | Unknown Cause | Patrol - found nothing |  |  | 2017 | Tier 2 - Elevated | Distribution Circuit | 10 | 12 | 2017-10-12 | 1899141 | Sus | Y | UnknownCause¦Patrolfoundnothing¦¦
17-0091912 | Equipment Failure/Involved | Overhead | Crossarm, Wood | Broken | 2017 | Tier 3 - Extreme | Distribution Circuit | 11 | 1 | 2017-11-01 | 1914044 | Sus | Y | EquipmentFailureInvolved¦Overhead¦CrossarmWood¦Broken
17-0093705 | Vegetation | Tree - branch fell on line | Conductor, Overhead | Normal | 2017 | Tier 3 - Extreme | Distribution Circuit | 11 | 8 | 2017-11-08 | 1918843 | Sus | Y | Vegetation¦Treebranchfellonline¦ConductorOverhead¦Normal
17-0094732 | Vegetation | Tree - palm frond fell into line | Service conductor | Broken, wire on ground | 2017 | Tier 3 - Extreme | Transformer only | 11 | 13 | 2017-11-13 | 1921521 | Sus | Y | Vegetation¦Treepalmfrondfellintoline¦Serviceconductor¦Brokenwireonground
17-0097663 | Vegetation | Tree - fell into line | Conductor, Overhead | Broken, wire on ground | 2017 | Tier 2 - Elevated | Distribution Circuit | 11 | 26 | 2017-11-26 | 1929595 | Sus | Y | Vegetation¦Treefellintoline¦ConductorOverhead¦Brokenwireonground
17-0099841 | Equipment Failure/Involved | Overhead | Conductor, Overhead | Broken | 2017 | Tier 2 - Elevated | Distribution Circuit | 12 | 4 | 2017-12-04 | 1935872 | Sus | N | EquipmentFailureInvolved¦Overhead¦ConductorOverhead¦Broken
17-0100072 | Equipment Failure/Involved | Overhead | Jumper | Burned Open | 2017 | Tier 3 - Extreme | Distribution Circuit | 12 | 5 | 2017-12-05 | 1936733 | Sus | N | EquipmentFailureInvolved¦Overhead¦Jumper¦BurnedOpen
17-0103477 | Unknown Cause | Patrol - found nothing |  |  | 2017 | Tier 2 - Elevated | Distribution Circuit | 12 | 28 | 2017-12-28 | 1952343 | Sus | N | UnknownCause¦Patrolfoundnothing¦¦
18-0006048 | Unknown Cause | Patrol - not conducted |  |  | 2018 | Tier 2 - Elevated | Distribution Circuit | 1 | 14 | 2018-01-14 | 8027 | Sus | N | UnknownCause¦Patrolnotconducted¦¦
18-0008255 | Equipment Failure/Involved | Overhead | Pole-Wood | Burned/flashed | 2018 | Tier 2 - Elevated | Distribution Circuit | 1 | 23 | 2018-01-23 | 12718 | Sus | N | EquipmentFailureInvolved¦Overhead¦PoleWood¦Burnedflashed
18-0011245 | Unknown Cause | Patrol - found nothing |  |  | 2018 | Tier 3 - Extreme | Distribution Circuit | 2 | 2 | 2018-02-02 | 18510 | Sus | N | UnknownCause¦Patrolfoundnothing¦¦
18-0011280 | Equipment Failure/Involved | Overhead | Transformer | Failed/Faulted | 2018 | Tier 3 - Extreme | Transformer only | 2 | 3 | 2018-02-03 | 18662 | Sus | N | EquipmentFailureInvolved¦Overhead¦Transformer¦FailedFaulted
18-0014515 | Vegetation | Tree - branch fell on line | Secondary | Broken, wire on ground | 2018 | Tier 3 - Extreme | Transformer only | 2 | 15 | 2018-02-15 | 25084 | Sus | N | Vegetation¦Treebranchfellonline¦Secondary¦Brokenwireonground
18-0015232 | Unknown Cause | Patrol - not conducted |  |  | 2018 | Tier 3 - Extreme | Distribution Circuit | 2 | 18 | 2018-02-18 | 26649 | Sus | N | UnknownCause¦Patrolnotconducted¦¦
18-0017528 | Unknown Cause | Patrol - found nothing |  |  | 2018 | Tier 3 - Extreme | Transmission line | 2 | 26 | 2018-02-26 | 32308 | Sus | N | UnknownCause¦Patrolfoundnothing¦¦
18-0021165 | Unknown Cause | Patrol - found nothing |  |  | 2018 | Tier 2 - Elevated | Distribution Circuit | 3 | 8 | 2018-03-08 | 40690 | Sus | N | UnknownCause¦Patrolfoundnothing¦¦
18-0022459 | Unknown Cause | Patrol - found nothing |  |  | 2018 | Tier 3 - Extreme | Distribution Circuit | 3 | 13 | 2018-03-13 | 43651 | Sus | N | UnknownCause¦Patrolfoundnothing¦¦
18-0026839 | Unknown Cause | Patrol - found nothing |  |  | 2018 | Tier 3 - Extreme | Distribution Circuit | 3 | 26 | 2018-03-26 | 54015 | Sus | N | UnknownCause¦Patrolfoundnothing¦¦
18-0027427 | Vegetation | Tree - fell into line | Conductor, Overhead | Normal | 2018 | Tier 3 - Extreme | Distribution Circuit | 3 | 28 | 2018-03-28 | 54970 | Sus | N | Vegetation¦Treefellintoline¦ConductorOverhead¦Normal
18-0027846 | Equipment Failure/Involved | Overhead | Transformer | Failed/Faulted | 2018 | Tier 3 - Extreme | Transformer only | 3 | 29 | 2018-03-29 | 56214 | Sus | N | EquipmentFailureInvolved¦Overhead¦Transformer¦FailedFaulted
18-0028784 | Equipment Failure/Involved | Overhead | Crossarm, Wood | Broken | 2018 | Tier 2 - Elevated | Distribution Circuit | 4 | 3 | 2018-04-03 | 58619 | Sus | N | EquipmentFailureInvolved¦Overhead¦CrossarmWood¦Broken
18-0029612 | Equipment Failure/Involved | Overhead | Transformer | Failed/Faulted | 2018 | Tier 3 - Extreme | Transformer only | 4 | 5 | 2018-04-05 | 60224 | Sus | N | EquipmentFailureInvolved¦Overhead¦Transformer¦FailedFaulted
18-0029750 | Vegetation | Tree - branch fell on line | Transformer | Broken, wire on ground | 2018 | Tier 3 - Extreme | Transformer only | 4 | 6 | 2018-04-06 | 60547 | Sus | N | Vegetation¦Treebranchfellonline¦Transformer¦Brokenwireonground
18-0029825 | Vegetation | Tree - fell into line | Conductor, Overhead | Broken, wire on ground | 2018 | Tier 3 - Extreme | Distribution Circuit | 4 | 6 | 2018-04-06 | 60702 | Sus | N | Vegetation¦Treefellintoline¦ConductorOverhead¦Brokenwireonground
18-0031485 | Equipment Failure/Involved | Overhead | Other | Broken | 2018 | Tier 2 - Elevated | Distribution Circuit | 4 | 11 | 2018-04-11 | 65136 | Sus | N | EquipmentFailureInvolved¦Overhead¦Other¦Broken
18-0031798 | Environmental/External | Lightning | Lightning Arrestor | Failed/Faulted | 2018 | Tier 2 - Elevated | Distribution Circuit | 4 | 12 | 2018-04-12 | 65765 | Sus | N | EnvironmentalExternal¦Lightning¦LightningArrestor¦FailedFaulted
18-0038673 | Vegetation | Tree - branch fell on line | Conductor, Overhead | Together | 2018 | Tier 2 - Elevated | Distribution Circuit | 5 | 6 | 2018-05-06 | 80407 | Sus | Y | Vegetation¦Treebranchfellonline¦ConductorOverhead¦Together
18-0040622 | Unknown Cause | Patrol - found nothing |  |  | 2018 | Tier 2 - Elevated | Distribution Circuit | 5 | 13 | 2018-05-13 | 85295 | Sus | Y | UnknownCause¦Patrolfoundnothing¦¦
18-0058388 | Company Initiated | Construction Activity/equip, company | Recloser | Normal | 2018 | Tier 2 - Elevated | Distribution Circuit | 7 | 10 | 2018-07-10 | 128261 | Sus | Y | CompanyInitiated¦ConstructionActivityequipcompany¦Recloser¦Normal
18-0061438 | Equipment Failure/Involved | Overhead | Crossarm, Wood | Broken | 2018 | Tier 3 - Extreme | Transformer only | 7 | 19 | 2018-07-19 | 135541 | Sus | Y | EquipmentFailureInvolved¦Overhead¦CrossarmWood¦Broken
18-0062885 | Unknown Cause | Patrol - found nothing |  |  | 2018 | Tier 2 - Elevated | Distribution Circuit | 7 | 23 | 2018-07-23 | 138568 | Sus | Y | UnknownCause¦Patrolfoundnothing¦¦
18-0065199 | Vegetation | Tree - branch fell on line | Conductor, Overhead | Normal | 2018 | Tier 3 - Extreme | Distribution Circuit | 7 | 30 | 2018-07-30 | 145531 | Sus | Y | Vegetation¦Treebranchfellonline¦ConductorOverhead¦Normal
18-0069053 | Vegetation | Tree - fell into line | Conductor, Overhead | Broken, wire on ground | 2018 | Tier 3 - Extreme | Distribution Circuit | 8 | 12 | 2018-08-12 | 153866 | Sus | Y | Vegetation¦Treefellintoline¦ConductorOverhead¦Brokenwireonground
18-0070438 | Vegetation | Tree - fell into line | Service conductor | Broken | 2018 | Tier 2 - Elevated | Transformer only | 8 | 15 | 2018-08-15 | 156105 | Sus | Y | Vegetation¦Treefellintoline¦Serviceconductor¦Broken
18-0071441 | Animal | Squirrel | Fuse | Failed/Faulted | 2018 | Tier 2 - Elevated | Distribution Circuit | 8 | 19 | 2018-08-19 | 158078 | Sus | Y | Animal¦Squirrel¦Fuse¦FailedFaulted
18-0075052 | Animal | Bird found | Conductor, Overhead | Normal | 2018 | Tier 2 - Elevated | Distribution Circuit | 8 | 30 | 2018-08-30 | 165387 | Sus | Y | Animal¦Birdfound¦ConductorOverhead¦Normal
18-0084109 | Equipment Failure/Involved | Overhead | Booster | Burned/flashed | 2018 | Tier 2 - Elevated | Transformer only | 9 | 27 | 2018-09-27 | 182320 | Sus | Y | EquipmentFailureInvolved¦Overhead¦Booster¦Burnedflashed
18-0084183 | Equipment Failure/Involved | Underground | Transformer (UG) | Broken | 2018 | Tier 2 - Elevated | Distribution Circuit | 9 | 27 | 2018-09-27 | 182624 | Sus | Y | EquipmentFailureInvolved¦Underground¦Transformer(UG)¦Broken
18-0091045 | Wildfire Mitigation | Public Safety Power Shut-off |  |  | 2018 | Tier 3 - Extreme | Distribution Circuit | 10 | 14 | 2018-10-14 | 196596 | Sus | Y | WildfireMitigation¦PublicSafetyPowerShutoff¦¦
18-0099731 | Equipment Failure/Involved | Fire, pole | Fuse | Burned Open | 2018 | Tier 2 - Elevated | Distribution Circuit | 11 | 14 | 2018-11-14 | 215305 | Sus | Y | EquipmentFailureInvolved¦Firepole¦Fuse¦BurnedOpen
18-0099857 | Vegetation | Tree - branch fell on line | Conductor, Overhead | Broken, wire on ground | 2018 | Tier 2 - Elevated | Distribution Circuit | 11 | 15 | 2018-11-15 | 215616 | Sus | Y | Vegetation¦Treebranchfellonline¦ConductorOverhead¦Brokenwireonground
18-0101259 | Environmental/External | Fire, Forest/Grass | Pole-Wood | Burned/flashed | 2018 | Tier 3 - Extreme | Distribution Circuit | 11 | 8 | 2018-11-08 | 218632 | Sus | Y | EnvironmentalExternal¦FireForestGrass¦PoleWood¦Burnedflashed
18-0101330 | Environmental/External | Fire, Forest/Grass | Pole-Wood | Burned/flashed | 2018 | Tier 3 - Extreme | Distribution Circuit | 11 | 8 | 2018-11-08 | 218717 | Sus | Y | EnvironmentalExternal¦FireForestGrass¦PoleWood¦Burnedflashed
18-0102931 | Equipment Failure/Involved | Overhead | Transformer | Broken | 2018 | Tier 2 - Elevated | Transformer only | 11 | 24 | 2018-11-24 | 223811 | Sus | Y | EquipmentFailureInvolved¦Overhead¦Transformer¦Broken
18-0103768 | Equipment Failure/Involved | Overhead | Pole-Wood | Deteriorated | 2018 | Tier 3 - Extreme | Distribution Circuit | 11 | 27 | 2018-11-27 | 225512 | Sus | Y | EquipmentFailureInvolved¦Overhead¦PoleWood¦Deteriorated
18-0105555 | Vegetation | Tree - branch fell on line | Conductor, Overhead | Broken, wire on ground | 2018 | Tier 3 - Extreme | Distribution Circuit | 11 | 30 | 2018-11-30 | 230136 | Sus | Y | Vegetation¦Treebranchfellonline¦ConductorOverhead¦Brokenwireonground
18-0106027 | Vegetation | Tree - fell into line | Pole-Wood | Broken | 2018 | Tier 2 - Elevated | Distribution Circuit | 12 | 2 | 2018-12-02 | 231423 | Sus | N | Vegetation¦Treefellintoline¦PoleWood¦Broken
18-0109389 | Equipment Failure/Involved | Overhead | Transformer | Failed/Faulted | 2018 | Tier 3 - Extreme | Transformer only | 12 | 15 | 2018-12-15 | 241018 | Sus | N | EquipmentFailureInvolved¦Overhead¦Transformer¦FailedFaulted
18-0110761 | Unknown Cause | Patrol - found nothing |  |  | 2018 | Tier 2 - Elevated | Distribution Circuit | 12 | 26 | 2018-12-26 | 247575 | Sus | N | UnknownCause¦Patrolfoundnothing¦¦
19-0004886 | Equipment Failure/Involved | Overhead | Fuse | Failed/Faulted | 2019 | Tier 3 - Extreme | Distribution Circuit | 1 | 5 | 2019-01-05 | 254505 | Sus | N | EquipmentFailureInvolved¦Overhead¦Fuse¦FailedFaulted
19-0004926 | Vegetation | Tree - fell into line | Fuse | Failed/Faulted | 2019 | Tier 3 - Extreme | Distribution Circuit | 1 | 5 | 2019-01-05 | 254792 | Sus | N | Vegetation¦Treefellintoline¦Fuse¦FailedFaulted
19-0005419 | Vegetation | Tree - fell into line | Conductor, Overhead | Broken, wire on ground | 2019 | Tier 3 - Extreme | Distribution Circuit | 1 | 6 | 2019-01-06 | 257526 | Sus | N | Vegetation¦Treefellintoline¦ConductorOverhead¦Brokenwireonground
19-0009538 | Unknown Cause | Patrol - found nothing |  |  | 2019 | Tier 3 - Extreme | Distribution Circuit | 1 | 16 | 2019-01-16 | 266748 | Sus | N | UnknownCause¦Patrolfoundnothing¦¦
19-0010454 | Vegetation | Tree - branch fell on line | Conductor, Overhead | Normal | 2019 | Tier 2 - Elevated | Distribution Circuit | 1 | 16 | 2019-01-16 | 270898 | Sus | N | Vegetation¦Treebranchfellonline¦ConductorOverhead¦Normal
19-0011844 | Unknown Cause | Patrol - found nothing |  |  | 2019 | Tier 2 - Elevated | Distribution Circuit | 1 | 18 | 2019-01-18 | 275869 | Sus | N | UnknownCause¦Patrolfoundnothing¦¦
19-0012060 | Unknown Cause | Patrol - found nothing |  |  | 2019 | Tier 2 - Elevated | Distribution Circuit | 1 | 19 | 2019-01-19 | 276463 | Sus | N | UnknownCause¦Patrolfoundnothing¦¦
19-0018399 | Vegetation | Tree - fell into line | Conductor, Overhead | Broken, wire on ground | 2019 | Tier 2 - Elevated | Distribution Circuit | 2 | 5 | 2019-02-05 | 292342 | Sus | N | Vegetation¦Treefellintoline¦ConductorOverhead¦Brokenwireonground
19-0018997 | Equipment Failure/Involved | Overhead | Transformer (OH) | Broken | 2019 | Tier 2 - Elevated | Distribution Circuit | 2 | 6 | 2019-02-06 | 293946 | Sus | N | EquipmentFailureInvolved¦Overhead¦Transformer(OH)¦Broken
19-0019986 | Vegetation | Tree - fell into line | Conductor, Overhead | Broken, wire on ground | 2019 | Tier 3 - Extreme | Distribution Circuit | 2 | 8 | 2019-02-08 | 295973 | Sus | N | Vegetation¦Treefellintoline¦ConductorOverhead¦Brokenwireonground
19-0020312 | Vegetation | Tree - fell into line | Conductor, Overhead | Normal | 2019 | Tier 3 - Extreme | Distribution Circuit | 2 | 6 | 2019-02-06 | 294933 | Sus | N | Vegetation¦Treefellintoline¦ConductorOverhead¦Normal
19-0020634 | Vegetation | Tree - fell into line | Conductor, Overhead | Broken, wire on ground | 2019 | Tier 3 - Extreme | Transmission line | 2 | 10 | 2019-02-10 | 298532 | Sus | N | Vegetation¦Treefellintoline¦ConductorOverhead¦Brokenwireonground
19-0020657 | Unknown Cause | Patrol - found nothing |  |  | 2019 | Tier 2 - Elevated | Distribution Circuit | 2 | 10 | 2019-02-10 | 298177 | Sus | N | UnknownCause¦Patrolfoundnothing¦¦
19-0021061 | Vegetation | Tree - fell into line | Conductor, Overhead | Broken, wire on ground | 2019 | Tier 3 - Extreme | Distribution Circuit | 2 | 11 | 2019-02-11 | 299929 | Sus | N | Vegetation¦Treefellintoline¦ConductorOverhead¦Brokenwireonground
19-0021319 | Vegetation | Tree - fell into line | Conductor, Overhead | Normal | 2019 | Tier 3 - Extreme | Distribution Circuit | 2 | 12 | 2019-02-12 | 300459 | Sus | N | Vegetation¦Treefellintoline¦ConductorOverhead¦Normal
19-0021648 | Vegetation | Tree - fell into line | Conductor, Overhead | Broken, wire on ground | 2019 | Tier 3 - Extreme | Distribution Circuit | 2 | 12 | 2019-02-12 | 301404 | Sus | N | Vegetation¦Treefellintoline¦ConductorOverhead¦Brokenwireonground
19-0022225 | Vegetation | Tree - fell into line | Crossarm, Wood | Broken | 2019 | Tier 2 - Elevated | Distribution Circuit | 2 | 13 | 2019-02-13 | 304507 | Sus | N | Vegetation¦Treefellintoline¦CrossarmWood¦Broken
19-0022471 | Vegetation | Tree - fell into line | Pole-Wood | Broken | 2019 | Tier 3 - Extreme | Distribution Circuit | 2 | 12 | 2019-02-12 | 301579 | Sus | N | Vegetation¦Treefellintoline¦PoleWood¦Broken
19-0022899 | Vegetation | Tree - fell into line | Conductor, Overhead | Together | 2019 | Tier 2 - Elevated | Distribution Circuit | 2 | 14 | 2019-02-14 | 307524 | Sus | N | Vegetation¦Treefellintoline¦ConductorOverhead¦Together
19-0023227 | Unknown Cause | Patrol - found nothing |  |  | 2019 | Tier 3 - Extreme | Distribution Circuit | 2 | 13 | 2019-02-13 | 305650 | Sus | N | UnknownCause¦Patrolfoundnothing¦¦
19-0023585 | Vegetation | Tree - fell into line | Crossarm, Wood | Broken, wire on ground | 2019 | Tier 2 - Elevated | Distribution Circuit | 2 | 14 | 2019-02-14 | 310174 | Sus | N | Vegetation¦Treefellintoline¦CrossarmWood¦Brokenwireonground
19-0023591 | Vegetation | Tree - branch fell on line | Conductor, Overhead | Normal | 2019 | Tier 2 - Elevated | Distribution Circuit | 2 | 14 | 2019-02-14 | 306393 | Sus | N | Vegetation¦Treebranchfellonline¦ConductorOverhead¦Normal
19-0024596 | Vegetation | Tree - branch fell on line | Crossarm, Wood | Broken | 2019 | Tier 2 - Elevated | Distribution Circuit | 2 | 12 | 2019-02-12 | 314551 | Sus | N | Vegetation¦Treebranchfellonline¦CrossarmWood¦Broken
19-0025111 | Vegetation | Tree - branch fell on line | Crossarm, Wood | Broken | 2019 | Tier 2 - Elevated | Distribution Circuit | 2 | 17 | 2019-02-17 | 315703 | Sus | N | Vegetation¦Treebranchfellonline¦CrossarmWood¦Broken
19-0027458 | Vegetation | Tree - fell into line | Conductor, Overhead | Normal | 2019 | Tier 3 - Extreme | Distribution Circuit | 2 | 23 | 2019-02-23 | 321819 | Sus | N | Vegetation¦Treefellintoline¦ConductorOverhead¦Normal
19-0029132 | Equipment Failure/Involved | Overhead | Insulator | Broken | 2019 | Tier 2 - Elevated | Distribution Circuit | 2 | 27 | 2019-02-27 | 327386 | Sus | N | EquipmentFailureInvolved¦Overhead¦Insulator¦Broken
19-0029405 | Equipment Failure/Involved | Overhead | Transformer | Broken | 2019 | Tier 2 - Elevated | Transformer only | 2 | 27 | 2019-02-27 | 326807 | Sus | N | EquipmentFailureInvolved¦Overhead¦Transformer¦Broken
19-0030196 | Unknown Cause | Patrol - not conducted |  |  | 2019 | Tier 2 - Elevated | Distribution Circuit | 3 | 2 | 2019-03-02 | 329878 | Sus | N | UnknownCause¦Patrolnotconducted¦¦
19-0031426 | Animal | Bird found | Conductor, Overhead | Normal | 2019 | Tier 2 - Elevated | Distribution Circuit | 3 | 6 | 2019-03-06 | 332943 | Sus | N | Animal¦Birdfound¦ConductorOverhead¦Normal
19-0031883 | Unknown Cause | Patrol - found nothing |  |  | 2019 | Tier 2 - Elevated | Distribution Circuit | 3 | 8 | 2019-03-08 | 334044 | Sus | N | UnknownCause¦Patrolfoundnothing¦¦
19-0032248 | Vegetation | Tree - fell into line | Conductor, Overhead | Broken, wire on ground | 2019 | Tier 2 - Elevated | Distribution Circuit | 3 | 9 | 2019-03-09 | 334855 | Sus | N | Vegetation¦Treefellintoline¦ConductorOverhead¦Brokenwireonground
19-0033166 | Unknown Cause | Patrol - found nothing |  |  | 2019 | Tier 3 - Extreme | Distribution Circuit | 3 | 12 | 2019-03-12 | 337660 | Sus | N | UnknownCause¦Patrolfoundnothing¦¦
19-0037191 | Vegetation | Tree - fell into line | Service conductor | Broken, wire on ground | 2019 | Tier 2 - Elevated | Transformer only | 3 | 26 | 2019-03-26 | 347903 | Sus | N | Vegetation¦Treefellintoline¦Serviceconductor¦Brokenwireonground
19-0037617 | Unknown Cause | Patrol - found nothing |  |  | 2019 | Tier 2 - Elevated | Distribution Circuit | 3 | 27 | 2019-03-27 | 348635 | Sus | N | UnknownCause¦Patrolfoundnothing¦¦
19-0048351 | Equipment Failure/Involved | Overhead | Insulator | Arcing | 2019 | Tier 2 - Elevated | Distribution Circuit | 5 | 2 | 2019-05-02 | 372574 | Sus | Y | EquipmentFailureInvolved¦Overhead¦Insulator¦Arcing
19-0050700 | Unknown Cause | Patrol - found nothing |  |  | 2019 | Tier 2 - Elevated | Distribution Circuit | 5 | 10 | 2019-05-10 | 377724 | Sus | Y | UnknownCause¦Patrolfoundnothing¦¦
19-0050768 | Unknown Cause | Patrol - found nothing |  |  | 2019 | Tier 2 - Elevated | Distribution Circuit | 5 | 10 | 2019-05-10 | 378004 | Sus | Y | UnknownCause¦Patrolfoundnothing¦¦
19-0053840 | Vegetation | Tree - fell into line | Conductor, Overhead | Normal | 2019 | Tier 2 - Elevated | Distribution Circuit | 5 | 19 | 2019-05-19 | 384765 | Sus | Y | Vegetation¦Treefellintoline¦ConductorOverhead¦Normal
19-0057594 | Equipment Failure/Involved | Overhead | Crossarm, Wood | Broken | 2019 | Tier 2 - Elevated | Distribution Circuit | 5 | 25 | 2019-05-25 | 390109 | Sus | Y | EquipmentFailureInvolved¦Overhead¦CrossarmWood¦Broken
19-0057811 | Unknown Cause | Patrol - found nothing |  |  | 2019 | Tier 2 - Elevated | Distribution Circuit | 5 | 26 | 2019-05-26 | 390821 | Sus | Y | UnknownCause¦Patrolfoundnothing¦¦
19-0057965 | Equipment Failure/Involved | Overhead | Transformer (OH) | Failed/Faulted | 2019 | Tier 2 - Elevated | Transformer only | 5 | 27 | 2019-05-27 | 391153 | Sus | Y | EquipmentFailureInvolved¦Overhead¦Transformer(OH)¦FailedFaulted
19-0058669 | Vegetation | Tree - fell into line | Conductor, Overhead | Bent or Twisted | 2019 | Tier 3 - Extreme | Transformer only | 5 | 28 | 2019-05-28 | 392118 | Sus | Y | Vegetation¦Treefellintoline¦ConductorOverhead¦BentorTwisted
19-0065771 | Equipment Failure/Involved | Overhead | Cutout, fuse holder | Burned/flashed | 2019 | Tier 3 - Extreme | Distribution Circuit | 6 | 11 | 2019-06-11 | 405050 | Sus | Y | EquipmentFailureInvolved¦Overhead¦Cutoutfuseholder¦Burnedflashed
19-0067882 | Equipment Failure/Involved | Overhead | Transformer | Failed/Faulted | 2019 | Tier 2 - Elevated | Transformer only | 6 | 14 | 2019-06-14 | 412617 | Sus | Y | EquipmentFailureInvolved¦Overhead¦Transformer¦FailedFaulted
19-0081088 | Vegetation | Tree - branch fell on line | Conductor, Overhead | Normal | 2019 | Tier 2 - Elevated | Distribution Circuit | 7 | 25 | 2019-07-25 | 470847 | Sus | Y | Vegetation¦Treebranchfellonline¦ConductorOverhead¦Normal
19-0086672 | 3rd Party | Vehicle | Pole-Wood | Broken | 2019 | Tier 3 - Extreme | Distribution Circuit | 8 | 11 | 2019-08-11 | 502027 | Sus | Y | 3rdParty¦Vehicle¦PoleWood¦Broken
19-0088434 | 3rd Party | Vehicle | Pole-Wood | Broken | 2019 | Tier 2 - Elevated | Distribution Circuit | 8 | 15 | 2019-08-15 | 513460 | Sus | Y | 3rdParty¦Vehicle¦PoleWood¦Broken
19-0089040 | Equipment Failure/Involved | Overhead | Connector or Splice (OH) | Broken, wire on ground | 2019 | Tier 3 - Extreme | Distribution Circuit | 8 | 17 | 2019-08-17 | 519146 | Sus | Y | EquipmentFailureInvolved¦Overhead¦ConnectororSplice(OH)¦Brokenwireonground
19-0096499 | Vegetation | Tree - branch fell on line | Conductor, Overhead | Arcing | 2019 | Tier 3 - Extreme | Distribution Circuit | 9 | 7 | 2019-09-07 | 562311 | Sus | Y | Vegetation¦Treebranchfellonline¦ConductorOverhead¦Arcing
19-0096995 | Unknown Cause | Patrol - found nothing |  |  | 2019 | Tier 2 - Elevated | Distribution Circuit | 9 | 9 | 2019-09-09 | 565577 | Sus | Y | UnknownCause¦Patrolfoundnothing¦¦
19-0102306 | Unknown Cause | Patrol - found nothing |  |  | 2019 | Tier 2 - Elevated | Distribution Circuit | 9 | 23 | 2019-09-23 | 604171 | Sus | Y | UnknownCause¦Patrolfoundnothing¦¦
19-0112505 | Unknown Cause | Patrol - found nothing |  |  | 2019 | Tier 3 - Extreme | Distribution Circuit | 10 | 16 | 2019-10-16 | 662234 | Sus | Y | UnknownCause¦Patrolfoundnothing¦¦
19-0112575 | Equipment Failure/Involved | Overhead | Transformer | Failed/Faulted | 2019 | Tier 2 - Elevated | Transformer only | 10 | 16 | 2019-10-16 | 663101 | Sus | Y | EquipmentFailureInvolved¦Overhead¦Transformer¦FailedFaulted
19-0115398 | Animal | Bird found | Conductor, Overhead | Normal | 2019 | Tier 2 - Elevated | Distribution Circuit | 10 | 24 | 2019-10-24 | 679333 | Sus | Y | Animal¦Birdfound¦ConductorOverhead¦Normal
19-0128377 | Vegetation | Tree - branch fell on line | Fuse | Failed/Faulted | 2019 | Tier 2 - Elevated | Distribution Circuit | 11 | 25 | 2019-11-25 | 714241 | Sus | Y | Vegetation¦Treebranchfellonline¦Fuse¦FailedFaulted
19-0129579 | Unknown Cause | Patrol - not conducted |  |  | 2019 | Tier 2 - Elevated | Distribution Circuit | 11 | 26 | 2019-11-26 | 718561 | Sus | Y | UnknownCause¦Patrolnotconducted¦¦
19-0129862 | Unknown Cause | Patrol - found nothing |  |  | 2019 | Tier 3 - Extreme | Distribution Circuit | 11 | 26 | 2019-11-26 | 718377 | Sus | Y | UnknownCause¦Patrolfoundnothing¦¦
19-0130859 | Vegetation | Tree - fell into line | Conductor, Overhead | Broken, wire on ground | 2019 | Tier 3 - Extreme | Distribution Circuit | 11 | 26 | 2019-11-26 | 722886 | Sus | Y | Vegetation¦Treefellintoline¦ConductorOverhead¦Brokenwireonground
19-0131548 | Unknown Cause | Patrol - found nothing |  |  | 2019 | Tier 3 - Extreme | Distribution Circuit | 11 | 30 | 2019-11-30 | 724515 | Sus | Y | UnknownCause¦Patrolfoundnothing¦¦
19-0131853 | Unknown Cause | Patrol - not conducted |  |  | 2019 | Tier 3 - Extreme | Distribution Circuit | 12 | 1 | 2019-12-01 | 725671 | Sus | N | UnknownCause¦Patrolnotconducted¦¦
19-0134658 | Vegetation | Tree - fell into line | Conductor, Overhead | Normal | 2019 | Tier 3 - Extreme | Distribution Circuit | 12 | 6 | 2019-12-06 | 732044 | Sus | N | Vegetation¦Treefellintoline¦ConductorOverhead¦Normal
19-0136559 | Unknown Cause | Patrol - found nothing |  |  | 2019 | Tier 3 - Extreme | Transformer only | 12 | 14 | 2019-12-14 | 739589 | Sus | N | UnknownCause¦Patrolfoundnothing¦¦
20-0010642 | Unknown Cause | Patrol - found nothing |  |  | 2020 | Tier 3 - Extreme | Distribution Circuit | 1 | 16 | 2020-01-16 | 763638 | Sus | N | UnknownCause¦Patrolfoundnothing¦¦
20-0011897 | Vegetation | Tree - grew into line | Conductor, Overhead | Normal | 2020 | Tier 3 - Extreme | Distribution Circuit | 1 | 21 | 2020-01-21 | 767390 | Sus | N | Vegetation¦Treegrewintoline¦ConductorOverhead¦Normal
20-0013182 | Animal | Other | Conductor, Overhead | Normal | 2020 | Tier 2 - Elevated | Distribution Circuit | 1 | 24 | 2020-01-24 | 769103 | Sus | N | Animal¦Other¦ConductorOverhead¦Normal
20-0016336 | Vegetation | Tree - branch fell on line | Conductor, Overhead | Together | 2020 | Tier 2 - Elevated | Distribution Circuit | 2 | 2 | 2020-02-02 | 775718 | Sus | N | Vegetation¦Treebranchfellonline¦ConductorOverhead¦Together
20-0019423 | Equipment Failure/Involved | Overhead | Conductor, Overhead | Together | 2020 | Tier 2 - Elevated | Distribution Circuit | 2 | 9 | 2020-02-09 | 785351 | Sus | N | EquipmentFailureInvolved¦Overhead¦ConductorOverhead¦Together
20-0020558 | Animal | Squirrel | Switch (OH) | Normal | 2020 | Tier 2 - Elevated | Distribution Circuit | 2 | 11 | 2020-02-11 | 788708 | Sus | N | Animal¦Squirrel¦Switch(OH)¦Normal
20-0022835 | Unknown Cause | Patrol - not conducted |  |  | 2020 | Tier 3 - Extreme | Distribution Circuit | 2 | 17 | 2020-02-17 | 792572 | Sus | N | UnknownCause¦Patrolnotconducted¦¦
20-0032176 | Vegetation | Tree - branch fell on line | Conductor, Overhead | Normal | 2020 | Tier 3 - Extreme | Distribution Circuit | 3 | 14 | 2020-03-14 | 851518 | Sus | N | Vegetation¦Treebranchfellonline¦ConductorOverhead¦Normal
20-0032397 | Vegetation | Tree - fell into line | Conductor, Overhead | Broken, wire on ground | 2020 | Tier 3 - Extreme | Distribution Circuit | 3 | 15 | 2020-03-15 | 852669 | Sus | N | Vegetation¦Treefellintoline¦ConductorOverhead¦Brokenwireonground
20-0032749 | Vegetation | Tree - branch fell on line | Conductor, Overhead | Normal | 2020 | Tier 3 - Extreme | Distribution Circuit | 3 | 15 | 2020-03-15 | 852201 | Sus | N | Vegetation¦Treebranchfellonline¦ConductorOverhead¦Normal
20-0032767 | Vegetation | Tree - branch fell on line | Crossarm, Wood | Broken, wire on ground | 2020 | Tier 3 - Extreme | Distribution Circuit | 3 | 16 | 2020-03-16 | 854512 | Sus | N | Vegetation¦Treebranchfellonline¦CrossarmWood¦Brokenwireonground
20-0033029 | Vegetation | Tree - fell into line | Conductor, Overhead | Normal | 2020 | Tier 3 - Extreme | Distribution Circuit | 3 | 16 | 2020-03-16 | 855714 | Sus | N | Vegetation¦Treefellintoline¦ConductorOverhead¦Normal
20-0033245 | Vegetation | Tree - fell into line | Conductor, Overhead | Normal | 2020 | Tier 3 - Extreme | Distribution Circuit | 3 | 17 | 2020-03-17 | 856436 | Sus | N | Vegetation¦Treefellintoline¦ConductorOverhead¦Normal
20-0033272 | Equipment Failure/Involved | Fire, pole | Jumper | Deteriorated | 2020 | Tier 2 - Elevated | Distribution Circuit | 3 | 17 | 2020-03-17 | 856238 | Sus | N | EquipmentFailureInvolved¦Firepole¦Jumper¦Deteriorated
20-0034938 | Vegetation | Tree - fell into line | Secondary | Broken | 2020 | Tier 3 - Extreme | Transformer only | 3 | 21 | 2020-03-21 | 860422 | Sus | N | Vegetation¦Treefellintoline¦Secondary¦Broken
20-0040137 | Unknown Cause | Patrol - found nothing |  |  | 2020 | Tier 2 - Elevated | Distribution Circuit | 4 | 9 | 2020-04-09 | 892965 | Sus | N | UnknownCause¦Patrolfoundnothing¦¦
20-0041086 | Vegetation | Tree - fell into line | Conductor, Overhead | Broken, wire on ground | 2020 | Tier 3 - Extreme | Distribution Circuit | 4 | 14 | 2020-04-14 | 894890 | Sus | N | Vegetation¦Treefellintoline¦ConductorOverhead¦Brokenwireonground
20-0047188 | 3rd Party | Vehicle | Pole-Wood | Broken | 2020 | Tier 2 - Elevated | Distribution Circuit | 5 | 5 | 2020-05-05 | 907172 | Sus | Y | 3rdParty¦Vehicle¦PoleWood¦Broken
20-0049840 | Equipment Failure/Involved | Overhead | Crossarm, Wood | Broken | 2020 | Tier 2 - Elevated | Distribution Circuit | 5 | 13 | 2020-05-13 | 913159 | Sus | Y | EquipmentFailureInvolved¦Overhead¦CrossarmWood¦Broken
20-0051737 | Unknown Cause | Patrol - found nothing |  |  | 2020 | Tier 2 - Elevated | Distribution Circuit | 5 | 19 | 2020-05-19 | 917410 | Sus | Y | UnknownCause¦Patrolfoundnothing¦¦
20-0051890 | 3rd Party | Vehicle | Pole-Wood | Broken, wire on ground | 2020 | Tier 3 - Extreme | Distribution Circuit | 5 | 19 | 2020-05-19 | 917663 | Sus | Y | 3rdParty¦Vehicle¦PoleWood¦Brokenwireonground
20-0053443 | Unknown Cause | Patrol - found nothing |  |  | 2020 | Tier 3 - Extreme | Distribution Circuit | 5 | 22 | 2020-05-22 | 919734 | Sus | Y | UnknownCause¦Patrolfoundnothing¦¦
20-0065778 | Unknown Cause | Patrol - found nothing |  |  | 2020 | Tier 2 - Elevated | Distribution Circuit | 6 | 28 | 2020-06-28 | 949208 | Sus | Y | UnknownCause¦Patrolfoundnothing¦¦
20-0066791 | Unknown Cause | Patrol - found nothing |  |  | 2020 | Tier 2 - Elevated | Distribution Circuit | 6 | 30 | 2020-06-30 | 954950 | Sus | Y | UnknownCause¦Patrolfoundnothing¦¦
20-0070411 | Unknown Cause | Patrol - found nothing |  |  | 2020 | Tier 3 - Extreme | Distribution Circuit | 7 | 10 | 2020-07-10 | 961362 | Sus | Y | UnknownCause¦Patrolfoundnothing¦¦
20-0070783 | Animal | Bird found | Conductor, Overhead | Normal | 2020 | Tier 2 - Elevated | Distribution Circuit | 7 | 11 | 2020-07-11 | 962208 | Sus | Y | Animal¦Birdfound¦ConductorOverhead¦Normal
20-0077269 | Unknown Cause | Patrol - found nothing |  |  | 2020 | Tier 2 - Elevated | Distribution Circuit | 7 | 29 | 2020-07-29 | 974091 | Sus | Y | UnknownCause¦Patrolfoundnothing¦¦
20-0085503 | Environmental/External | Lightning | Transformer (OH) | Failed/Faulted | 2020 | Tier 2 - Elevated | Distribution Circuit | 8 | 17 | 2020-08-17 | 1014982 | Sus | Y | EnvironmentalExternal¦Lightning¦Transformer(OH)¦FailedFaulted
20-0087997 | 3rd Party | Vehicle | Conductor, Overhead | Broken, wire on ground | 2020 | Tier 2 - Elevated | Distribution Circuit | 8 | 20 | 2020-08-20 | 1025512 | Sus | Y | 3rdParty¦Vehicle¦ConductorOverhead¦Brokenwireonground
20-0091451 | Environmental/External | Fire, Forest/Grass | Conductor, Overhead | Normal | 2020 | Tier 3 - Extreme | Distribution Circuit | 8 | 19 | 2020-08-19 | 1041128 | Sus | Y | EnvironmentalExternal¦FireForestGrass¦ConductorOverhead¦Normal
20-0092768 | Vegetation | Tree - fell into line | Conductor, Overhead | Normal | 2020 | Tier 3 - Extreme | Distribution Circuit | 9 | 2 | 2020-09-02 | 1050114 | Sus | Y | Vegetation¦Treefellintoline¦ConductorOverhead¦Normal
20-0095205 | Equipment Failure/Involved | Overhead | Fuse | Broken | 2020 | Tier 2 - Elevated | Distribution Circuit | 9 | 8 | 2020-09-08 | 1061399 | Sus | Y | EquipmentFailureInvolved¦Overhead¦Fuse¦Broken
20-0096363 | Environmental/External | Fire, Forest/Grass | Transformer (OH) | Normal | 2020 | Tier 3 - Extreme | Transformer only | 8 | 19 | 2020-08-19 | 1064202 | Sus | Y | EnvironmentalExternal¦FireForestGrass¦Transformer(OH)¦Normal
20-0099961 | Environmental/External | Fire, Forest/Grass | Conductor, Overhead | Burned/flashed | 2020 | Tier 3 - Extreme | Distribution Circuit | 9 | 7 | 2020-09-07 | 1086453 | Sus | Y | EnvironmentalExternal¦FireForestGrass¦ConductorOverhead¦Burnedflashed
20-0100778 | Equipment Failure/Involved | Overhead | Jumper | Burned Open | 2020 | Tier 2 - Elevated | Distribution Circuit | 9 | 23 | 2020-09-23 | 1090654 | Sus | Y | EquipmentFailureInvolved¦Overhead¦Jumper¦BurnedOpen
20-0107685 | Unknown Cause | Patrol - found nothing |  |  | 2020 | Tier 3 - Extreme | Distribution Circuit | 10 | 12 | 2020-10-12 | 1115923 | Sus | Y | UnknownCause¦Patrolfoundnothing¦¦
20-0108444 | Wildfire Mitigation | Public Safety Power Shut-off | Conductor, Overhead | Normal | 2020 | Tier 2 - Elevated | Distribution Circuit | 10 | 14 | 2020-10-14 | 1117712 | Sus | Y | WildfireMitigation¦PublicSafetyPowerShutoff¦ConductorOverhead¦Normal
20-0111569 | Animal | Squirrel | Cutout, fuse holder | Normal | 2020 | Tier 2 - Elevated | Distribution Circuit | 10 | 22 | 2020-10-22 | 1123272 | Sus | Y | Animal¦Squirrel¦Cutoutfuseholder¦Normal
20-0112988 | Vegetation | Tree - branch fell on line | Conductor, Overhead | Normal | 2020 | Tier 3 - Extreme | Transformer only | 10 | 24 | 2020-10-24 | 1124813 | Sus | Y | Vegetation¦Treebranchfellonline¦ConductorOverhead¦Normal
20-0121631 | Vegetation | Tree - fell into line | Conductor, Overhead | Normal | 2020 | Tier 3 - Extreme | Distribution Circuit | 11 | 17 | 2020-11-17 | 1146663 | Sus | Y | Vegetation¦Treefellintoline¦ConductorOverhead¦Normal
20-0122741 | Vegetation | Tree - fell into line | Pole-Wood | Broken | 2020 | Tier 3 - Extreme | Distribution Circuit | 11 | 19 | 2020-11-19 | 1149076 | Sus | Y | Vegetation¦Treefellintoline¦PoleWood¦Broken
20-0126461 | Unknown Cause | Patrol - found nothing |  |  | 2020 | Tier 2 - Elevated | Distribution Circuit | 12 | 1 | 2020-12-01 | 1157167 | Sus | N | UnknownCause¦Patrolfoundnothing¦¦
20-0131263 | Unknown Cause | Patrol - found nothing |  |  | 2020 | Tier 2 - Elevated | Distribution Circuit | 12 | 20 | 2020-12-20 | 1195862 | Sus | N | UnknownCause¦Patrolfoundnothing¦¦
20-0131572 | Equipment Failure/Involved | Overhead | Crossarm, Wood | Broken | 2020 | Tier 2 - Elevated | Distribution Circuit | 12 | 23 | 2020-12-23 | 1197655 | Sus | N | EquipmentFailureInvolved¦Overhead¦CrossarmWood¦Broken
21-0004807 | Unknown Cause | Patrol - found nothing |  |  | 2021 | Tier 3 - Extreme | Transformer only | 1 | 4 | 2021-01-04 | 1203337 | Sus | N | UnknownCause¦Patrolfoundnothing¦¦
21-0007542 | Equipment Failure/Involved | Overhead | Transformer (OH) | Failed/Faulted | 2021 | Tier 2 - Elevated | Distribution Circuit | 1 | 11 | 2021-01-11 | 1208594 | Sus | N | EquipmentFailureInvolved¦Overhead¦Transformer(OH)¦FailedFaulted
21-0009601 | Unknown Cause | Patrol - found nothing |  |  | 2021 | Tier 3 - Extreme | Distribution Circuit | 1 | 18 | 2021-01-18 | 1212106 | Sus | N | UnknownCause¦Patrolfoundnothing¦¦
21-0012431 | Vegetation | Tree - fell into line | Conductor, Overhead | Bent or Twisted | 2021 | Tier 3 - Extreme | Distribution Circuit | 1 | 21 | 2021-01-21 | 1220332 | Sus | N | Vegetation¦Treefellintoline¦ConductorOverhead¦BentorTwisted
21-0013049 | Company Initiated | Construction Activity/equip, company | Conductor, Overhead | Normal | 2021 | Tier 3 - Extreme | Distribution Circuit | 1 | 22 | 2021-01-22 | 1221517 | Sus | N | CompanyInitiated¦ConstructionActivityequipcompany¦ConductorOverhead¦Normal
21-0013191 | Unknown Cause | Patrol - found nothing |  |  | 2021 | Tier 3 - Extreme | Transformer only | 1 | 22 | 2021-01-22 | 1221461 | Sus | N | UnknownCause¦Patrolfoundnothing¦¦
21-0013270 | Equipment Failure/Involved | Overhead | Transformer (OH) | Broken | 2021 | Tier 2 - Elevated | Transformer only | 1 | 23 | 2021-01-23 | 1221643 | Sus | N | EquipmentFailureInvolved¦Overhead¦Transformer(OH)¦Broken
21-0016766 | Vegetation | Tree - fell into line | Conductor, Overhead | Bent or Twisted | 2021 | Tier 3 - Extreme | Distribution Circuit | 1 | 26 | 2021-01-26 | 1229284 | Sus | N | Vegetation¦Treefellintoline¦ConductorOverhead¦BentorTwisted
21-0018657 | Vegetation | Tree - fell into line | Conductor, Overhead | Broken, wire on ground | 2021 | Tier 3 - Extreme | Distribution Circuit | 1 | 26 | 2021-01-26 | 1242425 | Sus | N | Vegetation¦Treefellintoline¦ConductorOverhead¦Brokenwireonground
21-0019279 | Unknown Cause | Patrol - found nothing |  |  | 2021 | Tier 3 - Extreme | Distribution Circuit | 1 | 27 | 2021-01-27 | 1237276 | Sus | N | UnknownCause¦Patrolfoundnothing¦¦
21-0019285 | Vegetation | Tree - fell into line | Conductor, Overhead | Broken, wire on ground | 2021 | Tier 3 - Extreme | Distribution Circuit | 1 | 26 | 2021-01-26 | 1243162 | Sus | N | Vegetation¦Treefellintoline¦ConductorOverhead¦Brokenwireonground
21-0019364 | Environmental/External | Ice or snow | Conductor, Overhead | Broken, wire on ground | 2021 | Tier 3 - Extreme | Distribution Circuit | 1 | 28 | 2021-01-28 | 1243450 | Sus | N | EnvironmentalExternal¦Iceorsnow¦ConductorOverhead¦Brokenwireonground
21-0024852 | Unknown Cause | Patrol - found nothing |  |  | 2021 | Tier 2 - Elevated | Distribution Circuit | 2 | 12 | 2021-02-12 | 1253518 | Sus | N | UnknownCause¦Patrolfoundnothing¦¦
21-0027591 | Unknown Cause | Patrol - found nothing |  |  | 2021 | Tier 2 - Elevated | Distribution Circuit | 2 | 19 | 2021-02-19 | 1258242 | Sus | N | UnknownCause¦Patrolfoundnothing¦¦
21-0029630 | Vegetation | Tree - branch fell on line | Conductor, Overhead | Broken, wire on ground | 2021 | Tier 3 - Extreme | Distribution Circuit | 2 | 25 | 2021-02-25 | 1262439 | Sus | N | Vegetation¦Treebranchfellonline¦ConductorOverhead¦Brokenwireonground
21-0032401 | Vegetation | Tree - branch fell on line | Conductor, Overhead | Normal | 2021 | Tier 2 - Elevated | Distribution Circuit | 3 | 4 | 2021-03-04 | 1268262 | Sus | N | Vegetation¦Treebranchfellonline¦ConductorOverhead¦Normal
21-0034500 | Vegetation | Tree - fell into line | Conductor, Overhead | Normal | 2021 | Tier 3 - Extreme | Distribution Circuit | 3 | 10 | 2021-03-10 | 1277161 | Sus | N | Vegetation¦Treefellintoline¦ConductorOverhead¦Normal
21-0035594 | Equipment Failure/Involved | Overhead | Crossarm, Wood | Broken | 2021 | Tier 2 - Elevated | Distribution Circuit | 3 | 11 | 2021-03-11 | 1279465 | Sus | N | EquipmentFailureInvolved¦Overhead¦CrossarmWood¦Broken
21-0035778 | Unknown Cause | Patrol - found nothing |  |  | 2021 | Tier 3 - Extreme | Distribution Circuit | 3 | 12 | 2021-03-12 | 1279928 | Sus | N | UnknownCause¦Patrolfoundnothing¦¦
21-0041901 | Equipment Failure/Involved | Overhead | Transformer (OH) |  | 2021 | Tier 2 - Elevated | Transformer only | 3 | 28 | 2021-03-28 | 1301926 | Sus | N | EquipmentFailureInvolved¦Overhead¦Transformer(OH)¦
21-0043007 | Equipment Failure/Involved | Overhead | Transformer (OH) | Failed/Faulted | 2021 | Tier 2 - Elevated | Distribution Circuit | 3 | 30 | 2021-03-30 | 1303864 | Sus | N | EquipmentFailureInvolved¦Overhead¦Transformer(OH)¦FailedFaulted
21-0048690 | Equipment Failure/Involved | Overhead | Transformer (OH) | Leaking | 2021 | Tier 3 - Extreme | Transformer only | 4 | 14 | 2021-04-14 | 1317055 | Sus | N | EquipmentFailureInvolved¦Overhead¦Transformer(OH)¦Leaking
21-0051936 | Equipment Failure/Involved | Overhead | Transformer (OH) | Failed/Faulted | 2021 | Tier 2 - Elevated | Distribution Circuit | 4 | 22 | 2021-04-22 | 1328241 | Sus | N | EquipmentFailureInvolved¦Overhead¦Transformer(OH)¦FailedFaulted
21-0057024 | 3rd Party | Vehicle | Transformer (UG) | Broken | 2021 | Tier 2 - Elevated | Distribution Circuit | 5 | 4 | 2021-05-04 | 1341158 | Sus | Y | 3rdParty¦Vehicle¦Transformer(UG)¦Broken
21-0058430 | Unknown Cause | Patrol - not conducted |  |  | 2021 | Tier 3 - Extreme | Distribution Circuit | 5 | 7 | 2021-05-07 | 1343202 | Sus | Y | UnknownCause¦Patrolnotconducted¦¦
21-0062079 | 3rd Party | Fire, house or bldg. | Conductor, Overhead | Normal | 2021 | Tier 2 - Elevated | Distribution Circuit | 5 | 16 | 2021-05-16 | 1351059 | Sus | Y | 3rdParty¦Firehouseorbldg¦ConductorOverhead¦Normal
21-0064842 | Vegetation | Tree - branch fell on line | Conductor, Overhead | On Ground | 2021 | Tier 3 - Extreme | Distribution Circuit | 5 | 23 | 2021-05-23 | 1356724 | Sus | Y | Vegetation¦Treebranchfellonline¦ConductorOverhead¦OnGround
21-0071145 | Vegetation | Tree - fell into line | Conductor, Overhead | Broken, wire on ground | 2021 | Tier 2 - Elevated | Distribution Circuit | 6 | 7 | 2021-06-07 | 1367934 | Sus | Y | Vegetation¦Treefellintoline¦ConductorOverhead¦Brokenwireonground
21-0072019 | 3rd Party | Vehicle | Conductor, Overhead | Broken, wire on ground | 2021 | Tier 2 - Elevated | Distribution Circuit | 6 | 9 | 2021-06-09 | 1369320 | Sus | Y | 3rdParty¦Vehicle¦ConductorOverhead¦Brokenwireonground
21-0077283 | Vegetation | Tree - fell into line | Conductor, Overhead | Broken, wire on ground | 2021 | Tier 2 - Elevated | Distribution Circuit | 6 | 22 | 2021-06-22 | 1381716 | Sus | Y | Vegetation¦Treefellintoline¦ConductorOverhead¦Brokenwireonground
21-0091906 | Environmental/External | Fire, Forest/Grass | Footings, Tower or Pole | Normal | 2021 | Tier 2 - Elevated | Transmission line | 7 | 19 | 2021-07-19 | 1408262 | Sus | Y | EnvironmentalExternal¦FireForestGrass¦FootingsTowerorPole¦Normal
21-0096128 | Equipment Failure/Involved | Overhead | Secondary | Normal | 2021 | Tier 3 - Extreme | Transformer only | 7 | 28 | 2021-07-28 | 1417360 | Sus | Y | EquipmentFailureInvolved¦Overhead¦Secondary¦Normal
21-0105963 | Wildfire Mitigation | Public Safety Power Shut-off | Conductor, Overhead | Normal | 2021 | Tier 3 - Extreme | Distribution Circuit | 8 | 17 | 2021-08-17 | 1445779 | Sus | Y | WildfireMitigation¦PublicSafetyPowerShutoff¦ConductorOverhead¦Normal
21-0107267 | Equipment Failure/Involved | Overhead | Other | Broken | 2021 | Tier 2 - Elevated | Distribution Circuit | 8 | 20 | 2021-08-20 | 1448592 | Sus | Y | EquipmentFailureInvolved¦Overhead¦Other¦Broken
21-0107652 | Unknown Cause | Patrol - found nothing |  |  | 2021 | Tier 2 - Elevated | Distribution Circuit | 8 | 21 | 2021-08-21 | 1449333 | Sus | Y | UnknownCause¦Patrolfoundnothing¦¦
21-0113732 | Equipment Failure/Involved | Overhead | Conductor, Overhead | Broken, wire on ground | 2021 | Tier 2 - Elevated | Distribution Circuit | 9 | 5 | 2021-09-05 | 1462398 | Sus | Y | EquipmentFailureInvolved¦Overhead¦ConductorOverhead¦Brokenwireonground
21-0114932 | Unknown Cause | Patrol - found nothing |  |  | 2021 | Tier 3 - Extreme | Transformer only | 9 | 8 | 2021-09-08 | 1464791 | Sus | Y | UnknownCause¦Patrolfoundnothing¦¦
21-0118174 | Equipment Failure/Involved | Overhead | Pole-Wood | Deteriorated | 2021 | Tier 3 - Extreme | Distribution Circuit | 9 | 16 | 2021-09-16 | 1472849 | Sus | Y | EquipmentFailureInvolved¦Overhead¦PoleWood¦Deteriorated
21-0122440 | Equipment Failure/Involved | Overhead | Conductor, Overhead | Together | 2021 | Tier 3 - Extreme | Distribution Circuit | 9 | 26 | 2021-09-26 | 1480777 | Sus | Y | EquipmentFailureInvolved¦Overhead¦ConductorOverhead¦Together
21-0123704 | Equipment Failure/Involved | Overhead | Transformer | Broken | 2021 | Tier 3 - Extreme | Transformer only | 9 | 29 | 2021-09-29 | 1483086 | Sus | Y | EquipmentFailureInvolved¦Overhead¦Transformer¦Broken
21-0134564 | Vegetation | Tree - fell into line | Conductor, Overhead | Broken, wire on ground | 2021 | Tier 2 - Elevated | Distribution Circuit | 10 | 21 | 2021-10-21 | 1504720 | Sus | Y | Vegetation¦Treefellintoline¦ConductorOverhead¦Brokenwireonground
21-0136255 | Vegetation | Tree - fell into line | Crossarm, Wood | Broken, wire on ground | 2021 | Tier 3 - Extreme | Distribution Circuit | 10 | 24 | 2021-10-24 | 1510876 | Sus | Y | Vegetation¦Treefellintoline¦CrossarmWood¦Brokenwireonground
21-0136333 | Unknown Cause | Patrol - found nothing |  |  | 2021 | Tier 3 - Extreme | Distribution Circuit | 10 | 24 | 2021-10-24 | 1511061 | Sus | Y | UnknownCause¦Patrolfoundnothing¦¦
21-0136818 | Vegetation | Tree - branch fell on line | Conductor, Overhead | Normal | 2021 | Tier 2 - Elevated | Distribution Circuit | 10 | 25 | 2021-10-25 | 1516145 | Sus | Y | Vegetation¦Treebranchfellonline¦ConductorOverhead¦Normal
21-0137558 | Unknown Cause | Patrol - found nothing |  |  | 2021 | Tier 2 - Elevated | Transformer only | 10 | 24 | 2021-10-24 | 1509151 | Sus | Y | UnknownCause¦Patrolfoundnothing¦¦
21-0143192 | Equipment Failure/Involved | Overhead | Transformer (OH) | Failed/Faulted | 2021 | Tier 2 - Elevated | Distribution Circuit | 11 | 7 | 2021-11-07 | 1536988 | Sus | Y | EquipmentFailureInvolved¦Overhead¦Transformer(OH)¦FailedFaulted
21-0144147 | Equipment Failure/Involved | Overhead | Conductor, Overhead | Broken, wire on ground | 2021 | Tier 3 - Extreme | Distribution Circuit | 11 | 9 | 2021-11-09 | 1539085 | Sus | Y | EquipmentFailureInvolved¦Overhead¦ConductorOverhead¦Brokenwireonground
21-0147832 | Equipment Failure/Involved | Overhead | Transformer | Broken | 2021 | Tier 2 - Elevated | Transformer only | 11 | 18 | 2021-11-18 | 1548928 | Sus | Y | EquipmentFailureInvolved¦Overhead¦Transformer¦Broken
21-0151169 | Unknown Cause | Patrol - found nothing |  |  | 2021 | Tier 2 - Elevated | Distribution Circuit | 11 | 25 | 2021-11-25 | 1554403 | Sus | Y | UnknownCause¦Patrolfoundnothing¦¦
21-0157031 | Vegetation | Tree - branch fell on line | Conductor, Overhead | Broken, wire on ground | 2021 | Tier 3 - Extreme | Distribution Circuit | 12 | 13 | 2021-12-13 | 1565902 | Sus | N | Vegetation¦Treebranchfellonline¦ConductorOverhead¦Brokenwireonground
21-0157419 | Vegetation | Tree - branch fell on line | Conductor, Overhead | Normal | 2021 | Tier 3 - Extreme | Distribution Circuit | 12 | 13 | 2021-12-13 | 1567973 | Sus | N | Vegetation¦Treebranchfellonline¦ConductorOverhead¦Normal
21-0157826 | Equipment Failure/Involved | Overhead | Conductor, Overhead | Broken, wire on ground | 2021 | Tier 2 - Elevated | Distribution Circuit | 12 | 14 | 2021-12-14 | 1569907 | Sus | N | EquipmentFailureInvolved¦Overhead¦ConductorOverhead¦Brokenwireonground
21-0158227 | Equipment Failure/Involved | Overhead | Conductor, Overhead | Broken, wire on ground | 2021 | Tier 2 - Elevated | Distribution Circuit | 12 | 14 | 2021-12-14 | 1569286 | Sus | N | EquipmentFailureInvolved¦Overhead¦ConductorOverhead¦Brokenwireonground
21-0158284 | Vegetation | Tree - branch fell on line | Conductor, Overhead | Broken | 2021 | Tier 2 - Elevated | Distribution Circuit | 12 | 15 | 2021-12-15 | 1572025 | Sus | N | Vegetation¦Treebranchfellonline¦ConductorOverhead¦Broken
21-0158459 | Vegetation | Tree - branch fell on line | Conductor, Overhead | Normal | 2021 | Tier 3 - Extreme | Distribution Circuit | 12 | 14 | 2021-12-14 | 1571457 | Sus | N | Vegetation¦Treebranchfellonline¦ConductorOverhead¦Normal
21-0160245 | Equipment Failure/Involved | Overhead | Conductor, Overhead | Broken, wire on ground | 2021 | Tier 3 - Extreme | Distribution Circuit | 12 | 23 | 2021-12-23 | 1579569 | Sus | N | EquipmentFailureInvolved¦Overhead¦ConductorOverhead¦Brokenwireonground
21-0160245 | Equipment Failure/Involved | Overhead | Conductor, Overhead | Broken, wire on ground | 2021 | Tier 3 - Extreme | Distribution Circuit | 12 | 23 | 2021-12-23 | 1579569 | Sus | N | EquipmentFailureInvolved¦Overhead¦ConductorOverhead¦Brokenwireonground
21-0160432 | Vegetation | Tree - fell into line | Crossarm, Wood | Broken | 2021 | Tier 2 - Elevated | Distribution Circuit | 12 | 24 | 2021-12-24 | 1580681 | Sus | N | Vegetation¦Treefellintoline¦CrossarmWood¦Broken
21-0160624 | Vegetation | Tree - bark fell into line | Conductor, Overhead | Normal | 2021 | Tier 2 - Elevated | Distribution Circuit | 12 | 25 | 2021-12-25 | 1581720 | Sus | N | Vegetation¦Treebarkfellintoline¦ConductorOverhead¦Normal
21-0160844 | Unknown Cause | Patrol - found nothing |  |  | 2021 | Tier 2 - Elevated | Distribution Circuit | 12 | 26 | 2021-12-26 | 1582819 | Sus | N | UnknownCause¦Patrolfoundnothing¦¦
21-0161067 | Vegetation | Tree - fell into line | Conductor, Overhead | Broken, wire on ground | 2021 | Tier 2 - Elevated | Distribution Circuit | 12 | 27 | 2021-12-27 | 1585486 | Sus | N | Vegetation¦Treefellintoline¦ConductorOverhead¦Brokenwireonground
21-0161124 | Vegetation | Tree - bark fell into line | Pole-Wood | Broken, wire on ground | 2021 | Tier 3 - Extreme | Distribution Circuit | 12 | 27 | 2021-12-27 | 1585850 | Sus | N | Vegetation¦Treebarkfellintoline¦PoleWood¦Brokenwireonground
21-0161142 | Vegetation | Tree - fell into line | Conductor, Overhead | Normal | 2021 | Tier 3 - Extreme | Distribution Circuit | 12 | 27 | 2021-12-27 | 1585454 | Sus | N | Vegetation¦Treefellintoline¦ConductorOverhead¦Normal
21-0161617 | Vegetation | Tree - fell into line | Pole-Wood | Broken, wire on ground | 2021 | Tier 2 - Elevated | Distribution Circuit | 12 | 27 | 2021-12-27 | 1588768 | Sus | N | Vegetation¦Treefellintoline¦PoleWood¦Brokenwireonground
21-0162038 | Equipment Failure/Involved | Electrical Overload | Transformer | Normal | 2021 | Tier 3 - Extreme | Transformer only | 12 | 31 | 2021-12-31 | 1590813 | Sus | N | EquipmentFailureInvolved¦ElectricalOverload¦Transformer¦Normal
22-0005276 | Equipment Failure/Involved | Overhead | Transformer (OH) | Broken | 2022 | Tier 2 - Elevated | Transformer only | 1 | 2 | 2022-01-02 | 1592649 | Sus | N | EquipmentFailureInvolved¦Overhead¦Transformer(OH)¦Broken
22-0006701 | Company Initiated | Return Circuit Normal | Generator | Normal | 2022 | Tier 2 - Elevated | Distribution Circuit | 1 | 10 | 2022-01-10 | 1599044 | Sus | N | CompanyInitiated¦ReturnCircuitNormal¦Generator¦Normal
22-0006947 | Equipment Failure/Involved | Overhead | Cutout, fuse holder | Broken | 2022 | Tier 3 - Extreme | Transformer only | 1 | 6 | 2022-01-06 | 1596331 | Sus | N | EquipmentFailureInvolved¦Overhead¦Cutoutfuseholder¦Broken
22-0008205 | Equipment Failure/Involved | Overhead | Fuse | Failed/Faulted | 2022 | Tier 2 - Elevated | Transformer only | 1 | 10 | 2022-01-10 | 1599470 | Sus | N | EquipmentFailureInvolved¦Overhead¦Fuse¦FailedFaulted
22-0010340 | Equipment Failure/Involved | Overhead | Pole-Wood | Broken | 2022 | Tier 3 - Extreme | Distribution Circuit | 1 | 16 | 2022-01-16 | 1603461 | Sus | N | EquipmentFailureInvolved¦Overhead¦PoleWood¦Broken
22-0012862 | Equipment Failure/Involved | Overhead | Conductor, Overhead | Together | 2022 | Tier 2 - Elevated | Distribution Circuit | 1 | 22 | 2022-01-22 | 1608435 | Sus | N | EquipmentFailureInvolved¦Overhead¦ConductorOverhead¦Together
22-0013079 | Equipment Failure/Involved | Overhead | Transformer (OH) | Failed/Faulted | 2022 | Tier 2 - Elevated | Transformer only | 1 | 22 | 2022-01-22 | 1609421 | Sus | N | EquipmentFailureInvolved¦Overhead¦Transformer(OH)¦FailedFaulted
22-0016726 | Equipment Failure/Involved | Overhead | Crossarm, Wood | Broken | 2022 | Tier 2 - Elevated | Distribution Circuit | 2 | 1 | 2022-02-01 | 1617839 | Sus | N | EquipmentFailureInvolved¦Overhead¦CrossarmWood¦Broken
22-0030133 | Vegetation | Tree - fell into line | Conductor, Overhead | Normal | 2022 | Tier 3 - Extreme | Distribution Circuit | 3 | 4 | 2022-03-04 | 1642505 | Sus | N | Vegetation¦Treefellintoline¦ConductorOverhead¦Normal
22-0030828 | Unknown Cause | Patrol - found nothing |  |  | 2022 | Tier 3 - Extreme | Transformer only | 3 | 7 | 2022-03-07 | 1644006 | Sus | N | UnknownCause¦Patrolfoundnothing¦¦
22-0035725 | Equipment Failure/Involved | Overhead | Jumper | Burned Open | 2022 | Tier 2 - Elevated | Distribution Circuit | 3 | 18 | 2022-03-18 | 1651149 | Sus | N | EquipmentFailureInvolved¦Overhead¦Jumper¦BurnedOpen
22-0038871 | Equipment Failure/Involved | Overhead | Crossarm, Wood | Broken | 2022 | Tier 2 - Elevated | Distribution Circuit | 3 | 26 | 2022-03-26 | 1656339 | Sus | N | EquipmentFailureInvolved¦Overhead¦CrossarmWood¦Broken
22-0039065 | Animal | Bird found | Pothead(Riser Termination) | Broken | 2022 | Tier 2 - Elevated | Distribution Circuit | 3 | 27 | 2022-03-27 | 1657006 | Sus | N | Animal¦Birdfound¦Pothead(RiserTermination)¦Broken
22-0042175 | Equipment Failure/Involved | Overhead | Transformer (OH) | Broken | 2022 | Tier 3 - Extreme | Transformer only | 4 | 3 | 2022-04-03 | 1662121 | Sus | N | EquipmentFailureInvolved¦Overhead¦Transformer(OH)¦Broken
22-0059707 | 3rd Party | Vehicle | Conductor, Overhead | Deteriorated | 2022 | Tier 2 - Elevated | Distribution Circuit | 5 | 9 | 2022-05-09 | 1692032 | Sus | Y | 3rdParty¦Vehicle¦ConductorOverhead¦Deteriorated
22-0064495 | Animal | Bird found | Transformer | Burned/flashed | 2022 | Tier 2 - Elevated | Transformer only | 5 | 20 | 2022-05-20 | 1705702 | Sus | Y | Animal¦Birdfound¦Transformer¦Burnedflashed
22-0065353 | 3rd Party | Vehicle | Fuse | Failed/Faulted | 2022 | Tier 2 - Elevated | Distribution Circuit | 5 | 23 | 2022-05-23 | 1708179 | Sus | Y | 3rdParty¦Vehicle¦Fuse¦FailedFaulted
22-0069045 | Company Initiated | Construction Activity/equip, company | Jumper | Normal | 2022 | Tier 3 - Extreme | Distribution Circuit | 6 | 1 | 2022-06-01 | 1716091 | Sus | Y | CompanyInitiated¦ConstructionActivityequipcompany¦Jumper¦Normal
22-0072476 | Equipment Failure/Involved | Overhead | Transformer (OH) | Leaking | 2022 | Tier 2 - Elevated | Transformer only | 6 | 9 | 2022-06-09 | 1726855 | Sus | Y | EquipmentFailureInvolved¦Overhead¦Transformer(OH)¦Leaking
22-0078774 | Unknown Cause | Patrol - found nothing |  |  | 2022 | Tier 2 - Elevated | Distribution Circuit | 6 | 26 | 2022-06-26 | 1742860 | Sus | Y | UnknownCause¦Patrolfoundnothing¦¦
22-0081025 | Equipment Failure/Involved | Overhead | Conductor, Overhead | Broken | 2022 | Tier 2 - Elevated | Distribution Circuit | 7 | 1 | 2022-07-01 | 1747305 | Sus | Y | EquipmentFailureInvolved¦Overhead¦ConductorOverhead¦Broken
22-0089144 | Equipment Failure/Involved | Overhead | Transformer (OH) | Failed/Faulted | 2022 | Tier 3 - Extreme | Distribution Circuit | 7 | 24 | 2022-07-24 | 1764395 | Sus | Y | EquipmentFailureInvolved¦Overhead¦Transformer(OH)¦FailedFaulted
22-0090522 | Vegetation | Tree - fell into line | Service conductor | Broken, wire on ground | 2022 | Tier 2 - Elevated | Distribution Circuit | 7 | 27 | 2022-07-27 | 1766851 | Sus | Y | Vegetation¦Treefellintoline¦Serviceconductor¦Brokenwireonground
22-0091841 | Equipment Failure/Involved | Overhead | Switch (OH) | Failed/Faulted | 2022 | Tier 2 - Elevated | Transformer only | 7 | 31 | 2022-07-31 | 1769649 | Sus | Y | EquipmentFailureInvolved¦Overhead¦Switch(OH)¦FailedFaulted
22-0094709 | Equipment Failure/Involved | Overhead | Transformer (OH) | Failed/Faulted | 2022 | Tier 2 - Elevated | Transformer only | 8 | 7 | 2022-08-07 | 1775239 | Sus | Y | EquipmentFailureInvolved¦Overhead¦Transformer(OH)¦FailedFaulted
22-0094735 | Unknown Cause | Patrol - found nothing |  |  | 2022 | Tier 2 - Elevated | Distribution Circuit | 8 | 7 | 2022-08-07 | 1775397 | Sus | Y | UnknownCause¦Patrolfoundnothing¦¦
22-0095580 | Equipment Failure/Involved | Overhead | Fuse | Normal | 2022 | Tier 2 - Elevated | Transformer only | 8 | 9 | 2022-08-09 | 1777228 | Sus | Y | EquipmentFailureInvolved¦Overhead¦Fuse¦Normal
22-0097120 | Company Initiated | Personnel, company | Conductor, Overhead | Normal | 2022 | Tier 3 - Extreme | Distribution Circuit | 8 | 27 | 2022-08-27 | 1793145 | Sus | Y | CompanyInitiated¦Personnelcompany¦ConductorOverhead¦Normal
22-0097220 | Equipment Failure/Involved | Overhead | Pole-Wood | Broken | 2022 | Tier 2 - Elevated | Distribution Circuit | 8 | 13 | 2022-08-13 | 1780372 | Sus | Y | EquipmentFailureInvolved¦Overhead¦PoleWood¦Broken
22-0097243 | Equipment Failure/Involved | Overhead | Pole-Wood | Broken | 2022 | Tier 2 - Elevated | Distribution Circuit | 8 | 13 | 2022-08-13 | 1780396 | Sus | Y | EquipmentFailureInvolved¦Overhead¦PoleWood¦Broken
22-0105535 | Equipment Failure/Involved | Overhead | Pole-Wood | Broken | 2022 | Tier 2 - Elevated | Distribution Circuit | 9 | 3 | 2022-09-03 | 1798477 | Sus | Y | EquipmentFailureInvolved¦Overhead¦PoleWood¦Broken
22-0107212 | Equipment Failure/Involved | Overhead | Pole-Wood | Deteriorated | 2022 | Tier 2 - Elevated | Transformer only | 9 | 7 | 2022-09-07 | 1804094 | Sus | Y | EquipmentFailureInvolved¦Overhead¦PoleWood¦Deteriorated
22-0111201 | Animal | Bird found | Conductor, Overhead | Normal | 2022 | Tier 2 - Elevated | Distribution Circuit | 9 | 16 | 2022-09-16 | 1812615 | Sus | Y | Animal¦Birdfound¦ConductorOverhead¦Normal
22-0117355 | Unknown Cause | Patrol - found nothing |  |  | 2022 | Tier 2 - Elevated | Distribution Circuit | 10 | 3 | 2022-10-03 | 1827090 | Sus | Y | UnknownCause¦Patrolfoundnothing¦¦
22-0117841 | Unknown Cause | Patrol - found nothing |  |  | 2022 | Tier 3 - Extreme | Transformer only | 10 | 4 | 2022-10-04 | 1828646 | Sus | Y | UnknownCause¦Patrolfoundnothing¦¦
22-0121867 | Vegetation | Tree - fell into line | Conductor, Overhead | Broken, wire on ground | 2022 | Tier 2 - Elevated | Distribution Circuit | 10 | 16 | 2022-10-16 | 1838275 | Sus | Y | Vegetation¦Treefellintoline¦ConductorOverhead¦Brokenwireonground
22-0123777 | Company Initiated | Personnel, company |  |  | 2022 | Tier 2 - Elevated | Distribution Circuit | 10 | 23 | 2022-10-23 | 1843314 | Sus | Y | CompanyInitiated¦Personnelcompany¦¦
22-0133252 | Animal | Squirrel | Fuse | Failed/Faulted | 2022 | Tier 3 - Extreme | Distribution Circuit | 11 | 21 | 2022-11-21 | 1867279 | Sus | Y | Animal¦Squirrel¦Fuse¦FailedFaulted
22-0134935 | 3rd Party | Vehicle | Pole-Wood | Broken | 2022 | Tier 3 - Extreme | Distribution Circuit | 11 | 29 | 2022-11-29 | 1871657 | Sus | Y | 3rdParty¦Vehicle¦PoleWood¦Broken
22-0135774 | Unknown Cause | Patrol - found nothing |  |  | 2022 | Tier 2 - Elevated | Distribution Circuit | 12 | 1 | 2022-12-01 | 1873478 | Sus | N | UnknownCause¦Patrolfoundnothing¦¦
22-0136649 | Vegetation | Tree - fell into line | Conductor, Overhead | Broken, wire on ground | 2022 | Tier 3 - Extreme | Distribution Circuit | 12 | 5 | 2022-12-05 | 1876225 | Sus | N | Vegetation¦Treefellintoline¦ConductorOverhead¦Brokenwireonground
22-0137208 | Equipment Failure/Involved | Overhead | Transformer (OH) | Failed/Faulted | 2022 | Tier 3 - Extreme | Transformer only | 12 | 6 | 2022-12-06 | 1877632 | Sus | N | EquipmentFailureInvolved¦Overhead¦Transformer(OH)¦FailedFaulted
22-0138540 | Unknown Cause | Patrol - not conducted |  |  | 2022 | Tier 3 - Extreme | Distribution Circuit | 12 | 10 | 2022-12-10 | 1883330 | Sus | N | UnknownCause¦Patrolnotconducted¦¦
22-0138640 | Vegetation | Tree - fell into line | Transformer | Broken, wire on ground | 2022 | Tier 2 - Elevated | Transformer only | 12 | 10 | 2022-12-10 | 1883892 | Sus | N | Vegetation¦Treefellintoline¦Transformer¦Brokenwireonground
23-0004422 | Vegetation | Tree - fell into line | Conductor, Overhead | Broken, wire on ground | 2022 | Tier 2 - Elevated | Distribution Circuit | 12 | 31 | 2022-12-31 | 1906854 | Sus | N | Vegetation¦Treefellintoline¦ConductorOverhead¦Brokenwireonground
15-0004503 | Equipment Failure/Involved | Other | Other | Malfunctioning | 2015 | Tier 3 - Extreme | Transformer only | 1 | 14 | 2015-01-14 | 1163625 | Sus | N | EquipmentFailureInvolved¦Other¦Other¦Malfunctioning
15-0011673 | Unknown Cause | Patrol - found nothing |  |  | 2015 | Tier 3 - Extreme | Distribution Circuit | 2 | 8 | 2015-02-08 | 1183282 | Sus | N | UnknownCause¦Patrolfoundnothing¦¦
15-0011872 | Vegetation | Tree - fell into line | Conductor, Overhead | Broken, wire on ground | 2015 | Tier 2 - Elevated | Distribution Circuit | 2 | 8 | 2015-02-08 | 1185293 | Sus | N | Vegetation¦Treefellintoline¦ConductorOverhead¦Brokenwireonground
15-0019602 | Equipment Failure/Involved | Other | Transformer | Broken | 2015 | Tier 2 - Elevated | Distribution Circuit | 3 | 14 | 2015-03-14 | 1203511 | Sus | N | EquipmentFailureInvolved¦Other¦Transformer¦Broken
15-0024145 | Unknown Cause | Patrol - not conducted |  |  | 2015 | Tier 2 - Elevated | Distribution Circuit | 4 | 3 | 2015-04-03 | 1212374 | Sus | N | UnknownCause¦Patrolnotconducted¦¦
15-0031228 | Equipment Failure/Involved | Electrical Overload | Transformer | Malfunctioning | 2015 | Tier 2 - Elevated | Transformer only | 5 | 2 | 2015-05-02 | 1228246 | Sus | Y | EquipmentFailureInvolved¦ElectricalOverload¦Transformer¦Malfunctioning
15-0032165 | Unknown Cause | Patrol - found nothing |  |  | 2015 | Tier 2 - Elevated | Distribution Circuit | 5 | 6 | 2015-05-06 | 1229841 | Sus | Y | UnknownCause¦Patrolfoundnothing¦¦
15-0032539 | Animal | Other | Conductor, Overhead | Normal | 2015 | Tier 2 - Elevated | Distribution Circuit | 5 | 7 | 2015-05-07 | 1230800 | Sus | Y | Animal¦Other¦ConductorOverhead¦Normal
15-0032802 | Equipment Failure/Involved | Fire, pole | Crossarm, Wood | Burned/flashed | 2015 | Tier 3 - Extreme | Distribution Circuit | 5 | 7 | 2015-05-07 | 1231426 | Sus | Y | EquipmentFailureInvolved¦Firepole¦CrossarmWood¦Burnedflashed
15-0037733 | 3rd Party | Vehicle | Pole-Wood | Broken, wire on ground | 2015 | Tier 2 - Elevated | Distribution Circuit | 6 | 1 | 2015-06-01 | 1242306 | Sus | Y | 3rdParty¦Vehicle¦PoleWood¦Brokenwireonground
15-0039907 | Environmental/External | Lightning | Transformer (OH) | Normal | 2015 | Tier 2 - Elevated | Transformer only | 6 | 9 | 2015-06-09 | 1248038 | Sus | Y | EnvironmentalExternal¦Lightning¦Transformer(OH)¦Normal
15-0041770 | Equipment Failure/Involved | Overhead | Jumper | Arcing | 2015 | Tier 2 - Elevated | Transformer only | 6 | 17 | 2015-06-17 | 1252551 | Sus | Y | EquipmentFailureInvolved¦Overhead¦Jumper¦Arcing
15-0042337 | Equipment Failure/Involved | Overhead | Transformer (OH) | Failed/Faulted | 2015 | Tier 2 - Elevated | Distribution Circuit | 6 | 21 | 2015-06-21 | 1254080 | Sus | Y | EquipmentFailureInvolved¦Overhead¦Transformer(OH)¦FailedFaulted
15-0049043 | Environmental/External | Lightning | Transformer | Burned/flashed | 2015 | Tier 2 - Elevated | Transformer only | 7 | 19 | 2015-07-19 | 1272240 | Sus | Y | EnvironmentalExternal¦Lightning¦Transformer¦Burnedflashed
15-0052365 | Equipment Failure/Involved | Fire, pole | Conductor, Overhead | Normal | 2015 | Tier 2 - Elevated | Distribution Circuit | 8 | 3 | 2015-08-03 | 1282030 | Sus | Y | EquipmentFailureInvolved¦Firepole¦ConductorOverhead¦Normal
15-0058110 | Vegetation | Tree - fell into line | Conductor, Overhead | Broken, wire on ground | 2015 | Tier 3 - Extreme | Distribution Circuit | 8 | 28 | 2015-08-28 | 1296412 | Sus | Y | Vegetation¦Treefellintoline¦ConductorOverhead¦Brokenwireonground
15-0061590 | Environmental/External | Fire, Forest/Grass | Conductor, Overhead | Normal | 2015 | Tier 2 - Elevated | Distribution Circuit | 9 | 9 | 2015-09-09 | 1306495 | Sus | Y | EnvironmentalExternal¦FireForestGrass¦ConductorOverhead¦Normal
15-0061937 | Environmental/External | Fire, Forest/Grass | Secondary | Burned/flashed | 2015 | Tier 2 - Elevated | Distribution Circuit | 9 | 11 | 2015-09-11 | 1307657 | Sus | Y | EnvironmentalExternal¦FireForestGrass¦Secondary¦Burnedflashed
15-0065945 | Equipment Failure/Involved | Overhead | Transformer (OH) | Failed/Faulted | 2015 | Tier 2 - Elevated | Transformer only | 9 | 27 | 2015-09-27 | 1312708 | Sus | Y | EquipmentFailureInvolved¦Overhead¦Transformer(OH)¦FailedFaulted
15-0077852 | Equipment Failure/Involved | Underground | Secondary | Deteriorated | 2015 | Tier 3 - Extreme | Transformer only | 11 | 15 | 2015-11-15 | 1341433 | Sus | Y | EquipmentFailureInvolved¦Underground¦Secondary¦Deteriorated
15-0077983 | Unknown Cause | Patrol - not conducted |  |  | 2015 | Tier 3 - Extreme | Distribution Circuit | 11 | 15 | 2015-11-15 | 1342380 | Sus | Y | UnknownCause¦Patrolnotconducted¦¦
15-0078394 | Unknown Cause | Patrol - found nothing |  |  | 2015 | Tier 3 - Extreme | Transformer only | 11 | 16 | 2015-11-16 | 1343457 | Sus | Y | UnknownCause¦Patrolfoundnothing¦¦
15-0079970 | Vegetation | Tree - grew into line | Conductor, Overhead | Broken | 2015 | Tier 3 - Extreme | Transformer only | 11 | 22 | 2015-11-22 | 1346937 | Sus | Y | Vegetation¦Treegrewintoline¦ConductorOverhead¦Broken
15-0084684 | Vegetation | Tree - branch fell on line | Conductor, Overhead | Normal | 2015 | Tier 3 - Extreme | Distribution Circuit | 12 | 13 | 2015-12-13 | 1360266 | Sus | N | Vegetation¦Treebranchfellonline¦ConductorOverhead¦Normal
15-0084859 | Vegetation | Tree - fell into line | Conductor, Overhead | Broken, wire on ground | 2015 | Tier 3 - Extreme | Distribution Circuit | 12 | 13 | 2015-12-13 | 1361120 | Sus | N | Vegetation¦Treefellintoline¦ConductorOverhead¦Brokenwireonground
15-0087045 | Equipment Failure/Involved | Overhead | Pole-Wood | Broken | 2015 | Tier 3 - Extreme | Distribution Circuit | 12 | 24 | 2015-12-24 | 1370660 | Sus | N | EquipmentFailureInvolved¦Overhead¦PoleWood¦Broken
15-0087176 | Equipment Failure/Involved | Overhead | Conductor, Overhead | Broken, wire on ground | 2015 | Tier 2 - Elevated | Distribution Circuit | 12 | 24 | 2015-12-24 | 1371354 | Sus | N | EquipmentFailureInvolved¦Overhead¦ConductorOverhead¦Brokenwireonground
15-0087245 | Vegetation | Tree - fell into line | Service conductor | Broken, wire on ground | 2015 | Tier 2 - Elevated | Transformer only | 12 | 24 | 2015-12-24 | 1371411 | Sus | N | Vegetation¦Treefellintoline¦Serviceconductor¦Brokenwireonground
15-0087845 | Vegetation | Tree - fell into line | Conductor, Overhead | Normal | 2015 | Tier 2 - Elevated | Distribution Circuit | 12 | 30 | 2015-12-30 | 1374723 | Sus | N | Vegetation¦Treefellintoline¦ConductorOverhead¦Normal
15-0087964 | Unknown Cause | Patrol - found nothing |  |  | 2015 | Tier 3 - Extreme | Distribution Circuit | 12 | 31 | 2015-12-31 | 1375469 | Sus | N | UnknownCause¦Patrolfoundnothing¦¦
16-0006607 | Vegetation | Tree - fell into line | Conductor, Overhead | Broken | 2016 | Tier 3 - Extreme | Distribution Circuit | 1 | 19 | 2016-01-19 | 1388006 | Sus | N | Vegetation¦Treefellintoline¦ConductorOverhead¦Broken
16-0009492 | Equipment Failure/Involved | Overhead | Transformer | Deteriorated | 2016 | Tier 2 - Elevated | Transformer only | 1 | 31 | 2016-01-31 | 1394962 | Sus | N | EquipmentFailureInvolved¦Overhead¦Transformer¦Deteriorated
16-0009887 | Environmental/External | Ice or snow | Conductor, Overhead | Together | 2016 | Tier 2 - Elevated | Distribution Circuit | 2 | 1 | 2016-02-01 | 1395995 | Sus | N | EnvironmentalExternal¦Iceorsnow¦ConductorOverhead¦Together
16-0012552 | Equipment Failure/Involved | Overhead | Transformer (OH) | Failed/Faulted | 2016 | Tier 2 - Elevated | Transformer only | 2 | 14 | 2016-02-14 | 1403112 | Sus | N | EquipmentFailureInvolved¦Overhead¦Transformer(OH)¦FailedFaulted
16-0012987 | Animal | Bird found | Conductor, Overhead | Broken, wire on ground | 2016 | Tier 2 - Elevated | Distribution Circuit | 2 | 17 | 2016-02-17 | 1404619 | Sus | N | Animal¦Birdfound¦ConductorOverhead¦Brokenwireonground
16-0013643 | Equipment Failure/Involved | Overhead | Transformer (OH) | Failed/Faulted | 2016 | Tier 3 - Extreme | Distribution Circuit | 2 | 18 | 2016-02-18 | 1407947 | Sus | N | EquipmentFailureInvolved¦Overhead¦Transformer(OH)¦FailedFaulted
16-0018178 | Unknown Cause | Patrol - found nothing |  |  | 2016 | Tier 2 - Elevated | Distribution Circuit | 3 | 5 | 2016-03-05 | 1420456 | Sus | N | UnknownCause¦Patrolfoundnothing¦¦
16-0018260 | Vegetation | Tree - branch fell on line | Conductor, Overhead | Normal | 2016 | Tier 2 - Elevated | Distribution Circuit | 3 | 6 | 2016-03-06 | 1420875 | Sus | N | Vegetation¦Treebranchfellonline¦ConductorOverhead¦Normal
16-0018839 | Unknown Cause | Patrol - found nothing |  |  | 2016 | Tier 3 - Extreme | Distribution Circuit | 3 | 7 | 2016-03-07 | 1423396 | Sus | N | UnknownCause¦Patrolfoundnothing¦¦
16-0018992 | Vegetation | Tree - fell into line | Conductor, Overhead | Broken, wire on ground | 2016 | Tier 3 - Extreme | Distribution Circuit | 3 | 7 | 2016-03-07 | 1424107 | Sus | N | Vegetation¦Treefellintoline¦ConductorOverhead¦Brokenwireonground
16-0019003 | Equipment Failure/Involved | Overhead | Transformer | Failed/Faulted | 2016 | Tier 2 - Elevated | Transformer only | 3 | 7 | 2016-03-07 | 1423946 | Sus | N | EquipmentFailureInvolved¦Overhead¦Transformer¦FailedFaulted
16-0019337 | Vegetation | Tree - fell into line | Conductor, Overhead | Normal | 2016 | Tier 2 - Elevated | Distribution Circuit | 3 | 8 | 2016-03-08 | 1425542 | Sus | N | Vegetation¦Treefellintoline¦ConductorOverhead¦Normal
16-0020033 | Vegetation | Tree - fell into line | Conductor, Overhead | Broken, wire on ground | 2016 | Tier 2 - Elevated | Distribution Circuit | 3 | 10 | 2016-03-10 | 1426579 | Sus | N | Vegetation¦Treefellintoline¦ConductorOverhead¦Brokenwireonground
16-0021157 | Equipment Failure/Involved | Overhead | Jumper | Burned Open | 2016 | Tier 2 - Elevated | Distribution Circuit | 3 | 14 | 2016-03-14 | 1430813 | Sus | N | EquipmentFailureInvolved¦Overhead¦Jumper¦BurnedOpen
16-0023127 | Vegetation | Tree - fell into line | Secondary | Broken, wire on ground | 2016 | Tier 3 - Extreme | Transformer only | 3 | 21 | 2016-03-21 | 1435844 | Sus | N | Vegetation¦Treefellintoline¦Secondary¦Brokenwireonground
16-0023842 | Unknown Cause | Patrol - found nothing |  |  | 2016 | Tier 2 - Elevated | Distribution Circuit | 3 | 24 | 2016-03-24 | 1437997 | Sus | N | UnknownCause¦Patrolfoundnothing¦¦
16-0024176 | Vegetation | Tree - fell into line | Fuse | Failed/Faulted | 2016 | Tier 3 - Extreme | Distribution Circuit | 3 | 26 | 2016-03-26 | 1439058 | Sus | N | Vegetation¦Treefellintoline¦Fuse¦FailedFaulted
16-0024498 | Vegetation | Tree - branch fell on line | Conductor, Overhead | Normal | 2016 | Tier 2 - Elevated | Distribution Circuit | 3 | 28 | 2016-03-28 | 1439972 | Sus | N | Vegetation¦Treebranchfellonline¦ConductorOverhead¦Normal
16-0025459 | Equipment Failure/Involved | Overhead | Conductor, Overhead | Deteriorated | 2016 | Tier 2 - Elevated | Distribution Circuit | 3 | 31 | 2016-03-31 | 1442581 | Sus | N | EquipmentFailureInvolved¦Overhead¦ConductorOverhead¦Deteriorated
16-0027352 | Vegetation | Tree - branch fell on line | Conductor, Overhead | Normal | 2016 | Tier 3 - Extreme | Distribution Circuit | 4 | 8 | 2016-04-08 | 1447256 | Sus | N | Vegetation¦Treebranchfellonline¦ConductorOverhead¦Normal
16-0032916 | Unknown Cause | Patrol - not conducted |  |  | 2016 | Tier 3 - Extreme | Distribution Circuit | 4 | 30 | 2016-04-30 | 1462301 | Sus | N | UnknownCause¦Patrolnotconducted¦¦
16-0034089 | Vegetation | Tree - branch fell on line | Conductor, Overhead | Normal | 2016 | Tier 2 - Elevated | Distribution Circuit | 5 | 5 | 2016-05-05 | 1465215 | Sus | Y | Vegetation¦Treebranchfellonline¦ConductorOverhead¦Normal
16-0045830 | Animal | Squirrel | Conductor, Overhead | Normal | 2016 | Tier 3 - Extreme | Distribution Circuit | 6 | 26 | 2016-06-26 | 1496006 | Sus | Y | Animal¦Squirrel¦ConductorOverhead¦Normal
16-0055835 | Vegetation | Tree - grew into line | Conductor, Overhead | Normal | 2016 | Tier 2 - Elevated | Distribution Circuit | 8 | 8 | 2016-08-08 | 1523281 | Sus | Y | Vegetation¦Treegrewintoline¦ConductorOverhead¦Normal
16-0055985 | 3rd Party | Tree - cutting, 3rd party | Conductor, Overhead | Together | 2016 | Tier 2 - Elevated | Distribution Circuit | 8 | 9 | 2016-08-09 | 1523674 | Sus | Y | 3rdParty¦Treecutting3rdparty¦ConductorOverhead¦Together
16-0056096 | Vegetation | Tree - branch fell on line | Conductor, Overhead | Normal | 2016 | Tier 2 - Elevated | Distribution Circuit | 8 | 9 | 2016-08-09 | 1523834 | Sus | Y | Vegetation¦Treebranchfellonline¦ConductorOverhead¦Normal
16-0057183 | Unknown Cause | Patrol - found nothing |  |  | 2016 | Tier 3 - Extreme | Distribution Circuit | 8 | 14 | 2016-08-14 | 1526109 | Sus | Y | UnknownCause¦Patrolfoundnothing¦¦
16-0059734 | Equipment Failure/Involved | Overhead | Conductor, Overhead | Normal | 2016 | Tier 3 - Extreme | Distribution Circuit | 8 | 24 | 2016-08-24 | 1531510 | Sus | Y | EquipmentFailureInvolved¦Overhead¦ConductorOverhead¦Normal
16-0059734 | Equipment Failure/Involved | Overhead | Conductor, Overhead | Normal | 2016 | Tier 3 - Extreme | Distribution Circuit | 8 | 24 | 2016-08-24 | 1531510 | Sus | Y | EquipmentFailureInvolved¦Overhead¦ConductorOverhead¦Normal
16-0067192 | Animal | Squirrel | Bushing | Normal | 2016 | Tier 2 - Elevated | Distribution Circuit | 9 | 24 | 2016-09-24 | 1546951 | Sus | Y | Animal¦Squirrel¦Bushing¦Normal
16-0069006 | Unknown Cause | Patrol - found nothing |  |  | 2016 | Tier 2 - Elevated | Distribution Circuit | 10 | 2 | 2016-10-02 | 1551247 | Sus | Y | UnknownCause¦Patrolfoundnothing¦¦
16-0072172 | Vegetation | Tree - branch fell on line | Fuse | Failed/Faulted | 2016 | Tier 3 - Extreme | Distribution Circuit | 10 | 14 | 2016-10-14 | 1559436 | Sus | Y | Vegetation¦Treebranchfellonline¦Fuse¦FailedFaulted
16-0074608 | Equipment Failure/Involved | Overhead | Bushing | Broken | 2016 | Tier 3 - Extreme | Transformer only | 10 | 21 | 2016-10-21 | 1567096 | Sus | Y | EquipmentFailureInvolved¦Overhead¦Bushing¦Broken
16-0076894 | Equipment Failure/Involved | Overhead | Insulator | Broken | 2016 | Tier 2 - Elevated | Distribution Circuit | 10 | 31 | 2016-10-31 | 1573540 | Sus | Y | EquipmentFailureInvolved¦Overhead¦Insulator¦Broken
16-0077152 | Unknown Cause | Patrol - found nothing |  |  | 2016 | Tier 2 - Elevated | Distribution Circuit | 11 | 1 | 2016-11-01 | 1574286 | Sus | Y | UnknownCause¦Patrolfoundnothing¦¦
16-0081308 | Unknown Cause | Patrol - not conducted |  |  | 2016 | Tier 2 - Elevated | Distribution Circuit | 11 | 20 | 2016-11-20 | 1586013 | Sus | Y | UnknownCause¦Patrolnotconducted¦¦
16-0083989 | Unknown Cause | Patrol - not conducted |  |  | 2016 | Tier 2 - Elevated | Distribution Circuit | 12 | 5 | 2016-12-05 | 1595028 | Sus | N | UnknownCause¦Patrolnotconducted¦¦
16-0086159 | Environmental/External | Flood/Erosion | Cutout, fuse holder | Failed/Faulted | 2016 | Tier 3 - Extreme | Distribution Circuit | 12 | 17 | 2016-12-17 | 1605343 | Sus | N | EnvironmentalExternal¦FloodErosion¦Cutoutfuseholder¦FailedFaulted
16-0087257 | Company Initiated | Personnel, company |  | Broken | 2016 | Tier 2 - Elevated | Transformer only | 12 | 28 | 2016-12-28 | 1612360 | Sus | N | CompanyInitiated¦Personnelcompany¦¦Broken
17-0004120 | Unknown Cause | Patrol - not conducted |  |  | 2017 | Tier 2 - Elevated | Distribution Circuit | 1 | 5 | 2017-01-05 | 1619841 | Sus | N | UnknownCause¦Patrolnotconducted¦¦
17-0005158 | Equipment Failure/Involved | Underground | Connector or Splice (UG) | Deteriorated | 2017 | Tier 2 - Elevated | Distribution Circuit | 1 | 8 | 2017-01-08 | 1624306 | Sus | N | EquipmentFailureInvolved¦Underground¦ConnectororSplice(UG)¦Deteriorated
17-0005816 | Vegetation | Tree - fell into line | Conductor, Overhead | Normal | 2017 | Tier 3 - Extreme | Distribution Circuit | 1 | 8 | 2017-01-08 | 1629469 | Sus | N | Vegetation¦Treefellintoline¦ConductorOverhead¦Normal
17-0005827 | Vegetation | Tree - branch fell on line | Transformer (OH) | Normal | 2017 | Tier 2 - Elevated | Transformer only | 1 | 9 | 2017-01-09 | 1629690 | Sus | N | Vegetation¦Treebranchfellonline¦Transformer(OH)¦Normal
17-0006352 | Vegetation | Tree - fell into line | Conductor, Overhead | Broken | 2017 | Tier 3 - Extreme | Distribution Circuit | 1 | 9 | 2017-01-09 | 1632388 | Sus | N | Vegetation¦Treefellintoline¦ConductorOverhead¦Broken
17-0006599 | Vegetation | Tree - fell into line | Conductor, Overhead | Broken, wire on ground | 2017 | Tier 2 - Elevated | Distribution Circuit | 1 | 10 | 2017-01-10 | 1632890 | Sus | N | Vegetation¦Treefellintoline¦ConductorOverhead¦Brokenwireonground
17-0008351 | Vegetation | Tree - fell into line | Pole-Wood | Broken | 2017 | Tier 2 - Elevated | Distribution Circuit | 1 | 12 | 2017-01-12 | 1641206 | Sus | N | Vegetation¦Treefellintoline¦PoleWood¦Broken
17-0009410 | Equipment Failure/Involved | Overhead | Transformer | Failed/Faulted | 2017 | Tier 2 - Elevated | Transformer only | 1 | 16 | 2017-01-16 | 1644399 | Sus | N | EquipmentFailureInvolved¦Overhead¦Transformer¦FailedFaulted
17-0009468 | 3rd Party | Vehicle | Pole-Wood | Broken | 2017 | Tier 2 - Elevated | Distribution Circuit | 1 | 17 | 2017-01-17 | 1644857 | Sus | N | 3rdParty¦Vehicle¦PoleWood¦Broken
17-0011348 | Vegetation | Tree - fell into line | Conductor, Overhead | Normal | 2017 | Tier 2 - Elevated | Distribution Circuit | 1 | 20 | 2017-01-20 | 1653127 | Sus | N | Vegetation¦Treefellintoline¦ConductorOverhead¦Normal
17-0011597 | Vegetation | Tree - branch fell on line | Conductor, Overhead | Normal | 2017 | Tier 3 - Extreme | Distribution Circuit | 1 | 20 | 2017-01-20 | 1654241 | Sus | N | Vegetation¦Treebranchfellonline¦ConductorOverhead¦Normal
17-0011712 | Vegetation | Tree - branch fell on line | Conductor, Overhead | Broken, wire on ground | 2017 | Tier 2 - Elevated | Distribution Circuit | 1 | 20 | 2017-01-20 | 1654407 | Sus | N | Vegetation¦Treebranchfellonline¦ConductorOverhead¦Brokenwireonground
17-0013588 | Vegetation | Tree - fell into line | Conductor, Overhead | Broken, wire on ground | 2017 | Tier 3 - Extreme | Distribution Circuit | 1 | 23 | 2017-01-23 | 1662842 | Sus | N | Vegetation¦Treefellintoline¦ConductorOverhead¦Brokenwireonground
17-0013710 | Vegetation | Tree - fell into line | Conductor, Overhead | Broken, wire on ground | 2017 | Tier 2 - Elevated | Distribution Circuit | 1 | 23 | 2017-01-23 | 1663029 | Sus | N | Vegetation¦Treefellintoline¦ConductorOverhead¦Brokenwireonground
17-0013810 | Unknown Cause | Patrol - found nothing |  |  | 2017 | Tier 3 - Extreme | Distribution Circuit | 1 | 23 | 2017-01-23 | 1663715 | Sus | N | UnknownCause¦Patrolfoundnothing¦¦
17-0014002 | Unknown Cause | Patrol - found nothing |  |  | 2017 | Tier 3 - Extreme | Distribution Circuit | 1 | 23 | 2017-01-23 | 1664457 | Sus | N | UnknownCause¦Patrolfoundnothing¦¦
17-0020277 | Unknown Cause | Patrol - found nothing |  |  | 2017 | Tier 2 - Elevated | Distribution Circuit | 2 | 11 | 2017-02-11 | 1685846 | Sus | N | UnknownCause¦Patrolfoundnothing¦¦
17-0020971 | Unknown Cause | Patrol - found nothing |  |  | 2017 | Tier 3 - Extreme | Distribution Circuit | 2 | 14 | 2017-02-14 | 1688171 | Sus | N | UnknownCause¦Patrolfoundnothing¦¦
17-0023850 | Vegetation | Tree - fell into line | Pole-Wood | Broken, wire on ground | 2017 | Tier 2 - Elevated | Distribution Circuit | 2 | 20 | 2017-02-20 | 1703515 | Sus | N | Vegetation¦Treefellintoline¦PoleWood¦Brokenwireonground
17-0024406 | Vegetation | Tree - fell into line | Pole-Wood | Broken, wire on ground | 2017 | Tier 2 - Elevated | Distribution Circuit | 2 | 20 | 2017-02-20 | 1705899 | Sus | N | Vegetation¦Treefellintoline¦PoleWood¦Brokenwireonground
17-0025231 | Unknown Cause | Patrol - found nothing |  |  | 2017 | Tier 3 - Extreme | Distribution Circuit | 2 | 21 | 2017-02-21 | 1709031 | Sus | N | UnknownCause¦Patrolfoundnothing¦¦
17-0025385 | Vegetation | Tree - branch fell on line | Conductor, Overhead | Normal | 2017 | Tier 3 - Extreme | Distribution Circuit | 2 | 21 | 2017-02-21 | 1708590 | Sus | N | Vegetation¦Treebranchfellonline¦ConductorOverhead¦Normal
17-0026938 | Equipment Failure/Involved | Overhead | Transformer | Failed/Faulted | 2017 | Tier 2 - Elevated | Transformer only | 2 | 26 | 2017-02-26 | 1714728 | Sus | N | EquipmentFailureInvolved¦Overhead¦Transformer¦FailedFaulted
17-0027111 | Equipment Failure/Involved | Overhead | Transformer | Failed/Faulted | 2017 | Tier 2 - Elevated | Transformer only | 2 | 27 | 2017-02-27 | 1715079 | Sus | N | EquipmentFailureInvolved¦Overhead¦Transformer¦FailedFaulted
17-0035730 | Equipment Failure/Involved | Underground | Conductor, Underground | Burned/flashed | 2017 | Tier 2 - Elevated | Distribution Circuit | 4 | 1 | 2017-04-01 | 1741803 | Sus | N | EquipmentFailureInvolved¦Underground¦ConductorUnderground¦Burnedflashed
17-0035838 | Equipment Failure/Involved | Other | Transformer | Failed/Faulted | 2017 | Tier 3 - Extreme | Transformer only | 4 | 2 | 2017-04-02 | 1742299 | Sus | N | EquipmentFailureInvolved¦Other¦Transformer¦FailedFaulted
17-0037204 | Vegetation | Tree - branch fell on line | Conductor, Overhead | Normal | 2017 | Tier 3 - Extreme | Distribution Circuit | 4 | 6 | 2017-04-06 | 1745827 | Sus | N | Vegetation¦Treebranchfellonline¦ConductorOverhead¦Normal
17-0037238 | Vegetation | Tree - fell into line | Conductor, Overhead | Broken, wire on ground | 2017 | Tier 2 - Elevated | Distribution Circuit | 4 | 6 | 2017-04-06 | 1746115 | Sus | N | Vegetation¦Treefellintoline¦ConductorOverhead¦Brokenwireonground
17-0037633 | Vegetation | Tree - branch fell on line | Fuse | Failed/Faulted | 2017 | Tier 3 - Extreme | Distribution Circuit | 4 | 6 | 2017-04-06 | 1746931 | Sus | N | Vegetation¦Treebranchfellonline¦Fuse¦FailedFaulted
17-0038299 | Equipment Failure/Involved | Overhead | Pole-Wood | Broken | 2017 | Tier 2 - Elevated | Distribution Circuit | 4 | 8 | 2017-04-08 | 1752759 | Sus | N | EquipmentFailureInvolved¦Overhead¦PoleWood¦Broken
17-0042114 | Vegetation | Tree - fell into line | Conductor, Overhead | Broken, wire on ground | 2017 | Tier 2 - Elevated | Distribution Circuit | 4 | 22 | 2017-04-22 | 1764764 | Sus | N | Vegetation¦Treefellintoline¦ConductorOverhead¦Brokenwireonground
17-0044127 | Vegetation | Tree - fell into line | Conductor, Overhead | Normal | 2017 | Tier 2 - Elevated | Distribution Circuit | 5 | 1 | 2017-05-01 | 1771362 | Sus | Y | Vegetation¦Treefellintoline¦ConductorOverhead¦Normal
17-0055636 | Equipment Failure/Involved | Overhead | Transformer (OH) | Failed/Faulted | 2017 | Tier 3 - Extreme | Distribution Circuit | 6 | 16 | 2017-06-16 | 1805530 | Sus | Y | EquipmentFailureInvolved¦Overhead¦Transformer(OH)¦FailedFaulted
17-0056867 | Vegetation | Tree - fell into line | Pole-Wood | Broken, wire on ground | 2017 | Tier 2 - Elevated | Distribution Circuit | 6 | 20 | 2017-06-20 | 1811966 | Sus | Y | Vegetation¦Treefellintoline¦PoleWood¦Brokenwireonground
17-0062619 | Company Initiated | Personnel, company | Recloser | Normal | 2017 | Tier 2 - Elevated | Distribution Circuit | 8 | 24 | 2017-08-24 |  | Sus | Y | CompanyInitiated¦Personnelcompany¦Recloser¦Normal
17-0085410 | Equipment Failure/Involved | Overhead | Transformer (OH) | Broken | 2017 | Tier 2 - Elevated | Distribution Circuit | 10 | 9 | 2017-10-09 | 1895729 | Sus | Y | EquipmentFailureInvolved¦Overhead¦Transformer(OH)¦Broken
17-0087401 | Vegetation | Tree - branch fell on line | Woodpin | Broken | 2017 | Tier 3 - Extreme | Distribution Circuit | 10 | 14 | 2017-10-14 | 1900849 | Sus | Y | Vegetation¦Treebranchfellonline¦Woodpin¦Broken
17-0087481 | Unknown Cause | Patrol - found nothing |  |  | 2017 | Tier 2 - Elevated | Distribution Circuit | 10 | 15 | 2017-10-15 | 1901198 | Sus | Y | UnknownCause¦Patrolfoundnothing¦¦
17-0087584 | Environmental/External | Fire, Forest/Grass | Conductor, Overhead | Broken, wire on ground | 2017 | Tier 3 - Extreme | Distribution Circuit | 10 | 10 | 2017-10-10 | 1901453 | Sus | Y | EnvironmentalExternal¦FireForestGrass¦ConductorOverhead¦Brokenwireonground
17-0089185 | Equipment Failure/Involved | Overhead | Transformer (OH) | Failed/Faulted | 2017 | Tier 2 - Elevated | Transformer only | 10 | 20 | 2017-10-20 | 1906200 | Sus | Y | EquipmentFailureInvolved¦Overhead¦Transformer(OH)¦FailedFaulted
17-0089300 | Unknown Cause | Patrol - found nothing |  |  | 2017 | Tier 2 - Elevated | Distribution Circuit | 10 | 20 | 2017-10-20 | 1906502 | Sus | Y | UnknownCause¦Patrolfoundnothing¦¦
17-0089792 | Equipment Failure/Involved | Overhead | Pole-Wood | Broken | 2017 | Tier 3 - Extreme | Distribution Circuit | 10 | 8 | 2017-10-08 | 1908181 | Sus | Y | EquipmentFailureInvolved¦Overhead¦PoleWood¦Broken
17-0091099 | Equipment Failure/Involved | Overhead | Fuse | Normal | 2017 | Tier 2 - Elevated | Distribution Circuit | 10 | 29 | 2017-10-29 | 1911734 | Sus | Y | EquipmentFailureInvolved¦Overhead¦Fuse¦Normal
17-0091129 | Equipment Failure/Involved | Overhead | Transformer (OH) | Deteriorated | 2017 | Tier 3 - Extreme | Transformer only | 10 | 29 | 2017-10-29 | 1911862 | Sus | Y | EquipmentFailureInvolved¦Overhead¦Transformer(OH)¦Deteriorated
17-0099863 | Equipment Failure/Involved | Overhead | Transformer (OH) | Failed/Faulted | 2017 | Tier 3 - Extreme | Distribution Circuit | 12 | 4 | 2017-12-04 | 1935071 | Sus | N | EquipmentFailureInvolved¦Overhead¦Transformer(OH)¦FailedFaulted
17-0101552 | Equipment Failure/Involved | Overhead | Pole-Wood | Normal | 2017 | Tier 3 - Extreme | Transformer only | 12 | 13 | 2017-12-13 | 1942434 | Sus | N | EquipmentFailureInvolved¦Overhead¦PoleWood¦Normal
17-0102900 | Equipment Failure/Involved | Overhead | Transformer (OH) | Broken | 2017 | Tier 2 - Elevated | Transformer only | 12 | 21 | 2017-12-21 | 1949199 | Sus | N | EquipmentFailureInvolved¦Overhead¦Transformer(OH)¦Broken
18-0004636 | Unknown Cause | Patrol - not conducted |  |  | 2018 | Tier 3 - Extreme | Distribution Circuit | 1 | 9 | 2018-01-09 | 4683 | Sus | N | UnknownCause¦Patrolnotconducted¦¦
18-0011247 | Equipment Failure/Involved | Overhead | Transformer | Failed/Faulted | 2018 | Tier 2 - Elevated | Transformer only | 2 | 2 | 2018-02-02 | 18584 | Sus | N | EquipmentFailureInvolved¦Overhead¦Transformer¦FailedFaulted
18-0013022 | Equipment Failure/Involved | Overhead | Transformer (OH) | Failed/Faulted | 2018 | Tier 2 - Elevated | Transformer only | 2 | 9 | 2018-02-09 | 22174 | Sus | N | EquipmentFailureInvolved¦Overhead¦Transformer(OH)¦FailedFaulted
18-0015882 | Equipment Failure/Involved | Overhead | Transformer (OH) | Failed/Faulted | 2018 | Tier 2 - Elevated | Transformer only | 2 | 21 | 2018-02-21 | 28415 | Sus | N | EquipmentFailureInvolved¦Overhead¦Transformer(OH)¦FailedFaulted
18-0019030 | Vegetation | Tree - fell into line | Pole-Wood | Broken, wire on ground | 2018 | Tier 2 - Elevated | Distribution Circuit | 3 | 2 | 2018-03-02 | 36009 | Sus | N | Vegetation¦Treefellintoline¦PoleWood¦Brokenwireonground
18-0019291 | Unknown Cause | Patrol - found nothing |  |  | 2018 | Tier 3 - Extreme | Distribution Circuit | 3 | 2 | 2018-03-02 | 36856 | Sus | N | UnknownCause¦Patrolfoundnothing¦¦
18-0023370 | Vegetation | Tree - fell into line | Conductor, Overhead | Together | 2018 | Tier 3 - Extreme | Distribution Circuit | 3 | 16 | 2018-03-16 | 45630 | Sus | N | Vegetation¦Treefellintoline¦ConductorOverhead¦Together
18-0025491 | Vegetation | Tree - fell into line | Conductor, Overhead | Broken | 2018 | Tier 2 - Elevated | Distribution Circuit | 3 | 22 | 2018-03-22 | 50402 | Sus | N | Vegetation¦Treefellintoline¦ConductorOverhead¦Broken
18-0029052 | Vegetation | Tree - fell into line | Pole-Wood | Broken | 2018 | Tier 3 - Extreme | Distribution Circuit | 4 | 4 | 2018-04-04 | 59174 | Sus | N | Vegetation¦Treefellintoline¦PoleWood¦Broken
18-0032387 | Unknown Cause | Patrol - found nothing |  |  | 2018 | Tier 2 - Elevated | Distribution Circuit | 4 | 15 | 2018-04-15 | 67202 | Sus | N | UnknownCause¦Patrolfoundnothing¦¦
18-0032391 | Unknown Cause | Patrol - found nothing |  |  | 2018 | Tier 2 - Elevated | Distribution Circuit | 4 | 15 | 2018-04-15 | 67239 | Sus | N | UnknownCause¦Patrolfoundnothing¦¦
18-0032418 | Vegetation | Tree - branch fell on line | Fuse | Failed/Faulted | 2018 | Tier 3 - Extreme | Distribution Circuit | 4 | 15 | 2018-04-15 | 67319 | Sus | N | Vegetation¦Treebranchfellonline¦Fuse¦FailedFaulted
18-0033092 | Vegetation | Tree - fell into line | Conductor, Overhead | Broken, wire on ground | 2018 | Tier 3 - Extreme | Distribution Circuit | 4 | 17 | 2018-04-17 | 68861 | Sus | N | Vegetation¦Treefellintoline¦ConductorOverhead¦Brokenwireonground
18-0034468 | Animal | Other | Conductor, Overhead | Burned/flashed | 2018 | Tier 2 - Elevated | Distribution Circuit | 4 | 22 | 2018-04-22 | 71790 | Sus | N | Animal¦Other¦ConductorOverhead¦Burnedflashed
18-0034816 | Vegetation | Tree - fell into line | Conductor, Overhead | Normal | 2018 | Tier 2 - Elevated | Distribution Circuit | 4 | 24 | 2018-04-24 | 72620 | Sus | N | Vegetation¦Treefellintoline¦ConductorOverhead¦Normal
18-0037795 | Equipment Failure/Involved | Overhead | Transformer | Deteriorated | 2018 | Tier 2 - Elevated | Distribution Circuit | 5 | 2 | 2018-05-02 | 78343 | Sus | Y | EquipmentFailureInvolved¦Overhead¦Transformer¦Deteriorated
18-0041562 | 3rd Party | Dig in, 3rd party | Conductor, Underground | Broken | 2018 | Tier 2 - Elevated | Distribution Circuit | 5 | 16 | 2018-05-16 | 87315 | Sus | Y | 3rdParty¦Digin3rdparty¦ConductorUnderground¦Broken
18-0043067 | Equipment Failure/Involved | Overhead | Fuse | Broken | 2018 | Tier 2 - Elevated | Distribution Circuit | 5 | 22 | 2018-05-22 | 91361 | Sus | Y | EquipmentFailureInvolved¦Overhead¦Fuse¦Broken
18-0051642 | Vegetation | Tree - fell into line | Conductor, Overhead | Normal | 2018 | Tier 3 - Extreme | Distribution Circuit | 6 | 16 | 2018-06-16 | 110891 | Sus | Y | Vegetation¦Treefellintoline¦ConductorOverhead¦Normal
18-0054655 | Equipment Failure/Involved | Overhead | Crossarm, Wood | Broken | 2018 | Tier 2 - Elevated | Transformer only | 6 | 26 | 2018-06-26 | 118713 | Sus | Y | EquipmentFailureInvolved¦Overhead¦CrossarmWood¦Broken
18-0055800 | Unknown Cause | Patrol - found nothing |  |  | 2018 | Tier 2 - Elevated | Distribution Circuit | 6 | 29 | 2018-06-29 | 121319 | Sus | Y | UnknownCause¦Patrolfoundnothing¦¦
18-0055909 | Equipment Failure/Involved | Overhead | Pole-Wood | Deteriorated | 2018 | Tier 2 - Elevated | Distribution Circuit | 6 | 30 | 2018-06-30 | 121731 | Sus | Y | EquipmentFailureInvolved¦Overhead¦PoleWood¦Deteriorated
18-0058920 | Unknown Cause | Patrol - found nothing |  |  | 2018 | Tier 2 - Elevated | Distribution Circuit | 7 | 11 | 2018-07-11 | 129225 | Sus | Y | UnknownCause¦Patrolfoundnothing¦¦
18-0059684 | Equipment Failure/Involved | Overhead | Transformer (OH) | Failed/Faulted | 2018 | Tier 2 - Elevated | Distribution Circuit | 7 | 13 | 2018-07-13 | 131177 | Sus | Y | EquipmentFailureInvolved¦Overhead¦Transformer(OH)¦FailedFaulted
18-0065160 | Environmental/External | Fire, Forest/Grass | Pole-Wood | Burned/flashed | 2018 | Tier 3 - Extreme | Distribution Circuit | 7 | 26 | 2018-07-26 | 145414 | Sus | Y | EnvironmentalExternal¦FireForestGrass¦PoleWood¦Burnedflashed
18-0068005 | Equipment Failure/Involved | Underground | Customer Equipment | Burned/flashed | 2018 | Tier 3 - Extreme | Transformer only | 8 | 8 | 2018-08-08 | 151461 | Sus | Y | EquipmentFailureInvolved¦Underground¦CustomerEquipment¦Burnedflashed
18-0068969 | Equipment Failure/Involved | Overhead | Pole-Wood | Burned/flashed | 2018 | Tier 3 - Extreme | Distribution Circuit | 8 | 11 | 2018-08-11 | 153516 | Sus | Y | EquipmentFailureInvolved¦Overhead¦PoleWood¦Burnedflashed
18-0077769 | Vegetation | Other ground vegetation | Other | Normal | 2018 | Tier 2 - Elevated | Distribution Circuit | 9 | 8 | 2018-09-08 | 170601 | Sus | Y | Vegetation¦Othergroundvegetation¦Other¦Normal
18-0079183 | Equipment Failure/Involved | Electrical Overload | Transformer | Failed/Faulted | 2018 | Tier 3 - Extreme | Transformer only | 9 | 12 | 2018-09-12 | 173303 | Sus | Y | EquipmentFailureInvolved¦ElectricalOverload¦Transformer¦FailedFaulted
18-0084042 | Unknown Cause | Patrol - found nothing |  |  | 2018 | Tier 3 - Extreme | Distribution Circuit | 9 | 27 | 2018-09-27 | 182310 | Sus | Y | UnknownCause¦Patrolfoundnothing¦¦
18-0084846 | Equipment Failure/Involved | Overhead | Lightning Arrestor | Failed/Faulted | 2018 | Tier 3 - Extreme | Distribution Circuit | 9 | 29 | 2018-09-29 | 183965 | Sus | Y | EquipmentFailureInvolved¦Overhead¦LightningArrestor¦FailedFaulted
18-0086467 | Unknown Cause | Patrol - found nothing |  |  | 2018 | Tier 3 - Extreme | Distribution Circuit | 10 | 3 | 2018-10-03 | 187521 | Sus | Y | UnknownCause¦Patrolfoundnothing¦¦
18-0089829 | Equipment Failure/Involved | Overhead | Crossarm, Wood | Broken | 2018 | Tier 3 - Extreme | Distribution Circuit | 10 | 12 | 2018-10-12 | 193858 | Sus | Y | EquipmentFailureInvolved¦Overhead¦CrossarmWood¦Broken
18-0090533 | Vegetation | Tree - branch fell on line | Conductor, Overhead | Normal | 2018 | Tier 2 - Elevated | Distribution Circuit | 10 | 15 | 2018-10-15 | 195442 | Sus | Y | Vegetation¦Treebranchfellonline¦ConductorOverhead¦Normal
18-0094420 | Wildfire Mitigation | CWSP - Vegetation Removal |  |  | 2018 | Tier 3 - Extreme | Distribution Circuit | 10 | 26 | 2018-10-26 | 202721 | Sus | Y | WildfireMitigation¦CWSPVegetationRemoval¦¦
18-0095517 | Equipment Failure/Involved | Underground | Transformer (UG) | Failed/Faulted | 2018 | Tier 2 - Elevated | Transformer only | 10 | 30 | 2018-10-30 | 205336 | Sus | Y | EquipmentFailureInvolved¦Underground¦Transformer(UG)¦FailedFaulted
18-0101239 | Environmental/External | Fire, Forest/Grass | Conductor, Underground | Burned/flashed | 2018 | Tier 3 - Extreme | Distribution Circuit | 11 | 8 | 2018-11-08 | 218603 | Sus | Y | EnvironmentalExternal¦FireForestGrass¦ConductorUnderground¦Burnedflashed
18-0102085 | Vegetation | Tree - branch fell on line | Conductor, Overhead | Normal | 2018 | Tier 2 - Elevated | Distribution Circuit | 11 | 21 | 2018-11-21 | 221015 | Sus | Y | Vegetation¦Treebranchfellonline¦ConductorOverhead¦Normal
18-0102401 | Vegetation | Tree - fell into line | Conductor, Overhead | Normal | 2018 | Tier 2 - Elevated | Distribution Circuit | 11 | 22 | 2018-11-22 | 222302 | Sus | Y | Vegetation¦Treefellintoline¦ConductorOverhead¦Normal
18-0110263 | Equipment Failure/Involved | Electrical Overload | Transformer | Failed/Faulted | 2018 | Tier 3 - Extreme | Transformer only | 12 | 21 | 2018-12-21 | 245143 | Sus | N | EquipmentFailureInvolved¦ElectricalOverload¦Transformer¦FailedFaulted
18-0111090 | Equipment Failure/Involved | Overhead | Connector or Splice (OH) | Broken, wire on ground | 2018 | Tier 3 - Extreme | Distribution Circuit | 12 | 29 | 2018-12-29 | 249537 | Sus | N | EquipmentFailureInvolved¦Overhead¦ConnectororSplice(OH)¦Brokenwireonground
19-0009950 | Vegetation | Tree - fell into line | Conductor, Overhead | Broken, wire on ground | 2019 | Tier 2 - Elevated | Distribution Circuit | 1 | 16 | 2019-01-16 | 267639 | Sus | N | Vegetation¦Treefellintoline¦ConductorOverhead¦Brokenwireonground
19-0013023 | Equipment Failure/Involved | Overhead | Transformer | Failed/Faulted | 2019 | Tier 2 - Elevated | Transformer only | 1 | 22 | 2019-01-22 | 278905 | Sus | N | EquipmentFailureInvolved¦Overhead¦Transformer¦FailedFaulted
19-0014616 | Unknown Cause | Patrol - found nothing |  |  | 2019 | Tier 2 - Elevated | Distribution Circuit | 1 | 25 | 2019-01-25 | 281418 | Sus | N | UnknownCause¦Patrolfoundnothing¦¦
19-0020307 | Vegetation | Tree - fell into line | Pole-Wood | Broken | 2019 | Tier 3 - Extreme | Distribution Circuit | 2 | 4 | 2019-02-04 | 295808 | Sus | N | Vegetation¦Treefellintoline¦PoleWood¦Broken
19-0020384 | Unknown Cause | Patrol - found nothing |  |  | 2019 | Tier 2 - Elevated | Distribution Circuit | 2 | 9 | 2019-02-09 | 297086 | Sus | N | UnknownCause¦Patrolfoundnothing¦¦
19-0022193 | Vegetation | Tree - fell into line | Conductor, Overhead | Normal | 2019 | Tier 2 - Elevated | Distribution Circuit | 2 | 13 | 2019-02-13 | 303488 | Sus | N | Vegetation¦Treefellintoline¦ConductorOverhead¦Normal
19-0022242 | Unknown Cause | Patrol - found nothing |  |  | 2019 | Tier 3 - Extreme | Distribution Circuit | 2 | 13 | 2019-02-13 | 303347 | Sus | N | UnknownCause¦Patrolfoundnothing¦¦
19-0022957 | Vegetation | Tree - fell into line | Pole-Wood | Broken | 2019 | Tier 3 - Extreme | Distribution Circuit | 2 | 14 | 2019-02-14 | 307850 | Sus | N | Vegetation¦Treefellintoline¦PoleWood¦Broken
19-0023789 | Unknown Cause | Patrol - found nothing |  |  | 2019 | Tier 2 - Elevated | Distribution Circuit | 2 | 13 | 2019-02-13 | 311316 | Sus | N | UnknownCause¦Patrolfoundnothing¦¦
19-0023855 | Environmental/External | Flood/Erosion | Pole-Wood | Broken, wire on ground | 2019 | Tier 3 - Extreme | Distribution Circuit | 2 | 13 | 2019-02-13 | 311558 | Sus | N | EnvironmentalExternal¦FloodErosion¦PoleWood¦Brokenwireonground
19-0023950 | Equipment Failure/Involved | Overhead | Pole-Wood | Broken, wire on ground | 2019 | Tier 3 - Extreme | Distribution Circuit | 2 | 15 | 2019-02-15 | 311864 | Sus | N | EquipmentFailureInvolved¦Overhead¦PoleWood¦Brokenwireonground
19-0023956 | Equipment Failure/Involved | Overhead | Crossarm, Wood | Broken | 2019 | Tier 3 - Extreme | Distribution Circuit | 2 | 13 | 2019-02-13 | 311880 | Sus | N | EquipmentFailureInvolved¦Overhead¦CrossarmWood¦Broken
19-0024421 | Vegetation | Tree - branch fell on line | Conductor, Overhead | Normal | 2019 | Tier 3 - Extreme | Distribution Circuit | 2 | 16 | 2019-02-16 | 313594 | Sus | N | Vegetation¦Treebranchfellonline¦ConductorOverhead¦Normal
19-0025149 | Equipment Failure/Involved | Overhead | Cutout, fuse holder | Failed/Faulted | 2019 | Tier 3 - Extreme | Distribution Circuit | 2 | 17 | 2019-02-17 | 315346 | Sus | N | EquipmentFailureInvolved¦Overhead¦Cutoutfuseholder¦FailedFaulted
19-0028891 | Unknown Cause | Patrol - found nothing |  |  | 2019 | Tier 2 - Elevated | Distribution Circuit | 2 | 27 | 2019-02-27 | 326605 | Sus | N | UnknownCause¦Patrolfoundnothing¦¦
19-0029532 | Vegetation | Tree - branch fell on line | Conductor, Overhead | Together | 2019 | Tier 3 - Extreme | Distribution Circuit | 2 | 27 | 2019-02-27 | 326014 | Sus | N | Vegetation¦Treebranchfellonline¦ConductorOverhead¦Together
19-0030607 | Equipment Failure/Involved | Overhead | Conductor, Overhead | Broken, wire on ground | 2019 | Tier 2 - Elevated | Distribution Circuit | 3 | 4 | 2019-03-04 | 331076 | Sus | N | EquipmentFailureInvolved¦Overhead¦ConductorOverhead¦Brokenwireonground
19-0034192 | Equipment Failure/Involved | Overhead | Crossarm, Wood | Deteriorated | 2019 | Tier 2 - Elevated | Distribution Circuit | 3 | 15 | 2019-03-15 | 340235 | Sus | N | EquipmentFailureInvolved¦Overhead¦CrossarmWood¦Deteriorated
19-0037847 | Environmental/External | Lightning | Conductor, Overhead | Normal | 2019 | Tier 2 - Elevated | Distribution Circuit | 3 | 28 | 2019-03-28 | 349195 | Sus | N | EnvironmentalExternal¦Lightning¦ConductorOverhead¦Normal
19-0038414 | Vegetation | Tree - fell into line | Conductor, Overhead | Together | 2019 | Tier 2 - Elevated | Distribution Circuit | 3 | 29 | 2019-03-29 | 350387 | Sus | N | Vegetation¦Treefellintoline¦ConductorOverhead¦Together
19-0038644 | Vegetation | Tree - fell into line | Secondary | Together | 2019 | Tier 2 - Elevated | Transformer only | 3 | 31 | 2019-03-31 | 351261 | Sus | N | Vegetation¦Treefellintoline¦Secondary¦Together
19-0039316 | Vegetation | Tree - fell into line | Conductor, Overhead | Broken, wire on ground | 2019 | Tier 2 - Elevated | Transformer only | 4 | 3 | 2019-04-03 | 352894 | Sus | N | Vegetation¦Treefellintoline¦ConductorOverhead¦Brokenwireonground
19-0040216 | 3rd Party | Vehicle | Secondary | Broken, wire on ground | 2019 | Tier 2 - Elevated | Distribution Circuit | 4 | 5 | 2019-04-05 | 354610 | Sus | N | 3rdParty¦Vehicle¦Secondary¦Brokenwireonground
19-0041366 | Equipment Failure/Involved | Overhead | Pole-Wood | Broken | 2019 | Tier 2 - Elevated | Distribution Circuit | 4 | 10 | 2019-04-10 | 358169 | Sus | N | EquipmentFailureInvolved¦Overhead¦PoleWood¦Broken
19-0042287 | Unknown Cause | Patrol - found nothing |  |  | 2019 | Tier 2 - Elevated | Distribution Circuit | 4 | 14 | 2019-04-14 | 360438 | Sus | N | UnknownCause¦Patrolfoundnothing¦¦
19-0048898 | Equipment Failure/Involved | Overhead | Woodpin | Broken | 2019 | Tier 2 - Elevated | Distribution Circuit | 5 | 4 | 2019-05-04 | 373762 | Sus | Y | EquipmentFailureInvolved¦Overhead¦Woodpin¦Broken
19-0063279 | Equipment Failure/Involved | Overhead | Conductor, Overhead | Annealed | 2019 | Tier 2 - Elevated | Distribution Circuit | 6 | 5 | 2019-06-05 | 398821 | Sus | Y | EquipmentFailureInvolved¦Overhead¦ConductorOverhead¦Annealed
19-0063675 | Equipment Failure/Involved | Overhead | Pole-Wood | Deteriorated | 2019 | Tier 2 - Elevated | Distribution Circuit | 6 | 6 | 2019-06-06 | 399643 | Sus | Y | EquipmentFailureInvolved¦Overhead¦PoleWood¦Deteriorated
19-0065574 | 3rd Party | Tree - cutting, 3rd party | Conductor, Overhead | Broken, wire on ground | 2019 | Tier 3 - Extreme | Distribution Circuit | 6 | 10 | 2019-06-10 | 404516 | Sus | Y | 3rdParty¦Treecutting3rdparty¦ConductorOverhead¦Brokenwireonground
19-0068794 | Animal | Bird found | Fuse | Failed/Faulted | 2019 | Tier 2 - Elevated | Distribution Circuit | 6 | 17 | 2019-06-17 | 418104 | Sus | Y | Animal¦Birdfound¦Fuse¦FailedFaulted
19-0071043 | Unknown Cause | Patrol - found nothing |  |  | 2019 | Tier 3 - Extreme | Distribution Circuit | 6 | 22 | 2019-06-22 | 426297 | Sus | Y | UnknownCause¦Patrolfoundnothing¦¦
19-0074183 | Unknown Cause | Patrol - found nothing |  |  | 2019 | Tier 2 - Elevated | Distribution Circuit | 7 | 2 | 2019-07-02 | 440181 | Sus | Y | UnknownCause¦Patrolfoundnothing¦¦
19-0074317 | Company Initiated | Construction Activity/equip, company | Transformer (UG) | Failed/Faulted | 2019 | Tier 3 - Extreme | Distribution Circuit | 7 | 3 | 2019-07-03 | 440751 | Sus | Y | CompanyInitiated¦ConstructionActivityequipcompany¦Transformer(UG)¦FailedFaulted
19-0079444 | Vegetation | Tree - fell into line | Conductor, Overhead | Broken, wire on ground | 2019 | Tier 3 - Extreme | Distribution Circuit | 7 | 20 | 2019-07-20 | 462890 | Sus | Y | Vegetation¦Treefellintoline¦ConductorOverhead¦Brokenwireonground
19-0086486 | Equipment Failure/Involved | Overhead | Connector or Splice (OH) | Burned Open | 2019 | Tier 2 - Elevated | Distribution Circuit | 8 | 10 | 2019-08-10 | 498733 | Sus | Y | EquipmentFailureInvolved¦Overhead¦ConnectororSplice(OH)¦BurnedOpen
19-0091198 | Environmental/External | Fire, Forest/Grass | Pole-Wood | Normal | 2019 | Tier 2 - Elevated | Distribution Circuit | 8 | 22 | 2019-08-22 | 532923 | Sus | Y | EnvironmentalExternal¦FireForestGrass¦PoleWood¦Normal
19-0099498 | Vegetation | Tree - bark fell into line | Conductor, Overhead | Normal | 2019 | Tier 2 - Elevated | Distribution Circuit | 9 | 16 | 2019-09-16 | 584138 | Sus | Y | Vegetation¦Treebarkfellintoline¦ConductorOverhead¦Normal
19-0102162 | Unknown Cause | Patrol - found nothing |  |  | 2019 | Tier 3 - Extreme | Distribution Circuit | 9 | 21 | 2019-09-21 | 603091 | Sus | Y | UnknownCause¦Patrolfoundnothing¦¦
19-0104487 | Unknown Cause | Patrol - found nothing |  |  | 2019 | Tier 3 - Extreme | Distribution Circuit | 9 | 27 | 2019-09-27 | 621353 | Sus | Y | UnknownCause¦Patrolfoundnothing¦¦
19-0104964 | Vegetation | Tree - branch fell on line | Conductor, Overhead | Broken, wire on ground | 2019 | Tier 2 - Elevated | Distribution Circuit | 9 | 28 | 2019-09-28 | 626035 | Sus | Y | Vegetation¦Treebranchfellonline¦ConductorOverhead¦Brokenwireonground
19-0108759 | Vegetation | Tree - fell into line | Conductor, Overhead | Contaminated | 2019 | Tier 3 - Extreme | Distribution Circuit | 10 | 8 | 2019-10-08 | 647429 | Sus | Y | Vegetation¦Treefellintoline¦ConductorOverhead¦Contaminated
19-0116850 | Wildfire Mitigation | Public Safety Power Shut-off | Conductor, Overhead | Normal | 2019 | Tier 2 - Elevated | Distribution Circuit | 10 | 26 | 2019-10-26 | 683132 | Sus | Y | WildfireMitigation¦PublicSafetyPowerShutoff¦ConductorOverhead¦Normal
19-0119752 | Vegetation | Tree - branch fell on line | Conductor, Overhead | Normal | 2019 | Tier 3 - Extreme | Distribution Circuit | 10 | 31 | 2019-10-31 | 696790 | Sus | Y | Vegetation¦Treebranchfellonline¦ConductorOverhead¦Normal
19-0122154 | Unknown Cause | Patrol - found nothing |  |  | 2019 | Tier 3 - Extreme | Distribution Circuit | 11 | 6 | 2019-11-06 | 701247 | Sus | Y | UnknownCause¦Patrolfoundnothing¦¦
19-0123277 | Animal | Squirrel | Bushing | Failed/Faulted | 2019 | Tier 2 - Elevated | Substation - Distribution | 11 | 9 | 2019-11-09 | 703301 | Sus | Y | Animal¦Squirrel¦Bushing¦FailedFaulted
19-0129206 | Vegetation | Tree - fell into line | Conductor, Overhead | Normal | 2019 | Tier 3 - Extreme | Distribution Circuit | 11 | 26 | 2019-11-26 | 716091 | Sus | Y | Vegetation¦Treefellintoline¦ConductorOverhead¦Normal
19-0131921 | Vegetation | Tree - fell into line | Conductor, Overhead | Normal | 2019 | Tier 3 - Extreme | Distribution Circuit | 12 | 1 | 2019-12-01 | 725923 | Sus | N | Vegetation¦Treefellintoline¦ConductorOverhead¦Normal
20-0018932 | Vegetation | Tree - fell into line | Conductor, Overhead | Broken, wire on ground | 2020 | Tier 2 - Elevated | Distribution Circuit | 2 | 9 | 2020-02-09 | 781046 | Sus | N | Vegetation¦Treefellintoline¦ConductorOverhead¦Brokenwireonground
20-0019018 | Vegetation | Tree - branch fell on line | Conductor, Overhead | Normal | 2020 | Tier 3 - Extreme | Distribution Circuit | 2 | 9 | 2020-02-09 | 781545 | Sus | N | Vegetation¦Treebranchfellonline¦ConductorOverhead¦Normal
20-0027974 | Vegetation | Tree - branch fell on line | Conductor, Overhead | Normal | 2020 | Tier 3 - Extreme | Distribution Circuit | 3 | 2 | 2020-03-02 | 823078 | Sus | N | Vegetation¦Treebranchfellonline¦ConductorOverhead¦Normal
20-0032147 | Unknown Cause | Patrol - found nothing |  |  | 2020 | Tier 3 - Extreme | Distribution Circuit | 3 | 15 | 2020-03-15 | 851607 | Sus | N | UnknownCause¦Patrolfoundnothing¦¦
20-0032412 | Vegetation | Tree - grew into line | Conductor, Overhead | Normal | 2020 | Tier 3 - Extreme | Distribution Circuit | 3 | 15 | 2020-03-15 | 852622 | Sus | N | Vegetation¦Treegrewintoline¦ConductorOverhead¦Normal
20-0033301 | Vegetation | Tree - branch fell on line | Conductor, Overhead | Broken, wire on ground | 2020 | Tier 2 - Elevated | Distribution Circuit | 3 | 16 | 2020-03-16 | 856552 | Sus | N | Vegetation¦Treebranchfellonline¦ConductorOverhead¦Brokenwireonground
20-0033525 | Environmental/External | Ice or snow | Pole-Wood | Broken | 2020 | Tier 3 - Extreme | Distribution Circuit | 3 | 16 | 2020-03-16 | 857063 | Sus | N | EnvironmentalExternal¦Iceorsnow¦PoleWood¦Broken
20-0034904 | Unknown Cause | Patrol - not conducted |  |  | 2020 | Tier 2 - Elevated | Distribution Circuit | 3 | 21 | 2020-03-21 | 860166 | Sus | N | UnknownCause¦Patrolnotconducted¦¦
20-0036610 | 3rd Party | Vehicle | Pole-Wood | Broken, wire on object | 2020 | Tier 2 - Elevated | Distribution Circuit | 3 | 27 | 2020-03-27 | 868253 | Sus | N | 3rdParty¦Vehicle¦PoleWood¦Brokenwireonobject
20-0037001 | Equipment Failure/Involved | Overhead | Transformer (OH) | Failed/Faulted | 2020 | Tier 2 - Elevated | Transformer only | 3 | 28 | 2020-03-28 | 869164 | Sus | N | EquipmentFailureInvolved¦Overhead¦Transformer(OH)¦FailedFaulted
20-0038627 | Vegetation | Tree - fell into line | Pole-Wood | Broken | 2020 | Tier 3 - Extreme | Distribution Circuit | 4 | 5 | 2020-04-05 | 883250 | Sus | N | Vegetation¦Treefellintoline¦PoleWood¦Broken
20-0040644 | Unknown Cause | Patrol - not conducted |  |  | 2020 | Tier 2 - Elevated | Distribution Circuit | 4 | 12 | 2020-04-12 | 894026 | Sus | N | UnknownCause¦Patrolnotconducted¦¦
20-0040683 | Unknown Cause | Patrol - found nothing |  |  | 2020 | Tier 2 - Elevated | Distribution Circuit | 4 | 12 | 2020-04-12 | 894251 | Sus | N | UnknownCause¦Patrolfoundnothing¦¦
20-0042524 | Unknown Cause | Patrol - found nothing |  |  | 2020 | Tier 2 - Elevated | Distribution Circuit | 4 | 18 | 2020-04-18 | 897357 | Sus | N | UnknownCause¦Patrolfoundnothing¦¦
20-0045394 | Vegetation | Tree - fell into line | Conductor, Overhead | Normal | 2020 | Tier 2 - Elevated | Distribution Circuit | 4 | 29 | 2020-04-29 | 903433 | Sus | N | Vegetation¦Treefellintoline¦ConductorOverhead¦Normal
20-0045828 | Equipment Failure/Involved | Overhead | Transformer | Failed/Faulted | 2020 | Tier 2 - Elevated | Transformer only | 4 | 30 | 2020-04-30 | 904225 | Sus | N | EquipmentFailureInvolved¦Overhead¦Transformer¦FailedFaulted
20-0055572 | 3rd Party | Vehicle | Pole-Wood | Broken | 2020 | Tier 3 - Extreme | Distribution Circuit | 5 | 29 | 2020-05-29 | 924942 | Sus | Y | 3rdParty¦Vehicle¦PoleWood¦Broken
20-0058296 | Equipment Failure/Involved | Overhead | Lightning Arrestor | Failed/Faulted | 2020 | Tier 2 - Elevated | Distribution Circuit | 6 | 5 | 2020-06-05 | 932069 | Sus | Y | EquipmentFailureInvolved¦Overhead¦LightningArrestor¦FailedFaulted
20-0060853 | Environmental/External | Lightning | Transformer | Failed/Faulted | 2020 | Tier 2 - Elevated | Transformer only | 6 | 12 | 2020-06-12 | 938294 | Sus | Y | EnvironmentalExternal¦Lightning¦Transformer¦FailedFaulted
20-0061037 | Equipment Failure/Involved | Overhead | Transformer | Failed/Faulted | 2020 | Tier 2 - Elevated | Transformer only | 6 | 14 | 2020-06-14 | 938919 | Sus | Y | EquipmentFailureInvolved¦Overhead¦Transformer¦FailedFaulted
20-0068422 | Vegetation | Tree - fell into line | Conductor, Overhead | Broken, wire on ground | 2020 | Tier 3 - Extreme | Distribution Circuit | 7 | 5 | 2020-07-05 | 957989 | Sus | Y | Vegetation¦Treefellintoline¦ConductorOverhead¦Brokenwireonground
20-0068481 | Vegetation | Tree - branch fell on line | Conductor, Overhead | Normal | 2020 | Tier 3 - Extreme | Distribution Circuit | 7 | 5 | 2020-07-05 | 958226 | Sus | Y | Vegetation¦Treebranchfellonline¦ConductorOverhead¦Normal
20-0075178 | Equipment Failure/Involved | Overhead | Secondary | Broken | 2020 | Tier 2 - Elevated | Transformer only | 7 | 23 | 2020-07-23 | 970629 | Sus | Y | EquipmentFailureInvolved¦Overhead¦Secondary¦Broken
20-0075870 | Vegetation | Tree - fell into line | Conductor, Overhead | Normal | 2020 | Tier 3 - Extreme | Distribution Circuit | 7 | 24 | 2020-07-24 | 971521 | Sus | Y | Vegetation¦Treefellintoline¦ConductorOverhead¦Normal
20-0085449 | Unknown Cause | Patrol - found nothing |  |  | 2020 | Tier 3 - Extreme | Distribution Circuit | 8 | 17 | 2020-08-17 | 1014770 | Sus | Y | UnknownCause¦Patrolfoundnothing¦¦
20-0095064 | Unknown Cause | Patrol - found nothing |  |  | 2020 | Tier 2 - Elevated | Distribution Circuit | 9 | 8 | 2020-09-08 | 1061100 | Sus | Y | UnknownCause¦Patrolfoundnothing¦¦
20-0099105 | Equipment Failure/Involved | Overhead | Transformer | Failed/Faulted | 2020 | Tier 2 - Elevated | Transformer only | 9 | 18 | 2020-09-18 | 1081964 | Sus | Y | EquipmentFailureInvolved¦Overhead¦Transformer¦FailedFaulted
20-0099517 | Equipment Failure/Involved | Overhead | Insulator | Broken | 2020 | Tier 2 - Elevated | Distribution Circuit | 9 | 21 | 2020-09-21 | 1084666 | Sus | Y | EquipmentFailureInvolved¦Overhead¦Insulator¦Broken
20-0100102 | Environmental/External | Fire, Forest/Grass | Conductor, Overhead | Burned/flashed | 2020 | Tier 3 - Extreme | Distribution Circuit | 9 | 7 | 2020-09-07 | 1087305 | Sus | Y | EnvironmentalExternal¦FireForestGrass¦ConductorOverhead¦Burnedflashed
20-0102576 | Animal | Bird found | Conductor, Overhead | Normal | 2020 | Tier 2 - Elevated | Distribution Circuit | 9 | 27 | 2020-09-27 | 1096949 | Sus | Y | Animal¦Birdfound¦ConductorOverhead¦Normal
20-0104679 | Unknown Cause | Patrol - found nothing |  |  | 2020 | Tier 3 - Extreme | Distribution Circuit | 10 | 2 | 2020-10-02 | 1107978 | Sus | Y | UnknownCause¦Patrolfoundnothing¦¦
20-0104730 | Animal | Bird found | Conductor, Overhead | Normal | 2020 | Tier 3 - Extreme | Distribution Circuit | 10 | 2 | 2020-10-02 | 1108762 | Sus | Y | Animal¦Birdfound¦ConductorOverhead¦Normal
20-0105175 | Unknown Cause | Patrol - not conducted |  |  | 2020 | Tier 2 - Elevated | Distribution Circuit | 10 | 5 | 2020-10-05 | 1111343 | Sus | Y | UnknownCause¦Patrolnotconducted¦¦
20-0108458 | Wildfire Mitigation | Public Safety Power Shut-off | Conductor, Overhead | Normal | 2020 | Tier 3 - Extreme | Distribution Circuit | 10 | 14 | 2020-10-14 | 1117970 | Sus | Y | WildfireMitigation¦PublicSafetyPowerShutoff¦ConductorOverhead¦Normal
20-0110001 | Vegetation | Tree - fell into line | Conductor, Overhead | Normal | 2020 | Tier 3 - Extreme | Distribution Circuit | 10 | 17 | 2020-10-17 | 1120034 | Sus | Y | Vegetation¦Treefellintoline¦ConductorOverhead¦Normal
20-0110671 | Environmental/External | Fire, Forest/Grass | Fuse | Burned Open | 2020 | Tier 3 - Extreme | Distribution Circuit | 10 | 4 | 2020-10-04 | 1126035 | Sus | Y | EnvironmentalExternal¦FireForestGrass¦Fuse¦BurnedOpen
20-0112857 | Wildfire Mitigation | Public Safety Power Shut-off | Recloser | Normal | 2020 | Tier 3 - Extreme | Distribution Circuit | 10 | 25 | 2020-10-25 | 1126453 | Sus | Y | WildfireMitigation¦PublicSafetyPowerShutoff¦Recloser¦Normal
20-0113035 | Wildfire Mitigation | Public Safety Power Shut-off | Recloser | Normal | 2020 | Tier 2 - Elevated | Distribution Circuit | 10 | 25 | 2020-10-25 | 1127326 | Sus | Y | WildfireMitigation¦PublicSafetyPowerShutoff¦Recloser¦Normal
20-0114740 | Vegetation | Tree - grew into line | Conductor, Overhead | Normal | 2020 | Tier 2 - Elevated | Distribution Circuit | 10 | 29 | 2020-10-29 | 1131617 | Sus | Y | Vegetation¦Treegrewintoline¦ConductorOverhead¦Normal
20-0118377 | Vegetation | Tree - branch fell on line | Conductor, Overhead | Normal | 2020 | Tier 3 - Extreme | Distribution Circuit | 11 | 8 | 2020-11-08 | 1139068 | Sus | Y | Vegetation¦Treebranchfellonline¦ConductorOverhead¦Normal
20-0122680 | Vegetation | Tree - fell into line | Conductor, Overhead | Broken, wire on ground | 2020 | Tier 2 - Elevated | Distribution Circuit | 11 | 18 | 2020-11-18 | 1149025 | Sus | Y | Vegetation¦Treefellintoline¦ConductorOverhead¦Brokenwireonground
20-0123072 | Equipment Failure/Involved | Overhead | Transformer (OH) | Broken | 2020 | Tier 2 - Elevated | Transformer only | 11 | 19 | 2020-11-19 | 1149737 | Sus | Y | EquipmentFailureInvolved¦Overhead¦Transformer(OH)¦Broken
20-0128381 | Environmental/External | Water | Transformer | Burned Open | 2020 | Tier 3 - Extreme | Transformer only | 12 | 7 | 2020-12-07 | 1167271 | Sus | N | EnvironmentalExternal¦Water¦Transformer¦BurnedOpen
20-0128804 | 3rd Party | Customer Equipment | CT | Burned/flashed | 2020 | Tier 2 - Elevated | Distribution Circuit | 12 | 8 | 2020-12-08 | 1171055 | Sus | N | 3rdParty¦CustomerEquipment¦CT¦Burnedflashed
20-0128926 | 3rd Party | Vehicle | Pole-Wood | Broken | 2020 | Tier 3 - Extreme | Distribution Circuit | 12 | 8 | 2020-12-08 | 1171127 | Sus | N | 3rdParty¦Vehicle¦PoleWood¦Broken
20-0129913 | Equipment Failure/Involved | Overhead | Crossarm, Wood | Deteriorated | 2020 | Tier 3 - Extreme | Distribution Circuit | 12 | 12 | 2020-12-12 | 1180833 | Sus | N | EquipmentFailureInvolved¦Overhead¦CrossarmWood¦Deteriorated
20-0130102 | Unknown Cause | Patrol - found nothing |  |  | 2020 | Tier 2 - Elevated | Transformer only | 12 | 12 | 2020-12-12 | 1182444 | Sus | N | UnknownCause¦Patrolfoundnothing¦¦
21-0004457 | 3rd Party | Vehicle | Pole-Wood | Broken, wire on ground | 2021 | Tier 3 - Extreme | Distribution Circuit | 1 | 3 | 2021-01-03 | 1202820 | Sus | N | 3rdParty¦Vehicle¦PoleWood¦Brokenwireonground
21-0006261 | Equipment Failure/Involved | Underground | Transformer (UG) | Failed/Faulted | 2021 | Tier 2 - Elevated | Distribution Circuit | 1 | 7 | 2021-01-07 | 1206374 | Sus | N | EquipmentFailureInvolved¦Underground¦Transformer(UG)¦FailedFaulted
21-0008596 | 3rd Party | Tree - cutting, 3rd party | Conductor, Overhead | Broken, wire on ground | 2021 | Tier 2 - Elevated | Distribution Circuit | 1 | 14 | 2021-01-14 | 1210211 | Sus | N | 3rdParty¦Treecutting3rdparty¦ConductorOverhead¦Brokenwireonground
21-0010494 | Vegetation | Tree - fell into line | Conductor, Overhead | Broken, wire on ground | 2021 | Tier 3 - Extreme | Distribution Circuit | 1 | 19 | 2021-01-19 | 1216130 | Sus | N | Vegetation¦Treefellintoline¦ConductorOverhead¦Brokenwireonground
21-0012764 | Equipment Failure/Involved | Overhead | Cutout, fuse holder | Broken | 2021 | Tier 2 - Elevated | Distribution Circuit | 1 | 22 | 2021-01-22 | 1220900 | Sus | N | EquipmentFailureInvolved¦Overhead¦Cutoutfuseholder¦Broken
21-0013244 | Vegetation | Tree - fell into line | Transformer (OH) | Deteriorated | 2021 | Tier 3 - Extreme | Transformer only | 1 | 23 | 2021-01-23 | 1221649 | Sus | N | Vegetation¦Treefellintoline¦Transformer(OH)¦Deteriorated
21-0014682 | Unknown Cause | Patrol - found nothing |  |  | 2021 | Tier 3 - Extreme | Distribution Circuit | 1 | 26 | 2021-01-26 | 1226342 | Sus | N | UnknownCause¦Patrolfoundnothing¦¦
21-0019272 | Animal | Bird found | Conductor, Overhead | Normal | 2021 | Tier 2 - Elevated | Distribution Circuit | 1 | 30 | 2021-01-30 | 1242953 | Sus | N | Animal¦Birdfound¦ConductorOverhead¦Normal
21-0024047 | Unknown Cause | Patrol - found nothing |  |  | 2021 | Tier 2 - Elevated | Distribution Circuit | 2 | 10 | 2021-02-10 | 1252309 | Sus | N | UnknownCause¦Patrolfoundnothing¦¦
21-0028140 | Equipment Failure/Involved | Overhead | Transformer (OH) | Failed/Faulted | 2021 | Tier 2 - Elevated | Distribution Circuit | 2 | 22 | 2021-02-22 | 1259403 | Sus | N | EquipmentFailureInvolved¦Overhead¦Transformer(OH)¦FailedFaulted
21-0032179 | Unknown Cause | Patrol - found nothing |  |  | 2021 | Tier 2 - Elevated | Distribution Circuit | 3 | 4 | 2021-03-04 | 1267565 | Sus | N | UnknownCause¦Patrolfoundnothing¦¦
21-0032638 | Animal | Bird found | Conductor, Overhead | Normal | 2021 | Tier 2 - Elevated | Distribution Circuit | 3 | 5 | 2021-03-05 | 1269632 | Sus | N | Animal¦Birdfound¦ConductorOverhead¦Normal
21-0032858 | Equipment Failure/Involved | Overhead | Transformer (OH) | Failed/Faulted | 2021 | Tier 2 - Elevated | Transformer only | 3 | 5 | 2021-03-05 | 1270507 | Sus | N | EquipmentFailureInvolved¦Overhead¦Transformer(OH)¦FailedFaulted
21-0039623 | Vegetation | Tree - bark fell into line | Conductor, Overhead | Broken, wire on ground | 2021 | Tier 2 - Elevated | Distribution Circuit | 3 | 23 | 2021-03-23 | 1292762 | Sus | N | Vegetation¦Treebarkfellintoline¦ConductorOverhead¦Brokenwireonground
21-0043367 | Equipment Failure/Involved | Overhead | Crossarm, Wood | Broken | 2021 | Tier 2 - Elevated | Distribution Circuit | 3 | 31 | 2021-03-31 | 1304521 | Sus | N | EquipmentFailureInvolved¦Overhead¦CrossarmWood¦Broken
21-0045903 | Company Initiated | Operating error |  |  | 2021 | Tier 2 - Elevated | Distribution Circuit | 4 | 7 | 2021-04-07 | 1309501 | Sus | N | CompanyInitiated¦Operatingerror¦¦
21-0046065 | Equipment Failure/Involved | Overhead | Connector or Splice (OH) | Broken | 2021 | Tier 2 - Elevated | Distribution Circuit | 4 | 7 | 2021-04-07 | 1310206 | Sus | N | EquipmentFailureInvolved¦Overhead¦ConnectororSplice(OH)¦Broken
21-0054547 | Unknown Cause | Patrol - found nothing |  |  | 2021 | Tier 2 - Elevated | Distribution Circuit | 4 | 28 | 2021-04-28 | 1336436 | Sus | N | UnknownCause¦Patrolfoundnothing¦¦
21-0059004 | Unknown Cause | Patrol - found nothing |  |  | 2021 | Tier 3 - Extreme | Distribution Circuit | 5 | 9 | 2021-05-09 | 1344361 | Sus | Y | UnknownCause¦Patrolfoundnothing¦¦
21-0062781 | Unknown Cause | Patrol - not conducted |  |  | 2021 | Tier 3 - Extreme | Transformer only | 5 | 18 | 2021-05-18 | 1352286 | Sus | Y | UnknownCause¦Patrolnotconducted¦¦
21-0068031 | Equipment Failure/Involved | Overhead | Transformer (OH) | Failed/Faulted | 2021 | Tier 2 - Elevated | Transformer only | 5 | 31 | 2021-05-31 | 1362279 | Sus | Y | EquipmentFailureInvolved¦Overhead¦Transformer(OH)¦FailedFaulted
21-0069013 | Equipment Failure/Involved | Overhead | Transformer (OH) | Failed/Faulted | 2021 | Tier 3 - Extreme | Transformer only | 6 | 2 | 2021-06-02 | 1364137 | Sus | Y | EquipmentFailureInvolved¦Overhead¦Transformer(OH)¦FailedFaulted
21-0070419 | Equipment Failure/Involved | Overhead | Transformer | Deteriorated | 2021 | Tier 2 - Elevated | Transformer only | 6 | 5 | 2021-06-05 | 1366233 | Sus | Y | EquipmentFailureInvolved¦Overhead¦Transformer¦Deteriorated
21-0073508 | Animal | Squirrel | Transformer (OH) | Normal | 2021 | Tier 2 - Elevated | Transformer only | 6 | 12 | 2021-06-12 | 1371462 | Sus | Y | Animal¦Squirrel¦Transformer(OH)¦Normal
21-0079305 | Animal | Bird found | Conductor, Overhead | Normal | 2021 | Tier 2 - Elevated | Distribution Circuit | 6 | 24 | 2021-06-24 | 1383970 | Sus | Y | Animal¦Birdfound¦ConductorOverhead¦Normal
21-0084969 | Vegetation | Tree - grew into line | Conductor, Overhead | Normal | 2021 | Tier 2 - Elevated | Distribution Circuit | 7 | 5 | 2021-07-05 | 1392345 | Sus | Y | Vegetation¦Treegrewintoline¦ConductorOverhead¦Normal
21-0086511 | Unknown Cause | Patrol - found nothing |  |  | 2021 | Tier 2 - Elevated | Distribution Circuit | 7 | 8 | 2021-07-08 | 1394255 | Sus | Y | UnknownCause¦Patrolfoundnothing¦¦
21-0087737 | Unknown Cause | Patrol - found nothing |  |  | 2021 | Tier 2 - Elevated | Transformer only | 7 | 11 | 2021-07-11 | 1399482 | Sus | Y | UnknownCause¦Patrolfoundnothing¦¦
21-0094525 | Equipment Failure/Involved | Electrical Overload | Transformer (OH) | Failed/Faulted | 2021 | Tier 2 - Elevated | Transformer only | 7 | 24 | 2021-07-24 | 1413542 | Sus | Y | EquipmentFailureInvolved¦ElectricalOverload¦Transformer(OH)¦FailedFaulted
21-0097312 | Unknown Cause | Patrol - found nothing |  |  | 2021 | Tier 2 - Elevated | Distribution Circuit | 7 | 30 | 2021-07-30 | 1420969 | Sus | Y | UnknownCause¦Patrolfoundnothing¦¦
21-0101651 | Animal | Bird found | Recloser | Failed/Faulted | 2021 | Tier 2 - Elevated | Distribution Circuit | 8 | 8 | 2021-08-08 | 1437126 | Sus | Y | Animal¦Birdfound¦Recloser¦FailedFaulted
21-0109386 | Equipment Failure/Involved | Overhead | Insulator | Failed/Faulted | 2021 | Tier 2 - Elevated | Distribution Circuit | 8 | 25 | 2021-08-25 | 1453327 | Sus | Y | EquipmentFailureInvolved¦Overhead¦Insulator¦FailedFaulted
21-0109915 | Vegetation | Tree - fell into line | Conductor, Overhead | Broken, wire on ground | 2021 | Tier 2 - Elevated | Distribution Circuit | 8 | 26 | 2021-08-26 | 1454941 | Sus | Y | Vegetation¦Treefellintoline¦ConductorOverhead¦Brokenwireonground
21-0109996 | Equipment Failure/Involved | Overhead | Pole-Wood | Deteriorated | 2021 | Tier 2 - Elevated | Distribution Circuit | 8 | 27 | 2021-08-27 | 1455154 | Sus | Y | EquipmentFailureInvolved¦Overhead¦PoleWood¦Deteriorated
21-0112571 | 3rd Party | Vehicle | Pole-Wood | Broken | 2021 | Tier 2 - Elevated | Distribution Circuit | 9 | 2 | 2021-09-02 | 1460713 | Sus | Y | 3rdParty¦Vehicle¦PoleWood¦Broken
21-0113831 | Animal | Squirrel | Transformer (OH) | Failed/Faulted | 2021 | Tier 2 - Elevated | Distribution Circuit | 9 | 6 | 2021-09-06 | 1462899 | Sus | Y | Animal¦Squirrel¦Transformer(OH)¦FailedFaulted
21-0122199 | Equipment Failure/Involved | Overhead | Transformer (OH) | Leaking | 2021 | Tier 3 - Extreme | Transformer only | 9 | 24 | 2021-09-24 | 1479791 | Sus | Y | EquipmentFailureInvolved¦Overhead¦Transformer(OH)¦Leaking
21-0125354 | Animal | Bird found | Conductor, Overhead | Together | 2021 | Tier 2 - Elevated | Distribution Circuit | 10 | 4 | 2021-10-04 | 1486122 | Sus | Y | Animal¦Birdfound¦ConductorOverhead¦Together
21-0126045 | Vegetation | Tree - fell into line | Conductor, Overhead | Broken, wire on ground | 2021 | Tier 3 - Extreme | Distribution Circuit | 10 | 5 | 2021-10-05 | 1487282 | Sus | Y | Vegetation¦Treefellintoline¦ConductorOverhead¦Brokenwireonground
21-0128833 | 3rd Party | Vehicle | Pole-Wood | Broken | 2021 | Tier 2 - Elevated | Distribution Circuit | 10 | 11 | 2021-10-11 | 1493075 | Sus | Y | 3rdParty¦Vehicle¦PoleWood¦Broken
21-0135391 | Unknown Cause | Patrol - found nothing |  |  | 2021 | Tier 2 - Elevated | Distribution Circuit | 10 | 23 | 2021-10-23 | 1506629 | Sus | Y | UnknownCause¦Patrolfoundnothing¦¦
21-0136052 | Vegetation | Tree - fell into line | Conductor, Overhead | Broken, wire on ground | 2021 | Tier 3 - Extreme | Distribution Circuit | 10 | 24 | 2021-10-24 | 1509005 | Sus | Y | Vegetation¦Treefellintoline¦ConductorOverhead¦Brokenwireonground
21-0136164 | Vegetation | Tree - fell into line | Conductor, Overhead | Broken, wire on ground | 2021 | Tier 2 - Elevated | Distribution Circuit | 10 | 24 | 2021-10-24 | 1511950 | Sus | Y | Vegetation¦Treefellintoline¦ConductorOverhead¦Brokenwireonground
21-0137262 | Unknown Cause | Patrol - found nothing |  |  | 2021 | Tier 2 - Elevated | Distribution Circuit | 10 | 25 | 2021-10-25 | 1517455 | Sus | Y | UnknownCause¦Patrolfoundnothing¦¦
21-0137546 | Equipment Failure/Involved | Overhead | Transformer (OH) | Normal | 2021 | Tier 3 - Extreme | Transformer only | 10 | 24 | 2021-10-24 | 1513851 | Sus | Y | EquipmentFailureInvolved¦Overhead¦Transformer(OH)¦Normal
21-0140915 | Vegetation | Tree - branch fell on line | Cutout, fuse holder | Burned/flashed | 2021 | Tier 3 - Extreme | Distribution Circuit | 11 | 1 | 2021-11-01 | 1527621 | Sus | Y | Vegetation¦Treebranchfellonline¦Cutoutfuseholder¦Burnedflashed
21-0144133 | Vegetation | Tree - fell into line | Conductor, Overhead | Broken, wire on ground | 2021 | Tier 2 - Elevated | Distribution Circuit | 11 | 8 | 2021-11-08 | 1538095 | Sus | Y | Vegetation¦Treefellintoline¦ConductorOverhead¦Brokenwireonground
21-0158092 | Unknown Cause | Patrol - not conducted |  |  | 2021 | Tier 3 - Extreme | Distribution Circuit | 12 | 14 | 2021-12-14 | 1571422 | Sus | N | UnknownCause¦Patrolnotconducted¦¦
21-0158947 | Unknown Cause | Patrol - found nothing |  |  | 2021 | Tier 2 - Elevated | Distribution Circuit | 12 | 16 | 2021-12-16 | 1574657 | Sus | N | UnknownCause¦Patrolfoundnothing¦¦
21-0159721 | Unknown Cause | Patrol - found nothing |  |  | 2021 | Tier 2 - Elevated | Distribution Circuit | 12 | 19 | 2021-12-19 | 1577231 | Sus | N | UnknownCause¦Patrolfoundnothing¦¦
21-0160473 | Vegetation | Tree - fell into line | Conductor, Overhead | Broken | 2021 | Tier 2 - Elevated | Transformer only | 12 | 24 | 2021-12-24 | 1580855 | Sus | N | Vegetation¦Treefellintoline¦ConductorOverhead¦Broken
21-0160540 | Unknown Cause | Patrol - found nothing |  |  | 2021 | Tier 2 - Elevated | Distribution Circuit | 12 | 25 | 2021-12-25 | 1581150 | Sus | N | UnknownCause¦Patrolfoundnothing¦¦
21-0161487 | Vegetation | Tree - fell into line | Conductor, Overhead | Broken, wire on ground | 2021 | Tier 2 - Elevated | Distribution Circuit | 12 | 29 | 2021-12-29 | 1587905 | Sus | N | Vegetation¦Treefellintoline¦ConductorOverhead¦Brokenwireonground
21-0161772 | Vegetation | Tree - branch fell on line | Pole-Wood | Broken | 2021 | Tier 3 - Extreme | Transformer only | 12 | 30 | 2021-12-30 | 1589426 | Sus | N | Vegetation¦Treebranchfellonline¦PoleWood¦Broken
21-0161992 | Vegetation | Tree - fell into line | Conductor, Overhead | Broken, wire on ground | 2021 | Tier 2 - Elevated | Distribution Circuit | 12 | 26 | 2021-12-26 | 1590742 | Sus | N | Vegetation¦Treefellintoline¦ConductorOverhead¦Brokenwireonground
22-0006377 | Vegetation | Tree - fell into line | Conductor, Overhead | Normal | 2022 | Tier 3 - Extreme | Distribution Circuit | 1 | 5 | 2022-01-05 | 1595696 | Sus | N | Vegetation¦Treefellintoline¦ConductorOverhead¦Normal
22-0007317 | Unknown Cause | Patrol - not conducted |  |  | 2022 | Tier 2 - Elevated | Distribution Circuit | 1 | 7 | 2022-01-07 | 1597139 | Sus | N | UnknownCause¦Patrolnotconducted¦¦
22-0008193 | Unknown Cause | Patrol - found nothing |  |  | 2022 | Tier 2 - Elevated | Distribution Circuit | 1 | 10 | 2022-01-10 | 1599512 | Sus | N | UnknownCause¦Patrolfoundnothing¦¦
22-0009172 | Unknown Cause | Patrol - found nothing |  |  | 2022 | Tier 3 - Extreme | Distribution Circuit | 1 | 12 | 2022-01-12 | 1601241 | Sus | N | UnknownCause¦Patrolfoundnothing¦¦
22-0014028 | Vegetation | Tree - fell into line | Conductor, Overhead | Together | 2022 | Tier 3 - Extreme | Distribution Circuit | 1 | 25 | 2022-01-25 | 1611480 | Sus | N | Vegetation¦Treefellintoline¦ConductorOverhead¦Together
22-0014465 | Vegetation | Other ground vegetation | Conductor, Overhead | Normal | 2022 | Tier 3 - Extreme | Distribution Circuit | 1 | 26 | 2022-01-26 | 1612552 | Sus | N | Vegetation¦Othergroundvegetation¦ConductorOverhead¦Normal
22-0017285 | Vegetation | Tree - branch fell on line | Conductor, Overhead | Normal | 2022 | Tier 2 - Elevated | Distribution Circuit | 2 | 1 | 2022-02-01 | 1618367 | Sus | N | Vegetation¦Treebranchfellonline¦ConductorOverhead¦Normal
22-0018575 | Animal | Bird found | Conductor, Overhead | Normal | 2022 | Tier 2 - Elevated | Distribution Circuit | 2 | 4 | 2022-02-04 | 1620936 | Sus | N | Animal¦Birdfound¦ConductorOverhead¦Normal
22-0027599 | Unknown Cause | Patrol - found nothing |  |  | 2022 | Tier 2 - Elevated | Distribution Circuit | 2 | 28 | 2022-02-28 | 1639179 | Sus | N | UnknownCause¦Patrolfoundnothing¦¦
22-0033651 | Equipment Failure/Involved | Overhead | Transformer (OH) | Failed/Faulted | 2022 | Tier 2 - Elevated | Transformer only | 3 | 14 | 2022-03-14 | 1648200 | Sus | N | EquipmentFailureInvolved¦Overhead¦Transformer(OH)¦FailedFaulted
22-0035584 | Equipment Failure/Involved | Overhead | Jumper | Burned Open | 2022 | Tier 2 - Elevated | Distribution Circuit | 3 | 18 | 2022-03-18 | 1650811 | Sus | N | EquipmentFailureInvolved¦Overhead¦Jumper¦BurnedOpen
22-0038885 | Animal | Squirrel | Conductor, Overhead | Normal | 2022 | Tier 2 - Elevated | Distribution Circuit | 3 | 26 | 2022-03-26 | 1656348 | Sus | N | Animal¦Squirrel¦ConductorOverhead¦Normal
22-0054782 | Vegetation | Tree - fell into line | Conductor, Overhead | Normal | 2022 | Tier 2 - Elevated | Distribution Circuit | 4 | 26 | 2022-04-26 | 1682088 | Sus | N | Vegetation¦Treefellintoline¦ConductorOverhead¦Normal
22-0058086 | Equipment Failure/Involved | Underground | Bushing | Broken | 2022 | Tier 2 - Elevated | Distribution Circuit | 5 | 4 | 2022-05-04 | 1688515 | Sus | Y | EquipmentFailureInvolved¦Underground¦Bushing¦Broken
22-0070006 | Vegetation | Tree - branch fell on line | Conductor, Overhead | Normal | 2022 | Tier 3 - Extreme | Distribution Circuit | 6 | 3 | 2022-06-03 | 1717850 | Sus | Y | Vegetation¦Treebranchfellonline¦ConductorOverhead¦Normal
22-0072059 | 3rd Party | Aircraft | Conductor, Overhead | Broken, wire on ground | 2022 | Tier 2 - Elevated | Distribution Circuit | 6 | 9 | 2022-06-09 | 1726310 | Sus | Y | 3rdParty¦Aircraft¦ConductorOverhead¦Brokenwireonground
22-0075096 | Vegetation | Tree - fell into line | Pole-Wood | Broken | 2022 | Tier 2 - Elevated | Distribution Circuit | 6 | 16 | 2022-06-16 | 1733092 | Sus | Y | Vegetation¦Treefellintoline¦PoleWood¦Broken
22-0076036 | Environmental/External | Lightning | Transformer (OH) | Failed/Faulted | 2022 | Tier 2 - Elevated | Transformer only | 6 | 19 | 2022-06-19 | 1735305 | Sus | Y | EnvironmentalExternal¦Lightning¦Transformer(OH)¦FailedFaulted
22-0076173 | Vegetation | Tree - bark fell into line | Conductor, Overhead | Normal | 2022 | Tier 2 - Elevated | Distribution Circuit | 6 | 20 | 2022-06-20 | 1735797 | Sus | Y | Vegetation¦Treebarkfellintoline¦ConductorOverhead¦Normal
22-0088931 | Vegetation | Tree - branch fell on line | Conductor, Overhead | Broken, wire on ground | 2022 | Tier 3 - Extreme | Transformer only | 7 | 23 | 2022-07-23 | 1763691 | Sus | Y | Vegetation¦Treebranchfellonline¦ConductorOverhead¦Brokenwireonground
22-0089790 | Equipment Failure/Involved | Overhead | Transformer (OH) | Failed/Faulted | 2022 | Tier 3 - Extreme | Distribution Circuit | 7 | 26 | 2022-07-26 | 1765907 | Sus | Y | EquipmentFailureInvolved¦Overhead¦Transformer(OH)¦FailedFaulted
22-0094293 | Equipment Failure/Involved | Overhead | Jumper | Arcing | 2022 | Tier 3 - Extreme | Transformer only | 8 | 5 | 2022-08-05 | 1774229 | Sus | Y | EquipmentFailureInvolved¦Overhead¦Jumper¦Arcing
22-0098681 | Unknown Cause | Patrol - found nothing |  |  | 2022 | Tier 2 - Elevated | Transformer only | 8 | 17 | 2022-08-17 | 1783466 | Sus | Y | UnknownCause¦Patrolfoundnothing¦¦
22-0098998 | 3rd Party | Other | Customer Equipment | Normal | 2022 | Tier 2 - Elevated | Distribution Circuit | 8 | 17 | 2022-08-17 | 1784104 | Sus | Y | 3rdParty¦Other¦CustomerEquipment¦Normal
22-0104011 | Company Initiated | Coordination failure | Transformer | Burned Open | 2022 | Tier 2 - Elevated | Transformer only | 8 | 31 | 2022-08-31 | 1795706 | Sus | Y | CompanyInitiated¦Coordinationfailure¦Transformer¦BurnedOpen
22-0104554 | Unknown Cause | Patrol - found nothing |  |  | 2022 | Tier 3 - Extreme | Distribution Circuit | 9 | 1 | 2022-09-01 | 1796744 | Sus | Y | UnknownCause¦Patrolfoundnothing¦¦
22-0107013 | Unknown Cause | Patrol - found nothing |  |  | 2022 | Tier 3 - Extreme | Distribution Circuit | 9 | 6 | 2022-09-06 | 1803568 | Sus | Y | UnknownCause¦Patrolfoundnothing¦¦
22-0108777 | Equipment Failure/Involved | Overhead | Transformer (OH) | Leaking | 2022 | Tier 3 - Extreme | Transformer only | 9 | 10 | 2022-09-10 | 1807732 | Sus | Y | EquipmentFailureInvolved¦Overhead¦Transformer(OH)¦Leaking
22-0111753 | Unknown Cause | Patrol - found nothing |  |  | 2022 | Tier 3 - Extreme | Distribution Circuit | 9 | 18 | 2022-09-18 | 1815228 | Sus | Y | UnknownCause¦Patrolfoundnothing¦¦
22-0111758 | Equipment Failure/Involved | Overhead | Customer Equipment | Normal | 2022 | Tier 2 - Elevated | Transformer only | 9 | 18 | 2022-09-18 | 1815134 | Sus | Y | EquipmentFailureInvolved¦Overhead¦CustomerEquipment¦Normal
22-0119472 | Unknown Cause | Patrol - found nothing |  |  | 2022 | Tier 2 - Elevated | Distribution Circuit | 10 | 9 | 2022-10-09 | 1832187 | Sus | Y | UnknownCause¦Patrolfoundnothing¦¦
22-0121416 | 3rd Party | Dig in, 3rd party | Conductor, Underground | Normal | 2022 | Tier 2 - Elevated | Distribution Circuit | 10 | 14 | 2022-10-14 | 1837032 | Sus | Y | 3rdParty¦Digin3rdparty¦ConductorUnderground¦Normal
22-0122757 | 3rd Party | Vehicle | Crossarm, Wood | Broken | 2022 | Tier 3 - Extreme | Distribution Circuit | 10 | 19 | 2022-10-19 | 1840353 | Sus | Y | 3rdParty¦Vehicle¦CrossarmWood¦Broken
22-0123773 | Equipment Failure/Involved | Overhead | Pole-Wood | Broken | 2022 | Tier 2 - Elevated | Distribution Circuit | 10 | 22 | 2022-10-22 | 1842508 | Sus | Y | EquipmentFailureInvolved¦Overhead¦PoleWood¦Broken
22-0132263 | Equipment Failure/Involved | Overhead | Transformer (OH) |  | 2022 | Tier 3 - Extreme | Transformer only | 11 | 17 | 2022-11-17 | 1864803 | Sus | Y | EquipmentFailureInvolved¦Overhead¦Transformer(OH)¦
22-0132864 | Vegetation | Tree - branch fell on line | Conductor, Overhead | Burned/flashed | 2022 | Tier 2 - Elevated | Distribution Circuit | 11 | 19 | 2022-11-19 | 1866195 | Sus | Y | Vegetation¦Treebranchfellonline¦ConductorOverhead¦Burnedflashed
22-0138189 | Equipment Failure/Involved | Overhead | Transformer (OH) | Failed/Faulted | 2022 | Tier 2 - Elevated | Distribution Circuit | 12 | 10 | 2022-12-10 | 1881110 | Sus | N | EquipmentFailureInvolved¦Overhead¦Transformer(OH)¦FailedFaulted
22-0139413 | Equipment Failure/Involved | Underground | Transformer (UG) | Failed/Faulted | 2022 | Tier 2 - Elevated | Distribution Circuit | 12 | 12 | 2022-12-12 | 1887755 | Sus | N | EquipmentFailureInvolved¦Underground¦Transformer(UG)¦FailedFaulted
22-0141837 | Equipment Failure/Involved | Overhead | Transformer (OH) | Failed/Faulted | 2022 | Tier 3 - Extreme | Transformer only | 12 | 27 | 2022-12-27 | 1899940 | Sus | N | EquipmentFailureInvolved¦Overhead¦Transformer(OH)¦FailedFaulted
15-0011660 | Vegetation | Tree - fell into line | Pole-Wood | Broken | 2015 | Tier 3 - Extreme | Distribution Circuit | 2 | 8 | 2015-02-08 | 1183054 | Sus | N | Vegetation¦Treefellintoline¦PoleWood¦Broken
15-0015785 | Equipment Failure/Involved | Other | Conductor, Overhead | Broken, wire on ground | 2015 | Tier 2 - Elevated | Distribution Circuit | 2 | 25 | 2015-02-25 | 1195904 | Sus | N | EquipmentFailureInvolved¦Other¦ConductorOverhead¦Brokenwireonground
15-0033620 | Vegetation | Tree - branch fell on line | Fuse | Failed/Faulted | 2015 | Tier 3 - Extreme | Distribution Circuit | 5 | 12 | 2015-05-12 | 1233389 | Sus | Y | Vegetation¦Treebranchfellonline¦Fuse¦FailedFaulted
15-0038706 | Unknown Cause | Patrol - found nothing |  |  | 2015 | Tier 2 - Elevated | Distribution Circuit | 6 | 5 | 2015-06-05 | 1243949 | Sus | Y | UnknownCause¦Patrolfoundnothing¦¦
15-0040902 | Animal | Bird found | Conductor, Overhead | Normal | 2015 | Tier 3 - Extreme | Distribution Circuit | 6 | 14 | 2015-06-14 | 1250605 | Sus | Y | Animal¦Birdfound¦ConductorOverhead¦Normal
15-0045163 | Equipment Failure/Involved | Overhead | Transformer (OH) | Broken | 2015 | Tier 2 - Elevated | Transformer only | 7 | 2 | 2015-07-02 | 1262035 | Sus | Y | EquipmentFailureInvolved¦Overhead¦Transformer(OH)¦Broken
15-0049246 | Environmental/External | Lightning | Fuse | Failed/Faulted | 2015 | Tier 2 - Elevated | Distribution Circuit | 7 | 20 | 2015-07-20 | 1273674 | Sus | Y | EnvironmentalExternal¦Lightning¦Fuse¦FailedFaulted
15-0049520 | Environmental/External | Lightning | Transformer | Failed/Faulted | 2015 | Tier 3 - Extreme | Transformer only | 7 | 21 | 2015-07-21 | 1274608 | Sus | Y | EnvironmentalExternal¦Lightning¦Transformer¦FailedFaulted
15-0054990 | Unknown Cause | Patrol - found nothing |  |  | 2015 | Tier 2 - Elevated | Distribution Circuit | 8 | 14 | 2015-08-14 | 1288151 | Sus | Y | UnknownCause¦Patrolfoundnothing¦¦
15-0056744 | Equipment Failure/Involved | Underground | Conductor, Underground | Burned/flashed | 2015 | Tier 2 - Elevated | Distribution Circuit | 8 | 22 | 2015-08-22 | 1292990 | Sus | Y | EquipmentFailureInvolved¦Underground¦ConductorUnderground¦Burnedflashed
15-0062314 | Environmental/External | Fire, Forest/Grass | Pole-Wood | Burned/flashed | 2015 | Tier 3 - Extreme | Distribution Circuit | 9 | 10 | 2015-09-10 | 1308731 | Sus | Y | EnvironmentalExternal¦FireForestGrass¦PoleWood¦Burnedflashed
15-0071506 | Equipment Failure/Involved | Overhead | Transformer (OH) | Failed/Faulted | 2015 | Tier 2 - Elevated | Distribution Circuit | 10 | 18 | 2015-10-18 | 1324517 | Sus | Y | EquipmentFailureInvolved¦Overhead¦Transformer(OH)¦FailedFaulted
15-0079930 | Equipment Failure/Involved | Overhead | Transformer | Failed/Faulted | 2015 | Tier 2 - Elevated | Distribution Circuit | 11 | 22 | 2015-11-22 | 1346732 | Sus | Y | EquipmentFailureInvolved¦Overhead¦Transformer¦FailedFaulted
15-0082907 | Equipment Failure/Involved | Overhead | Pole-Wood | Normal | 2015 | Tier 2 - Elevated | Transformer only | 12 | 4 | 2015-12-04 | 1354137 | Sus | N | EquipmentFailureInvolved¦Overhead¦PoleWood¦Normal
15-0084123 | Environmental/External | Lightning | Transformer | Failed/Faulted | 2015 | Tier 2 - Elevated | Transformer only | 12 | 10 | 2015-12-10 | 1358154 | Sus | N | EnvironmentalExternal¦Lightning¦Transformer¦FailedFaulted
15-0084191 | Equipment Failure/Involved | Overhead |  | Failed/Faulted | 2015 | Tier 2 - Elevated | Transformer only | 12 | 11 | 2015-12-11 | 1358488 | Sus | N | EquipmentFailureInvolved¦Overhead¦¦FailedFaulted
15-0086974 | Vegetation | Tree - fell into line | Conductor, Overhead | Normal | 2015 | Tier 3 - Extreme | Distribution Circuit | 12 | 23 | 2015-12-23 | 1370439 | Sus | N | Vegetation¦Treefellintoline¦ConductorOverhead¦Normal
15-0087596 | Vegetation | Tree - fell into line | Conductor, Overhead | Broken, wire on ground | 2015 | Tier 2 - Elevated | Distribution Circuit | 12 | 27 | 2015-12-27 | 1373007 | Sus | N | Vegetation¦Treefellintoline¦ConductorOverhead¦Brokenwireonground
15-0087720 | Vegetation | Tree - fell into line | Conductor, Overhead | Normal | 2015 | Tier 2 - Elevated | Distribution Circuit | 12 | 29 | 2015-12-29 | 1373743 | Sus | N | Vegetation¦Treefellintoline¦ConductorOverhead¦Normal
16-0006224 | Animal | Bird found | Fuse | Failed/Faulted | 2016 | Tier 2 - Elevated | Distribution Circuit | 1 | 19 | 2016-01-19 | 1386828 | Sus | N | Animal¦Birdfound¦Fuse¦FailedFaulted
16-0006296 | Unknown Cause | Patrol - found nothing |  |  | 2016 | Tier 2 - Elevated | Distribution Circuit | 1 | 19 | 2016-01-19 | 1386726 | Sus | N | UnknownCause¦Patrolfoundnothing¦¦
16-0006807 | Company Initiated | Return Circuit Normal | Secondary | Normal | 2016 | Tier 2 - Elevated | Transformer only | 1 | 20 | 2016-01-20 | 1388546 | Sus | N | CompanyInitiated¦ReturnCircuitNormal¦Secondary¦Normal
16-0007173 | Equipment Failure/Involved | Overhead | Transformer | Failed/Faulted | 2016 | Tier 2 - Elevated | Transformer only | 1 | 21 | 2016-01-21 | 1389397 | Sus | N | EquipmentFailureInvolved¦Overhead¦Transformer¦FailedFaulted
16-0009713 | Vegetation | Tree - fell into line | Conductor, Overhead | On Ground | 2016 | Tier 2 - Elevated | Distribution Circuit | 2 | 1 | 2016-02-01 | 1396190 | Sus | N | Vegetation¦Treefellintoline¦ConductorOverhead¦OnGround
16-0009999 | Vegetation | Tree - fell into line | Conductor, Overhead | Normal | 2016 | Tier 2 - Elevated | Distribution Circuit | 2 | 2 | 2016-02-02 | 1396968 | Sus | N | Vegetation¦Treefellintoline¦ConductorOverhead¦Normal
16-0011739 | Animal | Bird found | Fuse | Failed/Faulted | 2016 | Tier 2 - Elevated | Distribution Circuit | 2 | 10 | 2016-02-10 | 1401112 | Sus | N | Animal¦Birdfound¦Fuse¦FailedFaulted
16-0013096 | Vegetation | Tree - fell into line | Conductor, Overhead | Together | 2016 | Tier 2 - Elevated | Distribution Circuit | 2 | 17 | 2016-02-17 | 1405106 | Sus | N | Vegetation¦Treefellintoline¦ConductorOverhead¦Together
16-0013114 | Unknown Cause | Patrol - found nothing |  |  | 2016 | Tier 2 - Elevated | Distribution Circuit | 2 | 17 | 2016-02-17 | 1404916 | Sus | N | UnknownCause¦Patrolfoundnothing¦¦
16-0013530 | Equipment Failure/Involved | Overhead | Pole-Wood | Broken | 2016 | Tier 2 - Elevated | Distribution Circuit | 2 | 17 | 2016-02-17 | 1406605 | Sus | N | EquipmentFailureInvolved¦Overhead¦PoleWood¦Broken
16-0018116 | Unknown Cause | Patrol - found nothing |  |  | 2016 | Tier 2 - Elevated | Distribution Circuit | 3 | 6 | 2016-03-06 | 1420764 | Sus | N | UnknownCause¦Patrolfoundnothing¦¦
16-0018153 | Vegetation | Tree - fell into line | Conductor, Overhead | Broken, wire on ground | 2016 | Tier 2 - Elevated | Distribution Circuit | 3 | 6 | 2016-03-06 | 1420704 | Sus | N | Vegetation¦Treefellintoline¦ConductorOverhead¦Brokenwireonground
16-0018271 | Unknown Cause | Patrol - found nothing |  |  | 2016 | Tier 2 - Elevated | Distribution Circuit | 3 | 5 | 2016-03-05 | 1417836 | Sus | N | UnknownCause¦Patrolfoundnothing¦¦
16-0018396 | Unknown Cause | Patrol - found nothing |  |  | 2016 | Tier 3 - Extreme | Distribution Circuit | 3 | 5 | 2016-03-05 | 1421758 | Sus | N | UnknownCause¦Patrolfoundnothing¦¦
16-0018505 | Vegetation | Tree - fell into line | Pole-Wood | Broken, wire on ground | 2016 | Tier 2 - Elevated | Distribution Circuit | 3 | 6 | 2016-03-06 | 1422150 | Sus | N | Vegetation¦Treefellintoline¦PoleWood¦Brokenwireonground
16-0020007 | Unknown Cause | Patrol - found nothing |  |  | 2016 | Tier 2 - Elevated | Distribution Circuit | 3 | 10 | 2016-03-10 | 1426635 | Sus | N | UnknownCause¦Patrolfoundnothing¦¦
16-0020040 | Equipment Failure/Involved | Overhead | Crossarm, Wood | Broken | 2016 | Tier 2 - Elevated | Distribution Circuit | 3 | 10 | 2016-03-10 | 1426637 | Sus | N | EquipmentFailureInvolved¦Overhead¦CrossarmWood¦Broken
16-0024778 | Unknown Cause | Patrol - found nothing |  |  | 2016 | Tier 2 - Elevated | Distribution Circuit | 3 | 29 | 2016-03-29 | 1440983 | Sus | N | UnknownCause¦Patrolfoundnothing¦¦
16-0029182 | Unknown Cause | Patrol - found nothing |  |  | 2016 | Tier 3 - Extreme | Distribution Circuit | 4 | 17 | 2016-04-17 | 1452270 | Sus | N | UnknownCause¦Patrolfoundnothing¦¦
16-0029277 | 3rd Party | Vehicle | Pole-Wood | Broken, wire on ground | 2016 | Tier 2 - Elevated | Distribution Circuit | 4 | 18 | 2016-04-18 | 1452707 | Sus | N | 3rdParty¦Vehicle¦PoleWood¦Brokenwireonground
16-0029277 | 3rd Party | Vehicle | Pole-Wood | Broken, wire on ground | 2016 | Tier 2 - Elevated | Distribution Circuit | 4 | 18 | 2016-04-18 | 1452707 | Sus | N | 3rdParty¦Vehicle¦PoleWood¦Brokenwireonground
16-0032226 | Environmental/External | Lightning | Transformer | Failed/Faulted | 2016 | Tier 3 - Extreme | Transformer only | 4 | 27 | 2016-04-27 | 1460361 | Sus | N | EnvironmentalExternal¦Lightning¦Transformer¦FailedFaulted
16-0038999 | Environmental/External | Lightning | Transformer | Broken | 2016 | Tier 2 - Elevated | Transformer only | 5 | 27 | 2016-05-27 | 1478120 | Sus | Y | EnvironmentalExternal¦Lightning¦Transformer¦Broken
16-0045180 | Vegetation | Tree - branch fell on line | Conductor, Overhead | Broken, wire on ground | 2016 | Tier 2 - Elevated | Distribution Circuit | 6 | 22 | 2016-06-22 | 1494358 | Sus | Y | Vegetation¦Treebranchfellonline¦ConductorOverhead¦Brokenwireonground
16-0045835 | Unknown Cause | Patrol - found nothing |  |  | 2016 | Tier 3 - Extreme | Distribution Circuit | 6 | 26 | 2016-06-26 | 1496002 | Sus | Y | UnknownCause¦Patrolfoundnothing¦¦
16-0046245 | Equipment Failure/Involved | Overhead | Jumper | Burned Open | 2016 | Tier 2 - Elevated | Distribution Circuit | 6 | 28 | 2016-06-28 | 1497442 | Sus | Y | EquipmentFailureInvolved¦Overhead¦Jumper¦BurnedOpen
16-0049881 | Equipment Failure/Involved | Overhead | Transformer | Leaking | 2016 | Tier 2 - Elevated | Transformer only | 7 | 14 | 2016-07-14 | 1509992 | Sus | Y | EquipmentFailureInvolved¦Overhead¦Transformer¦Leaking
16-0054246 | Unknown Cause | Patrol - found nothing |  |  | 2016 | Tier 3 - Extreme | Transformer only | 8 | 1 | 2016-08-01 | 1519770 | Sus | Y | UnknownCause¦Patrolfoundnothing¦¦
16-0057177 | Unknown Cause | Patrol - found nothing |  |  | 2016 | Tier 3 - Extreme | Distribution Circuit | 8 | 14 | 2016-08-14 | 1526079 | Sus | Y | UnknownCause¦Patrolfoundnothing¦¦
16-0070906 | Equipment Failure/Involved | Overhead | Transformer (OH) | Deteriorated | 2016 | Tier 3 - Extreme | Transformer only | 10 | 10 | 2016-10-10 | 1555627 | Sus | Y | EquipmentFailureInvolved¦Overhead¦Transformer(OH)¦Deteriorated
16-0071106 | Equipment Failure/Involved | Overhead | Crossarm, Wood | Broken | 2016 | Tier 3 - Extreme | Distribution Circuit | 10 | 11 | 2016-10-11 | 1556397 | Sus | Y | EquipmentFailureInvolved¦Overhead¦CrossarmWood¦Broken
16-0072558 | Equipment Failure/Involved | Overhead | Jumper | Burned Open | 2016 | Tier 2 - Elevated | Distribution Circuit | 10 | 15 | 2016-10-15 | 1561228 | Sus | Y | EquipmentFailureInvolved¦Overhead¦Jumper¦BurnedOpen
16-0073099 | Unknown Cause | Patrol - not conducted |  |  | 2016 | Tier 3 - Extreme | Distribution Circuit | 10 | 16 | 2016-10-16 | 1563858 | Sus | Y | UnknownCause¦Patrolnotconducted¦¦
16-0080087 | Unknown Cause | Patrol - found nothing |  |  | 2016 | Tier 2 - Elevated | Distribution Circuit | 11 | 15 | 2016-11-15 | 1581859 | Sus | Y | UnknownCause¦Patrolfoundnothing¦¦
16-0080274 | Equipment Failure/Involved | Overhead | Connector or Splice (OH) | Broken, wire on ground | 2016 | Tier 2 - Elevated | Distribution Circuit | 11 | 16 | 2016-11-16 | 1582247 | Sus | Y | EquipmentFailureInvolved¦Overhead¦ConnectororSplice(OH)¦Brokenwireonground
16-0081439 | Vegetation | Tree - fell into line | Conductor, Overhead | Broken, wire on ground | 2016 | Tier 2 - Elevated | Distribution Circuit | 11 | 21 | 2016-11-21 | 1586300 | Sus | Y | Vegetation¦Treefellintoline¦ConductorOverhead¦Brokenwireonground
16-0082955 | Equipment Failure/Involved | Overhead | Insulator | Arcing | 2016 | Tier 2 - Elevated | Distribution Circuit | 11 | 29 | 2016-11-29 | 1591380 | Sus | Y | EquipmentFailureInvolved¦Overhead¦Insulator¦Arcing
16-0083272 | Vegetation | Tree - fell into line | Conductor, Overhead | Normal | 2016 | Tier 2 - Elevated | Distribution Circuit | 11 | 30 | 2016-11-30 | 1592387 | Sus | Y | Vegetation¦Treefellintoline¦ConductorOverhead¦Normal
16-0085724 | Unknown Cause | Patrol - found nothing |  |  | 2016 | Tier 2 - Elevated | Distribution Circuit | 12 | 15 | 2016-12-15 | 1602681 | Sus | N | UnknownCause¦Patrolfoundnothing¦¦
16-0085845 | Vegetation | Tree - fell into line | Conductor, Overhead | Together | 2016 | Tier 3 - Extreme | Distribution Circuit | 12 | 15 | 2016-12-15 | 1603682 | Sus | N | Vegetation¦Treefellintoline¦ConductorOverhead¦Together
16-0087245 | Vegetation | Tree - branch fell on line | Conductor, Overhead | Broken, wire on ground | 2016 | Tier 3 - Extreme | Distribution Circuit | 12 | 28 | 2016-12-28 | 1612296 | Sus | N | Vegetation¦Treebranchfellonline¦ConductorOverhead¦Brokenwireonground
17-0005144 | Unknown Cause | Patrol - found nothing |  |  | 2017 | Tier 3 - Extreme | Distribution Circuit | 1 | 8 | 2017-01-08 | 1624198 | Sus | N | UnknownCause¦Patrolfoundnothing¦¦
17-0005540 | Vegetation | Tree - fell into line | Conductor, Overhead | Normal | 2017 | Tier 2 - Elevated | Distribution Circuit | 1 | 8 | 2017-01-08 | 1628080 | Sus | N | Vegetation¦Treefellintoline¦ConductorOverhead¦Normal
17-0006828 | Equipment Failure/Involved | Overhead | Conductor, Overhead | Broken, wire on ground | 2017 | Tier 2 - Elevated | Distribution Circuit | 1 | 10 | 2017-01-10 | 1634235 | Sus | N | EquipmentFailureInvolved¦Overhead¦ConductorOverhead¦Brokenwireonground
17-0007001 | Vegetation | Tree - fell into line | Conductor, Overhead | Broken, wire on ground | 2017 | Tier 3 - Extreme | Distribution Circuit | 1 | 10 | 2017-01-10 | 1636576 | Sus | N | Vegetation¦Treefellintoline¦ConductorOverhead¦Brokenwireonground
17-0008346 | Vegetation | Tree - fell into line | Conductor, Overhead | Broken, wire on ground | 2017 | Tier 3 - Extreme | Distribution Circuit | 1 | 11 | 2017-01-11 |  | Sus | N | Vegetation¦Treefellintoline¦ConductorOverhead¦Brokenwireonground
17-0008470 | Environmental/External | Flood/Erosion | Pole-Wood | Broken, wire on ground | 2017 | Tier 2 - Elevated | Distribution Circuit | 1 | 12 | 2017-01-12 | 1641670 | Sus | N | EnvironmentalExternal¦FloodErosion¦PoleWood¦Brokenwireonground
17-0008797 | Vegetation | Tree - fell into line | Conductor, Overhead | Normal | 2017 | Tier 2 - Elevated | Distribution Circuit | 1 | 10 | 2017-01-10 | 1638922 | Sus | N | Vegetation¦Treefellintoline¦ConductorOverhead¦Normal
17-0010068 | Equipment Failure/Involved | Overhead | Pole-Wood | Broken, wire on ground | 2017 | Tier 2 - Elevated | Distribution Circuit | 1 | 18 | 2017-01-18 | 1646735 | Sus | N | EquipmentFailureInvolved¦Overhead¦PoleWood¦Brokenwireonground
17-0011156 | Vegetation | Tree - fell into line | Pole-Wood | Broken, wire on ground | 2017 | Tier 2 - Elevated | Distribution Circuit | 1 | 20 | 2017-01-20 | 1652103 | Sus | N | Vegetation¦Treefellintoline¦PoleWood¦Brokenwireonground
17-0011821 | Environmental/External | Flood/Erosion | Conductor, Overhead | Arcing | 2017 | Tier 2 - Elevated | Distribution Circuit | 1 | 20 | 2017-01-20 | 1654929 | Sus | N | EnvironmentalExternal¦FloodErosion¦ConductorOverhead¦Arcing
17-0011915 | Vegetation | Tree - fell into line | Conductor, Overhead | On Ground | 2017 | Tier 3 - Extreme | Distribution Circuit | 1 | 21 | 2017-01-21 | 1655724 | Sus | N | Vegetation¦Treefellintoline¦ConductorOverhead¦OnGround
17-0013343 | Vegetation | Tree - fell into line | Conductor, Overhead | Broken, wire on ground | 2017 | Tier 3 - Extreme | Distribution Circuit | 1 | 22 | 2017-01-22 | 1660485 | Sus | N | Vegetation¦Treefellintoline¦ConductorOverhead¦Brokenwireonground
17-0013527 | Vegetation | Tree - fell into line | Conductor, Overhead | Normal | 2017 | Tier 2 - Elevated | Distribution Circuit | 1 | 22 | 2017-01-22 | 1662318 | Sus | N | Vegetation¦Treefellintoline¦ConductorOverhead¦Normal
17-0017068 | Vegetation | Tree - fell into line | Conductor, Overhead | Broken, wire on ground | 2017 | Tier 2 - Elevated | Distribution Circuit | 2 | 3 | 2017-02-03 | 1673417 | Sus | N | Vegetation¦Treefellintoline¦ConductorOverhead¦Brokenwireonground
17-0017586 | Vegetation | Tree - fell into line | Conductor, Overhead | Broken | 2017 | Tier 2 - Elevated | Distribution Circuit | 2 | 5 | 2017-02-05 | 1675620 | Sus | N | Vegetation¦Treefellintoline¦ConductorOverhead¦Broken
17-0018664 | Vegetation | Tree - fell into line | Secondary | Broken | 2017 | Tier 3 - Extreme | Transformer only | 2 | 7 | 2017-02-07 | 1679902 | Sus | N | Vegetation¦Treefellintoline¦Secondary¦Broken
17-0021760 | Vegetation | Tree - fell into line | Conductor, Overhead | Broken, wire on ground | 2017 | Tier 3 - Extreme | Distribution Circuit | 2 | 16 | 2017-02-16 | 1690675 | Sus | N | Vegetation¦Treefellintoline¦ConductorOverhead¦Brokenwireonground
17-0022315 | Vegetation | Tree - fell into line | Conductor, Overhead | Normal | 2017 | Tier 2 - Elevated | Distribution Circuit | 2 | 17 | 2017-02-17 | 1696393 | Sus | N | Vegetation¦Treefellintoline¦ConductorOverhead¦Normal
17-0023223 | Vegetation | Tree - branch fell on line | Conductor, Overhead | Together | 2017 | Tier 3 - Extreme | Distribution Circuit | 2 | 18 | 2017-02-18 | 1699655 | Sus | N | Vegetation¦Treebranchfellonline¦ConductorOverhead¦Together
17-0025669 | Equipment Failure/Involved | Overhead | Conductor, Overhead | Broken, wire on ground | 2017 | Tier 3 - Extreme | Distribution Circuit | 2 | 22 | 2017-02-22 | 1710827 | Sus | N | EquipmentFailureInvolved¦Overhead¦ConductorOverhead¦Brokenwireonground
17-0025957 | Equipment Failure/Involved | Overhead | Transformer | Failed/Faulted | 2017 | Tier 2 - Elevated | Transformer only | 2 | 23 | 2017-02-23 | 1711701 | Sus | N | EquipmentFailureInvolved¦Overhead¦Transformer¦FailedFaulted
17-0026536 | Vegetation | Tree - branch fell on line | Conductor, Overhead | Arcing | 2017 | Tier 3 - Extreme | Distribution Circuit | 2 | 24 | 2017-02-24 | 1713312 | Sus | N | Vegetation¦Treebranchfellonline¦ConductorOverhead¦Arcing
17-0035440 | Unknown Cause | Patrol - found nothing |  |  | 2017 | Tier 2 - Elevated | Distribution Circuit | 3 | 31 | 2017-03-31 | 1740669 | Sus | N | UnknownCause¦Patrolfoundnothing¦¦
17-0037356 | Equipment Failure/Involved | Overhead | Conductor, Overhead | Broken, wire on ground | 2017 | Tier 2 - Elevated | Distribution Circuit | 4 | 6 | 2017-04-06 | 1748111 | Sus | N | EquipmentFailureInvolved¦Overhead¦ConductorOverhead¦Brokenwireonground
17-0038134 | Vegetation | Tree - fell into line | Secondary | Broken, wire on ground | 2017 | Tier 3 - Extreme | Transformer only | 4 | 6 | 2017-04-06 | 1748109 | Sus | N | Vegetation¦Treefellintoline¦Secondary¦Brokenwireonground
17-0038225 | Equipment Failure/Involved | Overhead | Secondary | Arcing | 2017 | Tier 2 - Elevated | Transformer only | 4 | 8 | 2017-04-08 | 1752359 | Sus | N | EquipmentFailureInvolved¦Overhead¦Secondary¦Arcing
17-0038399 | Equipment Failure/Involved | Overhead | Pole-Wood | Broken | 2017 | Tier 2 - Elevated | Transformer only | 4 | 8 | 2017-04-08 | 1752921 | Sus | N | EquipmentFailureInvolved¦Overhead¦PoleWood¦Broken
17-0040341 | 3rd Party | Fire, house or bldg. | Conductor, Overhead | Normal | 2017 | Tier 2 - Elevated | Distribution Circuit | 4 | 14 | 2017-04-14 | 1757939 | Sus | N | 3rdParty¦Firehouseorbldg¦ConductorOverhead¦Normal
17-0043767 | Unknown Cause | Patrol - not conducted |  |  | 2017 | Tier 2 - Elevated | Distribution Circuit | 4 | 28 | 2017-04-28 | 1769619 | Sus | N | UnknownCause¦Patrolnotconducted¦¦
17-0047659 | Unknown Cause | Patrol - found nothing |  |  | 2017 | Tier 3 - Extreme | Distribution Circuit | 5 | 12 | 2017-05-12 | 1781007 | Sus | Y | UnknownCause¦Patrolfoundnothing¦¦
17-0050716 | 3rd Party | Tree - cutting, 3rd party | Conductor, Overhead | Normal | 2017 | Tier 2 - Elevated | Distribution Circuit | 5 | 25 | 2017-05-25 | 1790534 | Sus | Y | 3rdParty¦Treecutting3rdparty¦ConductorOverhead¦Normal
17-0053811 | Vegetation | Tree - branch fell on line | Conductor, Overhead | Normal | 2017 | Tier 3 - Extreme | Distribution Circuit | 6 | 8 | 2017-06-08 | 1799853 | Sus | Y | Vegetation¦Treebranchfellonline¦ConductorOverhead¦Normal
17-0055270 | Vegetation | Tree - fell into line | Conductor, Overhead | Broken, wire on ground | 2017 | Tier 2 - Elevated | Distribution Circuit | 6 | 14 | 2017-06-14 | 1804526 | Sus | Y | Vegetation¦Treefellintoline¦ConductorOverhead¦Brokenwireonground
17-0055876 | Unknown Cause | Patrol - found nothing |  |  | 2017 | Tier 2 - Elevated | Distribution Circuit | 6 | 16 | 2017-06-16 | 1806434 | Sus | Y | UnknownCause¦Patrolfoundnothing¦¦
17-0056578 | Environmental/External | Lightning | Fuse | Failed/Faulted | 2017 | Tier 3 - Extreme | Distribution Circuit | 6 | 19 | 2017-06-19 | 1810309 | Sus | Y | EnvironmentalExternal¦Lightning¦Fuse¦FailedFaulted
17-0056816 | Equipment Failure/Involved | Overhead | Recloser | Burned/flashed | 2017 | Tier 2 - Elevated | Distribution Circuit | 6 | 19 | 2017-06-19 | 1811753 | Sus | Y | EquipmentFailureInvolved¦Overhead¦Recloser¦Burnedflashed
17-0058756 | Vegetation | Tree - fell into line | Transformer (OH) | Broken | 2017 | Tier 3 - Extreme | Transformer only | 6 | 26 | 2017-06-26 | 1818699 | Sus | Y | Vegetation¦Treefellintoline¦Transformer(OH)¦Broken
17-0067107 | 3rd Party | Other | Conductor, Overhead | Normal | 2017 | Tier 3 - Extreme | Distribution Circuit | 8 | 1 | 2017-08-01 | 1843959 | Sus | Y | 3rdParty¦Other¦ConductorOverhead¦Normal
17-0071484 | Animal | Other | Conductor, Overhead | Normal | 2017 | Tier 3 - Extreme | Distribution Circuit | 8 | 19 | 2017-08-19 | 1855301 | Sus | Y | Animal¦Other¦ConductorOverhead¦Normal
17-0074044 | Unknown Cause | Patrol - found nothing |  |  | 2017 | Tier 2 - Elevated | Distribution Circuit | 8 | 30 | 2017-08-30 | 1863032 | Sus | Y | UnknownCause¦Patrolfoundnothing¦¦
17-0074781 | Vegetation | Tree - fell into line | Conductor, Overhead | Together | 2017 | Tier 2 - Elevated | Distribution Circuit | 9 | 1 | 2017-09-01 | 1864832 | Sus | Y | Vegetation¦Treefellintoline¦ConductorOverhead¦Together
17-0074781 | Vegetation | Tree - fell into line | Conductor, Overhead | Together | 2017 | Tier 2 - Elevated | Distribution Circuit | 9 | 1 | 2017-09-01 | 1864832 | Sus | Y | Vegetation¦Treefellintoline¦ConductorOverhead¦Together
17-0075862 | 3rd Party | Dig in, 3rd party | Secondary | Broken | 2017 | Tier 2 - Elevated | Distribution Circuit | 9 | 4 | 2017-09-04 | 1869813 | Sus | Y | 3rdParty¦Digin3rdparty¦Secondary¦Broken
17-0077168 | Unknown Cause | Patrol - found nothing |  |  | 2017 | Tier 2 - Elevated | Distribution Circuit | 9 | 8 | 2017-09-08 | 1873716 | Sus | Y | UnknownCause¦Patrolfoundnothing¦¦
17-0078141 | Equipment Failure/Involved | Electrical Overload | Transformer | Failed/Faulted | 2017 | Tier 2 - Elevated | Transformer only | 9 | 12 | 2017-09-12 | 1876979 | Sus | Y | EquipmentFailureInvolved¦ElectricalOverload¦Transformer¦FailedFaulted
17-0078271 | Environmental/External | Lightning | Transformer | Failed/Faulted | 2017 | Tier 2 - Elevated | Transformer only | 9 | 12 | 2017-09-12 | 1877254 | Sus | Y | EnvironmentalExternal¦Lightning¦Transformer¦FailedFaulted
17-0089496 | Equipment Failure/Involved | Overhead | Crossarm, Wood | Broken | 2017 | Tier 3 - Extreme | Distribution Circuit | 10 | 8 | 2017-10-08 | 1907254 | Sus | Y | EquipmentFailureInvolved¦Overhead¦CrossarmWood¦Broken
17-0094426 | Environmental/External | Lightning | Transformer | Failed/Faulted | 2017 | Tier 2 - Elevated | Transformer only | 11 | 11 | 2017-11-11 | 1920601 | Sus | Y | EnvironmentalExternal¦Lightning¦Transformer¦FailedFaulted
17-0095565 | Vegetation | Tree - fell into line | Service conductor | Broken, wire on ground | 2017 | Tier 2 - Elevated | Transformer only | 11 | 16 | 2017-11-16 | 1923809 | Sus | Y | Vegetation¦Treefellintoline¦Serviceconductor¦Brokenwireonground
17-0099819 | Vegetation | Tree - fell into line | Conductor, Overhead | Normal | 2017 | Tier 3 - Extreme | Distribution Circuit | 12 | 4 | 2017-12-04 | 1935839 | Sus | N | Vegetation¦Treefellintoline¦ConductorOverhead¦Normal
17-0102408 | Equipment Failure/Involved | Overhead | Transformer | Failed/Faulted | 2017 | Tier 2 - Elevated | Transformer only | 12 | 18 | 2017-12-18 | 1946601 | Sus | N | EquipmentFailureInvolved¦Overhead¦Transformer¦FailedFaulted
17-0102558 | Unknown Cause | Patrol - found nothing |  |  | 2017 | Tier 3 - Extreme | Distribution Circuit | 12 | 19 | 2017-12-19 | 1947382 | Sus | N | UnknownCause¦Patrolfoundnothing¦¦
17-0103010 | Unknown Cause | Patrol - not conducted |  |  | 2017 | Tier 2 - Elevated | Distribution Circuit | 12 | 22 | 2017-12-22 | 1949937 | Sus | N | UnknownCause¦Patrolnotconducted¦¦
18-0003806 | Animal | Squirrel | Fuse | Failed/Faulted | 2018 | Tier 3 - Extreme | Distribution Circuit | 1 | 5 | 2018-01-05 | 2521 | Sus | N | Animal¦Squirrel¦Fuse¦FailedFaulted
18-0013153 | Animal | Bird found | Conductor, Overhead | Normal | 2018 | Tier 3 - Extreme | Distribution Circuit | 2 | 10 | 2018-02-10 | 22559 | Sus | N | Animal¦Birdfound¦ConductorOverhead¦Normal
18-0023891 | Animal | Squirrel | Fuse | Failed/Faulted | 2018 | Tier 2 - Elevated | Distribution Circuit | 3 | 18 | 2018-03-18 | 47248 | Sus | N | Animal¦Squirrel¦Fuse¦FailedFaulted
18-0025872 | Equipment Failure/Involved | Overhead | Transformer (OH) | Failed/Faulted | 2018 | Tier 2 - Elevated | Transformer only | 3 | 22 | 2018-03-22 | 51492 | Sus | N | EquipmentFailureInvolved¦Overhead¦Transformer(OH)¦FailedFaulted
18-0029602 | Vegetation | Tree - branch fell on line | Fuse | Failed/Faulted | 2018 | Tier 3 - Extreme | Distribution Circuit | 4 | 5 | 2018-04-05 | 60168 | Sus | N | Vegetation¦Treebranchfellonline¦Fuse¦FailedFaulted
18-0031857 | Vegetation | Tree - branch fell on line | Conductor, Overhead | Normal | 2018 | Tier 3 - Extreme | Distribution Circuit | 4 | 12 | 2018-04-12 | 65874 | Sus | N | Vegetation¦Treebranchfellonline¦ConductorOverhead¦Normal
18-0033049 | Unknown Cause | Patrol - found nothing |  |  | 2018 | Tier 2 - Elevated | Distribution Circuit | 4 | 17 | 2018-04-17 | 68742 | Sus | N | UnknownCause¦Patrolfoundnothing¦¦
18-0042545 | 3rd Party | Tree - cutting, 3rd party | Conductor, Overhead | Broken, wire on ground | 2018 | Tier 3 - Extreme | Distribution Circuit | 5 | 19 | 2018-05-19 | 89812 | Sus | Y | 3rdParty¦Treecutting3rdparty¦ConductorOverhead¦Brokenwireonground
18-0049184 | Equipment Failure/Involved | Overhead | Crossarm, Wood | Broken, wire on ground | 2018 | Tier 3 - Extreme | Distribution Circuit | 6 | 9 | 2018-06-09 | 104922 | Sus | Y | EquipmentFailureInvolved¦Overhead¦CrossarmWood¦Brokenwireonground
18-0056400 | Vegetation | Tree - branch fell on line | Conductor, Overhead | Broken, wire on ground | 2018 | Tier 2 - Elevated | Distribution Circuit | 7 | 2 | 2018-07-02 | 123195 | Sus | Y | Vegetation¦Treebranchfellonline¦ConductorOverhead¦Brokenwireonground
18-0056848 | Vegetation | Tree - fell into line | Secondary | On Ground | 2018 | Tier 2 - Elevated | Distribution Circuit | 7 | 3 | 2018-07-03 | 124138 | Sus | Y | Vegetation¦Treefellintoline¦Secondary¦OnGround
18-0059110 | Animal | Bird found | Conductor, Overhead | Normal | 2018 | Tier 3 - Extreme | Distribution Circuit | 7 | 12 | 2018-07-12 | 129593 | Sus | Y | Animal¦Birdfound¦ConductorOverhead¦Normal
18-0068609 | Equipment Failure/Involved | Overhead | Pole-Wood | Broken | 2018 | Tier 2 - Elevated | Distribution Circuit | 8 | 10 | 2018-08-10 | 152760 | Sus | Y | EquipmentFailureInvolved¦Overhead¦PoleWood¦Broken
18-0069470 | Vegetation | Tree - branch fell on line | Transformer | Failed/Faulted | 2018 | Tier 3 - Extreme | Transformer only | 8 | 13 | 2018-08-13 | 154664 | Sus | Y | Vegetation¦Treebranchfellonline¦Transformer¦FailedFaulted
18-0069494 | Unknown Cause | Patrol - found nothing |  |  | 2018 | Tier 2 - Elevated | Distribution Circuit | 8 | 14 | 2018-08-14 | 154884 | Sus | Y | UnknownCause¦Patrolfoundnothing¦¦
18-0070296 | Equipment Failure/Involved | Overhead | Transformer (OH) | Failed/Faulted | 2018 | Tier 2 - Elevated | Transformer only | 8 | 15 | 2018-08-15 | 155987 | Sus | Y | EquipmentFailureInvolved¦Overhead¦Transformer(OH)¦FailedFaulted
18-0077902 | Unknown Cause | Patrol - found nothing |  |  | 2018 | Tier 2 - Elevated | Distribution Circuit | 9 | 9 | 2018-09-09 | 170962 | Sus | Y | UnknownCause¦Patrolfoundnothing¦¦
18-0079903 | Equipment Failure/Involved | Overhead | Crossarm, Wood | Broken | 2018 | Tier 2 - Elevated | Distribution Circuit | 9 | 14 | 2018-09-14 | 174559 | Sus | Y | EquipmentFailureInvolved¦Overhead¦CrossarmWood¦Broken
18-0084968 | Unknown Cause | Patrol - found nothing |  |  | 2018 | Tier 2 - Elevated | Distribution Circuit | 9 | 30 | 2018-09-30 | 184476 | Sus | Y | UnknownCause¦Patrolfoundnothing¦¦
18-0099374 | Environmental/External | Fire, Forest/Grass | Pole-Wood | Normal | 2018 | Tier 3 - Extreme | Distribution Circuit | 11 | 8 | 2018-11-08 | 214477 | Sus | Y | EnvironmentalExternal¦FireForestGrass¦PoleWood¦Normal
18-0100831 | Environmental/External | Fire, Forest/Grass | Pole-Wood | Burned/flashed | 2018 | Tier 3 - Extreme | Distribution Circuit | 11 | 8 | 2018-11-08 | 217849 | Sus | Y | EnvironmentalExternal¦FireForestGrass¦PoleWood¦Burnedflashed
18-0104545 | Unknown Cause | Patrol - found nothing |  |  | 2018 | Tier 2 - Elevated | Distribution Circuit | 11 | 28 | 2018-11-28 | 226853 | Sus | Y | UnknownCause¦Patrolfoundnothing¦¦
18-0105597 | Unknown Cause | Patrol - not conducted |  |  | 2018 | Tier 3 - Extreme | Distribution Circuit | 11 | 30 | 2018-11-30 | 230211 | Sus | Y | UnknownCause¦Patrolnotconducted¦¦
18-0109367 | Vegetation | Tree - branch fell on line | Conductor, Overhead | Normal | 2018 | Tier 3 - Extreme | Distribution Circuit | 12 | 15 | 2018-12-15 | 241005 | Sus | N | Vegetation¦Treebranchfellonline¦ConductorOverhead¦Normal
18-0110466 | Unknown Cause | Patrol - not conducted |  |  | 2018 | Tier 2 - Elevated | Transmission line | 12 | 24 | 2018-12-24 | 246275 | Sus | N | UnknownCause¦Patrolnotconducted¦¦
18-0110510 | Vegetation | Tree - fell into line | Conductor, Overhead | Broken, wire on ground | 2018 | Tier 2 - Elevated | Distribution Circuit | 12 | 24 | 2018-12-24 | 246289 | Sus | N | Vegetation¦Treefellintoline¦ConductorOverhead¦Brokenwireonground
19-0005485 | Vegetation | Tree - fell into line | Conductor, Overhead | Broken, wire on ground | 2019 | Tier 2 - Elevated | Distribution Circuit | 1 | 6 | 2019-01-06 | 258197 | Sus | N | Vegetation¦Treefellintoline¦ConductorOverhead¦Brokenwireonground
19-0005521 | Unknown Cause | Patrol - not conducted |  |  | 2019 | Tier 2 - Elevated | Distribution Circuit | 1 | 6 | 2019-01-06 | 257469 | Sus | N | UnknownCause¦Patrolnotconducted¦¦
19-0011226 | Vegetation | Tree - fell into line | Conductor, Overhead | Broken, wire on ground | 2019 | Tier 2 - Elevated | Distribution Circuit | 1 | 16 | 2019-01-16 | 269951 | Sus | N | Vegetation¦Treefellintoline¦ConductorOverhead¦Brokenwireonground
19-0011368 | Vegetation | Tree - fell into line | Conductor, Overhead | Broken, wire on ground | 2019 | Tier 3 - Extreme | Distribution Circuit | 1 | 17 | 2019-01-17 | 273115 | Sus | N | Vegetation¦Treefellintoline¦ConductorOverhead¦Brokenwireonground
19-0011466 | Unknown Cause | Patrol - found nothing |  |  | 2019 | Tier 2 - Elevated | Distribution Circuit | 1 | 16 | 2019-01-16 | 275015 | Sus | N | UnknownCause¦Patrolfoundnothing¦¦
19-0016966 | Vegetation | Tree - branch fell on line | Recloser | Normal | 2019 | Tier 2 - Elevated | Distribution Circuit | 2 | 2 | 2019-02-02 | 286275 | Sus | N | Vegetation¦Treebranchfellonline¦Recloser¦Normal
19-0017627 | Vegetation | Tree - branch fell on line | Fuse | Failed/Faulted | 2019 | Tier 2 - Elevated | Distribution Circuit | 2 | 3 | 2019-02-03 | 289170 | Sus | N | Vegetation¦Treebranchfellonline¦Fuse¦FailedFaulted
19-0017737 | Vegetation | Tree - fell into line | Pole-Wood | Broken, wire on ground | 2019 | Tier 2 - Elevated | Distribution Circuit | 2 | 4 | 2019-02-04 | 289520 | Sus | N | Vegetation¦Treefellintoline¦PoleWood¦Brokenwireonground
19-0017975 | Vegetation | Tree - fell into line | Conductor, Overhead | Normal | 2019 | Tier 2 - Elevated | Distribution Circuit | 2 | 4 | 2019-02-04 | 289669 | Sus | N | Vegetation¦Treefellintoline¦ConductorOverhead¦Normal
19-0018007 | Vegetation | Tree - fell into line | Conductor, Overhead | Broken, wire on ground | 2019 | Tier 3 - Extreme | Distribution Circuit | 2 | 4 | 2019-02-04 | 290040 | Sus | N | Vegetation¦Treefellintoline¦ConductorOverhead¦Brokenwireonground
19-0020244 | Unknown Cause | Patrol - found nothing |  |  | 2019 | Tier 2 - Elevated | Distribution Circuit | 2 | 8 | 2019-02-08 | 296683 | Sus | N | UnknownCause¦Patrolfoundnothing¦¦
19-0021738 | Vegetation | Tree - fell into line | Pole-Wood | Broken, wire on ground | 2019 | Tier 2 - Elevated | Distribution Circuit | 2 | 13 | 2019-02-13 | 302244 | Sus | N | Vegetation¦Treefellintoline¦PoleWood¦Brokenwireonground
19-0022316 | Unknown Cause | Patrol - found nothing |  |  | 2019 | Tier 2 - Elevated | Distribution Circuit | 2 | 13 | 2019-02-13 | 304727 | Sus | N | UnknownCause¦Patrolfoundnothing¦¦
19-0022469 | Vegetation | Tree - grew into line | Conductor, Overhead | Normal | 2019 | Tier 2 - Elevated | Distribution Circuit | 2 | 13 | 2019-02-13 | 305035 | Sus | N | Vegetation¦Treegrewintoline¦ConductorOverhead¦Normal
19-0022489 | Environmental/External | Ice or snow | Conductor, Overhead | Broken, wire on ground | 2019 | Tier 2 - Elevated | Distribution Circuit | 2 | 13 | 2019-02-13 | 305354 | Sus | N | EnvironmentalExternal¦Iceorsnow¦ConductorOverhead¦Brokenwireonground
19-0022805 | Vegetation | Tree - fell into line | Conductor, Overhead | Normal | 2019 | Tier 3 - Extreme | Distribution Circuit | 2 | 14 | 2019-02-14 | 306385 | Sus | N | Vegetation¦Treefellintoline¦ConductorOverhead¦Normal
19-0023486 | Unknown Cause | Patrol - not conducted |  |  | 2019 | Tier 3 - Extreme | Distribution Circuit | 2 | 14 | 2019-02-14 | 309285 | Sus | N | UnknownCause¦Patrolnotconducted¦¦
19-0024401 | Unknown Cause | Patrol - found nothing |  |  | 2019 | Tier 3 - Extreme | Distribution Circuit | 2 | 15 | 2019-02-15 | 312936 | Sus | N | UnknownCause¦Patrolfoundnothing¦¦
19-0024442 | Equipment Failure/Involved | Overhead | Transformer (OH) | Failed/Faulted | 2019 | Tier 3 - Extreme | Distribution Circuit | 2 | 14 | 2019-02-14 | 310496 | Sus | N | EquipmentFailureInvolved¦Overhead¦Transformer(OH)¦FailedFaulted
19-0025342 | Vegetation | Tree - fell into line | Conductor, Overhead | Normal | 2019 | Tier 2 - Elevated | Distribution Circuit | 2 | 17 | 2019-02-17 | 317043 | Sus | N | Vegetation¦Treefellintoline¦ConductorOverhead¦Normal
19-0025553 | Unknown Cause | Patrol - not conducted |  |  | 2019 | Tier 2 - Elevated | Distribution Circuit | 2 | 18 | 2019-02-18 | 317228 | Sus | N | UnknownCause¦Patrolnotconducted¦¦
19-0025599 | Equipment Failure/Involved | Overhead | Transformer (OH) | Failed/Faulted | 2019 | Tier 2 - Elevated | Transformer only | 2 | 18 | 2019-02-18 | 317152 | Sus | N | EquipmentFailureInvolved¦Overhead¦Transformer(OH)¦FailedFaulted
19-0026087 | Vegetation | Tree - branch fell on line | Fuse | Failed/Faulted | 2019 | Tier 2 - Elevated | Distribution Circuit | 2 | 19 | 2019-02-19 | 318863 | Sus | N | Vegetation¦Treebranchfellonline¦Fuse¦FailedFaulted
19-0029457 | Environmental/External | Ice or snow | Pole-Wood | Broken, wire on ground | 2019 | Tier 2 - Elevated | Distribution Circuit | 2 | 28 | 2019-02-28 | 328195 | Sus | N | EnvironmentalExternal¦Iceorsnow¦PoleWood¦Brokenwireonground
19-0031307 | Vegetation | Tree - fell into line | Conductor, Overhead | Together | 2019 | Tier 2 - Elevated | Distribution Circuit | 3 | 6 | 2019-03-06 | 332544 | Sus | N | Vegetation¦Treefellintoline¦ConductorOverhead¦Together
19-0032178 | Unknown Cause | Patrol - not conducted |  |  | 2019 | Tier 2 - Elevated | Distribution Circuit | 3 | 8 | 2019-03-08 | 334642 | Sus | N | UnknownCause¦Patrolnotconducted¦¦
19-0032536 | Unknown Cause | Patrol - found nothing |  |  | 2019 | Tier 2 - Elevated | Distribution Circuit | 3 | 11 | 2019-03-11 | 335903 | Sus | N | UnknownCause¦Patrolfoundnothing¦¦
19-0033269 | Unknown Cause | Patrol - found nothing |  |  | 2019 | Tier 3 - Extreme | Distribution Circuit | 3 | 12 | 2019-03-12 | 337680 | Sus | N | UnknownCause¦Patrolfoundnothing¦¦
19-0033586 | Equipment Failure/Involved | Overhead | Transformer (OH) | Broken | 2019 | Tier 2 - Elevated | Transformer only | 3 | 13 | 2019-03-13 | 338350 | Sus | N | EquipmentFailureInvolved¦Overhead¦Transformer(OH)¦Broken
19-0034396 | 3rd Party | Tree - cutting, 3rd party | Conductor, Overhead | Broken, wire on ground | 2019 | Tier 3 - Extreme | Distribution Circuit | 3 | 16 | 2019-03-16 | 340838 | Sus | N | 3rdParty¦Treecutting3rdparty¦ConductorOverhead¦Brokenwireonground
19-0035144 | Equipment Failure/Involved | Overhead | Crossarm, Wood | Deteriorated | 2019 | Tier 2 - Elevated | Distribution Circuit | 3 | 19 | 2019-03-19 | 343084 | Sus | N | EquipmentFailureInvolved¦Overhead¦CrossarmWood¦Deteriorated
19-0035346 | Vegetation | Tree - branch fell on line | Conductor, Overhead | Normal | 2019 | Tier 3 - Extreme | Distribution Circuit | 3 | 20 | 2019-03-20 | 343804 | Sus | N | Vegetation¦Treebranchfellonline¦ConductorOverhead¦Normal
19-0037562 | Vegetation | Tree - fell into line | Conductor, Overhead | Broken, wire on ground | 2019 | Tier 2 - Elevated | Distribution Circuit | 3 | 27 | 2019-03-27 | 348619 | Sus | N | Vegetation¦Treefellintoline¦ConductorOverhead¦Brokenwireonground
19-0037723 | Environmental/External | Lightning | Transformer (OH) | Failed/Faulted | 2019 | Tier 2 - Elevated | Distribution Circuit | 3 | 27 | 2019-03-27 | 348979 | Sus | N | EnvironmentalExternal¦Lightning¦Transformer(OH)¦FailedFaulted
19-0041463 | Equipment Failure/Involved | Overhead | Woodpin | Broken | 2019 | Tier 2 - Elevated | Distribution Circuit | 4 | 10 | 2019-04-10 | 358492 | Sus | N | EquipmentFailureInvolved¦Overhead¦Woodpin¦Broken
19-0041839 | Unknown Cause | Patrol - found nothing |  |  | 2019 | Tier 2 - Elevated | Distribution Circuit | 4 | 12 | 2019-04-12 | 359425 | Sus | N | UnknownCause¦Patrolfoundnothing¦¦
19-0042968 | Vegetation | Tree - branch fell on line | Conductor, Overhead | Normal | 2019 | Tier 2 - Elevated | Distribution Circuit | 4 | 16 | 2019-04-16 | 361850 | Sus | N | Vegetation¦Treebranchfellonline¦ConductorOverhead¦Normal
19-0046465 | Equipment Failure/Involved | Overhead | Transformer (OH) | Leaking | 2019 | Tier 2 - Elevated | Transformer only | 4 | 26 | 2019-04-26 | 368689 | Sus | N | EquipmentFailureInvolved¦Overhead¦Transformer(OH)¦Leaking
19-0052269 | Unknown Cause | Patrol - found nothing |  |  | 2019 | Tier 2 - Elevated | Distribution Circuit | 5 | 15 | 2019-05-15 | 381083 | Sus | Y | UnknownCause¦Patrolfoundnothing¦¦
19-0052565 | Unknown Cause | Patrol - found nothing |  |  | 2019 | Tier 2 - Elevated | Distribution Circuit | 5 | 16 | 2019-05-16 | 382030 | Sus | Y | UnknownCause¦Patrolfoundnothing¦¦
19-0052780 | Equipment Failure/Involved | Overhead | Crossarm, Wood | Broken | 2019 | Tier 2 - Elevated | Distribution Circuit | 5 | 16 | 2019-05-16 | 382480 | Sus | Y | EquipmentFailureInvolved¦Overhead¦CrossarmWood¦Broken
19-0072041 | Vegetation | Tree - fell into line | Conductor, Overhead | Broken, wire on ground | 2019 | Tier 2 - Elevated | Distribution Circuit | 6 | 25 | 2019-06-25 | 429094 | Sus | Y | Vegetation¦Treefellintoline¦ConductorOverhead¦Brokenwireonground
19-0073308 | Equipment Failure/Involved | Overhead | Crossarm, Wood | Deteriorated | 2019 | Tier 3 - Extreme | Distribution Circuit | 6 | 29 | 2019-06-29 | 435244 | Sus | Y | EquipmentFailureInvolved¦Overhead¦CrossarmWood¦Deteriorated
19-0080924 | Vegetation | Tree - fell into line | Conductor, Overhead | Broken, wire on ground | 2019 | Tier 2 - Elevated | Distribution Circuit | 7 | 25 | 2019-07-25 | 470801 | Sus | Y | Vegetation¦Treefellintoline¦ConductorOverhead¦Brokenwireonground
19-0084400 | Unknown Cause | Patrol - found nothing |  |  | 2019 | Tier 3 - Extreme | Distribution Circuit | 8 | 5 | 2019-08-05 | 484213 | Sus | Y | UnknownCause¦Patrolfoundnothing¦¦
19-0093793 | Equipment Failure/Involved | Overhead | Recloser | Malfunctioning | 2019 | Tier 2 - Elevated | Distribution Circuit | 8 | 29 | 2019-08-29 | 547518 | Sus | Y | EquipmentFailureInvolved¦Overhead¦Recloser¦Malfunctioning
19-0096336 | Unknown Cause | Patrol - found nothing |  |  | 2019 | Tier 2 - Elevated | Distribution Circuit | 9 | 7 | 2019-09-07 | 559341 | Sus | Y | UnknownCause¦Patrolfoundnothing¦¦
19-0098920 | Unknown Cause | Patrol - found nothing |  |  | 2019 | Tier 2 - Elevated | Distribution Circuit | 9 | 13 | 2019-09-13 | 578915 | Sus | Y | UnknownCause¦Patrolfoundnothing¦¦
19-0115757 | Equipment Failure/Involved | Overhead | Fuse | Broken | 2019 | Tier 3 - Extreme | Transformer only | 10 | 24 | 2019-10-24 | 679931 | Sus | Y | EquipmentFailureInvolved¦Overhead¦Fuse¦Broken
19-0124829 | Equipment Failure/Involved | Overhead | Transformer | Failed/Faulted | 2019 | Tier 2 - Elevated | Transformer only | 11 | 14 | 2019-11-14 | 706817 | Sus | Y | EquipmentFailureInvolved¦Overhead¦Transformer¦FailedFaulted
19-0128680 | Unknown Cause | Patrol - found nothing |  |  | 2019 | Tier 2 - Elevated | Distribution Circuit | 11 | 26 | 2019-11-26 | 715000 | Sus | Y | UnknownCause¦Patrolfoundnothing¦¦
19-0129549 | Vegetation | Tree - branch fell on line | Crossarm, Wood | Broken, wire on ground | 2019 | Tier 2 - Elevated | Distribution Circuit | 11 | 26 | 2019-11-26 | 718156 | Sus | Y | Vegetation¦Treebranchfellonline¦CrossarmWood¦Brokenwireonground
19-0130846 | Vegetation | Tree - fell into line | Conductor, Overhead | On Ground | 2019 | Tier 2 - Elevated | Distribution Circuit | 11 | 26 | 2019-11-26 | 722848 | Sus | Y | Vegetation¦Treefellintoline¦ConductorOverhead¦OnGround
19-0133781 | Equipment Failure/Involved | Overhead | Pole-Wood | Normal | 2019 | Tier 3 - Extreme | Distribution Circuit | 12 | 5 | 2019-12-05 | 730433 | Sus | N | EquipmentFailureInvolved¦Overhead¦PoleWood¦Normal
19-0133904 | Equipment Failure/Involved | Overhead | Transformer (OH) | Deteriorated | 2019 | Tier 2 - Elevated | Transformer only | 12 | 5 | 2019-12-05 | 730685 | Sus | N | EquipmentFailureInvolved¦Overhead¦Transformer(OH)¦Deteriorated
19-0133978 | Vegetation | Tree - branch fell on line | Conductor, Overhead | Normal | 2019 | Tier 3 - Extreme | Distribution Circuit | 12 | 5 | 2019-12-05 | 730713 | Sus | N | Vegetation¦Treebranchfellonline¦ConductorOverhead¦Normal
19-0134672 | Equipment Failure/Involved | Overhead | Pole-Wood | Broken, wire on ground | 2019 | Tier 2 - Elevated | Distribution Circuit | 12 | 7 | 2019-12-07 | 732149 | Sus | N | EquipmentFailureInvolved¦Overhead¦PoleWood¦Brokenwireonground
19-0134829 | Vegetation | Tree - branch fell on line | Conductor, Overhead | Normal | 2019 | Tier 3 - Extreme | Distribution Circuit | 12 | 7 | 2019-12-07 | 732844 | Sus | N | Vegetation¦Treebranchfellonline¦ConductorOverhead¦Normal
19-0134930 | Vegetation | Tree - fell into line | Secondary | Broken, wire on ground | 2019 | Tier 3 - Extreme | Distribution Circuit | 12 | 7 | 2019-12-07 | 733364 | Sus | N | Vegetation¦Treefellintoline¦Secondary¦Brokenwireonground
19-0137440 | Unknown Cause | Patrol - found nothing |  |  | 2019 | Tier 2 - Elevated | Distribution Circuit | 12 | 21 | 2019-12-21 | 747761 | Sus | N | UnknownCause¦Patrolfoundnothing¦¦
19-0137526 | Vegetation | Tree - fell into line | Pole-Wood | Broken, wire on ground | 2019 | Tier 3 - Extreme | Distribution Circuit | 12 | 22 | 2019-12-22 | 748210 | Sus | N | Vegetation¦Treefellintoline¦PoleWood¦Brokenwireonground
20-0009718 | Vegetation | Tree - fell into line | Conductor, Overhead | Broken | 2020 | Tier 2 - Elevated | Transformer only | 1 | 16 | 2020-01-16 | 762210 | Sus | N | Vegetation¦Treefellintoline¦ConductorOverhead¦Broken
20-0013737 | Vegetation | Tree - fell into line | Conductor, Overhead | Broken, wire on ground | 2020 | Tier 3 - Extreme | Transformer only | 1 | 26 | 2020-01-26 | 770294 | Sus | N | Vegetation¦Treefellintoline¦ConductorOverhead¦Brokenwireonground
20-0017365 | Animal | Bird found | Conductor, Overhead | Normal | 2020 | Tier 2 - Elevated | Distribution Circuit | 2 | 4 | 2020-02-04 | 778055 | Sus | N | Animal¦Birdfound¦ConductorOverhead¦Normal
20-0018943 | Vegetation | Tree - fell into line | Pole-Wood | Broken, wire on ground | 2020 | Tier 3 - Extreme | Distribution Circuit | 2 | 9 | 2020-02-09 | 781025 | Sus | N | Vegetation¦Treefellintoline¦PoleWood¦Brokenwireonground
20-0019764 | Vegetation | Tree - branch fell on line | Conductor, Overhead | Normal | 2020 | Tier 2 - Elevated | Distribution Circuit | 2 | 9 | 2020-02-09 | 784283 | Sus | N | Vegetation¦Treebranchfellonline¦ConductorOverhead¦Normal
20-0026627 | Unknown Cause | Patrol - found nothing |  |  | 2020 | Tier 2 - Elevated | Distribution Circuit | 2 | 27 | 2020-02-27 | 815305 | Sus | N | UnknownCause¦Patrolfoundnothing¦¦
20-0027598 | Vegetation | Tree - branch fell on line | Conductor, Overhead | Normal | 2020 | Tier 2 - Elevated | Distribution Circuit | 3 | 1 | 2020-03-01 | 821049 | Sus | N | Vegetation¦Treebranchfellonline¦ConductorOverhead¦Normal
20-0029739 | Equipment Failure/Involved | Overhead | Transformer | Failed/Faulted | 2020 | Tier 2 - Elevated | Transformer only | 3 | 7 | 2020-03-07 | 837990 | Sus | N | EquipmentFailureInvolved¦Overhead¦Transformer¦FailedFaulted
20-0029894 | Unknown Cause | Patrol - found nothing |  |  | 2020 | Tier 2 - Elevated | Distribution Circuit | 3 | 8 | 2020-03-08 | 838584 | Sus | N | UnknownCause¦Patrolfoundnothing¦¦
20-0032158 | Vegetation | Tree - branch fell on line | Conductor, Overhead | Normal | 2020 | Tier 3 - Extreme | Distribution Circuit | 3 | 14 | 2020-03-14 | 851643 | Sus | N | Vegetation¦Treebranchfellonline¦ConductorOverhead¦Normal
20-0035062 | Equipment Failure/Involved | Overhead | Transformer | Failed/Faulted | 2020 | Tier 2 - Elevated | Transformer only | 3 | 22 | 2020-03-22 | 861371 | Sus | N | EquipmentFailureInvolved¦Overhead¦Transformer¦FailedFaulted
20-0035525 | Unknown Cause | Patrol - not conducted |  |  | 2020 | Tier 2 - Elevated | Distribution Circuit | 3 | 24 | 2020-03-24 | 862787 | Sus | N | UnknownCause¦Patrolnotconducted¦¦
20-0037294 | Vegetation | Tree - branch fell on line | Conductor, Overhead | Broken, wire on ground | 2020 | Tier 3 - Extreme | Distribution Circuit | 3 | 30 | 2020-03-30 | 871160 | Sus | N | Vegetation¦Treebranchfellonline¦ConductorOverhead¦Brokenwireonground
20-0037633 | Unknown Cause | Patrol - found nothing |  |  | 2020 | Tier 3 - Extreme | Distribution Circuit | 4 | 1 | 2020-04-01 | 874983 | Sus | N | UnknownCause¦Patrolfoundnothing¦¦
20-0038721 | Unknown Cause | Patrol - found nothing |  |  | 2020 | Tier 2 - Elevated | Distribution Circuit | 4 | 6 | 2020-04-06 | 883571 | Sus | N | UnknownCause¦Patrolfoundnothing¦¦
20-0041145 | Unknown Cause | Patrol - found nothing |  |  | 2020 | Tier 3 - Extreme | Distribution Circuit | 4 | 14 | 2020-04-14 | 894977 | Sus | N | UnknownCause¦Patrolfoundnothing¦¦
20-0057593 | 3rd Party | Tree - cutting, 3rd party | Conductor, Overhead | Normal | 2020 | Tier 2 - Elevated | Distribution Circuit | 6 | 4 | 2020-06-04 | 930501 | Sus | Y | 3rdParty¦Treecutting3rdparty¦ConductorOverhead¦Normal
20-0059088 | Unknown Cause | Patrol - found nothing |  |  | 2020 | Tier 2 - Elevated | Distribution Circuit | 6 | 8 | 2020-06-08 | 934684 | Sus | Y | UnknownCause¦Patrolfoundnothing¦¦
20-0060876 | Unknown Cause | Patrol - found nothing |  |  | 2020 | Tier 3 - Extreme | Distribution Circuit | 6 | 13 | 2020-06-13 | 938348 | Sus | Y | UnknownCause¦Patrolfoundnothing¦¦
20-0065632 | Vegetation | Tree - fell into line | Conductor, Overhead | Annealed | 2020 | Tier 2 - Elevated | Distribution Circuit | 6 | 27 | 2020-06-27 | 948552 | Sus | Y | Vegetation¦Treefellintoline¦ConductorOverhead¦Annealed
20-0073594 | Animal | Bird found | Fuse | Failed/Faulted | 2020 | Tier 2 - Elevated | Distribution Circuit | 7 | 20 | 2020-07-20 | 968179 | Sus | Y | Animal¦Birdfound¦Fuse¦FailedFaulted
20-0077577 | Vegetation | Tree - branch fell on line | Conductor, Overhead | Normal | 2020 | Tier 2 - Elevated | Distribution Circuit | 7 | 29 | 2020-07-29 | 974751 | Sus | Y | Vegetation¦Treebranchfellonline¦ConductorOverhead¦Normal
20-0078650 | Equipment Failure/Involved | Overhead | Transformer (OH) | Failed/Faulted | 2020 | Tier 2 - Elevated | Transformer only | 8 | 1 | 2020-08-01 | 976388 | Sus | Y | EquipmentFailureInvolved¦Overhead¦Transformer(OH)¦FailedFaulted
20-0081462 | Vegetation | Tree - branch fell on line | Other | Normal | 2020 | Tier 2 - Elevated | Distribution Circuit | 8 | 10 | 2020-08-10 | 987462 | Sus | Y | Vegetation¦Treebranchfellonline¦Other¦Normal
20-0083405 | Equipment Failure/Involved | Overhead | Transformer | Failed/Faulted | 2020 | Tier 2 - Elevated | Transformer only | 8 | 14 | 2020-08-14 | 997227 | Sus | Y | EquipmentFailureInvolved¦Overhead¦Transformer¦FailedFaulted
20-0086991 | Environmental/External | Lightning | Transformer (OH) | Broken | 2020 | Tier 2 - Elevated | Distribution Circuit | 8 | 18 | 2020-08-18 | 1020942 | Sus | Y | EnvironmentalExternal¦Lightning¦Transformer(OH)¦Broken
20-0098525 | Unknown Cause | Patrol - not conducted |  |  | 2020 | Tier 3 - Extreme | Distribution Circuit | 8 | 19 | 2020-08-19 | 1078195 | Sus | Y | UnknownCause¦Patrolnotconducted¦¦
20-0098662 | Animal | Bird found | Conductor, Overhead | Normal | 2020 | Tier 2 - Elevated | Distribution Circuit | 9 | 17 | 2020-09-17 | 1077816 | Sus | Y | Animal¦Birdfound¦ConductorOverhead¦Normal
20-0106548 | Equipment Failure/Involved | Overhead | Transformer | Deteriorated | 2020 | Tier 2 - Elevated | Transformer only | 10 | 8 | 2020-10-08 | 1113346 | Sus | Y | EquipmentFailureInvolved¦Overhead¦Transformer¦Deteriorated
20-0108279 | Equipment Failure/Involved | Overhead | Transformer (OH) | Failed/Faulted | 2020 | Tier 3 - Extreme | Transformer only | 10 | 13 | 2020-10-13 | 1116744 | Sus | Y | EquipmentFailureInvolved¦Overhead¦Transformer(OH)¦FailedFaulted
20-0110101 | Vegetation | Tree - fell into line | Conductor, Overhead | Broken, wire on ground | 2020 | Tier 2 - Elevated | Distribution Circuit | 10 | 18 | 2020-10-18 | 1120427 | Sus | Y | Vegetation¦Treefellintoline¦ConductorOverhead¦Brokenwireonground
20-0112471 | Wildfire Mitigation | Public Safety Power Shut-off | Fuse | Normal | 2020 | Tier 2 - Elevated | Distribution Circuit | 10 | 25 | 2020-10-25 | 1126891 | Sus | Y | WildfireMitigation¦PublicSafetyPowerShutoff¦Fuse¦Normal
20-0115475 | 3rd Party | Customer Equipment | Transformer (UG) | Normal | 2020 | Tier 3 - Extreme | Distribution Circuit | 10 | 30 | 2020-10-30 | 1132368 | Sus | Y | 3rdParty¦CustomerEquipment¦Transformer(UG)¦Normal
20-0121181 | Unknown Cause | Patrol - found nothing |  |  | 2020 | Tier 2 - Elevated | Distribution Circuit | 11 | 16 | 2020-11-16 | 1145876 | Sus | Y | UnknownCause¦Patrolfoundnothing¦¦
20-0122151 | Vegetation | Tree - branch fell on line | Conductor, Overhead | Normal | 2020 | Tier 3 - Extreme | Distribution Circuit | 11 | 17 | 2020-11-17 | 1147894 | Sus | Y | Vegetation¦Treebranchfellonline¦ConductorOverhead¦Normal
20-0125764 | Unknown Cause | Patrol - found nothing |  |  | 2020 | Tier 3 - Extreme | Transformer only | 11 | 29 | 2020-11-29 | 1155981 | Sus | Y | UnknownCause¦Patrolfoundnothing¦¦
20-0128702 | Unknown Cause | Patrol - found nothing |  |  | 2020 | Tier 2 - Elevated | Distribution Circuit | 12 | 7 | 2020-12-07 | 1169794 | Sus | N | UnknownCause¦Patrolfoundnothing¦¦
20-0128988 | Unknown Cause | Patrol - found nothing |  |  | 2020 | Tier 2 - Elevated | Distribution Circuit | 12 | 8 | 2020-12-08 | 1172859 | Sus | N | UnknownCause¦Patrolfoundnothing¦¦
21-0005356 | Equipment Failure/Involved | Overhead | Transformer (OH) | Broken | 2021 | Tier 2 - Elevated | Distribution Circuit | 1 | 5 | 2021-01-05 | 1204852 | Sus | N | EquipmentFailureInvolved¦Overhead¦Transformer(OH)¦Broken
21-0010002 | Vegetation | Tree - branch fell on line | Conductor, Overhead | Together | 2021 | Tier 3 - Extreme | Distribution Circuit | 1 | 19 | 2021-01-19 | 1213414 | Sus | N | Vegetation¦Treebranchfellonline¦ConductorOverhead¦Together
21-0011515 | Equipment Failure/Involved | Overhead | Transformer (OH) | Failed/Faulted | 2021 | Tier 2 - Elevated | Transformer only | 1 | 20 | 2021-01-20 | 1218449 | Sus | N | EquipmentFailureInvolved¦Overhead¦Transformer(OH)¦FailedFaulted
21-0012244 | Company Initiated | Construction Activity/equip, company | Transformer | Normal | 2021 | Tier 3 - Extreme | Transformer only | 1 | 21 | 2021-01-21 | 1220016 | Sus | N | CompanyInitiated¦ConstructionActivityequipcompany¦Transformer¦Normal
21-0013479 | Vegetation | Tree - fell into line | Conductor, Overhead | Broken, wire on ground | 2021 | Tier 2 - Elevated | Distribution Circuit | 1 | 24 | 2021-01-24 | 1222683 | Sus | N | Vegetation¦Treefellintoline¦ConductorOverhead¦Brokenwireonground
21-0015975 | Vegetation | Tree - branch fell on line | Transformer (OH) | Normal | 2021 | Tier 3 - Extreme | Transformer only | 1 | 27 | 2021-01-27 | 1232875 | Sus | N | Vegetation¦Treebranchfellonline¦Transformer(OH)¦Normal
21-0016208 | Equipment Failure/Involved | Overhead | Jumper | Burned Open | 2021 | Tier 3 - Extreme | Distribution Circuit | 1 | 27 | 2021-01-27 | 1234857 | Sus | N | EquipmentFailureInvolved¦Overhead¦Jumper¦BurnedOpen
21-0018110 | Unknown Cause | Patrol - found nothing |  |  | 2021 | Tier 2 - Elevated | Distribution Circuit | 1 | 28 | 2021-01-28 | 1240802 | Sus | N | UnknownCause¦Patrolfoundnothing¦¦
21-0018561 | Unknown Cause | Patrol - found nothing |  |  | 2021 | Tier 3 - Extreme | Distribution Circuit | 1 | 28 | 2021-01-28 | 1240375 | Sus | N | UnknownCause¦Patrolfoundnothing¦¦
21-0019373 | Vegetation | Tree - branch fell on line | Transformer (OH) | Broken, wire on ground | 2021 | Tier 2 - Elevated | Transformer only | 1 | 30 | 2021-01-30 | 1243383 | Sus | N | Vegetation¦Treebranchfellonline¦Transformer(OH)¦Brokenwireonground
21-0019951 | Vegetation | Tree - bark fell into line | Conductor, Overhead | Normal | 2021 | Tier 2 - Elevated | Transformer only | 1 | 31 | 2021-01-31 | 1243732 | Sus | N | Vegetation¦Treebarkfellintoline¦ConductorOverhead¦Normal
21-0020615 | Equipment Failure/Involved | Overhead | Transformer (OH) | Broken | 2021 | Tier 2 - Elevated | Transformer only | 2 | 1 | 2021-02-01 | 1245251 | Sus | N | EquipmentFailureInvolved¦Overhead¦Transformer(OH)¦Broken
21-0021647 | Vegetation | Tree - fell into line |  |  | 2021 | Tier 2 - Elevated | Distribution Circuit | 2 | 4 | 2021-02-04 | 1247582 | Sus | N | Vegetation¦Treefellintoline¦¦
21-0024083 | Equipment Failure/Involved | Overhead | Pole-Wood | Deteriorated | 2021 | Tier 3 - Extreme | Distribution Circuit | 2 | 10 | 2021-02-10 | 1252429 | Sus | N | EquipmentFailureInvolved¦Overhead¦PoleWood¦Deteriorated
21-0030720 | Animal | Other | Transformer (OH) | Normal | 2021 | Tier 2 - Elevated | Distribution Circuit | 3 | 1 | 2021-03-01 | 1264741 | Sus | N | Animal¦Other¦Transformer(OH)¦Normal
21-0030894 | Unknown Cause | Patrol - found nothing |  |  | 2021 | Tier 3 - Extreme | Distribution Circuit | 3 | 1 | 2021-03-01 | 1264816 | Sus | N | UnknownCause¦Patrolfoundnothing¦¦
21-0035019 | Vegetation | Tree - fell into line | Conductor, Overhead | Together | 2021 | Tier 3 - Extreme | Distribution Circuit | 3 | 10 | 2021-03-10 | 1278137 | Sus | N | Vegetation¦Treefellintoline¦ConductorOverhead¦Together
21-0039910 | Unknown Cause | Patrol - found nothing |  |  | 2021 | Tier 3 - Extreme | Distribution Circuit | 3 | 23 | 2021-03-23 | 1294122 | Sus | N | UnknownCause¦Patrolfoundnothing¦¦
21-0041498 | Animal | Other |  | Normal | 2021 | Tier 2 - Elevated | Transformer only | 3 | 26 | 2021-03-26 | 1299386 | Sus | N | Animal¦Other¦¦Normal
21-0042795 | Equipment Failure/Involved | Overhead | Crossarm, Wood | Broken | 2021 | Tier 2 - Elevated | Distribution Circuit | 3 | 30 | 2021-03-30 | 1303584 | Sus | N | EquipmentFailureInvolved¦Overhead¦CrossarmWood¦Broken
21-0042795 | Equipment Failure/Involved | Overhead | Crossarm, Wood | Broken | 2021 | Tier 2 - Elevated | Distribution Circuit | 3 | 30 | 2021-03-30 | 1303584 | Sus | N | EquipmentFailureInvolved¦Overhead¦CrossarmWood¦Broken
21-0043403 | Unknown Cause | Patrol - not conducted |  |  | 2021 | Tier 2 - Elevated | Distribution Circuit | 3 | 31 | 2021-03-31 | 1304566 | Sus | N | UnknownCause¦Patrolnotconducted¦¦
21-0044805 | Equipment Failure/Involved | Overhead | Conductor, Overhead | Broken, wire on ground | 2021 | Tier 3 - Extreme | Distribution Circuit | 4 | 5 | 2021-04-05 | 1307186 | Sus | N | EquipmentFailureInvolved¦Overhead¦ConductorOverhead¦Brokenwireonground
21-0048282 | Equipment Failure/Involved | Overhead | Pole-Wood | Broken | 2021 | Tier 2 - Elevated | Distribution Circuit | 4 | 13 | 2021-04-13 | 1315768 | Sus | N | EquipmentFailureInvolved¦Overhead¦PoleWood¦Broken
21-0051293 | Vegetation | Tree - branch fell on line | Pole-Wood | Broken | 2021 | Tier 2 - Elevated | Distribution Circuit | 4 | 21 | 2021-04-21 | 1326547 | Sus | N | Vegetation¦Treebranchfellonline¦PoleWood¦Broken
21-0061951 | Environmental/External | Lightning | Transformer | Failed/Faulted | 2021 | Tier 2 - Elevated | Distribution Circuit | 5 | 15 | 2021-05-15 | 1350623 | Sus | Y | EnvironmentalExternal¦Lightning¦Transformer¦FailedFaulted
21-0067713 | Unknown Cause | Patrol - found nothing |  |  | 2021 | Tier 3 - Extreme | Distribution Circuit | 5 | 29 | 2021-05-29 | 1361228 | Sus | Y | UnknownCause¦Patrolfoundnothing¦¦
21-0067799 | Unknown Cause | Patrol - not conducted |  |  | 2021 | Tier 2 - Elevated | Distribution Circuit | 5 | 30 | 2021-05-30 | 1361585 | Sus | Y | UnknownCause¦Patrolnotconducted¦¦
21-0079711 | Unknown Cause | Patrol - not conducted |  |  | 2021 | Tier 2 - Elevated | Distribution Circuit | 6 | 25 | 2021-06-25 | 1384507 | Sus | Y | UnknownCause¦Patrolnotconducted¦¦
21-0082067 | Unknown Cause | Patrol - found nothing |  |  | 2021 | Tier 2 - Elevated | Distribution Circuit | 6 | 30 | 2021-06-30 | 1388526 | Sus | Y | UnknownCause¦Patrolfoundnothing¦¦
21-0082522 | Equipment Failure/Involved | Overhead | Transformer | Burned/flashed | 2021 | Tier 2 - Elevated | Transformer only | 6 | 30 | 2021-06-30 | 1388975 | Sus | Y | EquipmentFailureInvolved¦Overhead¦Transformer¦Burnedflashed
21-0084999 | Equipment Failure/Involved | Overhead | Transformer (OH) | Failed/Faulted | 2021 | Tier 2 - Elevated | Transformer only | 7 | 5 | 2021-07-05 | 1392380 | Sus | Y | EquipmentFailureInvolved¦Overhead¦Transformer(OH)¦FailedFaulted
21-0089644 | Vegetation | Tree - fell into line | Pole-Wood | Broken | 2021 | Tier 2 - Elevated | Distribution Circuit | 7 | 14 | 2021-07-14 | 1404582 | Sus | Y | Vegetation¦Treefellintoline¦PoleWood¦Broken
21-0093627 | Unknown Cause | Patrol - found nothing |  |  | 2021 | Tier 3 - Extreme | Distribution Circuit | 7 | 22 | 2021-07-22 | 1411154 | Sus | Y | UnknownCause¦Patrolfoundnothing¦¦
21-0103740 | Unknown Cause | Patrol - found nothing |  |  | 2021 | Tier 2 - Elevated | Distribution Circuit | 8 | 12 | 2021-08-12 | 1441230 | Sus | Y | UnknownCause¦Patrolfoundnothing¦¦
21-0104854 | Vegetation | Tree - branch fell on line | Transformer | Broken, wire on ground | 2021 | Tier 2 - Elevated | Transformer only | 8 | 16 | 2021-08-16 | 1443595 | Sus | Y | Vegetation¦Treebranchfellonline¦Transformer¦Brokenwireonground
21-0106068 | Vegetation | Tree - branch fell on line | Conductor, Overhead | Normal | 2021 | Tier 2 - Elevated | Distribution Circuit | 8 | 17 | 2021-08-17 | 1445434 | Sus | Y | Vegetation¦Treebranchfellonline¦ConductorOverhead¦Normal
21-0106115 | Equipment Failure/Involved | Overhead | Transformer (OH) | Failed/Faulted | 2021 | Tier 2 - Elevated | Transformer only | 8 | 18 | 2021-08-18 | 1446222 | Sus | Y | EquipmentFailureInvolved¦Overhead¦Transformer(OH)¦FailedFaulted
21-0106800 | 3rd Party | Vehicle | Pole-Wood | Broken | 2021 | Tier 2 - Elevated | Distribution Circuit | 8 | 19 | 2021-08-19 | 1447265 | Sus | Y | 3rdParty¦Vehicle¦PoleWood¦Broken
21-0110005 | Animal | Squirrel | Cutout, fuse holder | Normal | 2021 | Tier 3 - Extreme | Distribution Circuit | 8 | 27 | 2021-08-27 | 1455167 | Sus | Y | Animal¦Squirrel¦Cutoutfuseholder¦Normal
21-0111945 | Unknown Cause | Patrol - found nothing |  |  | 2021 | Tier 3 - Extreme | Distribution Circuit | 9 | 1 | 2021-09-01 | 1459642 | Sus | Y | UnknownCause¦Patrolfoundnothing¦¦
21-0112029 | Equipment Failure/Involved | Overhead | Other | Broken | 2021 | Tier 3 - Extreme | Distribution Circuit | 9 | 1 | 2021-09-01 | 1459835 | Sus | Y | EquipmentFailureInvolved¦Overhead¦Other¦Broken
21-0116643 | Animal | Squirrel | Conductor, Overhead | Normal | 2021 | Tier 3 - Extreme | Distribution Circuit | 9 | 13 | 2021-09-13 | 1470422 | Sus | Y | Animal¦Squirrel¦ConductorOverhead¦Normal
21-0128760 | Equipment Failure/Involved | Overhead | Transformer | Failed/Faulted | 2021 | Tier 2 - Elevated | Transformer only | 10 | 11 | 2021-10-11 | 1492497 | Sus | Y | EquipmentFailureInvolved¦Overhead¦Transformer¦FailedFaulted
21-0131816 | Unknown Cause | Patrol - found nothing |  |  | 2021 | Tier 3 - Extreme | Distribution Circuit | 10 | 15 | 2021-10-15 | 1498553 | Sus | Y | UnknownCause¦Patrolfoundnothing¦¦
21-0134394 | Vegetation | Tree - branch fell on line | Conductor, Overhead | Normal | 2021 | Tier 2 - Elevated | Distribution Circuit | 10 | 21 | 2021-10-21 | 1504219 | Sus | Y | Vegetation¦Treebranchfellonline¦ConductorOverhead¦Normal
21-0147893 | Unknown Cause | Patrol - found nothing |  |  | 2021 | Tier 3 - Extreme | Distribution Circuit | 11 | 18 | 2021-11-18 | 1549102 | Sus | Y | UnknownCause¦Patrolfoundnothing¦¦
21-0156981 | Equipment Failure/Involved | Overhead | Conductor, Overhead | Together | 2021 | Tier 3 - Extreme | Distribution Circuit | 12 | 13 | 2021-12-13 | 1565949 | Sus | N | EquipmentFailureInvolved¦Overhead¦ConductorOverhead¦Together
21-0157706 | Vegetation | Tree - fell into line | Conductor, Overhead | Normal | 2021 | Tier 2 - Elevated | Distribution Circuit | 12 | 14 | 2021-12-14 | 1569253 | Sus | N | Vegetation¦Treefellintoline¦ConductorOverhead¦Normal
21-0158001 | Vegetation | Tree - fell into line | Conductor, Overhead | Together | 2021 | Tier 3 - Extreme | Distribution Circuit | 12 | 14 | 2021-12-14 | 1569917 | Sus | N | Vegetation¦Treefellintoline¦ConductorOverhead¦Together
21-0158091 | Vegetation | Tree - branch fell on line | Conductor, Overhead | Normal | 2021 | Tier 2 - Elevated | Distribution Circuit | 12 | 14 | 2021-12-14 | 1571393 | Sus | N | Vegetation¦Treebranchfellonline¦ConductorOverhead¦Normal
21-0159512 | Unknown Cause | Patrol - found nothing |  |  | 2021 | Tier 2 - Elevated | Distribution Circuit | 12 | 18 | 2021-12-18 | 1576536 | Sus | N | UnknownCause¦Patrolfoundnothing¦¦
21-0160332 | Vegetation | Tree - branch fell on line | Fuse | Normal | 2021 | Tier 3 - Extreme | Transformer only | 12 | 23 | 2021-12-23 | 1580050 | Sus | N | Vegetation¦Treebranchfellonline¦Fuse¦Normal
21-0161477 | Vegetation | Tree - branch fell on line | Conductor, Overhead | Normal | 2021 | Tier 3 - Extreme | Distribution Circuit | 12 | 29 | 2021-12-29 | 1587688 | Sus | N | Vegetation¦Treebranchfellonline¦ConductorOverhead¦Normal
21-0161984 | Equipment Failure/Involved | Overhead | Insulator | Burned/flashed | 2021 | Tier 3 - Extreme | Distribution Circuit | 12 | 31 | 2021-12-31 | 1590630 | Sus | N | EquipmentFailureInvolved¦Overhead¦Insulator¦Burnedflashed
22-0005192 | Environmental/External | Ice or snow | Fuse | Normal | 2022 | Tier 3 - Extreme | Distribution Circuit | 1 | 2 | 2022-01-02 | 1592457 | Sus | N | EnvironmentalExternal¦Iceorsnow¦Fuse¦Normal
22-0005692 | Vegetation | Tree - fell into line | Conductor, Overhead | Broken, wire on ground | 2021 | Tier 3 - Extreme | Distribution Circuit | 12 | 26 | 2021-12-26 | 1594010 | Sus | N | Vegetation¦Treefellintoline¦ConductorOverhead¦Brokenwireonground
22-0007597 | Equipment Failure/Involved | Overhead | Transformer (OH) | Broken | 2022 | Tier 3 - Extreme | Transformer only | 1 | 8 | 2022-01-08 | 1598168 | Sus | N | EquipmentFailureInvolved¦Overhead¦Transformer(OH)¦Broken
22-0007811 | Vegetation | Tree - fell into line | Pole-Wood | Broken, wire on ground | 2022 | Tier 3 - Extreme | Distribution Circuit | 1 | 9 | 2022-01-09 | 1598907 | Sus | N | Vegetation¦Treefellintoline¦PoleWood¦Brokenwireonground
22-0014912 | Vegetation | Tree - branch fell on line | Pole-Wood | Broken, wire on ground | 2022 | Tier 2 - Elevated | Transformer only | 1 | 26 | 2022-01-26 | 1613431 | Sus | N | Vegetation¦Treebranchfellonline¦PoleWood¦Brokenwireonground
22-0015424 | Unknown Cause | Patrol - found nothing |  |  | 2022 | Tier 3 - Extreme | Distribution Circuit | 1 | 27 | 2022-01-27 | 1614688 | Sus | N | UnknownCause¦Patrolfoundnothing¦¦
22-0016008 | Equipment Failure/Involved | Overhead | Secondary | Broken | 2022 | Tier 3 - Extreme | Transformer only | 1 | 28 | 2022-01-28 | 1615586 | Sus | N | EquipmentFailureInvolved¦Overhead¦Secondary¦Broken
22-0024656 | Vegetation | Tree - fell into line | Conductor, Overhead | Normal | 2022 | Tier 2 - Elevated | Distribution Circuit | 2 | 21 | 2022-02-21 | 1633103 | Sus | N | Vegetation¦Treefellintoline¦ConductorOverhead¦Normal
22-0027204 | Equipment Failure/Involved | Overhead | Transformer (OH) | Failed/Faulted | 2022 | Tier 2 - Elevated | Transformer only | 2 | 27 | 2022-02-27 | 1638567 | Sus | N | EquipmentFailureInvolved¦Overhead¦Transformer(OH)¦FailedFaulted
22-0030322 | Equipment Failure/Involved | Underground | Elbow | Burned/flashed | 2022 | Tier 2 - Elevated | Distribution Circuit | 3 | 5 | 2022-03-05 | 1643062 | Sus | N | EquipmentFailureInvolved¦Underground¦Elbow¦Burnedflashed
22-0032138 | Unknown Cause | Patrol - found nothing |  |  | 2022 | Tier 2 - Elevated | Transformer only | 3 | 10 | 2022-03-10 | 1645872 | Sus | N | UnknownCause¦Patrolfoundnothing¦¦
22-0036386 | Vegetation | Tree - fell into line | Conductor, Overhead | Normal | 2022 | Tier 2 - Elevated | Distribution Circuit | 3 | 21 | 2022-03-21 | 1652512 | Sus | N | Vegetation¦Treefellintoline¦ConductorOverhead¦Normal
22-0038975 | Unknown Cause | Patrol - found nothing |  |  | 2022 | Tier 2 - Elevated | Distribution Circuit | 3 | 27 | 2022-03-27 | 1656581 | Sus | N | UnknownCause¦Patrolfoundnothing¦¦
22-0039762 | Unknown Cause | Patrol - found nothing |  |  | 2022 | Tier 2 - Elevated | Distribution Circuit | 3 | 28 | 2022-03-28 | 1658318 | Sus | N | UnknownCause¦Patrolfoundnothing¦¦
22-0041069 | Equipment Failure/Involved | Overhead | Fuse | Failed/Faulted | 2022 | Tier 2 - Elevated | Transformer only | 3 | 31 | 2022-03-31 | 1660319 | Sus | N | EquipmentFailureInvolved¦Overhead¦Fuse¦FailedFaulted
22-0051898 | Equipment Failure/Involved | Overhead | Secondary | Broken | 2022 | Tier 2 - Elevated | Transformer only | 4 | 20 | 2022-04-20 | 1677148 | Sus | N | EquipmentFailureInvolved¦Overhead¦Secondary¦Broken
22-0052705 | Vegetation | Tree - grew into line | Conductor, Overhead | Normal | 2022 | Tier 2 - Elevated | Distribution Circuit | 4 | 21 | 2022-04-21 | 1678437 | Sus | N | Vegetation¦Treegrewintoline¦ConductorOverhead¦Normal
22-0061448 | Equipment Failure/Involved | Overhead | Pole-Wood | Broken | 2022 | Tier 3 - Extreme | Distribution Circuit | 5 | 12 | 2022-05-12 | 1694652 | Sus | Y | EquipmentFailureInvolved¦Overhead¦PoleWood¦Broken
22-0063182 | Equipment Failure/Involved | Overhead | Fuse | Broken | 2022 | Tier 3 - Extreme | Distribution Circuit | 5 | 18 | 2022-05-18 | 1699316 | Sus | Y | EquipmentFailureInvolved¦Overhead¦Fuse¦Broken
22-0065443 | Equipment Failure/Involved | Overhead | Fuse | Broken | 2022 | Tier 2 - Elevated | Transformer only | 5 | 23 | 2022-05-23 | 1708402 | Sus | Y | EquipmentFailureInvolved¦Overhead¦Fuse¦Broken
22-0067911 | Unknown Cause | Patrol - found nothing |  |  | 2022 | Tier 2 - Elevated | Distribution Circuit | 5 | 29 | 2022-05-29 | 1713443 | Sus | Y | UnknownCause¦Patrolfoundnothing¦¦
22-0069945 | Equipment Failure/Involved | Overhead | Conductor, Overhead | Normal | 2022 | Tier 3 - Extreme | Distribution Circuit | 6 | 3 | 2022-06-03 | 1717764 | Sus | Y | EquipmentFailureInvolved¦Overhead¦ConductorOverhead¦Normal
22-0070331 | Vegetation | Tree - fell into line | Conductor, Overhead | Normal | 2022 | Tier 3 - Extreme | Distribution Circuit | 6 | 5 | 2022-06-05 | 1719575 | Sus | Y | Vegetation¦Treefellintoline¦ConductorOverhead¦Normal
22-0074316 | Vegetation | Tree - fell into line | Conductor, Overhead | Broken, wire on ground | 2022 | Tier 3 - Extreme | Distribution Circuit | 6 | 14 | 2022-06-14 | 1731361 | Sus | Y | Vegetation¦Treefellintoline¦ConductorOverhead¦Brokenwireonground
22-0083484 | Animal | Bird found | Transformer (OH) | Normal | 2022 | Tier 2 - Elevated | Distribution Circuit | 7 | 9 | 2022-07-09 | 1751964 | Sus | Y | Animal¦Birdfound¦Transformer(OH)¦Normal
22-0088313 | Vegetation | Tree - cutting, PG&E contractor | Conductor, Overhead | Normal | 2022 | Tier 2 - Elevated | Distribution Circuit | 7 | 21 | 2022-07-21 | 1762563 | Sus | Y | Vegetation¦TreecuttingPG&Econtractor¦ConductorOverhead¦Normal
22-0090075 | Company Initiated | Return Circuit Normal | Generator | Normal | 2022 | Tier 3 - Extreme | Distribution Circuit | 8 | 2 | 2022-08-02 | 1771172 | Sus | Y | CompanyInitiated¦ReturnCircuitNormal¦Generator¦Normal
22-0092438 | Unknown Cause | Patrol - found nothing |  |  | 2022 | Tier 2 - Elevated | Distribution Circuit | 8 | 2 | 2022-08-02 | 1770883 | Sus | Y | UnknownCause¦Patrolfoundnothing¦¦
22-0096359 | Equipment Failure/Involved | Overhead | Pole-Wood | Broken | 2022 | Tier 2 - Elevated | Distribution Circuit | 8 | 11 | 2022-08-11 | 1778807 | Sus | Y | EquipmentFailureInvolved¦Overhead¦PoleWood¦Broken
22-0102796 | Equipment Failure/Involved | Overhead | Connector or Splice (OH) | Broken | 2022 | Tier 2 - Elevated | Transformer only | 8 | 28 | 2022-08-28 | 1793376 | Sus | Y | EquipmentFailureInvolved¦Overhead¦ConnectororSplice(OH)¦Broken
22-0110640 | Unknown Cause | Patrol - found nothing |  |  | 2022 | Tier 3 - Extreme | Distribution Circuit | 9 | 15 | 2022-09-15 | 1811817 | Sus | Y | UnknownCause¦Patrolfoundnothing¦¦
22-0112829 | Unknown Cause | Patrol - found nothing |  |  | 2022 | Tier 2 - Elevated | Distribution Circuit | 9 | 20 | 2022-09-20 | 1817790 | Sus | Y | UnknownCause¦Patrolfoundnothing¦¦
22-0114077 | Unknown Cause | Patrol - found nothing |  |  | 2022 | Tier 2 - Elevated | Distribution Circuit | 9 | 23 | 2022-09-23 | 1819755 | Sus | Y | UnknownCause¦Patrolfoundnothing¦¦
22-0114399 | Equipment Failure/Involved | Overhead | Transformer (OH) | Failed/Faulted | 2022 | Tier 2 - Elevated | Distribution Circuit | 9 | 23 | 2022-09-23 | 1820292 | Sus | Y | EquipmentFailureInvolved¦Overhead¦Transformer(OH)¦FailedFaulted
22-0118956 | Equipment Failure/Involved | Overhead | Pole-Wood | Broken | 2022 | Tier 2 - Elevated | Distribution Circuit | 10 | 7 | 2022-10-07 | 1831068 | Sus | Y | EquipmentFailureInvolved¦Overhead¦PoleWood¦Broken
22-0121916 | Vegetation | Tree - fell into line | Conductor, Overhead | Broken, wire on ground | 2022 | Tier 2 - Elevated | Distribution Circuit | 10 | 16 | 2022-10-16 | 1838450 | Sus | Y | Vegetation¦Treefellintoline¦ConductorOverhead¦Brokenwireonground
22-0123866 | Equipment Failure/Involved | Overhead | Pole-Wood | Deteriorated | 2022 | Tier 2 - Elevated | Distribution Circuit | 10 | 22 | 2022-10-22 | 1842752 | Sus | Y | EquipmentFailureInvolved¦Overhead¦PoleWood¦Deteriorated
22-0128994 | Vegetation | Tree - branch fell on line | Conductor, Overhead | Normal | 2022 | Tier 3 - Extreme | Distribution Circuit | 11 | 8 | 2022-11-08 | 1857189 | Sus | Y | Vegetation¦Treebranchfellonline¦ConductorOverhead¦Normal
22-0135729 | Vegetation | Tree - fell into line | Conductor, Overhead | Normal | 2022 | Tier 2 - Elevated | Distribution Circuit | 12 | 1 | 2022-12-01 | 1873247 | Sus | N | Vegetation¦Treefellintoline¦ConductorOverhead¦Normal
22-0138129 | Vegetation | Tree - fell into line | Pole-Wood | Broken, wire on ground | 2022 | Tier 2 - Elevated | Distribution Circuit | 12 | 10 | 2022-12-10 | 1880431 | Sus | N | Vegetation¦Treefellintoline¦PoleWood¦Brokenwireonground
22-0138742 | Vegetation | Tree - fell into line | Pole-Wood | Broken | 2022 | Tier 2 - Elevated | Distribution Circuit | 12 | 10 | 2022-12-10 | 1883570 | Sus | N | Vegetation¦Treefellintoline¦PoleWood¦Broken
22-0139143 | 3rd Party | Vehicle | Pole-Wood | Broken | 2022 | Tier 2 - Elevated | Transformer only | 12 | 12 | 2022-12-12 | 1886742 | Sus | N | 3rdParty¦Vehicle¦PoleWood¦Broken
22-0141007 | Equipment Failure/Involved | Overhead | Lightning Arrestor | Failed/Faulted | 2022 | Tier 2 - Elevated | Distribution Circuit | 12 | 22 | 2022-12-22 | 1895902 | Sus | N | EquipmentFailureInvolved¦Overhead¦LightningArrestor¦FailedFaulted
22-0141248 | Equipment Failure/Involved | Overhead | Transformer | Failed/Faulted | 2022 | Tier 2 - Elevated | Transformer only | 12 | 25 | 2022-12-25 | 1897146 | Sus | N | EquipmentFailureInvolved¦Overhead¦Transformer¦FailedFaulted
22-0141374 | Equipment Failure/Involved | Overhead | Crossarm, Wood | Broken, wire on ground | 2022 | Tier 3 - Extreme | Distribution Circuit | 12 | 26 | 2022-12-26 | 1897777 | Sus | N | EquipmentFailureInvolved¦Overhead¦CrossarmWood¦Brokenwireonground
15-0011365 | Vegetation | Tree - fell into line | Conductor, Overhead | Normal | 2015 | Tier 3 - Extreme | Distribution Circuit | 2 | 7 | 2015-02-07 | 1181691 | Sus | N | Vegetation¦Treefellintoline¦ConductorOverhead¦Normal
15-0012035 | Equipment Failure/Involved | Other | Insulator | Broken | 2015 | Tier 2 - Elevated | Distribution Circuit | 2 | 9 | 2015-02-09 | 1185617 | Sus | N | EquipmentFailureInvolved¦Other¦Insulator¦Broken
15-0012266 | Vegetation | Tree - branch fell on line | Conductor, Overhead | Broken, wire on ground | 2015 | Tier 2 - Elevated | Distribution Circuit | 2 | 8 | 2015-02-08 | 1185122 | Sus | N | Vegetation¦Treebranchfellonline¦ConductorOverhead¦Brokenwireonground
15-0029652 | Equipment Failure/Involved | Other | Cutout, fuse holder | Arcing | 2015 | Tier 2 - Elevated | Distribution Circuit | 4 | 26 | 2015-04-26 | 1225317 | Sus | N | EquipmentFailureInvolved¦Other¦Cutoutfuseholder¦Arcing
15-0030279 | Equipment Failure/Involved | Other | Crossarm, Wood | Broken | 2015 | Tier 2 - Elevated | Distribution Circuit | 4 | 28 | 2015-04-28 | 1226432 | Sus | N | EquipmentFailureInvolved¦Other¦CrossarmWood¦Broken
15-0030314 | Unknown Cause | Patrol - not conducted |  |  | 2015 | Tier 2 - Elevated | Distribution Circuit | 4 | 29 | 2015-04-29 | 1226662 | Sus | N | UnknownCause¦Patrolnotconducted¦¦
15-0032289 | Vegetation | Tree - cutting, PG&E contractor | Other | Normal | 2015 | Tier 2 - Elevated | Distribution Circuit | 5 | 6 | 2015-05-06 | 1230137 | Sus | Y | Vegetation¦TreecuttingPG&Econtractor¦Other¦Normal
15-0033936 | Equipment Failure/Involved | Overhead | Conductor, Overhead | Broken, wire on ground | 2015 | Tier 3 - Extreme | Distribution Circuit | 5 | 13 | 2015-05-13 | 1234038 | Sus | Y | EquipmentFailureInvolved¦Overhead¦ConductorOverhead¦Brokenwireonground
15-0035198 | Unknown Cause | Patrol - found nothing |  |  | 2015 | Tier 2 - Elevated | Distribution Circuit | 5 | 19 | 2015-05-19 | 1236925 | Sus | Y | UnknownCause¦Patrolfoundnothing¦¦
15-0038141 | Vegetation | Tree - bark fell into line | Conductor, Overhead | Arcing | 2015 | Tier 3 - Extreme | Distribution Circuit | 6 | 3 | 2015-06-03 | 1243116 | Sus | Y | Vegetation¦Treebarkfellintoline¦ConductorOverhead¦Arcing
15-0043162 | Environmental/External | Fire, Forest/Grass | Conductor, Overhead | Normal | 2015 | Tier 3 - Extreme | Distribution Circuit | 6 | 24 | 2015-06-24 | 1256020 | Sus | Y | EnvironmentalExternal¦FireForestGrass¦ConductorOverhead¦Normal
15-0048231 | Vegetation | Tree - branch fell on line | Cutout, fuse holder | Broken | 2015 | Tier 2 - Elevated | Distribution Circuit | 7 | 17 | 2015-07-17 | 1269619 | Sus | Y | Vegetation¦Treebranchfellonline¦Cutoutfuseholder¦Broken
15-0048796 | Unknown Cause | Patrol - found nothing |  |  | 2015 | Tier 2 - Elevated | Distribution Circuit | 7 | 19 | 2015-07-19 | 1272897 | Sus | Y | UnknownCause¦Patrolfoundnothing¦¦
15-0048843 | Unknown Cause | Patrol - found nothing |  | Failed/Faulted | 2015 | Tier 2 - Elevated | Distribution Circuit | 7 | 19 | 2015-07-19 | 1272506 | Sus | Y | UnknownCause¦Patrolfoundnothing¦¦FailedFaulted
15-0048996 | Environmental/External | Lightning | Transformer | Failed/Faulted | 2015 | Tier 2 - Elevated | Transformer only | 7 | 20 | 2015-07-20 | 1273231 | Sus | Y | EnvironmentalExternal¦Lightning¦Transformer¦FailedFaulted
15-0050105 | Unknown Cause | Patrol - found nothing |  |  | 2015 | Tier 2 - Elevated | Distribution Circuit | 7 | 23 | 2015-07-23 | 1276044 | Sus | Y | UnknownCause¦Patrolfoundnothing¦¦
15-0053686 | Unknown Cause | Patrol - found nothing |  |  | 2015 | Tier 2 - Elevated | Distribution Circuit | 8 | 7 | 2015-08-07 | 1284761 | Sus | Y | UnknownCause¦Patrolfoundnothing¦¦
15-0053985 | Unknown Cause | Patrol - found nothing |  |  | 2015 | Tier 2 - Elevated | Distribution Circuit | 8 | 10 | 2015-08-10 | 1285666 | Sus | Y | UnknownCause¦Patrolfoundnothing¦¦
15-0056621 | Unknown Cause | Patrol - found nothing |  |  | 2015 | Tier 3 - Extreme | Distribution Circuit | 8 | 21 | 2015-08-21 | 1292620 | Sus | Y | UnknownCause¦Patrolfoundnothing¦¦
15-0059690 | Unknown Cause | Patrol - found nothing |  |  | 2015 | Tier 2 - Elevated | Distribution Circuit | 9 | 7 | 2015-09-07 | 1301457 | Sus | Y | UnknownCause¦Patrolfoundnothing¦¦
15-0061126 | Equipment Failure/Involved | Fire, pole | Pole-Wood | Burned/flashed | 2015 | Tier 2 - Elevated | Distribution Circuit | 9 | 13 | 2015-09-13 | 1305174 | Sus | Y | EquipmentFailureInvolved¦Firepole¦PoleWood¦Burnedflashed
15-0061784 | Unknown Cause | Patrol - found nothing |  |  | 2015 | Tier 3 - Extreme | Distribution Circuit | 9 | 16 | 2015-09-16 | 1307091 | Sus | Y | UnknownCause¦Patrolfoundnothing¦¦
15-0063535 | Animal | Bird found | Pole-Wood | Deteriorated | 2015 | Tier 3 - Extreme | Transformer only | 9 | 25 | 2015-09-25 | 1311817 | Sus | Y | Animal¦Birdfound¦PoleWood¦Deteriorated
15-0069395 | Unknown Cause | Patrol - found nothing |  |  | 2015 | Tier 2 - Elevated | Distribution Circuit | 10 | 10 | 2015-10-10 | 1319637 | Sus | Y | UnknownCause¦Patrolfoundnothing¦¦
15-0070519 | Unknown Cause | Patrol - found nothing |  |  | 2015 | Tier 2 - Elevated | Distribution Circuit | 10 | 15 | 2015-10-15 | 1322416 | Sus | Y | UnknownCause¦Patrolfoundnothing¦¦
15-0071484 | Equipment Failure/Involved | Overhead | Pole - Tower, steel | Broken | 2015 | Tier 2 - Elevated | Transmission line | 10 | 18 | 2015-10-18 | 1324937 | Sus | Y | EquipmentFailureInvolved¦Overhead¦PoleTowersteel¦Broken
15-0071537 | Environmental/External | Lightning | Transformer (OH) | Deteriorated | 2015 | Tier 2 - Elevated | Distribution Circuit | 10 | 18 | 2015-10-18 | 1325471 | Sus | Y | EnvironmentalExternal¦Lightning¦Transformer(OH)¦Deteriorated
15-0074827 | Equipment Failure/Involved | Overhead | Cutout, fuse holder | Burned/flashed | 2015 | Tier 2 - Elevated | Distribution Circuit | 11 | 2 | 2015-11-02 | 1333036 | Sus | Y | EquipmentFailureInvolved¦Overhead¦Cutoutfuseholder¦Burnedflashed
15-0075565 | 3rd Party | Tree - cutting, 3rd party | Conductor, Overhead | Broken, wire on ground | 2015 | Tier 2 - Elevated | Distribution Circuit | 11 | 4 | 2015-11-04 | 1335321 | Sus | Y | 3rdParty¦Treecutting3rdparty¦ConductorOverhead¦Brokenwireonground
15-0077730 | 3rd Party | Customer Equipment | Other | Failed/Faulted | 2015 | Tier 2 - Elevated | Distribution Circuit | 11 | 14 | 2015-11-14 | 1340862 | Sus | Y | 3rdParty¦CustomerEquipment¦Other¦FailedFaulted
15-0078729 | Animal | Bird found | Conductor, Overhead | Normal | 2015 | Tier 2 - Elevated | Distribution Circuit | 11 | 17 | 2015-11-17 | 1344318 | Sus | Y | Animal¦Birdfound¦ConductorOverhead¦Normal
15-0083040 | Unknown Cause | Patrol - found nothing |  |  | 2015 | Tier 2 - Elevated | Distribution Circuit | 12 | 6 | 2015-12-06 | 1354681 | Sus | N | UnknownCause¦Patrolfoundnothing¦¦
15-0083760 | Unknown Cause | Patrol - found nothing |  |  | 2015 | Tier 3 - Extreme | Distribution Circuit | 12 | 9 | 2015-12-09 | 1356567 | Sus | N | UnknownCause¦Patrolfoundnothing¦¦
15-0084654 | Unknown Cause | Patrol - not conducted |  |  | 2015 | Tier 2 - Elevated | Distribution Circuit | 12 | 13 | 2015-12-13 | 1360697 | Sus | N | UnknownCause¦Patrolnotconducted¦¦
15-0084757 | Vegetation | Tree - bark fell into line | Conductor, Overhead | Normal | 2015 | Tier 3 - Extreme | Distribution Circuit | 12 | 13 | 2015-12-13 | 1361649 | Sus | N | Vegetation¦Treebarkfellintoline¦ConductorOverhead¦Normal
15-0086121 | Vegetation | Tree - fell into line | Conductor, Overhead | Normal | 2015 | Tier 3 - Extreme | Transformer only | 12 | 18 | 2015-12-18 | 1366310 | Sus | N | Vegetation¦Treefellintoline¦ConductorOverhead¦Normal
15-0086642 | Vegetation | Tree - fell into line | Conductor, Overhead | Bent or Twisted | 2015 | Tier 3 - Extreme | Distribution Circuit | 12 | 22 | 2015-12-22 | 1368809 | Sus | N | Vegetation¦Treefellintoline¦ConductorOverhead¦BentorTwisted
16-0002967 | Vegetation | Tree - fell into line | Conductor, Overhead | Normal | 2016 | Tier 3 - Extreme | Distribution Circuit | 1 | 5 | 2016-01-05 | 1377215 | Sus | N | Vegetation¦Treefellintoline¦ConductorOverhead¦Normal
16-0003466 | Animal | Squirrel | Conductor, Overhead | Normal | 2016 | Tier 2 - Elevated | Distribution Circuit | 1 | 6 | 2016-01-06 | 1378560 | Sus | N | Animal¦Squirrel¦ConductorOverhead¦Normal
16-0003744 | Equipment Failure/Involved | Overhead | Pole-Wood | Broken | 2016 | Tier 3 - Extreme | Distribution Circuit | 1 | 6 | 2016-01-06 | 1379268 | Sus | N | EquipmentFailureInvolved¦Overhead¦PoleWood¦Broken
16-0010147 | Equipment Failure/Involved | Overhead | Transformer (OH) | Failed/Faulted | 2016 | Tier 2 - Elevated | Distribution Circuit | 2 | 2 | 2016-02-02 | 1397028 | Sus | N | EquipmentFailureInvolved¦Overhead¦Transformer(OH)¦FailedFaulted
16-0017429 | Unknown Cause | Patrol - found nothing |  |  | 2016 | Tier 2 - Elevated | Distribution Circuit | 3 | 5 | 2016-03-05 | 1416439 | Sus | N | UnknownCause¦Patrolfoundnothing¦¦
16-0017578 | Vegetation | Tree - fell into line | Conductor, Overhead | Broken, wire on ground | 2016 | Tier 2 - Elevated | Distribution Circuit | 3 | 5 | 2016-03-05 | 1417038 | Sus | N | Vegetation¦Treefellintoline¦ConductorOverhead¦Brokenwireonground
16-0017595 | Vegetation | Tree - fell into line | Conductor, Overhead | Burned/flashed | 2016 | Tier 3 - Extreme | Distribution Circuit | 3 | 5 | 2016-03-05 | 1417562 | Sus | N | Vegetation¦Treefellintoline¦ConductorOverhead¦Burnedflashed
16-0018334 | Unknown Cause | Patrol - found nothing |  |  | 2016 | Tier 3 - Extreme | Distribution Circuit | 3 | 5 | 2016-03-05 | 1419236 | Sus | N | UnknownCause¦Patrolfoundnothing¦¦
16-0027822 | Equipment Failure/Involved | Overhead | Transformer | Failed/Faulted | 2016 | Tier 2 - Elevated | Transformer only | 4 | 11 | 2016-04-11 | 1448838 | Sus | N | EquipmentFailureInvolved¦Overhead¦Transformer¦FailedFaulted
16-0031201 | Environmental/External | Lightning | Transformer | Failed/Faulted | 2016 | Tier 3 - Extreme | Transformer only | 4 | 25 | 2016-04-25 | 1457865 | Sus | N | EnvironmentalExternal¦Lightning¦Transformer¦FailedFaulted
16-0032838 | Equipment Failure/Involved | Overhead | Pole-Wood | Broken | 2016 | Tier 2 - Elevated | Distribution Circuit | 4 | 30 | 2016-04-30 | 1461991 | Sus | N | EquipmentFailureInvolved¦Overhead¦PoleWood¦Broken
16-0034719 | Environmental/External | Lightning | Transformer (OH) | Broken | 2016 | Tier 2 - Elevated | Transformer only | 5 | 8 | 2016-05-08 | 1466703 | Sus | Y | EnvironmentalExternal¦Lightning¦Transformer(OH)¦Broken
16-0035452 | Equipment Failure/Involved | Overhead | Crossarm, Wood | Broken | 2016 | Tier 3 - Extreme | Distribution Circuit | 5 | 12 | 2016-05-12 | 1468348 | Sus | Y | EquipmentFailureInvolved¦Overhead¦CrossarmWood¦Broken
16-0039159 | Vegetation | Tree - fell into line | Conductor, Overhead | Broken, wire on ground | 2016 | Tier 2 - Elevated | Distribution Circuit | 5 | 27 | 2016-05-27 | 1478205 | Sus | Y | Vegetation¦Treefellintoline¦ConductorOverhead¦Brokenwireonground
16-0046145 | 3rd Party | Other | Fuse | Failed/Faulted | 2016 | Tier 2 - Elevated | Distribution Circuit | 6 | 27 | 2016-06-27 | 1496971 | Sus | Y | 3rdParty¦Other¦Fuse¦FailedFaulted
16-0048254 | Unknown Cause | Patrol - found nothing |  |  | 2016 | Tier 2 - Elevated | Distribution Circuit | 7 | 6 | 2016-07-06 | 1502115 | Sus | Y | UnknownCause¦Patrolfoundnothing¦¦
16-0052760 | Equipment Failure/Involved | Overhead | Transformer |  | 2016 | Tier 2 - Elevated | Transformer only | 7 | 26 | 2016-07-26 | 1516500 | Sus | Y | EquipmentFailureInvolved¦Overhead¦Transformer¦
16-0053613 | Equipment Failure/Involved | Overhead | Secondary | Broken | 2016 | Tier 2 - Elevated | Transformer only | 7 | 29 | 2016-07-29 | 1518492 | Sus | Y | EquipmentFailureInvolved¦Overhead¦Secondary¦Broken
16-0054203 | 3rd Party | Vehicle | Pole-Wood | Broken | 2016 | Tier 3 - Extreme | Distribution Circuit | 8 | 1 | 2016-08-01 | 1519877 | Sus | Y | 3rdParty¦Vehicle¦PoleWood¦Broken
16-0062654 | Unknown Cause | Patrol - found nothing |  |  | 2016 | Tier 3 - Extreme | Distribution Circuit | 9 | 6 | 2016-09-06 | 1537268 | Sus | Y | UnknownCause¦Patrolfoundnothing¦¦
16-0072371 | Equipment Failure/Involved | Overhead | Cutout, fuse holder | Broken | 2016 | Tier 2 - Elevated | Transformer only | 10 | 14 | 2016-10-14 | 1560437 | Sus | Y | EquipmentFailureInvolved¦Overhead¦Cutoutfuseholder¦Broken
16-0072786 | Unknown Cause | Patrol - found nothing |  |  | 2016 | Tier 2 - Elevated | Distribution Circuit | 10 | 16 | 2016-10-16 | 1562286 | Sus | Y | UnknownCause¦Patrolfoundnothing¦¦
16-0074250 | Unknown Cause | Patrol - not conducted |  |  | 2016 | Tier 3 - Extreme | Transformer only | 10 | 20 | 2016-10-20 | 1566351 | Sus | Y | UnknownCause¦Patrolnotconducted¦¦
16-0075228 | Unknown Cause | Patrol - found nothing |  |  | 2016 | Tier 2 - Elevated | Distribution Circuit | 10 | 25 | 2016-10-25 | 1569174 | Sus | Y | UnknownCause¦Patrolfoundnothing¦¦
16-0077706 | Equipment Failure/Involved | Overhead | Transformer | Failed/Faulted | 2016 | Tier 2 - Elevated | Transformer only | 11 | 3 | 2016-11-03 | 1575665 | Sus | Y | EquipmentFailureInvolved¦Overhead¦Transformer¦FailedFaulted
16-0081096 | Vegetation | Tree - branch fell on line | Fuse | Failed/Faulted | 2016 | Tier 2 - Elevated | Distribution Circuit | 11 | 19 | 2016-11-19 | 1584630 | Sus | Y | Vegetation¦Treebranchfellonline¦Fuse¦FailedFaulted
16-0084967 | Vegetation | Tree - fell into line | Service conductor | Broken, wire on ground | 2016 | Tier 3 - Extreme | Transformer only | 12 | 10 | 2016-12-10 | 1598196 | Sus | N | Vegetation¦Treefellintoline¦Serviceconductor¦Brokenwireonground
16-0085924 | Equipment Failure/Involved | Overhead | Transformer (OH) | Broken | 2016 | Tier 3 - Extreme | Distribution Circuit | 12 | 16 | 2016-12-16 | 1603818 | Sus | N | EquipmentFailureInvolved¦Overhead¦Transformer(OH)¦Broken
17-0003019 | Vegetation | Tree - fell into line | Conductor, Overhead | Together | 2017 | Tier 2 - Elevated | Distribution Circuit | 1 | 3 | 2017-01-03 | 1615480 | Sus | N | Vegetation¦Treefellintoline¦ConductorOverhead¦Together
17-0003163 | Vegetation | Tree - fell into line | Conductor, Overhead | Together | 2017 | Tier 3 - Extreme | Distribution Circuit | 1 | 3 | 2017-01-03 | 1616049 | Sus | N | Vegetation¦Treefellintoline¦ConductorOverhead¦Together
17-0004988 | Vegetation | Tree - branch fell on line | Conductor, Overhead | Normal | 2017 | Tier 2 - Elevated | Distribution Circuit | 1 | 8 | 2017-01-08 | 1623387 | Sus | N | Vegetation¦Treebranchfellonline¦ConductorOverhead¦Normal
17-0004988 | Vegetation | Tree - branch fell on line | Conductor, Overhead | Normal | 2017 | Tier 2 - Elevated | Distribution Circuit | 1 | 8 | 2017-01-08 | 1623387 | Sus | N | Vegetation¦Treebranchfellonline¦ConductorOverhead¦Normal
17-0005653 | Equipment Failure/Involved | Overhead | Conductor, Overhead | Broken, wire on ground | 2017 | Tier 2 - Elevated | Distribution Circuit | 1 | 8 | 2017-01-08 | 1627654 | Sus | N | EquipmentFailureInvolved¦Overhead¦ConductorOverhead¦Brokenwireonground
17-0006350 | Vegetation | Tree - branch fell on line | Conductor, Overhead | Normal | 2017 | Tier 3 - Extreme | Distribution Circuit | 1 | 8 | 2017-01-08 | 1627082 | Sus | N | Vegetation¦Treebranchfellonline¦ConductorOverhead¦Normal
17-0006680 | Vegetation | Tree - fell into line | Conductor, Overhead | Broken, wire on ground | 2017 | Tier 2 - Elevated | Distribution Circuit | 1 | 10 | 2017-01-10 | 1633660 | Sus | N | Vegetation¦Treefellintoline¦ConductorOverhead¦Brokenwireonground
17-0006680 | Vegetation | Tree - fell into line | Conductor, Overhead | Broken, wire on ground | 2017 | Tier 2 - Elevated | Distribution Circuit | 1 | 10 | 2017-01-10 | 1633660 | Sus | N | Vegetation¦Treefellintoline¦ConductorOverhead¦Brokenwireonground
17-0007255 | Vegetation | Tree - fell into line | Pole-Wood | Broken | 2017 | Tier 3 - Extreme | Distribution Circuit | 1 | 10 | 2017-01-10 | 1637957 | Sus | N | Vegetation¦Treefellintoline¦PoleWood¦Broken
17-0007609 | Vegetation | Tree - fell into line | Conductor, Overhead | Broken, wire on ground | 2017 | Tier 2 - Elevated | Distribution Circuit | 1 | 11 | 2017-01-11 | 1639677 | Sus | N | Vegetation¦Treefellintoline¦ConductorOverhead¦Brokenwireonground
17-0012085 | Vegetation | Tree - fell into line | Conductor, Overhead | Broken, wire on ground | 2017 | Tier 3 - Extreme | Distribution Circuit | 1 | 21 | 2017-01-21 | 1656676 | Sus | N | Vegetation¦Treefellintoline¦ConductorOverhead¦Brokenwireonground
17-0012114 | Vegetation | Tree - branch fell on line | Pole-Wood | Broken, wire on ground | 2017 | Tier 3 - Extreme | Distribution Circuit | 1 | 21 | 2017-01-21 | 1656221 | Sus | N | Vegetation¦Treebranchfellonline¦PoleWood¦Brokenwireonground
17-0012998 | Vegetation | Tree - fell into line | Conductor, Overhead | Broken, wire on ground | 2017 | Tier 2 - Elevated | Distribution Circuit | 1 | 22 | 2017-01-22 | 1659420 | Sus | N | Vegetation¦Treefellintoline¦ConductorOverhead¦Brokenwireonground
17-0013094 | Vegetation | Tree - branch fell on line | Conductor, Overhead | Broken, wire on object | 2017 | Tier 2 - Elevated | Distribution Circuit | 1 | 22 | 2017-01-22 | 1660776 | Sus | N | Vegetation¦Treebranchfellonline¦ConductorOverhead¦Brokenwireonobject
17-0013968 | Vegetation | Tree - fell into line | Conductor, Overhead | Broken, wire on ground | 2017 | Tier 3 - Extreme | Distribution Circuit | 1 | 23 | 2017-01-23 | 1664670 | Sus | N | Vegetation¦Treefellintoline¦ConductorOverhead¦Brokenwireonground
17-0018642 | Equipment Failure/Involved | Overhead | Conductor, Overhead | Broken, wire on ground | 2017 | Tier 2 - Elevated | Distribution Circuit | 2 | 7 | 2017-02-07 | 1678975 | Sus | N | EquipmentFailureInvolved¦Overhead¦ConductorOverhead¦Brokenwireonground
17-0018858 | Vegetation | Tree - fell into line | Pole-Wood | Broken, wire on ground | 2017 | Tier 2 - Elevated | Distribution Circuit | 2 | 8 | 2017-02-08 | 1681394 | Sus | N | Vegetation¦Treefellintoline¦PoleWood¦Brokenwireonground
17-0019220 | Unknown Cause | Patrol - found nothing |  |  | 2017 | Tier 3 - Extreme | Distribution Circuit | 2 | 9 | 2017-02-09 | 1682698 | Sus | N | UnknownCause¦Patrolfoundnothing¦¦
17-0019626 | Vegetation | Tree - fell into line | Conductor, Overhead | On Ground | 2017 | Tier 3 - Extreme | Distribution Circuit | 2 | 9 | 2017-02-09 | 1684110 | Sus | N | Vegetation¦Treefellintoline¦ConductorOverhead¦OnGround
17-0019995 | Vegetation | Tree - fell into line | Conductor, Overhead | Broken, wire on ground | 2017 | Tier 3 - Extreme | Distribution Circuit | 2 | 10 | 2017-02-10 | 1685246 | Sus | N | Vegetation¦Treefellintoline¦ConductorOverhead¦Brokenwireonground
17-0022588 | Vegetation | Tree - fell into line | Conductor, Overhead | Normal | 2017 | Tier 2 - Elevated | Distribution Circuit | 2 | 17 | 2017-02-17 | 1698103 | Sus | N | Vegetation¦Treefellintoline¦ConductorOverhead¦Normal
17-0023083 | Equipment Failure/Involved | Overhead | Pole-Wood | Broken | 2017 | Tier 2 - Elevated | Distribution Circuit | 2 | 17 | 2017-02-17 | 1693104 | Sus | N | EquipmentFailureInvolved¦Overhead¦PoleWood¦Broken
17-0023416 | Vegetation | Tree - fell into line | Conductor, Overhead | Broken, wire on ground | 2017 | Tier 2 - Elevated | Distribution Circuit | 2 | 19 | 2017-02-19 | 1701318 | Sus | N | Vegetation¦Treefellintoline¦ConductorOverhead¦Brokenwireonground
17-0023631 | Vegetation | Tree - branch fell on line | Conductor, Overhead | Normal | 2017 | Tier 2 - Elevated | Distribution Circuit | 2 | 20 | 2017-02-20 | 1702353 | Sus | N | Vegetation¦Treebranchfellonline¦ConductorOverhead¦Normal
17-0025423 | Vegetation | Tree - branch fell on line | Conductor, Overhead | Broken, wire on ground | 2017 | Tier 2 - Elevated | Distribution Circuit | 2 | 20 | 2017-02-20 | 1705735 | Sus | N | Vegetation¦Treebranchfellonline¦ConductorOverhead¦Brokenwireonground
17-0025991 | Vegetation | Tree - branch fell on line | Pole-Wood | Broken | 2017 | Tier 2 - Elevated | Distribution Circuit | 2 | 23 | 2017-02-23 | 1711995 | Sus | N | Vegetation¦Treebranchfellonline¦PoleWood¦Broken
17-0027035 | Unknown Cause | Patrol - found nothing |  |  | 2017 | Tier 2 - Elevated | Distribution Circuit | 2 | 27 | 2017-02-27 | 1715014 | Sus | N | UnknownCause¦Patrolfoundnothing¦¦
17-0027696 | Equipment Failure/Involved | Overhead | Conductor, Overhead | Broken, wire on ground | 2017 | Tier 2 - Elevated | Distribution Circuit | 3 | 1 | 2017-03-01 | 1716945 | Sus | N | EquipmentFailureInvolved¦Overhead¦ConductorOverhead¦Brokenwireonground
17-0032014 | Vegetation | Tree - branch fell on line | Conductor, Overhead | Normal | 2017 | Tier 2 - Elevated | Distribution Circuit | 3 | 20 | 2017-03-20 | 1730820 | Sus | N | Vegetation¦Treebranchfellonline¦ConductorOverhead¦Normal
17-0032014 | Vegetation | Tree - branch fell on line | Conductor, Overhead | Normal | 2017 | Tier 2 - Elevated | Distribution Circuit | 3 | 20 | 2017-03-20 | 1730820 | Sus | N | Vegetation¦Treebranchfellonline¦ConductorOverhead¦Normal
17-0032942 | Vegetation | Tree - branch fell on line | Conductor, Overhead | Normal | 2017 | Tier 2 - Elevated | Distribution Circuit | 3 | 22 | 2017-03-22 | 1733311 | Sus | N | Vegetation¦Treebranchfellonline¦ConductorOverhead¦Normal
17-0034648 | Equipment Failure/Involved | Overhead | Transformer (OH) | Broken | 2017 | Tier 2 - Elevated | Distribution Circuit | 3 | 29 | 2017-03-29 | 1738210 | Sus | N | EquipmentFailureInvolved¦Overhead¦Transformer(OH)¦Broken
17-0035085 | Vegetation | Tree - branch fell on line | Conductor, Overhead | Broken, wire on ground | 2017 | Tier 2 - Elevated | Distribution Circuit | 3 | 30 | 2017-03-30 | 1739267 | Sus | N | Vegetation¦Treebranchfellonline¦ConductorOverhead¦Brokenwireonground
17-0035585 | Equipment Failure/Involved | Overhead | Conductor, Overhead | Together | 2017 | Tier 2 - Elevated | Distribution Circuit | 3 | 31 | 2017-03-31 | 1741267 | Sus | N | EquipmentFailureInvolved¦Overhead¦ConductorOverhead¦Together
17-0037629 | Equipment Failure/Involved | Overhead | Conductor, Overhead | Broken, wire on ground | 2017 | Tier 2 - Elevated | Distribution Circuit | 4 | 7 | 2017-04-07 | 1749128 | Sus | N | EquipmentFailureInvolved¦Overhead¦ConductorOverhead¦Brokenwireonground
17-0037635 | Vegetation | Tree - fell into line | Conductor, Overhead | Arcing | 2017 | Tier 3 - Extreme | Distribution Circuit | 4 | 7 | 2017-04-07 | 1749445 | Sus | N | Vegetation¦Treefellintoline¦ConductorOverhead¦Arcing
17-0038896 | Equipment Failure/Involved | Overhead | Service conductor | Deteriorated | 2017 | Tier 2 - Elevated | Transformer only | 4 | 10 | 2017-04-10 | 1754187 | Sus | N | EquipmentFailureInvolved¦Overhead¦Serviceconductor¦Deteriorated
17-0044370 | Equipment Failure/Involved | Overhead | Pole-Wood | Broken | 2017 | Tier 3 - Extreme | Distribution Circuit | 5 | 1 | 2017-05-01 | 1772061 | Sus | Y | EquipmentFailureInvolved¦Overhead¦PoleWood¦Broken
17-0046108 | Equipment Failure/Involved | Overhead | Fuse | Failed/Faulted | 2017 | Tier 3 - Extreme | Distribution Circuit | 5 | 8 | 2017-05-08 | 1777414 | Sus | Y | EquipmentFailureInvolved¦Overhead¦Fuse¦FailedFaulted
17-0049809 | Unknown Cause | Patrol - found nothing |  |  | 2017 | Tier 2 - Elevated | Distribution Circuit | 5 | 22 | 2017-05-22 | 1788299 | Sus | Y | UnknownCause¦Patrolfoundnothing¦¦
17-0052034 | Vegetation | Tree - fell into line | Conductor, Overhead | Broken, wire on ground | 2017 | Tier 3 - Extreme | Distribution Circuit | 6 | 1 | 2017-06-01 | 1794359 | Sus | Y | Vegetation¦Treefellintoline¦ConductorOverhead¦Brokenwireonground
17-0054752 | Unknown Cause | Patrol - not conducted |  |  | 2017 | Tier 2 - Elevated | Distribution Circuit | 6 | 13 | 2017-06-13 | 1803277 | Sus | Y | UnknownCause¦Patrolnotconducted¦¦
17-0056061 | Vegetation | Tree - branch fell on line | Conductor, Overhead | Normal | 2017 | Tier 3 - Extreme | Distribution Circuit | 6 | 18 | 2017-06-18 | 1807455 | Sus | Y | Vegetation¦Treebranchfellonline¦ConductorOverhead¦Normal
17-0056409 | Vegetation | Tree - branch fell on line | Fuse | Failed/Faulted | 2017 | Tier 3 - Extreme | Distribution Circuit | 6 | 19 | 2017-06-19 | 1809846 | Sus | Y | Vegetation¦Treebranchfellonline¦Fuse¦FailedFaulted
17-0063212 | Equipment Failure/Involved | Overhead | Transformer (OH) | Failed/Faulted | 2017 | Tier 2 - Elevated | Distribution Circuit | 7 | 16 | 2017-07-16 | 1832648 | Sus | Y | EquipmentFailureInvolved¦Overhead¦Transformer(OH)¦FailedFaulted
17-0063664 | Vegetation | Tree - cutting, PG&E contractor | Conductor, Overhead | Normal | 2017 | Tier 3 - Extreme | Distribution Circuit | 7 | 18 | 2017-07-18 | 1834776 | Sus | Y | Vegetation¦TreecuttingPG&Econtractor¦ConductorOverhead¦Normal
17-0066570 | Equipment Failure/Involved | Overhead | Transformer | Failed/Faulted | 2017 | Tier 2 - Elevated | Transformer only | 7 | 30 | 2017-07-30 | 1842705 | Sus | Y | EquipmentFailureInvolved¦Overhead¦Transformer¦FailedFaulted
17-0069791 | Equipment Failure/Involved | Underground | Transformer (UG) | Failed/Faulted | 2017 | Tier 2 - Elevated | Distribution Circuit | 8 | 12 | 2017-08-12 | 1850963 | Sus | Y | EquipmentFailureInvolved¦Underground¦Transformer(UG)¦FailedFaulted
17-0074032 | Animal | Squirrel | Fuse | Failed/Faulted | 2017 | Tier 3 - Extreme | Distribution Circuit | 8 | 30 | 2017-08-30 | 1863041 | Sus | Y | Animal¦Squirrel¦Fuse¦FailedFaulted
17-0077937 | Unknown Cause | Patrol - found nothing |  |  | 2017 | Tier 2 - Elevated | Distribution Circuit | 9 | 11 | 2017-09-11 | 1876569 | Sus | Y | UnknownCause¦Patrolfoundnothing¦¦
17-0086811 | Environmental/External | Fire, Forest/Grass | Pole-Wood | On Ground | 2017 | Tier 2 - Elevated | Distribution Circuit | 10 | 8 | 2017-10-08 | 1899473 | Sus | Y | EnvironmentalExternal¦FireForestGrass¦PoleWood¦OnGround
17-0087762 | Environmental/External | Fire, Forest/Grass | Pole-Wood | Burned/flashed | 2017 | Tier 2 - Elevated | Distribution Circuit | 10 | 9 | 2017-10-09 | 1902028 | Sus | Y | EnvironmentalExternal¦FireForestGrass¦PoleWood¦Burnedflashed
17-0089040 | Equipment Failure/Involved | Overhead | Conductor, Overhead | Broken, wire on ground | 2017 | Tier 2 - Elevated | Distribution Circuit | 10 | 20 | 2017-10-20 | 1905576 | Sus | Y | EquipmentFailureInvolved¦Overhead¦ConductorOverhead¦Brokenwireonground
17-0090181 | Unknown Cause | Patrol - found nothing |  |  | 2017 | Tier 3 - Extreme | Distribution Circuit | 10 | 25 | 2017-10-25 | 1909116 | Sus | Y | UnknownCause¦Patrolfoundnothing¦¦
17-0093064 | Vegetation | Tree - fell into line | Conductor, Overhead | Broken, wire on ground | 2017 | Tier 3 - Extreme | Distribution Circuit | 11 | 6 | 2017-11-06 | 1917147 | Sus | Y | Vegetation¦Treefellintoline¦ConductorOverhead¦Brokenwireonground
17-0097996 | Unknown Cause | Patrol - not conducted |  |  | 2017 | Tier 2 - Elevated | Distribution Circuit | 11 | 27 | 2017-11-27 | 1930666 | Sus | Y | UnknownCause¦Patrolnotconducted¦¦
17-0098886 | Animal | Squirrel | Fuse | Failed/Faulted | 2017 | Tier 2 - Elevated | Distribution Circuit | 12 | 1 | 2017-12-01 | 1933259 | Sus | N | Animal¦Squirrel¦Fuse¦FailedFaulted
17-0099842 | Vegetation | Tree - fell into line | Secondary | Broken | 2017 | Tier 3 - Extreme | Distribution Circuit | 12 | 4 | 2017-12-04 | 1936093 | Sus | N | Vegetation¦Treefellintoline¦Secondary¦Broken
17-0100322 | Vegetation | Tree - branch fell on line | Conductor, Overhead | Together | 2017 | Tier 3 - Extreme | Transformer only | 12 | 6 | 2017-12-06 | 1937472 | Sus | N | Vegetation¦Treebranchfellonline¦ConductorOverhead¦Together
17-0101933 | Unknown Cause | Patrol - found nothing |  |  | 2017 | Tier 2 - Elevated | Distribution Circuit | 12 | 16 | 2017-12-16 | 1944128 | Sus | N | UnknownCause¦Patrolfoundnothing¦¦
17-0102273 | Unknown Cause | Patrol - found nothing |  |  | 2017 | Tier 2 - Elevated | Distribution Circuit | 12 | 16 | 2017-12-16 | 1945998 | Sus | N | UnknownCause¦Patrolfoundnothing¦¦
17-0102381 | Vegetation | Tree - branch fell on line | Switch (OH) | Failed/Faulted | 2017 | Tier 3 - Extreme | Distribution Circuit | 12 | 18 | 2017-12-18 | 1946484 | Sus | N | Vegetation¦Treebranchfellonline¦Switch(OH)¦FailedFaulted
17-0102715 | Unknown Cause | Patrol - found nothing |  |  | 2017 | Tier 3 - Extreme | Distribution Circuit | 12 | 20 | 2017-12-20 | 1948137 | Sus | N | UnknownCause¦Patrolfoundnothing¦¦
18-0006131 | Company Initiated | Construction Activity/equip, company | Transformer (OH) | Normal | 2018 | Tier 3 - Extreme | Distribution Circuit | 1 | 15 | 2018-01-15 | 8290 | Sus | N | CompanyInitiated¦ConstructionActivityequipcompany¦Transformer(OH)¦Normal
18-0007713 | Unknown Cause | Patrol - found nothing |  |  | 2018 | Tier 3 - Extreme | Distribution Circuit | 1 | 21 | 2018-01-21 | 11704 | Sus | N | UnknownCause¦Patrolfoundnothing¦¦
18-0012445 | Vegetation | Tree - fell into line | Conductor, Overhead | Normal | 2018 | Tier 3 - Extreme | Distribution Circuit | 2 | 8 | 2018-02-08 | 21217 | Sus | N | Vegetation¦Treefellintoline¦ConductorOverhead¦Normal
18-0015408 | Vegetation | Tree - branch fell on line | Conductor, Overhead | Normal | 2018 | Tier 2 - Elevated | Distribution Circuit | 2 | 19 | 2018-02-19 | 27126 | Sus | N | Vegetation¦Treebranchfellonline¦ConductorOverhead¦Normal
18-0018659 | Vegetation | Tree - bark fell into line | Conductor, Overhead | Normal | 2018 | Tier 3 - Extreme | Distribution Circuit | 3 | 1 | 2018-03-01 | 34714 | Sus | N | Vegetation¦Treebarkfellintoline¦ConductorOverhead¦Normal
18-0023213 | Vegetation | Tree - branch fell on line | Conductor, Overhead | Broken, wire on ground | 2018 | Tier 3 - Extreme | Distribution Circuit | 3 | 15 | 2018-03-15 | 45085 | Sus | N | Vegetation¦Treebranchfellonline¦ConductorOverhead¦Brokenwireonground
18-0023677 | Vegetation | Tree - branch fell on line | Conductor, Overhead | Normal | 2018 | Tier 2 - Elevated | Distribution Circuit | 3 | 17 | 2018-03-17 | 46426 | Sus | N | Vegetation¦Treebranchfellonline¦ConductorOverhead¦Normal
18-0028402 | Equipment Failure/Involved | Overhead | Transformer | Failed/Faulted | 2018 | Tier 2 - Elevated | Transformer only | 4 | 2 | 2018-04-02 | 57731 | Sus | N | EquipmentFailureInvolved¦Overhead¦Transformer¦FailedFaulted
18-0029709 | Equipment Failure/Involved | Electrical Overload | Transformer (OH) | Failed/Faulted | 2018 | Tier 2 - Elevated | Transformer only | 4 | 5 | 2018-04-05 | 60459 | Sus | N | EquipmentFailureInvolved¦ElectricalOverload¦Transformer(OH)¦FailedFaulted
18-0034130 | Equipment Failure/Involved | Overhead | Transformer | Failed/Faulted | 2018 | Tier 2 - Elevated | Transformer only | 4 | 20 | 2018-04-20 | 70716 | Sus | N | EquipmentFailureInvolved¦Overhead¦Transformer¦FailedFaulted
18-0036391 | Equipment Failure/Involved | Overhead | Pole-Wood | Broken | 2018 | Tier 2 - Elevated | Distribution Circuit | 4 | 27 | 2018-04-27 | 75663 | Sus | N | EquipmentFailureInvolved¦Overhead¦PoleWood¦Broken
18-0038509 | Equipment Failure/Involved | Underground | Conductor, Underground | Broken | 2018 | Tier 2 - Elevated | Distribution Circuit | 5 | 5 | 2018-05-05 | 79798 | Sus | Y | EquipmentFailureInvolved¦Underground¦ConductorUnderground¦Broken
18-0044366 | Animal | Other | Conductor, Overhead | Together | 2018 | Tier 2 - Elevated | Distribution Circuit | 5 | 25 | 2018-05-25 | 93669 | Sus | Y | Animal¦Other¦ConductorOverhead¦Together
18-0044604 | Unknown Cause | Patrol - not conducted |  |  | 2018 | Tier 2 - Elevated | Distribution Circuit | 5 | 26 | 2018-05-26 | 94323 | Sus | Y | UnknownCause¦Patrolnotconducted¦¦
18-0048818 | Equipment Failure/Involved | Overhead | Transformer | Failed/Faulted | 2018 | Tier 2 - Elevated | Transformer only | 6 | 8 | 2018-06-08 | 104102 | Sus | Y | EquipmentFailureInvolved¦Overhead¦Transformer¦FailedFaulted
18-0054652 | 3rd Party | Dig in, 3rd party | Conductor, Underground | Broken | 2018 | Tier 3 - Extreme | Distribution Circuit | 6 | 26 | 2018-06-26 | 118630 | Sus | Y | 3rdParty¦Digin3rdparty¦ConductorUnderground¦Broken
18-0059425 | Unknown Cause | Patrol - found nothing |  |  | 2018 | Tier 2 - Elevated | Distribution Circuit | 7 | 13 | 2018-07-13 | 130402 | Sus | Y | UnknownCause¦Patrolfoundnothing¦¦
18-0062963 | Vegetation | Tree - fell into line | Conductor, Overhead | Broken, wire on ground | 2018 | Tier 2 - Elevated | Distribution Circuit | 7 | 24 | 2018-07-24 | 138721 | Sus | Y | Vegetation¦Treefellintoline¦ConductorOverhead¦Brokenwireonground
18-0066767 | Environmental/External | Fire, Forest/Grass | Pole-Wood | Burned/flashed | 2018 | Tier 3 - Extreme | Distribution Circuit | 7 | 26 | 2018-07-26 | 148965 | Sus | Y | EnvironmentalExternal¦FireForestGrass¦PoleWood¦Burnedflashed
18-0066923 | Environmental/External | Fire, Forest/Grass | Pole-Wood | Burned/flashed | 2018 | Tier 3 - Extreme | Distribution Circuit | 8 | 4 | 2018-08-04 | 149482 | Sus | Y | EnvironmentalExternal¦FireForestGrass¦PoleWood¦Burnedflashed
18-0068182 | Animal | Squirrel | Transformer (OH) | Normal | 2018 | Tier 3 - Extreme | Distribution Circuit | 8 | 9 | 2018-08-09 | 151935 | Sus | Y | Animal¦Squirrel¦Transformer(OH)¦Normal
18-0078387 | Animal | Squirrel | Transformer | Burned/flashed | 2018 | Tier 3 - Extreme | Transformer only | 9 | 11 | 2018-09-11 | 172023 | Sus | Y | Animal¦Squirrel¦Transformer¦Burnedflashed
18-0087868 | Animal | Squirrel | Fuse | Failed/Faulted | 2018 | Tier 2 - Elevated | Distribution Circuit | 10 | 7 | 2018-10-07 | 190030 | Sus | Y | Animal¦Squirrel¦Fuse¦FailedFaulted
18-0089835 | 3rd Party | Customer Equipment | Fuse | Failed/Faulted | 2018 | Tier 2 - Elevated | Distribution Circuit | 10 | 12 | 2018-10-12 | 193750 | Sus | Y | 3rdParty¦CustomerEquipment¦Fuse¦FailedFaulted
18-0099277 | Vegetation | Other ground vegetation | Conductor, Overhead | Normal | 2018 | Tier 2 - Elevated | Distribution Circuit | 11 | 13 | 2018-11-13 | 214230 | Sus | Y | Vegetation¦Othergroundvegetation¦ConductorOverhead¦Normal
18-0103272 | Animal | Bird found | Bushing | Failed/Faulted | 2018 | Tier 2 - Elevated | Distribution Circuit | 11 | 26 | 2018-11-26 | 224453 | Sus | Y | Animal¦Birdfound¦Bushing¦FailedFaulted
18-0103565 | Environmental/External | Fire, Forest/Grass | Pole-Wood | Burned/flashed | 2018 | Tier 3 - Extreme | Distribution Circuit | 11 | 8 | 2018-11-08 | 225186 | Sus | Y | EnvironmentalExternal¦FireForestGrass¦PoleWood¦Burnedflashed
18-0107368 | Equipment Failure/Involved | Overhead | Secondary | Broken | 2018 | Tier 3 - Extreme | Transformer only | 12 | 5 | 2018-12-05 | 234294 | Sus | N | EquipmentFailureInvolved¦Overhead¦Secondary¦Broken
18-0111288 | Equipment Failure/Involved | Overhead | Crossarm, Wood | Broken | 2018 | Tier 2 - Elevated | Distribution Circuit | 12 | 31 | 2018-12-31 | 250304 | Sus | N | EquipmentFailureInvolved¦Overhead¦CrossarmWood¦Broken
19-0004666 | Equipment Failure/Involved | Overhead | Conductor, Overhead | Broken, wire on ground | 2019 | Tier 2 - Elevated | Distribution Circuit | 1 | 5 | 2019-01-05 | 253586 | Sus | N | EquipmentFailureInvolved¦Overhead¦ConductorOverhead¦Brokenwireonground
19-0006079 | Equipment Failure/Involved | Overhead | Insulator | Broken, wire on ground | 2019 | Tier 3 - Extreme | Distribution Circuit | 1 | 8 | 2019-01-08 | 260080 | Sus | N | EquipmentFailureInvolved¦Overhead¦Insulator¦Brokenwireonground
19-0009808 | Unknown Cause | Patrol - found nothing |  |  | 2019 | Tier 3 - Extreme | Distribution Circuit | 1 | 16 | 2019-01-16 | 267159 | Sus | N | UnknownCause¦Patrolfoundnothing¦¦
19-0012615 | Environmental/External | Lightning | Transformer | Failed/Faulted | 2019 | Tier 2 - Elevated | Transformer only | 1 | 20 | 2019-01-20 | 277514 | Sus | N | EnvironmentalExternal¦Lightning¦Transformer¦FailedFaulted
19-0018308 | Vegetation | Tree - fell into line | Conductor, Overhead | Normal | 2019 | Tier 3 - Extreme | Distribution Circuit | 2 | 5 | 2019-02-05 | 291860 | Sus | N | Vegetation¦Treefellintoline¦ConductorOverhead¦Normal
19-0019099 | Vegetation | Tree - fell into line | Conductor, Overhead | Normal | 2019 | Tier 2 - Elevated | Distribution Circuit | 2 | 4 | 2019-02-04 | 294181 | Sus | N | Vegetation¦Treefellintoline¦ConductorOverhead¦Normal
19-0020005 | Vegetation | Tree - branch fell on line | Conductor, Overhead | Normal | 2019 | Tier 3 - Extreme | Distribution Circuit | 2 | 8 | 2019-02-08 | 296162 | Sus | N | Vegetation¦Treebranchfellonline¦ConductorOverhead¦Normal
19-0020010 | Equipment Failure/Involved | Overhead | Insulator | Broken | 2019 | Tier 3 - Extreme | Distribution Circuit | 2 | 8 | 2019-02-08 | 296062 | Sus | N | EquipmentFailureInvolved¦Overhead¦Insulator¦Broken
19-0020270 | Equipment Failure/Involved | Overhead | Pole-Wood | Broken | 2019 | Tier 3 - Extreme | Distribution Circuit | 2 | 9 | 2019-02-09 | 296809 | Sus | N | EquipmentFailureInvolved¦Overhead¦PoleWood¦Broken
19-0021003 | Unknown Cause | Patrol - found nothing |  |  | 2019 | Tier 2 - Elevated | Distribution Circuit | 2 | 11 | 2019-02-11 | 299669 | Sus | N | UnknownCause¦Patrolfoundnothing¦¦
19-0021011 | Vegetation | Tree - branch fell on line | Conductor, Overhead | Broken, wire on ground | 2019 | Tier 3 - Extreme | Distribution Circuit | 2 | 10 | 2019-02-10 | 299177 | Sus | N | Vegetation¦Treebranchfellonline¦ConductorOverhead¦Brokenwireonground
19-0023233 | Unknown Cause | Patrol - found nothing |  |  | 2019 | Tier 3 - Extreme | Distribution Circuit | 2 | 14 | 2019-02-14 | 306593 | Sus | N | UnknownCause¦Patrolfoundnothing¦¦
19-0023496 | Equipment Failure/Involved | Overhead | Crossarm, Wood | Broken | 2019 | Tier 3 - Extreme | Distribution Circuit | 2 | 14 | 2019-02-14 | 310144 | Sus | N | EquipmentFailureInvolved¦Overhead¦CrossarmWood¦Broken
19-0023525 | Vegetation | Tree - fell into line | Conductor, Overhead | Normal | 2019 | Tier 2 - Elevated | Distribution Circuit | 2 | 14 | 2019-02-14 | 307596 | Sus | N | Vegetation¦Treefellintoline¦ConductorOverhead¦Normal
19-0024166 | Vegetation | Tree - fell into line | Conductor, Overhead | Broken, wire on ground | 2019 | Tier 2 - Elevated | Distribution Circuit | 2 | 13 | 2019-02-13 | 312516 | Sus | N | Vegetation¦Treefellintoline¦ConductorOverhead¦Brokenwireonground
19-0025305 | Equipment Failure/Involved | Overhead | Pole-Wood | Broken | 2019 | Tier 2 - Elevated | Distribution Circuit | 2 | 13 | 2019-02-13 | 316712 | Sus | N | EquipmentFailureInvolved¦Overhead¦PoleWood¦Broken
19-0028497 | Unknown Cause | Patrol - found nothing |  |  | 2019 | Tier 2 - Elevated | Distribution Circuit | 2 | 26 | 2019-02-26 | 324717 | Sus | N | UnknownCause¦Patrolfoundnothing¦¦
19-0030271 | Vegetation | Tree - fell into line | Conductor, Overhead | Broken, wire on ground | 2019 | Tier 3 - Extreme | Distribution Circuit | 3 | 3 | 2019-03-03 | 330138 | Sus | N | Vegetation¦Treefellintoline¦ConductorOverhead¦Brokenwireonground
19-0035596 | Unknown Cause | Patrol - not conducted |  |  | 2019 | Tier 2 - Elevated | Distribution Circuit | 3 | 20 | 2019-03-20 | 344318 | Sus | N | UnknownCause¦Patrolnotconducted¦¦
19-0036920 | Unknown Cause | Patrol - found nothing |  |  | 2019 | Tier 2 - Elevated | Distribution Circuit | 3 | 26 | 2019-03-26 | 347385 | Sus | N | UnknownCause¦Patrolfoundnothing¦¦
19-0037828 | Environmental/External | Lightning | Transformer | Failed/Faulted | 2019 | Tier 2 - Elevated | Transformer only | 3 | 28 | 2019-03-28 | 349202 | Sus | N | EnvironmentalExternal¦Lightning¦Transformer¦FailedFaulted
19-0040456 | Environmental/External | Lightning | Transformer | Failed/Faulted | 2019 | Tier 3 - Extreme | Transformer only | 4 | 8 | 2019-04-08 | 355485 | Sus | N | EnvironmentalExternal¦Lightning¦Transformer¦FailedFaulted
19-0042266 | Unknown Cause | Patrol - found nothing |  |  | 2019 | Tier 2 - Elevated | Distribution Circuit | 4 | 13 | 2019-04-13 | 360380 | Sus | N | UnknownCause¦Patrolfoundnothing¦¦
19-0042303 | Unknown Cause | Patrol - found nothing |  |  | 2019 | Tier 2 - Elevated | Distribution Circuit | 4 | 14 | 2019-04-14 | 360441 | Sus | N | UnknownCause¦Patrolfoundnothing¦¦
19-0044402 | Vegetation | Tree - branch fell on line | Crossarm, Wood | Broken, wire on ground | 2019 | Tier 2 - Elevated | Distribution Circuit | 4 | 19 | 2019-04-19 | 363815 | Sus | N | Vegetation¦Treebranchfellonline¦CrossarmWood¦Brokenwireonground
19-0045394 | Vegetation | Tree - branch fell on line | Fuse | Failed/Faulted | 2019 | Tier 2 - Elevated | Distribution Circuit | 4 | 23 | 2019-04-23 | 366489 | Sus | N | Vegetation¦Treebranchfellonline¦Fuse¦FailedFaulted
19-0053929 | Vegetation | Tree - fell into line | Jumper | Burned Open | 2019 | Tier 2 - Elevated | Distribution Circuit | 5 | 19 | 2019-05-19 | 385065 | Sus | Y | Vegetation¦Treefellintoline¦Jumper¦BurnedOpen
19-0054021 | Vegetation | Tree - bark fell into line | Conductor, Overhead | Normal | 2019 | Tier 2 - Elevated | Distribution Circuit | 5 | 19 | 2019-05-19 | 385513 | Sus | Y | Vegetation¦Treebarkfellintoline¦ConductorOverhead¦Normal
19-0058399 | Company Initiated | Construction Activity/equip, company | Conductor, Overhead | Normal | 2019 | Tier 3 - Extreme | Distribution Circuit | 5 | 28 | 2019-05-28 | 391582 | Sus | Y | CompanyInitiated¦ConstructionActivityequipcompany¦ConductorOverhead¦Normal
19-0060222 | Equipment Failure/Involved | Overhead | Insulator | Broken | 2019 | Tier 2 - Elevated | Distribution Circuit | 5 | 30 | 2019-05-30 | 393780 | Sus | Y | EquipmentFailureInvolved¦Overhead¦Insulator¦Broken
19-0064341 | Vegetation | Tree - fell into line | Conductor, Overhead | Broken | 2019 | Tier 2 - Elevated | Transformer only | 6 | 7 | 2019-06-07 | 400841 | Sus | Y | Vegetation¦Treefellintoline¦ConductorOverhead¦Broken
19-0066697 | Unknown Cause | Patrol - found nothing |  |  | 2019 | Tier 2 - Elevated | Distribution Circuit | 6 | 12 | 2019-06-12 | 407297 | Sus | Y | UnknownCause¦Patrolfoundnothing¦¦
19-0068488 | Equipment Failure/Involved | Overhead | Pole-Wood | Broken | 2019 | Tier 3 - Extreme | Distribution Circuit | 6 | 17 | 2019-06-17 | 417301 | Sus | Y | EquipmentFailureInvolved¦Overhead¦PoleWood¦Broken
19-0068712 | Unknown Cause | Patrol - found nothing |  |  | 2019 | Tier 3 - Extreme | Distribution Circuit | 6 | 17 | 2019-06-17 | 417874 | Sus | Y | UnknownCause¦Patrolfoundnothing¦¦
19-0073318 | Equipment Failure/Involved | Overhead | Pole-Wood | Broken | 2019 | Tier 3 - Extreme | Transformer only | 6 | 29 | 2019-06-29 | 435314 | Sus | Y | EquipmentFailureInvolved¦Overhead¦PoleWood¦Broken
19-0073767 | Equipment Failure/Involved | Overhead | Conductor, Overhead | Together | 2019 | Tier 3 - Extreme | Distribution Circuit | 7 | 1 | 2019-07-01 | 439424 | Sus | Y | EquipmentFailureInvolved¦Overhead¦ConductorOverhead¦Together
19-0074816 | Equipment Failure/Involved | Overhead | Transformer | Arcing | 2019 | Tier 2 - Elevated | Transformer only | 7 | 5 | 2019-07-05 | 441384 | Sus | Y | EquipmentFailureInvolved¦Overhead¦Transformer¦Arcing
19-0081352 | Unknown Cause | Patrol - found nothing |  |  | 2019 | Tier 3 - Extreme | Distribution Circuit | 7 | 25 | 2019-07-25 | 471996 | Sus | Y | UnknownCause¦Patrolfoundnothing¦¦
19-0089260 | Vegetation | Tree - branch fell on line | Fuse | Failed/Faulted | 2019 | Tier 3 - Extreme | Distribution Circuit | 8 | 18 | 2019-08-18 | 521900 | Sus | Y | Vegetation¦Treebranchfellonline¦Fuse¦FailedFaulted
19-0090936 | Environmental/External | Fire, Forest/Grass | Pole-Wood | Burned/flashed | 2019 | Tier 2 - Elevated | Distribution Circuit | 8 | 22 | 2019-08-22 | 531434 | Sus | Y | EnvironmentalExternal¦FireForestGrass¦PoleWood¦Burnedflashed
19-0091484 | Environmental/External | Fire, Forest/Grass | Pole-Wood | Burned/flashed | 2019 | Tier 2 - Elevated | Distribution Circuit | 8 | 22 | 2019-08-22 | 534138 | Sus | Y | EnvironmentalExternal¦FireForestGrass¦PoleWood¦Burnedflashed
19-0092679 | Unknown Cause | Patrol - found nothing |  |  | 2019 | Tier 2 - Elevated | Distribution Circuit | 8 | 27 | 2019-08-27 | 542395 | Sus | Y | UnknownCause¦Patrolfoundnothing¦¦
19-0096591 | Vegetation | Tree - fell into line | Conductor, Overhead | Broken, wire on ground | 2019 | Tier 3 - Extreme | Distribution Circuit | 9 | 8 | 2019-09-08 | 562595 | Sus | Y | Vegetation¦Treefellintoline¦ConductorOverhead¦Brokenwireonground
19-0105139 | Equipment Failure/Involved | Overhead | Transformer (OH) | Failed/Faulted | 2019 | Tier 2 - Elevated | Distribution Circuit | 9 | 29 | 2019-09-29 | 628451 | Sus | Y | EquipmentFailureInvolved¦Overhead¦Transformer(OH)¦FailedFaulted
19-0114286 | Unknown Cause | Patrol - found nothing |  |  | 2019 | Tier 2 - Elevated | Distribution Circuit | 10 | 22 | 2019-10-22 | 676577 | Sus | Y | UnknownCause¦Patrolfoundnothing¦¦
19-0115829 | Unknown Cause | Patrol - found nothing |  |  | 2019 | Tier 3 - Extreme | Distribution Circuit | 10 | 24 | 2019-10-24 | 680138 | Sus | Y | UnknownCause¦Patrolfoundnothing¦¦
19-0126778 | Vegetation | Tree - branch fell on line | Conductor, Overhead | Normal | 2019 | Tier 3 - Extreme | Distribution Circuit | 11 | 20 | 2019-11-20 | 711439 | Sus | Y | Vegetation¦Treebranchfellonline¦ConductorOverhead¦Normal
19-0128273 | Unknown Cause | Patrol - found nothing |  |  | 2019 | Tier 2 - Elevated | Distribution Circuit | 11 | 25 | 2019-11-25 | 714077 | Sus | Y | UnknownCause¦Patrolfoundnothing¦¦
19-0128367 | Vegetation | Tree - branch fell on line | Secondary | Bent or Twisted | 2019 | Tier 2 - Elevated | Transformer only | 11 | 25 | 2019-11-25 | 714402 | Sus | Y | Vegetation¦Treebranchfellonline¦Secondary¦BentorTwisted
19-0128945 | Vegetation | Tree - branch fell on line | Conductor, Overhead | Normal | 2019 | Tier 2 - Elevated | Distribution Circuit | 11 | 26 | 2019-11-26 | 715297 | Sus | Y | Vegetation¦Treebranchfellonline¦ConductorOverhead¦Normal
19-0130077 | Unknown Cause | Patrol - found nothing |  |  | 2019 | Tier 2 - Elevated | Distribution Circuit | 11 | 27 | 2019-11-27 | 720355 | Sus | Y | UnknownCause¦Patrolfoundnothing¦¦
19-0131844 | Vegetation | Tree - branch fell on line | Conductor, Overhead | Normal | 2019 | Tier 3 - Extreme | Distribution Circuit | 12 | 1 | 2019-12-01 | 725633 | Sus | N | Vegetation¦Treebranchfellonline¦ConductorOverhead¦Normal
19-0134789 | Vegetation | Tree - branch fell on line | Conductor, Overhead | Together | 2019 | Tier 2 - Elevated | Distribution Circuit | 12 | 7 | 2019-12-07 | 732781 | Sus | N | Vegetation¦Treebranchfellonline¦ConductorOverhead¦Together
19-0135952 | Equipment Failure/Involved | Overhead | Transformer (OH) | Failed/Faulted | 2019 | Tier 2 - Elevated | Transformer only | 12 | 11 | 2019-12-11 | 736616 | Sus | N | EquipmentFailureInvolved¦Overhead¦Transformer(OH)¦FailedFaulted
19-0136480 | Equipment Failure/Involved | Overhead | Woodpin | Broken | 2019 | Tier 3 - Extreme | Distribution Circuit | 12 | 13 | 2019-12-13 | 738670 | Sus | N | EquipmentFailureInvolved¦Overhead¦Woodpin¦Broken
19-0136544 | 3rd Party | Gun Shot | Conductor, Overhead | Deteriorated | 2019 | Tier 2 - Elevated | Distribution Circuit | 12 | 14 | 2019-12-14 | 739378 | Sus | N | 3rdParty¦GunShot¦ConductorOverhead¦Deteriorated
19-0136556 | Equipment Failure/Involved | Overhead | Conductor, Overhead | Together | 2019 | Tier 3 - Extreme | Distribution Circuit | 12 | 14 | 2019-12-14 | 739420 | Sus | N | EquipmentFailureInvolved¦Overhead¦ConductorOverhead¦Together
19-0137073 | Unknown Cause | Patrol - found nothing |  |  | 2019 | Tier 3 - Extreme | Distribution Circuit | 12 | 18 | 2019-12-18 | 745137 | Sus | N | UnknownCause¦Patrolfoundnothing¦¦
20-0014826 | Vegetation | Tree - fell into line | Conductor, Overhead | Normal | 2020 | Tier 3 - Extreme | Distribution Circuit | 1 | 29 | 2020-01-29 | 772241 | Sus | N | Vegetation¦Treefellintoline¦ConductorOverhead¦Normal
20-0019320 | Vegetation | Tree - fell into line | Conductor, Overhead | Broken, wire on ground | 2020 | Tier 3 - Extreme | Distribution Circuit | 2 | 9 | 2020-02-09 | 783724 | Sus | N | Vegetation¦Treefellintoline¦ConductorOverhead¦Brokenwireonground
20-0019636 | Vegetation | Tree - branch fell on line | Conductor, Overhead | Normal | 2020 | Tier 3 - Extreme | Distribution Circuit | 2 | 9 | 2020-02-09 | 781536 | Sus | N | Vegetation¦Treebranchfellonline¦ConductorOverhead¦Normal
20-0025411 | Equipment Failure/Involved | Overhead | Conductor, Overhead | Broken, wire on ground | 2020 | Tier 2 - Elevated | Distribution Circuit | 2 | 24 | 2020-02-24 | 805430 | Sus | N | EquipmentFailureInvolved¦Overhead¦ConductorOverhead¦Brokenwireonground
20-0026308 | Animal | Bird found | Conductor, Overhead | Normal | 2020 | Tier 2 - Elevated | Distribution Circuit | 2 | 26 | 2020-02-26 | 814173 | Sus | N | Animal¦Birdfound¦ConductorOverhead¦Normal
20-0030158 | Unknown Cause | Patrol - found nothing |  |  | 2020 | Tier 2 - Elevated | Distribution Circuit | 3 | 9 | 2020-03-09 | 840133 | Sus | N | UnknownCause¦Patrolfoundnothing¦¦
20-0032380 | Equipment Failure/Involved | Overhead | Transformer (OH) | Normal | 2020 | Tier 2 - Elevated | Distribution Circuit | 3 | 15 | 2020-03-15 | 852458 | Sus | N | EquipmentFailureInvolved¦Overhead¦Transformer(OH)¦Normal
20-0033110 | Environmental/External | Ice or snow | Conductor, Overhead | Broken, wire on ground | 2020 | Tier 3 - Extreme | Distribution Circuit | 3 | 17 | 2020-03-17 | 856091 | Sus | N | EnvironmentalExternal¦Iceorsnow¦ConductorOverhead¦Brokenwireonground
20-0033861 | Vegetation | Tree - branch fell on line | Conductor, Overhead | Normal | 2020 | Tier 2 - Elevated | Distribution Circuit | 3 | 16 | 2020-03-16 | 856750 | Sus | N | Vegetation¦Treebranchfellonline¦ConductorOverhead¦Normal
20-0034347 | Vegetation | Tree - fell into line | Crossarm, Wood | Broken, wire on ground | 2020 | Tier 2 - Elevated | Distribution Circuit | 3 | 18 | 2020-03-18 | 857438 | Sus | N | Vegetation¦Treefellintoline¦CrossarmWood¦Brokenwireonground
20-0034762 | Equipment Failure/Involved | Overhead | Transformer | Failed/Faulted | 2020 | Tier 3 - Extreme | Transformer only | 3 | 19 | 2020-03-19 | 859318 | Sus | N | EquipmentFailureInvolved¦Overhead¦Transformer¦FailedFaulted
20-0034819 | Vegetation | Tree - branch fell on line | Conductor, Overhead | Normal | 2020 | Tier 3 - Extreme | Distribution Circuit | 3 | 18 | 2020-03-18 | 858434 | Sus | N | Vegetation¦Treebranchfellonline¦ConductorOverhead¦Normal
20-0036039 | Animal | Bird found | Conductor, Overhead | Normal | 2020 | Tier 3 - Extreme | Distribution Circuit | 3 | 25 | 2020-03-25 | 864776 | Sus | N | Animal¦Birdfound¦ConductorOverhead¦Normal
20-0038102 | Unknown Cause | Patrol - not conducted |  |  | 2020 | Tier 2 - Elevated | Distribution Circuit | 4 | 2 | 2020-04-02 | 879808 | Sus | N | UnknownCause¦Patrolnotconducted¦¦
20-0038687 | Equipment Failure/Involved | Overhead | Insulator | Broken, wire on ground | 2020 | Tier 3 - Extreme | Distribution Circuit | 4 | 5 | 2020-04-05 | 883316 | Sus | N | EquipmentFailureInvolved¦Overhead¦Insulator¦Brokenwireonground
20-0038768 | Animal | Bird found | Conductor, Overhead | Normal | 2020 | Tier 2 - Elevated | Distribution Circuit | 4 | 6 | 2020-04-06 | 883667 | Sus | N | Animal¦Birdfound¦ConductorOverhead¦Normal
20-0038770 | Vegetation | Tree - fell into line | Fuse | Failed/Faulted | 2020 | Tier 3 - Extreme | Distribution Circuit | 4 | 5 | 2020-04-05 | 883358 | Sus | N | Vegetation¦Treefellintoline¦Fuse¦FailedFaulted
20-0038921 | Vegetation | Tree - fell into line | Conductor, Overhead | Normal | 2020 | Tier 2 - Elevated | Distribution Circuit | 4 | 6 | 2020-04-06 | 885096 | Sus | N | Vegetation¦Treefellintoline¦ConductorOverhead¦Normal
20-0041111 | Unknown Cause | Patrol - found nothing |  |  | 2020 | Tier 2 - Elevated | Distribution Circuit | 4 | 14 | 2020-04-14 | 894900 | Sus | N | UnknownCause¦Patrolfoundnothing¦¦
20-0050374 | Equipment Failure/Involved | Overhead | Crossarm, Wood | Broken | 2020 | Tier 3 - Extreme | Distribution Circuit | 5 | 14 | 2020-05-14 | 913959 | Sus | Y | EquipmentFailureInvolved¦Overhead¦CrossarmWood¦Broken
20-0057183 | Equipment Failure/Involved | Overhead | Transformer | Failed/Faulted | 2020 | Tier 3 - Extreme | Transformer only | 6 | 3 | 2020-06-03 | 929755 | Sus | Y | EquipmentFailureInvolved¦Overhead¦Transformer¦FailedFaulted
20-0068316 | 3rd Party | Vehicle | Pole-Wood | Broken, wire on ground | 2020 | Tier 3 - Extreme | Distribution Circuit | 7 | 3 | 2020-07-03 | 957610 | Sus | Y | 3rdParty¦Vehicle¦PoleWood¦Brokenwireonground
20-0069377 | 3rd Party | Vehicle | Pole-Wood | Broken | 2020 | Tier 3 - Extreme | Distribution Circuit | 7 | 8 | 2020-07-08 | 959756 | Sus | Y | 3rdParty¦Vehicle¦PoleWood¦Broken
20-0079700 | Equipment Failure/Involved | Overhead | Pole-Wood | Broken | 2020 | Tier 2 - Elevated | Distribution Circuit | 8 | 5 | 2020-08-05 | 979255 | Sus | Y | EquipmentFailureInvolved¦Overhead¦PoleWood¦Broken
20-0085435 | Unknown Cause | Patrol - found nothing |  |  | 2020 | Tier 3 - Extreme | Distribution Circuit | 8 | 17 | 2020-08-17 | 1014677 | Sus | Y | UnknownCause¦Patrolfoundnothing¦¦
20-0086073 | Vegetation | Tree - branch fell on line | Conductor, Overhead | Normal | 2020 | Tier 3 - Extreme | Distribution Circuit | 8 | 17 | 2020-08-17 | 1016044 | Sus | Y | Vegetation¦Treebranchfellonline¦ConductorOverhead¦Normal
20-0090461 | Environmental/External | Fire, Forest/Grass | Pole-Wood | Burned/flashed | 2020 | Tier 3 - Extreme | Distribution Circuit | 8 | 19 | 2020-08-19 | 1033353 | Sus | Y | EnvironmentalExternal¦FireForestGrass¦PoleWood¦Burnedflashed
20-0093155 | Unknown Cause | Patrol - found nothing |  |  | 2020 | Tier 2 - Elevated | Distribution Circuit | 9 | 3 | 2020-09-03 | 1052473 | Sus | Y | UnknownCause¦Patrolfoundnothing¦¦
20-0094047 | Vegetation | Tree - fell into line | Conductor, Overhead | Broken, wire on ground | 2020 | Tier 3 - Extreme | Distribution Circuit | 9 | 5 | 2020-09-05 | 1056683 | Sus | Y | Vegetation¦Treefellintoline¦ConductorOverhead¦Brokenwireonground
20-0094521 | Unknown Cause | Patrol - found nothing |  |  | 2020 | Tier 3 - Extreme | Distribution Circuit | 9 | 7 | 2020-09-07 | 1058983 | Sus | Y | UnknownCause¦Patrolfoundnothing¦¦
20-0094535 | Equipment Failure/Involved | Overhead | Crossarm, Wood | Broken | 2020 | Tier 2 - Elevated | Distribution Circuit | 9 | 7 | 2020-09-07 | 1058672 | Sus | Y | EquipmentFailureInvolved¦Overhead¦CrossarmWood¦Broken
20-0094985 | Environmental/External | Fire, Forest/Grass | Conductor, Overhead | Normal | 2020 | Tier 2 - Elevated | Distribution Circuit | 8 | 18 | 2020-08-18 | 1061044 | Sus | Y | EnvironmentalExternal¦FireForestGrass¦ConductorOverhead¦Normal
20-0096049 | Environmental/External | Fire, Forest/Grass | Transformer | Normal | 2020 | Tier 3 - Extreme | Transformer only | 8 | 20 | 2020-08-20 | 1063544 | Sus | Y | EnvironmentalExternal¦FireForestGrass¦Transformer¦Normal
20-0099672 | Environmental/External | Fire, Forest/Grass | Conductor, Overhead | Burned/flashed | 2020 | Tier 3 - Extreme | Distribution Circuit | 9 | 7 | 2020-09-07 | 1085813 | Sus | Y | EnvironmentalExternal¦FireForestGrass¦ConductorOverhead¦Burnedflashed
20-0105504 | Equipment Failure/Involved | Overhead | Transformer (OH) | Failed/Faulted | 2020 | Tier 3 - Extreme | Transformer only | 10 | 6 | 2020-10-06 | 1111785 | Sus | Y | EquipmentFailureInvolved¦Overhead¦Transformer(OH)¦FailedFaulted
20-0110490 | Vegetation | Tree - bark fell into line | Conductor, Overhead | Broken, wire on ground | 2020 | Tier 2 - Elevated | Distribution Circuit | 10 | 19 | 2020-10-19 | 1121168 | Sus | Y | Vegetation¦Treebarkfellintoline¦ConductorOverhead¦Brokenwireonground
20-0118423 | Equipment Failure/Involved | Electrical Overload | Transformer (OH) | Failed/Faulted | 2020 | Tier 2 - Elevated | Transformer only | 11 | 8 | 2020-11-08 | 1139137 | Sus | Y | EquipmentFailureInvolved¦ElectricalOverload¦Transformer(OH)¦FailedFaulted
20-0118553 | Vegetation | Tree - branch fell on line | Conductor, Overhead | Normal | 2020 | Tier 3 - Extreme | Distribution Circuit | 11 | 8 | 2020-11-08 | 1139269 | Sus | Y | Vegetation¦Treebranchfellonline¦ConductorOverhead¦Normal
20-0118646 | Animal | Bird found | Conductor, Overhead | Normal | 2020 | Tier 2 - Elevated | Distribution Circuit | 11 | 9 | 2020-11-09 | 1139939 | Sus | Y | Animal¦Birdfound¦ConductorOverhead¦Normal
20-0121614 | Wildfire Mitigation | Public Safety Power Shut-off | Conductor, Overhead | Normal | 2020 | Tier 2 - Elevated | Distribution Circuit | 11 | 16 | 2020-11-16 | 1146633 | Sus | Y | WildfireMitigation¦PublicSafetyPowerShutoff¦ConductorOverhead¦Normal
20-0124294 | Unknown Cause | Patrol - found nothing |  |  | 2020 | Tier 3 - Extreme | Transformer only | 11 | 23 | 2020-11-23 | 1153418 | Sus | Y | UnknownCause¦Patrolfoundnothing¦¦
20-0125578 | 3rd Party | Vehicle | Pole-Wood | Broken | 2020 | Tier 2 - Elevated | Distribution Circuit | 11 | 28 | 2020-11-28 | 1155438 | Sus | Y | 3rdParty¦Vehicle¦PoleWood¦Broken
20-0131759 | Vegetation | Tree - fell into line | Conductor, Overhead | Broken, wire on ground | 2020 | Tier 2 - Elevated | Distribution Circuit | 12 | 25 | 2020-12-25 | 1198492 | Sus | N | Vegetation¦Treefellintoline¦ConductorOverhead¦Brokenwireonground
20-0132305 | Vegetation | Tree - branch fell on line | Conductor, Overhead | Normal | 2020 | Tier 2 - Elevated | Distribution Circuit | 12 | 30 | 2020-12-30 | 1201590 | Sus | N | Vegetation¦Treebranchfellonline¦ConductorOverhead¦Normal
21-0004696 | Unknown Cause | Patrol - not conducted |  |  | 2021 | Tier 2 - Elevated | Transmission line | 1 | 4 | 2021-01-04 | 1203386 | Sus | N | UnknownCause¦Patrolnotconducted¦¦
21-0010620 | Vegetation | Tree - fell into line | Pole-Wood | Broken, wire on ground | 2021 | Tier 3 - Extreme | Distribution Circuit | 1 | 19 | 2021-01-19 | 1216503 | Sus | N | Vegetation¦Treefellintoline¦PoleWood¦Brokenwireonground
21-0011141 | Equipment Failure/Involved | Overhead | Conductor, Overhead | Normal | 2021 | Tier 2 - Elevated | Distribution Circuit | 1 | 19 | 2021-01-19 | 1218017 | Sus | N | EquipmentFailureInvolved¦Overhead¦ConductorOverhead¦Normal
21-0012379 | Vegetation | Tree - branch fell on line | Conductor, Overhead | Normal | 2021 | Tier 3 - Extreme | Distribution Circuit | 1 | 21 | 2021-01-21 | 1220376 | Sus | N | Vegetation¦Treebranchfellonline¦ConductorOverhead¦Normal
21-0012384 | Unknown Cause | Patrol - found nothing |  |  | 2021 | Tier 3 - Extreme | Distribution Circuit | 1 | 21 | 2021-01-21 | 1220172 | Sus | N | UnknownCause¦Patrolfoundnothing¦¦
21-0014011 | Vegetation | Tree - branch fell on line | Conductor, Overhead | Normal | 2021 | Tier 3 - Extreme | Distribution Circuit | 1 | 25 | 2021-01-25 | 1224521 | Sus | N | Vegetation¦Treebranchfellonline¦ConductorOverhead¦Normal
21-0016469 | Vegetation | Tree - fell into line | Pole-Wood | Broken, wire on ground | 2021 | Tier 2 - Elevated | Distribution Circuit | 1 | 27 | 2021-01-27 | 1236105 | Sus | N | Vegetation¦Treefellintoline¦PoleWood¦Brokenwireonground
21-0016698 | Vegetation | Tree - fell into line | Conductor, Overhead | Broken, wire on ground | 2021 | Tier 2 - Elevated | Distribution Circuit | 1 | 26 | 2021-01-26 | 1236935 | Sus | N | Vegetation¦Treefellintoline¦ConductorOverhead¦Brokenwireonground
21-0017339 | Unknown Cause | Patrol - found nothing |  |  | 2021 | Tier 2 - Elevated | Distribution Circuit | 1 | 27 | 2021-01-27 | 1236785 | Sus | N | UnknownCause¦Patrolfoundnothing¦¦
21-0017341 | Equipment Failure/Involved | Overhead | Fuse | Failed/Faulted | 2021 | Tier 2 - Elevated | Distribution Circuit | 1 | 27 | 2021-01-27 | 1237442 | Sus | N | EquipmentFailureInvolved¦Overhead¦Fuse¦FailedFaulted
21-0017834 | Equipment Failure/Involved | Overhead | Conductor, Overhead | Broken, wire on ground | 2021 | Tier 2 - Elevated | Distribution Circuit | 1 | 27 | 2021-01-27 | 1235963 | Sus | N | EquipmentFailureInvolved¦Overhead¦ConductorOverhead¦Brokenwireonground
21-0017876 | Equipment Failure/Involved | Overhead | Conductor, Overhead | Broken, wire on ground | 2021 | Tier 3 - Extreme | Distribution Circuit | 1 | 28 | 2021-01-28 | 1239403 | Sus | N | EquipmentFailureInvolved¦Overhead¦ConductorOverhead¦Brokenwireonground
21-0018514 | Vegetation | Tree - fell into line | Conductor, Overhead | Broken, wire on ground | 2021 | Tier 2 - Elevated | Distribution Circuit | 1 | 26 | 2021-01-26 | 1242121 | Sus | N | Vegetation¦Treefellintoline¦ConductorOverhead¦Brokenwireonground
21-0021971 | Unknown Cause | Patrol - found nothing |  |  | 2021 | Tier 2 - Elevated | Distribution Circuit | 2 | 4 | 2021-02-04 | 1248035 | Sus | N | UnknownCause¦Patrolfoundnothing¦¦
21-0025146 | Equipment Failure/Involved | Overhead | Transformer (OH) | Failed/Faulted | 2021 | Tier 2 - Elevated | Distribution Circuit | 2 | 12 | 2021-02-12 | 1253979 | Sus | N | EquipmentFailureInvolved¦Overhead¦Transformer(OH)¦FailedFaulted
21-0027245 | Equipment Failure/Involved | Overhead | Conductor, Overhead | Deteriorated | 2021 | Tier 2 - Elevated | Distribution Circuit | 2 | 19 | 2021-02-19 | 1257762 | Sus | N | EquipmentFailureInvolved¦Overhead¦ConductorOverhead¦Deteriorated
21-0028656 | Company Initiated | Improper Construction | Switch (UG) | Broken | 2021 | Tier 2 - Elevated | Distribution Circuit | 2 | 23 | 2021-02-23 | 1260428 | Sus | N | CompanyInitiated¦ImproperConstruction¦Switch(UG)¦Broken
21-0031387 | Equipment Failure/Involved | Overhead | Pole-Wood | Broken | 2021 | Tier 2 - Elevated | Transformer only | 3 | 2 | 2021-03-02 | 1265659 | Sus | N | EquipmentFailureInvolved¦Overhead¦PoleWood¦Broken
21-0031547 | 3rd Party | Customer Equipment | Pole-Wood | Broken | 2021 | Tier 2 - Elevated | Distribution Circuit | 3 | 3 | 2021-03-03 | 1265816 | Sus | N | 3rdParty¦CustomerEquipment¦PoleWood¦Broken
21-0034915 | Unknown Cause | Patrol - found nothing |  |  | 2021 | Tier 2 - Elevated | Distribution Circuit | 3 | 10 | 2021-03-10 | 1277919 | Sus | N | UnknownCause¦Patrolfoundnothing¦¦
21-0036900 | Equipment Failure/Involved | Overhead | Pole-Wood | Broken, wire on ground | 2021 | Tier 2 - Elevated | Distribution Circuit | 3 | 15 | 2021-03-15 | 1283681 | Sus | N | EquipmentFailureInvolved¦Overhead¦PoleWood¦Brokenwireonground
21-0037681 | Company Initiated | Construction Activity/equip, company | Other | Normal | 2021 | Tier 2 - Elevated | Substation - Transmission | 3 | 17 | 2021-03-17 | 1286990 | Sus | N | CompanyInitiated¦ConstructionActivityequipcompany¦Other¦Normal
21-0040197 | Unknown Cause | Patrol - found nothing |  |  | 2021 | Tier 2 - Elevated | Distribution Circuit | 3 | 23 | 2021-03-23 | 1294825 | Sus | N | UnknownCause¦Patrolfoundnothing¦¦
21-0043157 | Unknown Cause | Patrol - found nothing |  |  | 2021 | Tier 2 - Elevated | Distribution Circuit | 3 | 31 | 2021-03-31 | 1304055 | Sus | N | UnknownCause¦Patrolfoundnothing¦¦
21-0044566 | Vegetation | Tree - fell into line | Conductor, Overhead | Together | 2021 | Tier 3 - Extreme | Distribution Circuit | 4 | 4 | 2021-04-04 | 1306728 | Sus | N | Vegetation¦Treefellintoline¦ConductorOverhead¦Together
21-0055510 | Equipment Failure/Involved | Overhead | Crossarm, Wood | Deteriorated | 2021 | Tier 2 - Elevated | Transformer only | 4 | 30 | 2021-04-30 | 1338057 | Sus | N | EquipmentFailureInvolved¦Overhead¦CrossarmWood¦Deteriorated
21-0055903 | Equipment Failure/Involved | Overhead | Pole-Wood | Broken | 2021 | Tier 2 - Elevated | Distribution Circuit | 5 | 2 | 2021-05-02 | 1339311 | Sus | Y | EquipmentFailureInvolved¦Overhead¦PoleWood¦Broken
21-0064265 | Unknown Cause | Patrol - found nothing |  |  | 2021 | Tier 2 - Elevated | Distribution Circuit | 5 | 21 | 2021-05-21 | 1355193 | Sus | Y | UnknownCause¦Patrolfoundnothing¦¦
21-0066553 | Unknown Cause | Patrol - found nothing |  |  | 2021 | Tier 2 - Elevated | Transformer only | 5 | 26 | 2021-05-26 | 1359343 | Sus | Y | UnknownCause¦Patrolfoundnothing¦¦
21-0067952 | Unknown Cause | Patrol - found nothing |  |  | 2021 | Tier 2 - Elevated | Distribution Circuit | 5 | 31 | 2021-05-31 | 1362044 | Sus | Y | UnknownCause¦Patrolfoundnothing¦¦
21-0069278 | 3rd Party | Tree - cutting, 3rd party | Conductor, Overhead | Broken, wire on ground | 2021 | Tier 3 - Extreme | Distribution Circuit | 6 | 3 | 2021-06-03 | 1364581 | Sus | Y | 3rdParty¦Treecutting3rdparty¦ConductorOverhead¦Brokenwireonground
21-0079754 | Equipment Failure/Involved | Overhead | Crossarm, Wood | Broken | 2021 | Tier 2 - Elevated | Distribution Circuit | 6 | 25 | 2021-06-25 | 1384664 | Sus | Y | EquipmentFailureInvolved¦Overhead¦CrossarmWood¦Broken
21-0080627 | Equipment Failure/Involved | Electrical Overload | Transformer (OH) | Failed/Faulted | 2021 | Tier 3 - Extreme | Transformer only | 6 | 27 | 2021-06-27 | 1386288 | Sus | Y | EquipmentFailureInvolved¦ElectricalOverload¦Transformer(OH)¦FailedFaulted
21-0084772 | Equipment Failure/Involved | Overhead | Transformer (OH) | Broken | 2021 | Tier 3 - Extreme | Transformer only | 7 | 4 | 2021-07-04 | 1391567 | Sus | Y | EquipmentFailureInvolved¦Overhead¦Transformer(OH)¦Broken
21-0085462 | Equipment Failure/Involved | Overhead | Cutout, fuse holder | Broken | 2021 | Tier 2 - Elevated | Transformer only | 7 | 6 | 2021-07-06 | 1393067 | Sus | Y | EquipmentFailureInvolved¦Overhead¦Cutoutfuseholder¦Broken
21-0087674 | Animal | Bird found | Conductor, Overhead | Normal | 2021 | Tier 2 - Elevated | Distribution Circuit | 7 | 11 | 2021-07-11 | 1399146 | Sus | Y | Animal¦Birdfound¦ConductorOverhead¦Normal
21-0095229 | Unknown Cause | Patrol - found nothing |  |  | 2021 | Tier 3 - Extreme | Distribution Circuit | 7 | 26 | 2021-07-26 | 1415316 | Sus | Y | UnknownCause¦Patrolfoundnothing¦¦
21-0102430 | Unknown Cause | Patrol - found nothing |  |  | 2021 | Tier 2 - Elevated | Distribution Circuit | 8 | 10 | 2021-08-10 | 1438854 | Sus | Y | UnknownCause¦Patrolfoundnothing¦¦
21-0102519 | Equipment Failure/Involved | Overhead | Pole-Wood | Broken | 2021 | Tier 2 - Elevated | Distribution Circuit | 8 | 10 | 2021-08-10 | 1439159 | Sus | Y | EquipmentFailureInvolved¦Overhead¦PoleWood¦Broken
21-0103391 | Unknown Cause | Patrol - found nothing |  |  | 2021 | Tier 3 - Extreme | Distribution Circuit | 8 | 11 | 2021-08-11 | 1440562 | Sus | Y | UnknownCause¦Patrolfoundnothing¦¦
21-0107599 | Equipment Failure/Involved | Overhead | Transformer (OH) | Burned/flashed | 2021 | Tier 3 - Extreme | Transformer only | 8 | 20 | 2021-08-20 | 1448790 | Sus | Y | EquipmentFailureInvolved¦Overhead¦Transformer(OH)¦Burnedflashed
21-0110652 | Equipment Failure/Involved | Overhead | Insulator | Arcing | 2021 | Tier 3 - Extreme | Distribution Circuit | 8 | 28 | 2021-08-28 | 1456985 | Sus | Y | EquipmentFailureInvolved¦Overhead¦Insulator¦Arcing
21-0110667 | Vegetation | Tree - fell into line | Conductor, Overhead | Broken, wire on ground | 2021 | Tier 3 - Extreme | Distribution Circuit | 8 | 28 | 2021-08-28 | 1457085 | Sus | Y | Vegetation¦Treefellintoline¦ConductorOverhead¦Brokenwireonground
21-0112625 | Company Initiated | Return Circuit Normal | Conductor, Underground | Normal | 2021 | Tier 2 - Elevated | Distribution Circuit | 9 | 20 | 2021-09-20 | 1476133 | Sus | Y | CompanyInitiated¦ReturnCircuitNormal¦ConductorUnderground¦Normal
21-0114402 | Vegetation | Tree - branch fell on line | Conductor, Overhead | Together | 2021 | Tier 2 - Elevated | Distribution Circuit | 9 | 7 | 2021-09-07 | 1463948 | Sus | Y | Vegetation¦Treebranchfellonline¦ConductorOverhead¦Together
21-0120859 | 3rd Party | Customer Equipment | Transformer (UG) | Normal | 2021 | Tier 2 - Elevated | Distribution Circuit | 9 | 22 | 2021-09-22 | 1477888 | Sus | Y | 3rdParty¦CustomerEquipment¦Transformer(UG)¦Normal
21-0124260 | Animal | Squirrel | Conductor, Overhead | Normal | 2021 | Tier 2 - Elevated | Distribution Circuit | 9 | 30 | 2021-09-30 | 1484050 | Sus | Y | Animal¦Squirrel¦ConductorOverhead¦Normal
21-0126042 | Animal | Squirrel | Transformer (OH) | Normal | 2021 | Tier 2 - Elevated | Distribution Circuit | 10 | 5 | 2021-10-05 | 1487135 | Sus | Y | Animal¦Squirrel¦Transformer(OH)¦Normal
21-0128429 | Wildfire Mitigation | Public Safety Power Shut-off | Conductor, Overhead | Normal | 2021 | Tier 2 - Elevated | Distribution Circuit | 10 | 11 | 2021-10-11 | 1492437 | Sus | Y | WildfireMitigation¦PublicSafetyPowerShutoff¦ConductorOverhead¦Normal
21-0134313 | Company Initiated | Personnel, company | Recloser | Normal | 2021 | Tier 3 - Extreme | Distribution Circuit | 10 | 21 | 2021-10-21 | 1504266 | Sus | Y | CompanyInitiated¦Personnelcompany¦Recloser¦Normal
21-0135832 | Unknown Cause | Patrol - found nothing |  |  | 2021 | Tier 2 - Elevated | Distribution Circuit | 10 | 24 | 2021-10-24 | 1508366 | Sus | Y | UnknownCause¦Patrolfoundnothing¦¦
21-0138559 | Vegetation | Tree - fell into line | Conductor, Overhead | Broken, wire on ground | 2021 | Tier 3 - Extreme | Distribution Circuit | 10 | 25 | 2021-10-25 | 1517351 | Sus | Y | Vegetation¦Treefellintoline¦ConductorOverhead¦Brokenwireonground
21-0138950 | Equipment Failure/Involved | Overhead | Transformer (OH) | Failed/Faulted | 2021 | Tier 2 - Elevated | Transformer only | 10 | 27 | 2021-10-27 | 1523312 | Sus | Y | EquipmentFailureInvolved¦Overhead¦Transformer(OH)¦FailedFaulted
21-0147870 | Vegetation | Tree - cutting, PG&E contractor | Conductor, Overhead | Broken, wire on ground | 2021 | Tier 3 - Extreme | Distribution Circuit | 11 | 18 | 2021-11-18 | 1549070 | Sus | Y | Vegetation¦TreecuttingPG&Econtractor¦ConductorOverhead¦Brokenwireonground
21-0150754 | Equipment Failure/Involved | Overhead | Secondary | Broken | 2021 | Tier 2 - Elevated | Transformer only | 11 | 24 | 2021-11-24 | 1554007 | Sus | Y | EquipmentFailureInvolved¦Overhead¦Secondary¦Broken
21-0158121 | Vegetation | Tree - bark fell into line | Conductor, Overhead | Normal | 2021 | Tier 2 - Elevated | Distribution Circuit | 12 | 14 | 2021-12-14 | 1571531 | Sus | N | Vegetation¦Treebarkfellintoline¦ConductorOverhead¦Normal
21-0161552 | Vegetation | Tree - fell into line | Conductor, Overhead | Broken, wire on ground | 2021 | Tier 2 - Elevated | Distribution Circuit | 12 | 29 | 2021-12-29 | 1587846 | Sus | N | Vegetation¦Treefellintoline¦ConductorOverhead¦Brokenwireonground
21-0161833 | Vegetation | Tree - fell into line | Conductor, Overhead | Broken, wire on ground | 2021 | Tier 3 - Extreme | Distribution Circuit | 12 | 27 | 2021-12-27 | 1589907 | Sus | N | Vegetation¦Treefellintoline¦ConductorOverhead¦Brokenwireonground
21-0162031 | Vegetation | Tree - fell into line | Transformer | Broken | 2021 | Tier 3 - Extreme | Transformer only | 12 | 31 | 2021-12-31 | 1590657 | Sus | N | Vegetation¦Treefellintoline¦Transformer¦Broken
22-0005107 | Equipment Failure/Involved | Overhead | Pole-Wood | Broken | 2022 | Tier 2 - Elevated | Distribution Circuit | 1 | 1 | 2022-01-01 | 1591811 | Sus | N | EquipmentFailureInvolved¦Overhead¦PoleWood¦Broken
22-0008617 | Vegetation | Tree - fell into line | Pole-Wood | Broken | 2022 | Tier 2 - Elevated | Distribution Circuit | 1 | 11 | 2022-01-11 | 1600341 | Sus | N | Vegetation¦Treefellintoline¦PoleWood¦Broken
22-0013570 | Vegetation | Tree - palm frond fell into line | Transformer | Normal | 2022 | Tier 2 - Elevated | Transformer only | 1 | 24 | 2022-01-24 | 1610348 | Sus | N | Vegetation¦Treepalmfrondfellintoline¦Transformer¦Normal
22-0016981 | Vegetation | Tree - fell into line | Transformer | On Ground | 2022 | Tier 2 - Elevated | Transformer only | 2 | 1 | 2022-02-01 | 1618033 | Sus | N | Vegetation¦Treefellintoline¦Transformer¦OnGround
22-0018387 | Vegetation | Tree - branch fell on line | Conductor, Overhead | Normal | 2022 | Tier 2 - Elevated | Distribution Circuit | 2 | 3 | 2022-02-03 | 1620822 | Sus | N | Vegetation¦Treebranchfellonline¦ConductorOverhead¦Normal
22-0021821 | Equipment Failure/Involved | Overhead | Conductor, Overhead | Broken, wire on ground | 2022 | Tier 2 - Elevated | Distribution Circuit | 2 | 13 | 2022-02-13 | 1626440 | Sus | N | EquipmentFailureInvolved¦Overhead¦ConductorOverhead¦Brokenwireonground
22-0027208 | Vegetation | Tree - fell into line | Conductor, Overhead | Bent or Twisted | 2022 | Tier 3 - Extreme | Distribution Circuit | 2 | 27 | 2022-02-27 | 1638590 | Sus | N | Vegetation¦Treefellintoline¦ConductorOverhead¦BentorTwisted
22-0038746 | Equipment Failure/Involved | Overhead | Transformer (OH) | Leaking | 2022 | Tier 2 - Elevated | Transformer only | 3 | 25 | 2022-03-25 | 1656026 | Sus | N | EquipmentFailureInvolved¦Overhead¦Transformer(OH)¦Leaking
22-0045559 | Company Initiated | Construction Activity/equip, company | Transformer | Normal | 2022 | Tier 2 - Elevated | Transformer only | 4 | 11 | 2022-04-11 | 1668968 | Sus | N | CompanyInitiated¦ConstructionActivityequipcompany¦Transformer¦Normal
22-0045658 | Environmental/External | Lightning | Transformer (OH) | Failed/Faulted | 2022 | Tier 3 - Extreme | Transformer only | 4 | 11 | 2022-04-11 | 1668701 | Sus | N | EnvironmentalExternal¦Lightning¦Transformer(OH)¦FailedFaulted
22-0055152 | Vegetation | Tree - fell into line | Conductor, Overhead | Normal | 2022 | Tier 2 - Elevated | Distribution Circuit | 4 | 27 | 2022-04-27 | 1683002 | Sus | N | Vegetation¦Treefellintoline¦ConductorOverhead¦Normal
22-0060409 | Equipment Failure/Involved | Overhead | Transformer (OH) | Leaking | 2022 | Tier 3 - Extreme | Transformer only | 5 | 10 | 2022-05-10 | 1693344 | Sus | Y | EquipmentFailureInvolved¦Overhead¦Transformer(OH)¦Leaking
22-0073268 | Vegetation | Tree - branch fell on line | Conductor, Overhead | Normal | 2022 | Tier 3 - Extreme | Distribution Circuit | 6 | 11 | 2022-06-11 | 1728686 | Sus | Y | Vegetation¦Treebranchfellonline¦ConductorOverhead¦Normal
22-0081602 | Animal | Squirrel | Fuse | Failed/Faulted | 2022 | Tier 2 - Elevated | Distribution Circuit | 7 | 4 | 2022-07-04 | 1748543 | Sus | Y | Animal¦Squirrel¦Fuse¦FailedFaulted
22-0087902 | Unknown Cause | Patrol - found nothing |  |  | 2022 | Tier 3 - Extreme | Distribution Circuit | 7 | 20 | 2022-07-20 | 1761749 | Sus | Y | UnknownCause¦Patrolfoundnothing¦¦
22-0090290 | Equipment Failure/Involved | Overhead | Transformer (OH) | Failed/Faulted | 2022 | Tier 2 - Elevated | Transformer only | 7 | 27 | 2022-07-27 | 1766487 | Sus | Y | EquipmentFailureInvolved¦Overhead¦Transformer(OH)¦FailedFaulted
22-0096616 | Vegetation | Tree - branch fell on line | Service conductor | Broken | 2022 | Tier 2 - Elevated | Distribution Circuit | 8 | 11 | 2022-08-11 | 1779008 | Sus | Y | Vegetation¦Treebranchfellonline¦Serviceconductor¦Broken
22-0105750 | Unknown Cause | Patrol - found nothing |  |  | 2022 | Tier 2 - Elevated | Distribution Circuit | 9 | 4 | 2022-09-04 | 1799065 | Sus | Y | UnknownCause¦Patrolfoundnothing¦¦
22-0105841 | Equipment Failure/Involved | Overhead | Crossarm, Wood | Deteriorated | 2022 | Tier 2 - Elevated | Distribution Circuit | 9 | 5 | 2022-09-05 | 1799499 | Sus | Y | EquipmentFailureInvolved¦Overhead¦CrossarmWood¦Deteriorated
22-0111833 | Vegetation | Tree - fell into line | Conductor, Overhead | Normal | 2022 | Tier 3 - Extreme | Distribution Circuit | 9 | 18 | 2022-09-18 | 1815467 | Sus | Y | Vegetation¦Treefellintoline¦ConductorOverhead¦Normal
22-0111842 | Equipment Failure/Involved | Overhead | Other | Failed/Faulted | 2022 | Tier 3 - Extreme | Transformer only | 9 | 18 | 2022-09-18 | 1815502 | Sus | Y | EquipmentFailureInvolved¦Overhead¦Other¦FailedFaulted
22-0114149 | Equipment Failure/Involved | Overhead | Pole-Wood | Deteriorated | 2022 | Tier 3 - Extreme | Distribution Circuit | 9 | 23 | 2022-09-23 | 1819886 | Sus | Y | EquipmentFailureInvolved¦Overhead¦PoleWood¦Deteriorated
22-0114601 | Unknown Cause | Patrol - found nothing |  |  | 2022 | Tier 2 - Elevated | Distribution Circuit | 9 | 25 | 2022-09-25 | 1821137 | Sus | Y | UnknownCause¦Patrolfoundnothing¦¦
22-0114840 | Unknown Cause | Patrol - found nothing |  |  | 2022 | Tier 2 - Elevated | Distribution Circuit | 9 | 26 | 2022-09-26 | 1821893 | Sus | Y | UnknownCause¦Patrolfoundnothing¦¦
22-0115674 | Unknown Cause | Patrol - found nothing |  |  | 2022 | Tier 2 - Elevated | Distribution Circuit | 9 | 28 | 2022-09-28 | 1823297 | Sus | Y | UnknownCause¦Patrolfoundnothing¦¦
22-0123041 | Equipment Failure/Involved | Electrical Overload | Transformer | Normal | 2022 | Tier 3 - Extreme | Transformer only | 10 | 19 | 2022-10-19 | 1840665 | Sus | Y | EquipmentFailureInvolved¦ElectricalOverload¦Transformer¦Normal
22-0123812 | Equipment Failure/Involved | Overhead | Pole-Wood | Deteriorated | 2022 | Tier 3 - Extreme | Distribution Circuit | 10 | 22 | 2022-10-22 | 1842695 | Sus | Y | EquipmentFailureInvolved¦Overhead¦PoleWood¦Deteriorated
22-0138639 | Vegetation | Tree - fell into line | Service conductor | Broken, wire on ground | 2022 | Tier 2 - Elevated | Transformer only | 12 | 10 | 2022-12-10 | 1883637 | Sus | N | Vegetation¦Treefellintoline¦Serviceconductor¦Brokenwireonground
22-0138982 | Equipment Failure/Involved | Overhead | Fuse | Broken | 2022 | Tier 3 - Extreme | Distribution Circuit | 12 | 11 | 2022-12-11 | 1885917 | Sus | N | EquipmentFailureInvolved¦Overhead¦Fuse¦Broken
22-0139007 | Vegetation | Tree - branch fell on line | Fuse | Failed/Faulted | 2022 | Tier 3 - Extreme | Transformer only | 12 | 11 | 2022-12-11 | 1885928 | Sus | N | Vegetation¦Treebranchfellonline¦Fuse¦FailedFaulted
22-0141321 | Vegetation | Tree - fell into line | Conductor, Overhead | Normal | 2022 | Tier 2 - Elevated | Distribution Circuit | 12 | 26 | 2022-12-26 | 1897527 | Sus | N | Vegetation¦Treefellintoline¦ConductorOverhead¦Normal
15-0002646 | Equipment Failure/Involved | Other | Transformer | Malfunctioning | 2015 | Tier 3 - Extreme | Transformer only | 1 | 5 | 2015-01-05 | 1159764 | Sus | N | EquipmentFailureInvolved¦Other¦Transformer¦Malfunctioning
15-0004092 | Equipment Failure/Involved | Other | Transformer | Failed/Faulted | 2015 | Tier 3 - Extreme | Transformer only | 1 | 12 | 2015-01-12 | 1162765 | Sus | N | EquipmentFailureInvolved¦Other¦Transformer¦FailedFaulted
15-0006444 | Equipment Failure/Involved | Other | Conductor, Overhead | Broken, wire on ground | 2015 | Tier 3 - Extreme | Distribution Circuit | 1 | 22 | 2015-01-22 | 1167407 | Sus | N | EquipmentFailureInvolved¦Other¦ConductorOverhead¦Brokenwireonground
15-0011711 | Vegetation | Tree - fell into line | Conductor, Overhead | Arcing | 2015 | Tier 2 - Elevated | Distribution Circuit | 2 | 8 | 2015-02-08 | 1183028 | Sus | N | Vegetation¦Treefellintoline¦ConductorOverhead¦Arcing
15-0012886 | Equipment Failure/Involved | Electrical Overload | Transformer | Failed/Faulted | 2015 | Tier 2 - Elevated | Transformer only | 2 | 12 | 2015-02-12 | 1188924 | Sus | N | EquipmentFailureInvolved¦ElectricalOverload¦Transformer¦FailedFaulted
15-0015150 | Equipment Failure/Involved | Ice or snow | Conductor, Overhead | Broken, wire on object | 2015 | Tier 2 - Elevated | Distribution Circuit | 2 | 23 | 2015-02-23 | 1194370 | Sus | N | EquipmentFailureInvolved¦Iceorsnow¦ConductorOverhead¦Brokenwireonobject
15-0033092 | Environmental/External | Lightning | Transformer (OH) | Broken | 2015 | Tier 2 - Elevated | Transformer only | 5 | 9 | 2015-05-09 | 1232025 | Sus | Y | EnvironmentalExternal¦Lightning¦Transformer(OH)¦Broken
15-0037082 | 3rd Party | Metallic Balloon | Fuse | Failed/Faulted | 2015 | Tier 2 - Elevated | Distribution Circuit | 5 | 28 | 2015-05-28 | 1240722 | Sus | Y | 3rdParty¦MetallicBalloon¦Fuse¦FailedFaulted
15-0037763 | Unknown Cause | Patrol - found nothing |  |  | 2015 | Tier 2 - Elevated | Distribution Circuit | 6 | 2 | 2015-06-02 | 1242431 | Sus | Y | UnknownCause¦Patrolfoundnothing¦¦
15-0049180 | Vegetation | Tree - fell into line | Conductor, Overhead | Normal | 2015 | Tier 2 - Elevated | Distribution Circuit | 7 | 20 | 2015-07-20 | 1273915 | Sus | Y | Vegetation¦Treefellintoline¦ConductorOverhead¦Normal
15-0049212 | Environmental/External | Lightning | Transformer (OH) | Failed/Faulted | 2015 | Tier 2 - Elevated | Distribution Circuit | 7 | 19 | 2015-07-19 | 1273147 | Sus | Y | EnvironmentalExternal¦Lightning¦Transformer(OH)¦FailedFaulted
15-0050564 | Animal | Squirrel | Fuse | Failed/Faulted | 2015 | Tier 3 - Extreme | Distribution Circuit | 7 | 26 | 2015-07-26 | 1277491 | Sus | Y | Animal¦Squirrel¦Fuse¦FailedFaulted
15-0055707 | Equipment Failure/Involved | Overhead | Pole-Wood | Burned/flashed | 2015 | Tier 2 - Elevated | Distribution Circuit | 8 | 18 | 2015-08-18 | 1290725 | Sus | Y | EquipmentFailureInvolved¦Overhead¦PoleWood¦Burnedflashed
15-0071236 | Environmental/External | Lightning | Fuse | Failed/Faulted | 2015 | Tier 2 - Elevated | Distribution Circuit | 10 | 17 | 2015-10-17 | 1324171 | Sus | Y | EnvironmentalExternal¦Lightning¦Fuse¦FailedFaulted
15-0074207 | Unknown Cause | Patrol - found nothing |  |  | 2015 | Tier 2 - Elevated | Distribution Circuit | 10 | 30 | 2015-10-30 | 1331399 | Sus | Y | UnknownCause¦Patrolfoundnothing¦¦
15-0076512 | Equipment Failure/Involved | Fire, pole | Pole-Wood | Broken | 2015 | Tier 2 - Elevated | Distribution Circuit | 11 | 8 | 2015-11-08 | 1337553 | Sus | Y | EquipmentFailureInvolved¦Firepole¦PoleWood¦Broken
15-0079918 | Vegetation | Tree - fell into line | Fuse | Failed/Faulted | 2015 | Tier 3 - Extreme | Distribution Circuit | 11 | 22 | 2015-11-22 | 1346724 | Sus | Y | Vegetation¦Treefellintoline¦Fuse¦FailedFaulted
15-0083434 | Vegetation | Tree - fell into line | Conductor, Overhead | Broken, wire on ground | 2015 | Tier 3 - Extreme | Distribution Circuit | 12 | 8 | 2015-12-08 | 1355773 | Sus | N | Vegetation¦Treefellintoline¦ConductorOverhead¦Brokenwireonground
15-0083964 | Equipment Failure/Involved | Overhead | Transformer (OH) | Broken | 2015 | Tier 2 - Elevated | Transformer only | 12 | 10 | 2015-12-10 | 1357255 | Sus | N | EquipmentFailureInvolved¦Overhead¦Transformer(OH)¦Broken
15-0084652 | Unknown Cause | Patrol - found nothing |  |  | 2015 | Tier 2 - Elevated | Distribution Circuit | 12 | 13 | 2015-12-13 | 1360919 | Sus | N | UnknownCause¦Patrolfoundnothing¦¦
15-0084867 | Vegetation | Tree - fell into line | Transformer (OH) | Broken | 2015 | Tier 3 - Extreme | Distribution Circuit | 12 | 13 | 2015-12-13 | 1360707 | Sus | N | Vegetation¦Treefellintoline¦Transformer(OH)¦Broken
15-0086026 | Animal | Other | Conductor, Underground | Normal | 2015 | Tier 2 - Elevated | Distribution Circuit | 12 | 17 | 2015-12-17 | 1365922 | Sus | N | Animal¦Other¦ConductorUnderground¦Normal
15-0086831 | Vegetation | Tree - fell into line | Conductor, Overhead | Broken, wire on ground | 2015 | Tier 3 - Extreme | Distribution Circuit | 12 | 22 | 2015-12-22 | 1369846 | Sus | N | Vegetation¦Treefellintoline¦ConductorOverhead¦Brokenwireonground
15-0086928 | Vegetation | Tree - branch fell on line | Conductor, Overhead | Broken, wire on ground | 2015 | Tier 3 - Extreme | Distribution Circuit | 12 | 23 | 2015-12-23 | 1370113 | Sus | N | Vegetation¦Treebranchfellonline¦ConductorOverhead¦Brokenwireonground
15-0087517 | Environmental/External | Ice or snow | Conductor, Overhead | Broken, wire on ground | 2015 | Tier 2 - Elevated | Distribution Circuit | 12 | 27 | 2015-12-27 | 1372679 | Sus | N | EnvironmentalExternal¦Iceorsnow¦ConductorOverhead¦Brokenwireonground
16-0005450 | Environmental/External | Lightning | Cutout, fuse holder | Failed/Faulted | 2016 | Tier 3 - Extreme | Distribution Circuit | 1 | 14 | 2016-01-14 | 1383914 | Sus | N | EnvironmentalExternal¦Lightning¦Cutoutfuseholder¦FailedFaulted
16-0005489 | Unknown Cause | Patrol - found nothing |  |  | 2016 | Tier 2 - Elevated | Distribution Circuit | 1 | 14 | 2016-01-14 | 1384203 | Sus | N | UnknownCause¦Patrolfoundnothing¦¦
16-0006078 | Vegetation | Tree - branch fell on line | Conductor, Overhead | Normal | 2016 | Tier 2 - Elevated | Distribution Circuit | 1 | 18 | 2016-01-18 | 1386115 | Sus | N | Vegetation¦Treebranchfellonline¦ConductorOverhead¦Normal
16-0009534 | Equipment Failure/Involved | Overhead | Cutout, fuse holder | Arcing | 2016 | Tier 2 - Elevated | Transformer only | 1 | 31 | 2016-01-31 | 1395308 | Sus | N | EquipmentFailureInvolved¦Overhead¦Cutoutfuseholder¦Arcing
16-0009583 | Equipment Failure/Involved | Overhead | Insulator | Burned/flashed | 2016 | Tier 2 - Elevated | Substation - Distribution | 2 | 1 | 2016-02-01 | 1395940 | Sus | N | EquipmentFailureInvolved¦Overhead¦Insulator¦Burnedflashed
16-0013457 | Vegetation | Tree - fell into line | Conductor, Overhead | Normal | 2016 | Tier 2 - Elevated | Distribution Circuit | 2 | 17 | 2016-02-17 | 1407193 | Sus | N | Vegetation¦Treefellintoline¦ConductorOverhead¦Normal
16-0015267 | Unknown Cause | Patrol - found nothing |  |  | 2016 | Tier 3 - Extreme | Distribution Circuit | 2 | 24 | 2016-02-24 | 1411570 | Sus | N | UnknownCause¦Patrolfoundnothing¦¦
16-0017773 | Vegetation | Tree - fell into line | Conductor, Overhead | Broken, wire on ground | 2016 | Tier 2 - Elevated | Distribution Circuit | 3 | 5 | 2016-03-05 | 1417821 | Sus | N | Vegetation¦Treefellintoline¦ConductorOverhead¦Brokenwireonground
16-0022763 | 3rd Party | Vehicle | Pole-Wood | Broken | 2016 | Tier 2 - Elevated | Distribution Circuit | 3 | 20 | 2016-03-20 | 1434722 | Sus | N | 3rdParty¦Vehicle¦PoleWood¦Broken
16-0025597 | Unknown Cause | Patrol - found nothing |  |  | 2016 | Tier 2 - Elevated | Distribution Circuit | 4 | 1 | 2016-04-01 | 1442827 | Sus | N | UnknownCause¦Patrolfoundnothing¦¦
16-0032056 | Unknown Cause | Patrol - found nothing |  |  | 2016 | Tier 2 - Elevated | Distribution Circuit | 4 | 27 | 2016-04-27 | 1460202 | Sus | N | UnknownCause¦Patrolfoundnothing¦¦
16-0035927 | Unknown Cause | Patrol - found nothing |  |  | 2016 | Tier 2 - Elevated | Distribution Circuit | 5 | 13 | 2016-05-13 | 1469310 | Sus | Y | UnknownCause¦Patrolfoundnothing¦¦
16-0038285 | 3rd Party | Tree - cutting, 3rd party | Anchor or Guy | Normal | 2016 | Tier 3 - Extreme | Distribution Circuit | 5 | 25 | 2016-05-25 | 1476307 | Sus | Y | 3rdParty¦Treecutting3rdparty¦AnchororGuy¦Normal
16-0052111 | Animal | Squirrel | Cutout, fuse holder | Failed/Faulted | 2016 | Tier 3 - Extreme | Transformer only | 7 | 24 | 2016-07-24 | 1515060 | Sus | Y | Animal¦Squirrel¦Cutoutfuseholder¦FailedFaulted
16-0053941 | Animal | Squirrel | Fuse | Failed/Faulted | 2016 | Tier 2 - Elevated | Distribution Circuit | 7 | 31 | 2016-07-31 | 1519350 | Sus | Y | Animal¦Squirrel¦Fuse¦FailedFaulted
16-0055512 | Company Initiated | Personnel, company | Conductor, Overhead | Normal | 2016 | Tier 2 - Elevated | Distribution Circuit | 8 | 6 | 2016-08-06 | 1522518 | Sus | Y | CompanyInitiated¦Personnelcompany¦ConductorOverhead¦Normal
16-0060940 | Equipment Failure/Involved | Overhead | Conductor, Overhead | Broken | 2016 | Tier 3 - Extreme | Distribution Circuit | 8 | 30 | 2016-08-30 | 1534158 | Sus | Y | EquipmentFailureInvolved¦Overhead¦ConductorOverhead¦Broken
16-0062022 | Animal | Bird found |  | Failed/Faulted | 2016 | Tier 2 - Elevated | Transformer only | 9 | 2 | 2016-09-02 | 1535840 | Sus | Y | Animal¦Birdfound¦¦FailedFaulted
16-0071832 | Vegetation | Tree - fell into line | Pole-Wood | Broken, wire on ground | 2016 | Tier 3 - Extreme | Distribution Circuit | 10 | 14 | 2016-10-14 | 1558011 | Sus | Y | Vegetation¦Treefellintoline¦PoleWood¦Brokenwireonground
16-0075235 | Vegetation | Tree - branch fell on line | Conductor, Overhead | On Ground | 2016 | Tier 3 - Extreme | Distribution Circuit | 10 | 25 | 2016-10-25 | 1569216 | Sus | Y | Vegetation¦Treebranchfellonline¦ConductorOverhead¦OnGround
16-0076732 | Unknown Cause | Patrol - found nothing |  |  | 2016 | Tier 2 - Elevated | Distribution Circuit | 10 | 30 | 2016-10-30 | 1572963 | Sus | Y | UnknownCause¦Patrolfoundnothing¦¦
16-0078247 | Unknown Cause | Patrol - found nothing |  |  | 2016 | Tier 3 - Extreme | Distribution Circuit | 11 | 6 | 2016-11-06 | 1577162 | Sus | Y | UnknownCause¦Patrolfoundnothing¦¦
16-0081255 | Vegetation | Tree - branch fell on line | Conductor, Overhead | Broken, wire on ground | 2016 | Tier 3 - Extreme | Distribution Circuit | 11 | 20 | 2016-11-20 | 1585702 | Sus | Y | Vegetation¦Treebranchfellonline¦ConductorOverhead¦Brokenwireonground
16-0081360 | Unknown Cause | Patrol - found nothing |  |  | 2016 | Tier 2 - Elevated | Distribution Circuit | 11 | 21 | 2016-11-21 | 1586222 | Sus | Y | UnknownCause¦Patrolfoundnothing¦¦
17-0003215 | Vegetation | Tree - fell into line | Conductor, Overhead | Broken, wire on ground | 2017 | Tier 3 - Extreme | Distribution Circuit | 1 | 3 | 2017-01-03 | 1616634 | Sus | N | Vegetation¦Treefellintoline¦ConductorOverhead¦Brokenwireonground
17-0003524 | Vegetation | Tree - fell into line | Conductor, Overhead | Normal | 2017 | Tier 2 - Elevated | Distribution Circuit | 1 | 4 | 2017-01-04 | 1618147 | Sus | N | Vegetation¦Treefellintoline¦ConductorOverhead¦Normal
17-0005147 | Vegetation | Tree - fell into line | Pole-Wood | Broken, wire on ground | 2017 | Tier 3 - Extreme | Distribution Circuit | 1 | 8 | 2017-01-08 | 1625134 | Sus | N | Vegetation¦Treefellintoline¦PoleWood¦Brokenwireonground
17-0005299 | Vegetation | Tree - fell into line | Conductor, Overhead | Broken, wire on ground | 2017 | Tier 2 - Elevated | Distribution Circuit | 1 | 8 | 2017-01-08 | 1624980 | Sus | N | Vegetation¦Treefellintoline¦ConductorOverhead¦Brokenwireonground
17-0005898 | Vegetation | Tree - branch fell on line | Conductor, Overhead | Broken, wire on ground | 2017 | Tier 2 - Elevated | Distribution Circuit | 1 | 9 | 2017-01-09 | 1630264 | Sus | N | Vegetation¦Treebranchfellonline¦ConductorOverhead¦Brokenwireonground
17-0006023 | Vegetation | Tree - branch fell on line | Conductor, Overhead | Normal | 2017 | Tier 3 - Extreme | Distribution Circuit | 1 | 8 | 2017-01-08 | 1628932 | Sus | N | Vegetation¦Treebranchfellonline¦ConductorOverhead¦Normal
17-0006587 | Vegetation | Tree - grew into line | Conductor, Overhead | Normal | 2017 | Tier 2 - Elevated | Distribution Circuit | 1 | 10 | 2017-01-10 | 1633273 | Sus | N | Vegetation¦Treegrewintoline¦ConductorOverhead¦Normal
17-0007113 | Vegetation | Tree - fell into line | Conductor, Overhead | Broken, wire on ground | 2017 | Tier 2 - Elevated | Distribution Circuit | 1 | 10 | 2017-01-10 | 1635762 | Sus | N | Vegetation¦Treefellintoline¦ConductorOverhead¦Brokenwireonground
17-0008382 | Vegetation | Tree - branch fell on line | Conductor, Overhead | Broken, wire on ground | 2017 | Tier 3 - Extreme | Distribution Circuit | 1 | 11 | 2017-01-11 | 1641184 | Sus | N | Vegetation¦Treebranchfellonline¦ConductorOverhead¦Brokenwireonground
17-0008868 | Equipment Failure/Involved | Overhead | Conductor, Overhead | Broken, wire on ground | 2017 | Tier 2 - Elevated | Distribution Circuit | 1 | 13 | 2017-01-13 | 1642947 | Sus | N | EquipmentFailureInvolved¦Overhead¦ConductorOverhead¦Brokenwireonground
17-0011405 | Vegetation | Tree - fell into line | Conductor, Overhead | Broken, wire on ground | 2017 | Tier 3 - Extreme | Distribution Circuit | 1 | 20 | 2017-01-20 | 1652973 | Sus | N | Vegetation¦Treefellintoline¦ConductorOverhead¦Brokenwireonground
17-0013038 | Vegetation | Tree - branch fell on line | Conductor, Overhead | Broken, wire on ground | 2017 | Tier 2 - Elevated | Distribution Circuit | 1 | 22 | 2017-01-22 | 1659529 | Sus | N | Vegetation¦Treebranchfellonline¦ConductorOverhead¦Brokenwireonground
17-0013122 | Vegetation | Tree - fell into line | Pole-Wood | Broken | 2017 | Tier 3 - Extreme | Distribution Circuit | 1 | 21 | 2017-01-21 | 1655756 | Sus | N | Vegetation¦Treefellintoline¦PoleWood¦Broken
17-0013395 | Vegetation | Tree - fell into line | Crossarm, Wood | Broken, wire on object | 2017 | Tier 2 - Elevated | Distribution Circuit | 1 | 22 | 2017-01-22 | 1662249 | Sus | N | Vegetation¦Treefellintoline¦CrossarmWood¦Brokenwireonobject
17-0016770 | Unknown Cause | Patrol - found nothing |  |  | 2017 | Tier 2 - Elevated | Distribution Circuit | 2 | 2 | 2017-02-02 | 1672566 | Sus | N | UnknownCause¦Patrolfoundnothing¦¦
17-0017934 | Unknown Cause | Patrol - found nothing |  |  | 2017 | Tier 3 - Extreme | Distribution Circuit | 2 | 6 | 2017-02-06 | 1677031 | Sus | N | UnknownCause¦Patrolfoundnothing¦¦
17-0018159 | Vegetation | Tree - fell into line | Conductor, Overhead | Normal | 2017 | Tier 3 - Extreme | Distribution Circuit | 2 | 7 | 2017-02-07 | 1677818 | Sus | N | Vegetation¦Treefellintoline¦ConductorOverhead¦Normal
17-0019207 | Unknown Cause | Patrol - found nothing |  |  | 2017 | Tier 3 - Extreme | Distribution Circuit | 2 | 8 | 2017-02-08 | 1682624 | Sus | N | UnknownCause¦Patrolfoundnothing¦¦
17-0019590 | Vegetation | Tree - fell into line | Conductor, Overhead | Broken | 2017 | Tier 3 - Extreme | Distribution Circuit | 2 | 9 | 2017-02-09 | 1683853 | Sus | N | Vegetation¦Treefellintoline¦ConductorOverhead¦Broken
17-0019912 | Equipment Failure/Involved | Overhead | Secondary | Broken | 2017 | Tier 3 - Extreme | Transformer only | 2 | 10 | 2017-02-10 | 1684398 | Sus | N | EquipmentFailureInvolved¦Overhead¦Secondary¦Broken
17-0020780 | Environmental/External | Lightning | Transformer | Failed/Faulted | 2017 | Tier 2 - Elevated | Transformer only | 2 | 13 | 2017-02-13 | 1687702 | Sus | N | EnvironmentalExternal¦Lightning¦Transformer¦FailedFaulted
17-0021506 | Equipment Failure/Involved | Overhead | Jumper | Burned Open | 2017 | Tier 3 - Extreme | Distribution Circuit | 2 | 16 | 2017-02-16 | 1690145 | Sus | N | EquipmentFailureInvolved¦Overhead¦Jumper¦BurnedOpen
17-0021751 | Unknown Cause | Patrol - not conducted |  |  | 2017 | Tier 2 - Elevated | Distribution Circuit | 2 | 16 | 2017-02-16 | 1690680 | Sus | N | UnknownCause¦Patrolnotconducted¦¦
17-0023360 | Equipment Failure/Involved | Overhead | Transformer | Failed/Faulted | 2017 | Tier 2 - Elevated | Transformer only | 2 | 19 | 2017-02-19 | 1701085 | Sus | N | EquipmentFailureInvolved¦Overhead¦Transformer¦FailedFaulted
17-0023784 | Equipment Failure/Involved | Overhead | Transformer | Failed/Faulted | 2017 | Tier 2 - Elevated | Distribution Circuit | 2 | 20 | 2017-02-20 | 1703175 | Sus | N | EquipmentFailureInvolved¦Overhead¦Transformer¦FailedFaulted
17-0024802 | Vegetation | Tree - branch fell on line | Conductor, Overhead | Broken, wire on ground | 2017 | Tier 2 - Elevated | Distribution Circuit | 2 | 20 | 2017-02-20 | 1706007 | Sus | N | Vegetation¦Treebranchfellonline¦ConductorOverhead¦Brokenwireonground
17-0024944 | Vegetation | Tree - branch fell on line | Fuse | Failed/Faulted | 2017 | Tier 2 - Elevated | Distribution Circuit | 2 | 21 | 2017-02-21 | 1707087 | Sus | N | Vegetation¦Treebranchfellonline¦Fuse¦FailedFaulted
17-0025989 | Equipment Failure/Involved | Overhead | Conductor, Overhead | Broken, wire on ground | 2017 | Tier 2 - Elevated | Distribution Circuit | 2 | 23 | 2017-02-23 | 1711883 | Sus | N | EquipmentFailureInvolved¦Overhead¦ConductorOverhead¦Brokenwireonground
17-0028588 | Vegetation | Tree - branch fell on line | Conductor, Overhead | Burned/flashed | 2017 | Tier 2 - Elevated | Distribution Circuit | 3 | 6 | 2017-03-06 | 1720515 | Sus | N | Vegetation¦Treebranchfellonline¦ConductorOverhead¦Burnedflashed
17-0031375 | Vegetation | Tree - fell into line | Conductor, Overhead | Broken, wire on ground | 2017 | Tier 2 - Elevated | Distribution Circuit | 3 | 16 | 2017-03-16 | 1728715 | Sus | N | Vegetation¦Treefellintoline¦ConductorOverhead¦Brokenwireonground
17-0035428 | Unknown Cause | Patrol - found nothing |  |  | 2017 | Tier 3 - Extreme | Distribution Circuit | 3 | 31 | 2017-03-31 | 1740719 | Sus | N | UnknownCause¦Patrolfoundnothing¦¦
17-0037588 | Vegetation | Tree - fell into line | Conductor, Overhead | Broken, wire on ground | 2017 | Tier 2 - Elevated | Distribution Circuit | 4 | 7 | 2017-04-07 | 1749338 | Sus | N | Vegetation¦Treefellintoline¦ConductorOverhead¦Brokenwireonground
17-0038035 | Equipment Failure/Involved | Overhead | Conductor, Overhead | Together | 2017 | Tier 2 - Elevated | Distribution Circuit | 4 | 7 | 2017-04-07 | 1751365 | Sus | N | EquipmentFailureInvolved¦Overhead¦ConductorOverhead¦Together
17-0040111 | Equipment Failure/Involved | Overhead | Transformer (OH) | Failed/Faulted | 2017 | Tier 2 - Elevated | Distribution Circuit | 4 | 13 | 2017-04-13 | 1757256 | Sus | N | EquipmentFailureInvolved¦Overhead¦Transformer(OH)¦FailedFaulted
17-0041892 | Unknown Cause | Patrol - found nothing |  |  | 2017 | Tier 2 - Elevated | Distribution Circuit | 4 | 21 | 2017-04-21 | 1763900 | Sus | N | UnknownCause¦Patrolfoundnothing¦¦
17-0042243 | 3rd Party | Vehicle | Pole-Wood | Broken, wire on object | 2017 | Tier 2 - Elevated | Distribution Circuit | 4 | 23 | 2017-04-23 | 1765558 | Sus | N | 3rdParty¦Vehicle¦PoleWood¦Brokenwireonobject
17-0044060 | Animal | Squirrel | Pole-Wood | Normal | 2017 | Tier 2 - Elevated | Distribution Circuit | 5 | 1 | 2017-05-01 | 1771232 | Sus | Y | Animal¦Squirrel¦PoleWood¦Normal
17-0044784 | Unknown Cause | Patrol - found nothing |  |  | 2017 | Tier 3 - Extreme | Distribution Circuit | 5 | 3 | 2017-05-03 | 1773035 | Sus | Y | UnknownCause¦Patrolfoundnothing¦¦
17-0056758 | Equipment Failure/Involved | Electrical Overload | Transformer | Leaking | 2017 | Tier 3 - Extreme | Transformer only | 6 | 19 | 2017-06-19 | 1811494 | Sus | Y | EquipmentFailureInvolved¦ElectricalOverload¦Transformer¦Leaking
17-0057838 | Vegetation | Tree - fell into line | Conductor, Overhead | Broken, wire on ground | 2017 | Tier 3 - Extreme | Distribution Circuit | 6 | 22 | 2017-06-22 | 1815252 | Sus | Y | Vegetation¦Treefellintoline¦ConductorOverhead¦Brokenwireonground
17-0068102 | Unknown Cause | Patrol - not conducted |  |  | 2017 | Tier 3 - Extreme | Transformer only | 8 | 4 | 2017-08-04 | 1846551 | Sus | Y | UnknownCause¦Patrolnotconducted¦¦
17-0068238 | Unknown Cause | Patrol - found nothing |  |  | 2017 | Tier 2 - Elevated | Distribution Circuit | 8 | 6 | 2017-08-06 | 1847197 | Sus | Y | UnknownCause¦Patrolfoundnothing¦¦
17-0074366 | Equipment Failure/Involved | Overhead | Cutout, fuse holder | Broken | 2017 | Tier 2 - Elevated | Distribution Circuit | 8 | 31 | 2017-08-31 | 1863773 | Sus | Y | EquipmentFailureInvolved¦Overhead¦Cutoutfuseholder¦Broken
17-0074816 | Environmental/External | Fire, Forest/Grass | Pole-Wood | Broken, wire on ground | 2017 | Tier 2 - Elevated | Distribution Circuit | 9 | 1 | 2017-09-01 | 1864900 | Sus | Y | EnvironmentalExternal¦FireForestGrass¦PoleWood¦Brokenwireonground
17-0078014 | Environmental/External | Lightning | Transformer (OH) | Failed/Faulted | 2017 | Tier 3 - Extreme | Distribution Circuit | 9 | 11 | 2017-09-11 | 1876553 | Sus | Y | EnvironmentalExternal¦Lightning¦Transformer(OH)¦FailedFaulted
17-0078179 | Unknown Cause | Patrol - found nothing |  |  | 2017 | Tier 2 - Elevated | Distribution Circuit | 9 | 12 | 2017-09-12 | 1877088 | Sus | Y | UnknownCause¦Patrolfoundnothing¦¦
17-0078226 | Environmental/External | Lightning | Transformer (OH) | Failed/Faulted | 2017 | Tier 3 - Extreme | Distribution Circuit | 9 | 11 | 2017-09-11 | 1877345 | Sus | Y | EnvironmentalExternal¦Lightning¦Transformer(OH)¦FailedFaulted
17-0078607 | Environmental/External | Lightning | Lightning Arrestor | Failed/Faulted | 2017 | Tier 3 - Extreme | Distribution Circuit | 9 | 13 | 2017-09-13 | 1878272 | Sus | Y | EnvironmentalExternal¦Lightning¦LightningArrestor¦FailedFaulted
17-0080779 | Animal | Bird found | Transformer (OH) | Normal | 2017 | Tier 3 - Extreme | Distribution Circuit | 9 | 21 | 2017-09-21 | 1883443 | Sus | Y | Animal¦Birdfound¦Transformer(OH)¦Normal
17-0086148 | Environmental/External | Fire, Forest/Grass | Pole-Wood | Burned/flashed | 2017 | Tier 2 - Elevated | Distribution Circuit | 10 | 8 | 2017-10-08 | 1897900 | Sus | Y | EnvironmentalExternal¦FireForestGrass¦PoleWood¦Burnedflashed
17-0087084 | Environmental/External | Fire, Forest/Grass | Pole-Wood | Burned/flashed | 2017 | Tier 3 - Extreme | Distribution Circuit | 10 | 8 | 2017-10-08 | 1899898 | Sus | Y | EnvironmentalExternal¦FireForestGrass¦PoleWood¦Burnedflashed
17-0088955 | Equipment Failure/Involved | Overhead | Conductor, Overhead | Together | 2017 | Tier 3 - Extreme | Distribution Circuit | 10 | 20 | 2017-10-20 | 1905053 | Sus | Y | EquipmentFailureInvolved¦Overhead¦ConductorOverhead¦Together
17-0089994 | 3rd Party | Customer Equipment | Secondary | Broken | 2017 | Tier 2 - Elevated | Distribution Circuit | 10 | 24 | 2017-10-24 | 1908560 | Sus | Y | 3rdParty¦CustomerEquipment¦Secondary¦Broken
17-0091268 | Equipment Failure/Involved | Overhead | Connector or Splice (OH) | Arcing | 2017 | Tier 3 - Extreme | Transformer only | 10 | 30 | 2017-10-30 | 1912156 | Sus | Y | EquipmentFailureInvolved¦Overhead¦ConnectororSplice(OH)¦Arcing
17-0102011 | Vegetation | Tree - fell into line | Conductor, Overhead | Broken, wire on ground | 2017 | Tier 2 - Elevated | Distribution Circuit | 12 | 16 | 2017-12-16 | 1944327 | Sus | N | Vegetation¦Treefellintoline¦ConductorOverhead¦Brokenwireonground
17-0103620 | Equipment Failure/Involved | Overhead | Cutout, fuse holder | Broken | 2017 | Tier 3 - Extreme | Transformer only | 12 | 29 | 2017-12-29 | 1953153 | Sus | N | EquipmentFailureInvolved¦Overhead¦Cutoutfuseholder¦Broken
18-0003702 | Vegetation | Tree - fell into line | Pole-Wood | Broken, wire on ground | 2018 | Tier 2 - Elevated | Distribution Circuit | 1 | 4 | 2018-01-04 | 2166 | Sus | N | Vegetation¦Treefellintoline¦PoleWood¦Brokenwireonground
18-0004455 | Equipment Failure/Involved | Overhead | Conductor, Overhead | Together | 2018 | Tier 3 - Extreme | Transformer only | 1 | 8 | 2018-01-08 | 4170 | Sus | N | EquipmentFailureInvolved¦Overhead¦ConductorOverhead¦Together
18-0004489 | Vegetation | Tree - fell into line | Conductor, Overhead | Broken, wire on ground | 2018 | Tier 3 - Extreme | Distribution Circuit | 1 | 8 | 2018-01-08 | 4327 | Sus | N | Vegetation¦Treefellintoline¦ConductorOverhead¦Brokenwireonground
18-0013264 | Vegetation | Tree - branch fell on line | Conductor, Overhead | Normal | 2018 | Tier 2 - Elevated | Distribution Circuit | 2 | 11 | 2018-02-11 | 22820 | Sus | N | Vegetation¦Treebranchfellonline¦ConductorOverhead¦Normal
18-0013572 | Unknown Cause | Patrol - found nothing |  |  | 2018 | Tier 2 - Elevated | Distribution Circuit | 2 | 12 | 2018-02-12 | 23537 | Sus | N | UnknownCause¦Patrolfoundnothing¦¦
18-0015456 | Equipment Failure/Involved | Overhead | Cutout, fuse holder | Failed/Faulted | 2018 | Tier 2 - Elevated | Transformer only | 2 | 19 | 2018-02-19 | 27402 | Sus | N | EquipmentFailureInvolved¦Overhead¦Cutoutfuseholder¦FailedFaulted
18-0017521 | Equipment Failure/Involved | Overhead | Jumper | Burned Open | 2018 | Tier 3 - Extreme | Transformer only | 2 | 26 | 2018-02-26 | 32159 | Sus | N | EquipmentFailureInvolved¦Overhead¦Jumper¦BurnedOpen
18-0018467 | Unknown Cause | Patrol - found nothing |  |  | 2018 | Tier 2 - Elevated | Distribution Circuit | 3 | 1 | 2018-03-01 | 34538 | Sus | N | UnknownCause¦Patrolfoundnothing¦¦
18-0019301 | Vegetation | Tree - fell into line | Conductor, Overhead | Normal | 2018 | Tier 2 - Elevated | Distribution Circuit | 3 | 2 | 2018-03-02 | 36915 | Sus | N | Vegetation¦Treefellintoline¦ConductorOverhead¦Normal
18-0023703 | Vegetation | Tree - fell into line | Conductor, Overhead | Normal | 2018 | Tier 3 - Extreme | Distribution Circuit | 3 | 17 | 2018-03-17 | 46527 | Sus | N | Vegetation¦Treefellintoline¦ConductorOverhead¦Normal
18-0030201 | Vegetation | Tree - fell into line | Pole-Wood | Broken, wire on ground | 2018 | Tier 2 - Elevated | Distribution Circuit | 4 | 7 | 2018-04-07 | 61640 | Sus | N | Vegetation¦Treefellintoline¦PoleWood¦Brokenwireonground
18-0030999 | Company Initiated | Improper Construction | Conductor, Overhead | Normal | 2018 | Tier 2 - Elevated | Distribution Circuit | 4 | 30 | 2018-04-30 | 76432 | Sus | N | CompanyInitiated¦ImproperConstruction¦ConductorOverhead¦Normal
18-0037416 | Environmental/External | Lightning | Transformer | Failed/Faulted | 2018 | Tier 3 - Extreme | Transformer only | 5 | 1 | 2018-05-01 | 77778 | Sus | Y | EnvironmentalExternal¦Lightning¦Transformer¦FailedFaulted
18-0038207 | Unknown Cause | Patrol - found nothing |  |  | 2018 | Tier 2 - Elevated | Distribution Circuit | 5 | 4 | 2018-05-04 | 79257 | Sus | Y | UnknownCause¦Patrolfoundnothing¦¦
18-0040536 | 3rd Party | Tree - cutting, 3rd party | Conductor, Overhead | Broken, wire on object | 2018 | Tier 3 - Extreme | Distribution Circuit | 5 | 12 | 2018-05-12 | 84938 | Sus | Y | 3rdParty¦Treecutting3rdparty¦ConductorOverhead¦Brokenwireonobject
18-0052444 | Equipment Failure/Involved | Overhead | Conductor, Overhead | Broken | 2018 | Tier 3 - Extreme | Distribution Circuit | 6 | 19 | 2018-06-19 | 113251 | Sus | Y | EquipmentFailureInvolved¦Overhead¦ConductorOverhead¦Broken
18-0056885 | Vegetation | Tree - fell into line | Conductor, Overhead | Normal | 2018 | Tier 2 - Elevated | Distribution Circuit | 7 | 3 | 2018-07-03 | 124261 | Sus | Y | Vegetation¦Treefellintoline¦ConductorOverhead¦Normal
18-0068258 | 3rd Party | Vehicle | Pole-Wood | Broken | 2018 | Tier 3 - Extreme | Distribution Circuit | 8 | 9 | 2018-08-09 | 151953 | Sus | Y | 3rdParty¦Vehicle¦PoleWood¦Broken
18-0068475 | Environmental/External | Fire, Forest/Grass | Conductor, Overhead | Normal | 2018 | Tier 2 - Elevated | Distribution Circuit | 8 | 9 | 2018-08-09 | 152484 | Sus | Y | EnvironmentalExternal¦FireForestGrass¦ConductorOverhead¦Normal
18-0068521 | Unknown Cause | Patrol - found nothing |  |  | 2018 | Tier 2 - Elevated | Distribution Circuit | 8 | 10 | 2018-08-10 | 152662 | Sus | Y | UnknownCause¦Patrolfoundnothing¦¦
18-0074595 | Unknown Cause | Patrol - found nothing |  |  | 2018 | Tier 3 - Extreme | Distribution Circuit | 8 | 28 | 2018-08-28 | 164254 | Sus | Y | UnknownCause¦Patrolfoundnothing¦¦
18-0076922 | Unknown Cause | Patrol - found nothing |  |  | 2018 | Tier 2 - Elevated | Distribution Circuit | 9 | 5 | 2018-09-05 | 168649 | Sus | Y | UnknownCause¦Patrolfoundnothing¦¦
18-0079959 | Unknown Cause | Patrol - not conducted |  |  | 2018 | Tier 3 - Extreme | Distribution Circuit | 9 | 15 | 2018-09-15 | 174702 | Sus | Y | UnknownCause¦Patrolnotconducted¦¦
18-0083973 | Vegetation | Tree - branch fell on line | Conductor, Overhead | Broken | 2018 | Tier 3 - Extreme | Distribution Circuit | 9 | 26 | 2018-09-26 | 182147 | Sus | Y | Vegetation¦Treebranchfellonline¦ConductorOverhead¦Broken
18-0089943 | Animal | Bird found | Regulator | Normal | 2018 | Tier 3 - Extreme | Distribution Circuit | 10 | 12 | 2018-10-12 | 194015 | Sus | Y | Animal¦Birdfound¦Regulator¦Normal
18-0091874 | Animal | Squirrel | Fuse | Failed/Faulted | 2018 | Tier 3 - Extreme | Distribution Circuit | 10 | 18 | 2018-10-18 | 197802 | Sus | Y | Animal¦Squirrel¦Fuse¦FailedFaulted
18-0103136 | 3rd Party | Vehicle | Pole-Wood | Broken | 2018 | Tier 2 - Elevated | Distribution Circuit | 11 | 25 | 2018-11-25 | 224285 | Sus | Y | 3rdParty¦Vehicle¦PoleWood¦Broken
18-0103693 | Environmental/External | Fire, Forest/Grass | Pole-Wood | Burned/flashed | 2018 | Tier 3 - Extreme | Distribution Circuit | 11 | 8 | 2018-11-08 | 225352 | Sus | Y | EnvironmentalExternal¦FireForestGrass¦PoleWood¦Burnedflashed
18-0104700 | Vegetation | Tree - branch fell on line | Fuse | Failed/Faulted | 2018 | Tier 3 - Extreme | Distribution Circuit | 11 | 29 | 2018-11-29 | 227350 | Sus | Y | Vegetation¦Treebranchfellonline¦Fuse¦FailedFaulted
18-0105097 | Unknown Cause | Patrol - found nothing |  |  | 2018 | Tier 3 - Extreme | Distribution Circuit | 11 | 29 | 2018-11-29 | 228848 | Sus | Y | UnknownCause¦Patrolfoundnothing¦¦
19-0004800 | Vegetation | Tree - fell into line | Conductor, Overhead | Broken, wire on ground | 2019 | Tier 3 - Extreme | Distribution Circuit | 1 | 5 | 2019-01-05 | 253950 | Sus | N | Vegetation¦Treefellintoline¦ConductorOverhead¦Brokenwireonground
19-0005794 | Vegetation | Tree - fell into line | Conductor, Overhead | Broken, wire on ground | 2019 | Tier 3 - Extreme | Distribution Circuit | 1 | 6 | 2019-01-06 | 259151 | Sus | N | Vegetation¦Treefellintoline¦ConductorOverhead¦Brokenwireonground
19-0006498 | Unknown Cause | Patrol - found nothing |  |  | 2019 | Tier 2 - Elevated | Distribution Circuit | 1 | 8 | 2019-01-08 | 260888 | Sus | N | UnknownCause¦Patrolfoundnothing¦¦
19-0010223 | Unknown Cause | Patrol - found nothing |  |  | 2019 | Tier 2 - Elevated | Distribution Circuit | 1 | 16 | 2019-01-16 | 268188 | Sus | N | UnknownCause¦Patrolfoundnothing¦¦
19-0010528 | Equipment Failure/Involved | Overhead | Conductor, Overhead | Broken, wire on ground | 2019 | Tier 2 - Elevated | Distribution Circuit | 1 | 16 | 2019-01-16 | 272351 | Sus | N | EquipmentFailureInvolved¦Overhead¦ConductorOverhead¦Brokenwireonground
19-0015768 | Unknown Cause | Patrol - found nothing |  |  | 2019 | Tier 2 - Elevated | Distribution Circuit | 1 | 30 | 2019-01-30 | 283805 | Sus | N | UnknownCause¦Patrolfoundnothing¦¦
19-0017133 | Unknown Cause | Patrol - found nothing |  |  | 2019 | Tier 3 - Extreme | Distribution Circuit | 2 | 2 | 2019-02-02 | 286274 | Sus | N | UnknownCause¦Patrolfoundnothing¦¦
19-0017589 | Equipment Failure/Involved | Overhead | Transformer (OH) | Failed/Faulted | 2019 | Tier 2 - Elevated | Transformer only | 2 | 2 | 2019-02-02 | 287744 | Sus | N | EquipmentFailureInvolved¦Overhead¦Transformer(OH)¦FailedFaulted
19-0017898 | Environmental/External | Lightning | Transformer | Failed/Faulted | 2019 | Tier 2 - Elevated | Transformer only | 2 | 4 | 2019-02-04 | 289842 | Sus | N | EnvironmentalExternal¦Lightning¦Transformer¦FailedFaulted
19-0019132 | Vegetation | Tree - fell into line | Pole-Wood | Broken, wire on ground | 2019 | Tier 2 - Elevated | Distribution Circuit | 2 | 5 | 2019-02-05 | 294234 | Sus | N | Vegetation¦Treefellintoline¦PoleWood¦Brokenwireonground
19-0020537 | Vegetation | Tree - fell into line | Conductor, Overhead | Bent or Twisted | 2019 | Tier 2 - Elevated | Distribution Circuit | 2 | 10 | 2019-02-10 | 297901 | Sus | N | Vegetation¦Treefellintoline¦ConductorOverhead¦BentorTwisted
19-0020760 | Vegetation | Tree - fell into line | Conductor, Overhead | Normal | 2019 | Tier 3 - Extreme | Distribution Circuit | 2 | 10 | 2019-02-10 | 299049 | Sus | N | Vegetation¦Treefellintoline¦ConductorOverhead¦Normal
19-0023223 | Vegetation | Tree - fell into line | Pole-Wood | Broken | 2019 | Tier 2 - Elevated | Distribution Circuit | 2 | 13 | 2019-02-13 | 302606 | Sus | N | Vegetation¦Treefellintoline¦PoleWood¦Broken
19-0023786 | Unknown Cause | Patrol - found nothing |  |  | 2019 | Tier 2 - Elevated | Substation - Distribution | 2 | 15 | 2019-02-15 | 311310 | Sus | N | UnknownCause¦Patrolfoundnothing¦¦
19-0023786 | Unknown Cause | Patrol - found nothing |  |  | 2019 | Tier 2 - Elevated | Substation - Distribution | 2 | 15 | 2019-02-15 | 311310 | Sus | N | UnknownCause¦Patrolfoundnothing¦¦
19-0024460 | Vegetation | Tree - branch fell on line | Conductor, Overhead | Together | 2019 | Tier 2 - Elevated | Distribution Circuit | 2 | 16 | 2019-02-16 | 313528 | Sus | N | Vegetation¦Treebranchfellonline¦ConductorOverhead¦Together
19-0024502 | Vegetation | Tree - fell into line | Conductor, Overhead | Broken, wire on ground | 2019 | Tier 3 - Extreme | Distribution Circuit | 2 | 16 | 2019-02-16 | 313959 | Sus | N | Vegetation¦Treefellintoline¦ConductorOverhead¦Brokenwireonground
19-0024717 | Vegetation | Tree - fell into line | Conductor, Overhead | Broken, wire on ground | 2019 | Tier 3 - Extreme | Distribution Circuit | 2 | 16 | 2019-02-16 | 314867 | Sus | N | Vegetation¦Treefellintoline¦ConductorOverhead¦Brokenwireonground
19-0025615 | Vegetation | Tree - fell into line | Conductor, Overhead | Broken, wire on ground | 2019 | Tier 2 - Elevated | Distribution Circuit | 2 | 13 | 2019-02-13 | 317567 | Sus | N | Vegetation¦Treefellintoline¦ConductorOverhead¦Brokenwireonground
19-0025718 | Vegetation | Tree - fell into line | Conductor, Overhead | Normal | 2019 | Tier 2 - Elevated | Distribution Circuit | 2 | 18 | 2019-02-18 | 318129 | Sus | N | Vegetation¦Treefellintoline¦ConductorOverhead¦Normal
19-0026525 | Vegetation | Tree - fell into line | Conductor, Overhead | Together | 2019 | Tier 2 - Elevated | Distribution Circuit | 2 | 20 | 2019-02-20 | 319799 | Sus | N | Vegetation¦Treefellintoline¦ConductorOverhead¦Together
19-0028011 | 3rd Party | Tree - cutting, 3rd party | Fuse | Failed/Faulted | 2019 | Tier 2 - Elevated | Distribution Circuit | 2 | 25 | 2019-02-25 | 323577 | Sus | N | 3rdParty¦Treecutting3rdparty¦Fuse¦FailedFaulted
19-0028126 | Vegetation | Tree - fell into line | Conductor, Overhead | Broken, wire on ground | 2019 | Tier 2 - Elevated | Distribution Circuit | 2 | 26 | 2019-02-26 | 324064 | Sus | N | Vegetation¦Treefellintoline¦ConductorOverhead¦Brokenwireonground
19-0029630 | 3rd Party | Vehicle | Pole-Wood | Broken | 2019 | Tier 2 - Elevated | Distribution Circuit | 3 | 1 | 2019-03-01 | 328529 | Sus | N | 3rdParty¦Vehicle¦PoleWood¦Broken
19-0031275 | Vegetation | Tree - fell into line | Pole-Wood | Broken, wire on ground | 2019 | Tier 3 - Extreme | Distribution Circuit | 3 | 6 | 2019-03-06 | 332765 | Sus | N | Vegetation¦Treefellintoline¦PoleWood¦Brokenwireonground
19-0031440 | Equipment Failure/Involved | Overhead | Transformer | Failed/Faulted | 2019 | Tier 3 - Extreme | Transformer only | 3 | 6 | 2019-03-06 | 333050 | Sus | N | EquipmentFailureInvolved¦Overhead¦Transformer¦FailedFaulted
19-0031684 | Vegetation | Tree - fell into line | Crossarm, Wood | Broken, wire on ground | 2019 | Tier 2 - Elevated | Distribution Circuit | 3 | 7 | 2019-03-07 | 333676 | Sus | N | Vegetation¦Treefellintoline¦CrossarmWood¦Brokenwireonground
19-0032150 | 3rd Party | Contact with High Voltage, 3rd party | Conductor, Overhead | Together | 2019 | Tier 3 - Extreme | Distribution Circuit | 3 | 8 | 2019-03-08 | 334589 | Sus | N | 3rdParty¦ContactwithHighVoltage3rdparty¦ConductorOverhead¦Together
19-0038259 | Environmental/External | Flood/Erosion | Pole-Wood | Normal | 2019 | Tier 3 - Extreme | Distribution Circuit | 3 | 29 | 2019-03-29 | 350199 | Sus | N | EnvironmentalExternal¦FloodErosion¦PoleWood¦Normal
19-0038524 | Unknown Cause | Patrol - found nothing |  |  | 2019 | Tier 2 - Elevated | Distribution Circuit | 3 | 30 | 2019-03-30 | 350888 | Sus | N | UnknownCause¦Patrolfoundnothing¦¦
19-0038915 | Equipment Failure/Involved | Overhead | Crossarm, Wood | Broken | 2019 | Tier 2 - Elevated | Distribution Circuit | 4 | 1 | 2019-04-01 | 351875 | Sus | N | EquipmentFailureInvolved¦Overhead¦CrossarmWood¦Broken
19-0040867 | Vegetation | Tree - fell into line | Conductor, Overhead | Broken, wire on ground | 2019 | Tier 2 - Elevated | Distribution Circuit | 4 | 9 | 2019-04-09 | 356557 | Sus | N | Vegetation¦Treefellintoline¦ConductorOverhead¦Brokenwireonground
19-0046761 | Vegetation | Tree - fell into line | Conductor, Overhead | Normal | 2019 | Tier 3 - Extreme | Distribution Circuit | 4 | 27 | 2019-04-27 | 369236 | Sus | N | Vegetation¦Treefellintoline¦ConductorOverhead¦Normal
19-0046781 | Unknown Cause | Patrol - found nothing |  |  | 2019 | Tier 2 - Elevated | Distribution Circuit | 4 | 27 | 2019-04-27 | 369388 | Sus | N | UnknownCause¦Patrolfoundnothing¦¦
19-0052013 | Equipment Failure/Involved | Overhead | Conductor, Overhead | Broken | 2019 | Tier 2 - Elevated | Distribution Circuit | 5 | 15 | 2019-05-15 | 380620 | Sus | Y | EquipmentFailureInvolved¦Overhead¦ConductorOverhead¦Broken
19-0053609 | Unknown Cause | Patrol - found nothing |  |  | 2019 | Tier 2 - Elevated | Distribution Circuit | 5 | 18 | 2019-05-18 | 384025 | Sus | Y | UnknownCause¦Patrolfoundnothing¦¦
19-0065088 | Equipment Failure/Involved | Overhead | Transformer (OH) | Failed/Faulted | 2019 | Tier 3 - Extreme | Transformer only | 6 | 9 | 2019-06-09 | 403102 | Sus | Y | EquipmentFailureInvolved¦Overhead¦Transformer(OH)¦FailedFaulted
19-0066687 | Equipment Failure/Involved | Overhead | Conductor, Overhead | Annealed | 2019 | Tier 2 - Elevated | Distribution Circuit | 6 | 12 | 2019-06-12 | 407763 | Sus | Y | EquipmentFailureInvolved¦Overhead¦ConductorOverhead¦Annealed
19-0068748 | Equipment Failure/Involved | Overhead | Connector or Splice (OH) | Broken | 2019 | Tier 3 - Extreme | Distribution Circuit | 6 | 17 | 2019-06-17 | 417994 | Sus | Y | EquipmentFailureInvolved¦Overhead¦ConnectororSplice(OH)¦Broken
19-0077211 | Vegetation | Tree - branch fell on line | Conductor, Overhead | Together | 2019 | Tier 2 - Elevated | Distribution Circuit | 7 | 14 | 2019-07-14 | 450172 | Sus | Y | Vegetation¦Treebranchfellonline¦ConductorOverhead¦Together
19-0080037 | Equipment Failure/Involved | Overhead | Transformer | Failed/Faulted | 2019 | Tier 3 - Extreme | Transformer only | 7 | 23 | 2019-07-23 | 468583 | Sus | Y | EquipmentFailureInvolved¦Overhead¦Transformer¦FailedFaulted
19-0084636 | Equipment Failure/Involved | Overhead | Crossarm, Wood | Broken | 2019 | Tier 3 - Extreme | Distribution Circuit | 8 | 6 | 2019-08-06 | 485815 | Sus | Y | EquipmentFailureInvolved¦Overhead¦CrossarmWood¦Broken
19-0098547 | Unknown Cause | Patrol - found nothing |  |  | 2019 | Tier 2 - Elevated | Distribution Circuit | 9 | 12 | 2019-09-12 | 576620 | Sus | Y | UnknownCause¦Patrolfoundnothing¦¦
19-0102835 | Animal | Squirrel | Conductor, Overhead | Normal | 2019 | Tier 2 - Elevated | Distribution Circuit | 9 | 24 | 2019-09-24 | 608373 | Sus | Y | Animal¦Squirrel¦ConductorOverhead¦Normal
19-0114891 | 3rd Party | Vehicle | Pole-Wood | Broken, wire on ground | 2019 | Tier 2 - Elevated | Distribution Circuit | 10 | 23 | 2019-10-23 | 677261 | Sus | Y | 3rdParty¦Vehicle¦PoleWood¦Brokenwireonground
19-0131497 | Unknown Cause | Patrol - found nothing |  |  | 2019 | Tier 2 - Elevated | Distribution Circuit | 11 | 30 | 2019-11-30 | 724692 | Sus | Y | UnknownCause¦Patrolfoundnothing¦¦
19-0134920 | Vegetation | Tree - grew into line | Service conductor | Burned/flashed | 2019 | Tier 2 - Elevated | Transformer only | 12 | 7 | 2019-12-07 | 733212 | Sus | N | Vegetation¦Treegrewintoline¦Serviceconductor¦Burnedflashed
19-0137784 | Equipment Failure/Involved | Overhead | Transformer (OH) | Failed/Faulted | 2019 | Tier 2 - Elevated | Distribution Circuit | 12 | 23 | 2019-12-23 | 749558 | Sus | N | EquipmentFailureInvolved¦Overhead¦Transformer(OH)¦FailedFaulted
19-0138124 | Vegetation | Tree - branch fell on line | Conductor, Overhead | Normal | 2019 | Tier 2 - Elevated | Distribution Circuit | 12 | 29 | 2019-12-29 | 751867 | Sus | N | Vegetation¦Treebranchfellonline¦ConductorOverhead¦Normal
19-0138236 | Unknown Cause | Patrol - found nothing |  |  | 2019 | Tier 2 - Elevated | Distribution Circuit | 12 | 30 | 2019-12-30 | 752687 | Sus | N | UnknownCause¦Patrolfoundnothing¦¦
20-0005270 | Equipment Failure/Involved | Overhead | Transformer (OH) | Failed/Faulted | 2020 | Tier 2 - Elevated | Distribution Circuit | 1 | 5 | 2020-01-05 | 755033 | Sus | N | EquipmentFailureInvolved¦Overhead¦Transformer(OH)¦FailedFaulted
20-0006422 | Vegetation | Tree - fell into line | Conductor, Overhead | Normal | 2020 | Tier 2 - Elevated | Distribution Circuit | 1 | 8 | 2020-01-08 | 757377 | Sus | N | Vegetation¦Treefellintoline¦ConductorOverhead¦Normal
20-0011092 | Unknown Cause | Patrol - not conducted |  |  | 2020 | Tier 2 - Elevated | Distribution Circuit | 1 | 16 | 2020-01-16 | 765737 | Sus | N | UnknownCause¦Patrolnotconducted¦¦
20-0019980 | Vegetation | Tree - branch fell on line | Transformer (OH) | Normal | 2020 | Tier 3 - Extreme | Distribution Circuit | 2 | 9 | 2020-02-09 | 786563 | Sus | N | Vegetation¦Treebranchfellonline¦Transformer(OH)¦Normal
20-0027343 | Unknown Cause | Patrol - found nothing |  |  | 2020 | Tier 2 - Elevated | Distribution Circuit | 2 | 29 | 2020-02-29 | 820068 | Sus | N | UnknownCause¦Patrolfoundnothing¦¦
20-0030211 | Equipment Failure/Involved | Underground | Transformer (UG) | Failed/Faulted | 2020 | Tier 2 - Elevated | Distribution Circuit | 3 | 9 | 2020-03-09 | 841418 | Sus | N | EquipmentFailureInvolved¦Underground¦Transformer(UG)¦FailedFaulted
20-0031147 | Animal | Squirrel | Transformer (OH) | Normal | 2020 | Tier 3 - Extreme | Distribution Circuit | 3 | 11 | 2020-03-11 | 844677 | Sus | N | Animal¦Squirrel¦Transformer(OH)¦Normal
20-0032217 | Vegetation | Tree - branch fell on line | Conductor, Overhead | Normal | 2020 | Tier 3 - Extreme | Distribution Circuit | 3 | 15 | 2020-03-15 | 851921 | Sus | N | Vegetation¦Treebranchfellonline¦ConductorOverhead¦Normal
20-0032736 | Vegetation | Tree - fell into line | Conductor, Overhead | Burned/flashed | 2020 | Tier 3 - Extreme | Distribution Circuit | 3 | 16 | 2020-03-16 | 854431 | Sus | N | Vegetation¦Treefellintoline¦ConductorOverhead¦Burnedflashed
20-0033499 | Vegetation | Tree - fell into line | Conductor, Overhead | Broken, wire on ground | 2020 | Tier 3 - Extreme | Distribution Circuit | 3 | 15 | 2020-03-15 | 856978 | Sus | N | Vegetation¦Treefellintoline¦ConductorOverhead¦Brokenwireonground
20-0033797 | Vegetation | Tree - branch fell on line | Conductor, Overhead | Normal | 2020 | Tier 3 - Extreme | Distribution Circuit | 3 | 17 | 2020-03-17 | 858065 | Sus | N | Vegetation¦Treebranchfellonline¦ConductorOverhead¦Normal
20-0036231 | Unknown Cause | Patrol - found nothing |  |  | 2020 | Tier 2 - Elevated | Distribution Circuit | 3 | 26 | 2020-03-26 | 865846 | Sus | N | UnknownCause¦Patrolfoundnothing¦¦
20-0037436 | Vegetation | Tree - fell into line | Conductor, Overhead | Normal | 2020 | Tier 2 - Elevated | Distribution Circuit | 3 | 31 | 2020-03-31 | 872734 | Sus | N | Vegetation¦Treefellintoline¦ConductorOverhead¦Normal
20-0037979 | Equipment Failure/Involved | Overhead | Pole-Wood | Broken | 2020 | Tier 2 - Elevated | Distribution Circuit | 4 | 2 | 2020-04-02 | 878309 | Sus | N | EquipmentFailureInvolved¦Overhead¦PoleWood¦Broken
20-0038962 | Vegetation | Tree - branch fell on line | Conductor, Overhead | Broken, wire on ground | 2020 | Tier 3 - Extreme | Distribution Circuit | 4 | 6 | 2020-04-06 | 885499 | Sus | N | Vegetation¦Treebranchfellonline¦ConductorOverhead¦Brokenwireonground
20-0039555 | Animal | Bird found | Conductor, Overhead | Normal | 2020 | Tier 2 - Elevated | Distribution Circuit | 4 | 8 | 2020-04-08 | 890413 | Sus | N | Animal¦Birdfound¦ConductorOverhead¦Normal
20-0040566 | Unknown Cause | Patrol - found nothing |  |  | 2020 | Tier 2 - Elevated | Distribution Circuit | 4 | 11 | 2020-04-11 | 893787 | Sus | N | UnknownCause¦Patrolfoundnothing¦¦
20-0042473 | Environmental/External | Lightning | Transformer (OH) | Failed/Faulted | 2020 | Tier 2 - Elevated | Distribution Circuit | 4 | 17 | 2020-04-17 | 897250 | Sus | N | EnvironmentalExternal¦Lightning¦Transformer(OH)¦FailedFaulted
20-0044263 | Equipment Failure/Involved | Overhead | Pole-Wood | Deteriorated | 2020 | Tier 2 - Elevated | Distribution Circuit | 4 | 24 | 2020-04-24 | 900492 | Sus | N | EquipmentFailureInvolved¦Overhead¦PoleWood¦Deteriorated
20-0045686 | Equipment Failure/Involved | Overhead | Transformer (OH) | Failed/Faulted | 2020 | Tier 2 - Elevated | Transformer only | 4 | 29 | 2020-04-29 | 903963 | Sus | N | EquipmentFailureInvolved¦Overhead¦Transformer(OH)¦FailedFaulted
20-0046780 | Unknown Cause | Patrol - found nothing |  |  | 2020 | Tier 2 - Elevated | Distribution Circuit | 5 | 4 | 2020-05-04 | 906474 | Sus | Y | UnknownCause¦Patrolfoundnothing¦¦
20-0049081 | Unknown Cause | Patrol - found nothing |  |  | 2020 | Tier 3 - Extreme | Distribution Circuit | 5 | 11 | 2020-05-11 | 911163 | Sus | Y | UnknownCause¦Patrolfoundnothing¦¦
20-0060870 | Equipment Failure/Involved | Overhead | Pole-Wood | Broken | 2020 | Tier 2 - Elevated | Distribution Circuit | 6 | 13 | 2020-06-13 | 938358 | Sus | Y | EquipmentFailureInvolved¦Overhead¦PoleWood¦Broken
20-0066477 | Equipment Failure/Involved | Overhead | Pole-Wood | Broken | 2020 | Tier 2 - Elevated | Distribution Circuit | 6 | 30 | 2020-06-30 | 954322 | Sus | Y | EquipmentFailureInvolved¦Overhead¦PoleWood¦Broken
20-0070720 | Equipment Failure/Involved | Overhead | Transformer (OH) | Failed/Faulted | 2020 | Tier 2 - Elevated | Transformer only | 7 | 10 | 2020-07-10 | 961947 | Sus | Y | EquipmentFailureInvolved¦Overhead¦Transformer(OH)¦FailedFaulted
20-0074116 | Equipment Failure/Involved | Overhead | Secondary | Broken | 2020 | Tier 3 - Extreme | Transformer only | 7 | 21 | 2020-07-21 | 969179 | Sus | Y | EquipmentFailureInvolved¦Overhead¦Secondary¦Broken
20-0080856 | Unknown Cause | Patrol - found nothing |  |  | 2020 | Tier 2 - Elevated | Distribution Circuit | 8 | 7 | 2020-08-07 | 982741 | Sus | Y | UnknownCause¦Patrolfoundnothing¦¦
20-0083679 | Equipment Failure/Involved | Overhead | Transformer | Failed/Faulted | 2020 | Tier 2 - Elevated | Transformer only | 8 | 14 | 2020-08-14 | 998148 | Sus | Y | EquipmentFailureInvolved¦Overhead¦Transformer¦FailedFaulted
20-0084132 | Environmental/External | Lightning | Other | Normal | 2020 | Tier 2 - Elevated | Transmission line | 8 | 15 | 2020-08-15 | 1004443 | Sus | Y | EnvironmentalExternal¦Lightning¦Other¦Normal
20-0085921 | Vegetation | Tree - fell into line | Pole-Wood | Broken | 2020 | Tier 2 - Elevated | Distribution Circuit | 8 | 17 | 2020-08-17 | 1016804 | Sus | Y | Vegetation¦Treefellintoline¦PoleWood¦Broken
20-0086969 | Equipment Failure/Involved | Overhead | Pole-Wood | Broken | 2020 | Tier 2 - Elevated | Distribution Circuit | 8 | 18 | 2020-08-18 | 1020379 | Sus | Y | EquipmentFailureInvolved¦Overhead¦PoleWood¦Broken
20-0087072 | Unknown Cause | Patrol - found nothing |  |  | 2020 | Tier 2 - Elevated | Distribution Circuit | 8 | 18 | 2020-08-18 | 1021085 | Sus | Y | UnknownCause¦Patrolfoundnothing¦¦
20-0090221 | Environmental/External | Fire, Forest/Grass | Pole-Wood | Burned/flashed | 2020 | Tier 3 - Extreme | Distribution Circuit | 8 | 19 | 2020-08-19 | 1032478 | Sus | Y | EnvironmentalExternal¦FireForestGrass¦PoleWood¦Burnedflashed
20-0090541 | Vegetation | Tree - branch fell on line | Pole-Wood | Broken, wire on ground | 2020 | Tier 2 - Elevated | Distribution Circuit | 8 | 27 | 2020-08-27 | 1033495 | Sus | Y | Vegetation¦Treebranchfellonline¦PoleWood¦Brokenwireonground
20-0095714 | Unknown Cause | Patrol - found nothing |  |  | 2020 | Tier 3 - Extreme | Distribution Circuit | 9 | 9 | 2020-09-09 | 1062430 | Sus | Y | UnknownCause¦Patrolfoundnothing¦¦
20-0100558 | Environmental/External | Fire, Forest/Grass | Conductor, Overhead | Burned/flashed | 2020 | Tier 2 - Elevated | Distribution Circuit | 9 | 7 | 2020-09-07 | 1089269 | Sus | Y | EnvironmentalExternal¦FireForestGrass¦ConductorOverhead¦Burnedflashed
20-0103743 | Unknown Cause | Patrol - found nothing |  |  | 2020 | Tier 2 - Elevated | Distribution Circuit | 9 | 30 | 2020-09-30 | 1102880 | Sus | Y | UnknownCause¦Patrolfoundnothing¦¦
20-0103778 | Unknown Cause | Patrol - found nothing |  |  | 2020 | Tier 3 - Extreme | Distribution Circuit | 10 | 1 | 2020-10-01 | 1103093 | Sus | Y | UnknownCause¦Patrolfoundnothing¦¦
20-0103791 | 3rd Party | Vehicle | Pole-Wood | Broken, wire on ground | 2020 | Tier 2 - Elevated | Distribution Circuit | 10 | 1 | 2020-10-01 | 1103153 | Sus | Y | 3rdParty¦Vehicle¦PoleWood¦Brokenwireonground
20-0111615 | Unknown Cause | Patrol - found nothing |  |  | 2020 | Tier 3 - Extreme | Distribution Circuit | 10 | 22 | 2020-10-22 | 1123369 | Sus | Y | UnknownCause¦Patrolfoundnothing¦¦
20-0116297 | Vegetation | Tree - fell into line | Conductor, Overhead | Broken, wire on ground | 2020 | Tier 3 - Extreme | Distribution Circuit | 11 | 2 | 2020-11-02 | 1134808 | Sus | Y | Vegetation¦Treefellintoline¦ConductorOverhead¦Brokenwireonground
20-0122663 | Environmental/External | Lightning | Transformer (OH) | Failed/Faulted | 2020 | Tier 2 - Elevated | Transformer only | 11 | 18 | 2020-11-18 | 1148907 | Sus | Y | EnvironmentalExternal¦Lightning¦Transformer(OH)¦FailedFaulted
20-0125415 | Vegetation | Tree - fell into line | Conductor, Overhead | Normal | 2020 | Tier 2 - Elevated | Distribution Circuit | 11 | 26 | 2020-11-26 | 1154945 | Sus | Y | Vegetation¦Treefellintoline¦ConductorOverhead¦Normal
21-0009480 | Vegetation | Tree - branch fell on line | Pole-Wood | Broken, wire on ground | 2021 | Tier 3 - Extreme | Distribution Circuit | 1 | 18 | 2021-01-18 | 1213746 | Sus | N | Vegetation¦Treebranchfellonline¦PoleWood¦Brokenwireonground
21-0009940 | Vegetation | Tree - branch fell on line | Pole-Wood | Broken | 2021 | Tier 2 - Elevated | Distribution Circuit | 1 | 19 | 2021-01-19 | 1213510 | Sus | N | Vegetation¦Treebranchfellonline¦PoleWood¦Broken
21-0010536 | Vegetation | Tree - branch fell on line | Conductor, Overhead | Normal | 2021 | Tier 3 - Extreme | Distribution Circuit | 1 | 19 | 2021-01-19 | 1216025 | Sus | N | Vegetation¦Treebranchfellonline¦ConductorOverhead¦Normal
21-0010701 | Unknown Cause | Patrol - found nothing |  |  | 2021 | Tier 3 - Extreme | Distribution Circuit | 1 | 19 | 2021-01-19 | 1215874 | Sus | N | UnknownCause¦Patrolfoundnothing¦¦
21-0011250 | Equipment Failure/Involved | Overhead | Transformer (OH) | Broken, wire on ground | 2021 | Tier 3 - Extreme | Distribution Circuit | 1 | 19 | 2021-01-19 | 1215901 | Sus | N | EquipmentFailureInvolved¦Overhead¦Transformer(OH)¦Brokenwireonground
21-0012874 | Unknown Cause | Patrol - found nothing |  |  | 2021 | Tier 2 - Elevated | Transformer only | 1 | 22 | 2021-01-22 | 1221235 | Sus | N | UnknownCause¦Patrolfoundnothing¦¦
21-0015464 | Vegetation | Tree - fell into line | Conductor, Overhead | Broken, wire on ground | 2021 | Tier 2 - Elevated | Distribution Circuit | 1 | 27 | 2021-01-27 | 1231813 | Sus | N | Vegetation¦Treefellintoline¦ConductorOverhead¦Brokenwireonground
21-0016390 | Vegetation | Tree - fell into line | Conductor, Overhead | Normal | 2021 | Tier 2 - Elevated | Distribution Circuit | 1 | 27 | 2021-01-27 | 1235874 | Sus | N | Vegetation¦Treefellintoline¦ConductorOverhead¦Normal
21-0020031 | Equipment Failure/Involved | Overhead | Pole-Wood | Broken | 2021 | Tier 2 - Elevated | Distribution Circuit | 1 | 26 | 2021-01-26 | 1244131 | Sus | N | EquipmentFailureInvolved¦Overhead¦PoleWood¦Broken
21-0020050 | Animal | Bird found | Conductor, Overhead | Normal | 2021 | Tier 2 - Elevated | Distribution Circuit | 1 | 31 | 2021-01-31 | 1244239 | Sus | N | Animal¦Birdfound¦ConductorOverhead¦Normal
21-0022208 | Equipment Failure/Involved | Overhead | Conductor, Overhead | Burned/flashed | 2021 | Tier 2 - Elevated | Distribution Circuit | 2 | 5 | 2021-02-05 | 1248450 | Sus | N | EquipmentFailureInvolved¦Overhead¦ConductorOverhead¦Burnedflashed
21-0025441 | Equipment Failure/Involved | Overhead | Insulator | Broken | 2021 | Tier 3 - Extreme | Distribution Circuit | 2 | 14 | 2021-02-14 | 1254825 | Sus | N | EquipmentFailureInvolved¦Overhead¦Insulator¦Broken
21-0025491 | Equipment Failure/Involved | Overhead | Transformer (OH) | Broken | 2021 | Tier 2 - Elevated | Transformer only | 2 | 14 | 2021-02-14 | 1254907 | Sus | N | EquipmentFailureInvolved¦Overhead¦Transformer(OH)¦Broken
21-0026880 | Unknown Cause | Patrol - found nothing |  |  | 2021 | Tier 2 - Elevated | Distribution Circuit | 2 | 18 | 2021-02-18 | 1257035 | Sus | N | UnknownCause¦Patrolfoundnothing¦¦
21-0028803 | Equipment Failure/Involved | Overhead | Conductor, Overhead | Broken, wire on ground | 2021 | Tier 2 - Elevated | Distribution Circuit | 2 | 23 | 2021-02-23 | 1260619 | Sus | N | EquipmentFailureInvolved¦Overhead¦ConductorOverhead¦Brokenwireonground
21-0029819 | Unknown Cause | Patrol - found nothing |  |  | 2021 | Tier 2 - Elevated | Distribution Circuit | 2 | 26 | 2021-02-26 | 1262693 | Sus | N | UnknownCause¦Patrolfoundnothing¦¦
21-0034074 | Equipment Failure/Involved | Overhead | Insulator | Broken | 2021 | Tier 2 - Elevated | Distribution Circuit | 3 | 9 | 2021-03-09 | 1275949 | Sus | N | EquipmentFailureInvolved¦Overhead¦Insulator¦Broken
21-0034474 | Unknown Cause | Patrol - found nothing |  |  | 2021 | Tier 3 - Extreme | Distribution Circuit | 3 | 10 | 2021-03-10 | 1276753 | Sus | N | UnknownCause¦Patrolfoundnothing¦¦
21-0035014 | Unknown Cause | Patrol - found nothing |  |  | 2021 | Tier 2 - Elevated | Distribution Circuit | 3 | 10 | 2021-03-10 | 1278152 | Sus | N | UnknownCause¦Patrolfoundnothing¦¦
21-0035146 | Environmental/External | Lightning | Transformer (OH) | Failed/Faulted | 2021 | Tier 2 - Elevated | Transformer only | 3 | 11 | 2021-03-11 | 1278388 | Sus | N | EnvironmentalExternal¦Lightning¦Transformer(OH)¦FailedFaulted
21-0036278 | Vegetation | Tree - fell into line | Pole-Wood | Broken, wire on ground | 2021 | Tier 3 - Extreme | Distribution Circuit | 3 | 14 | 2021-03-14 | 1282119 | Sus | N | Vegetation¦Treefellintoline¦PoleWood¦Brokenwireonground
21-0043469 | Unknown Cause | Patrol - found nothing |  |  | 2021 | Tier 2 - Elevated | Distribution Circuit | 3 | 31 | 2021-03-31 | 1304640 | Sus | N | UnknownCause¦Patrolfoundnothing¦¦
21-0047100 | Animal | Bird found | Conductor, Overhead | Normal | 2021 | Tier 2 - Elevated | Distribution Circuit | 4 | 10 | 2021-04-10 | 1312501 | Sus | N | Animal¦Birdfound¦ConductorOverhead¦Normal
21-0047506 | Unknown Cause | Patrol - found nothing |  |  | 2021 | Tier 2 - Elevated | Distribution Circuit | 4 | 12 | 2021-04-12 | 1313245 | Sus | N | UnknownCause¦Patrolfoundnothing¦¦
21-0052829 | Equipment Failure/Involved | Overhead | Transformer (OH) | Failed/Faulted | 2021 | Tier 2 - Elevated | Transformer only | 4 | 24 | 2021-04-24 | 1333251 | Sus | N | EquipmentFailureInvolved¦Overhead¦Transformer(OH)¦FailedFaulted
21-0059483 | Equipment Failure/Involved | Overhead | Transformer | Failed/Faulted | 2021 | Tier 3 - Extreme | Transformer only | 5 | 10 | 2021-05-10 | 1345316 | Sus | Y | EquipmentFailureInvolved¦Overhead¦Transformer¦FailedFaulted
21-0064054 | Vegetation | Tree - branch fell on line | Conductor, Overhead | Normal | 2021 | Tier 2 - Elevated | Distribution Circuit | 5 | 20 | 2021-05-20 | 1354723 | Sus | Y | Vegetation¦Treebranchfellonline¦ConductorOverhead¦Normal
21-0066635 | Equipment Failure/Involved | Overhead | Transformer (OH) | Broken | 2021 | Tier 2 - Elevated | Transformer only | 5 | 26 | 2021-05-26 | 1359380 | Sus | Y | EquipmentFailureInvolved¦Overhead¦Transformer(OH)¦Broken
21-0068604 | Equipment Failure/Involved | Overhead | Conductor, Overhead | Broken, wire on ground | 2021 | Tier 2 - Elevated | Distribution Circuit | 6 | 1 | 2021-06-01 | 1363359 | Sus | Y | EquipmentFailureInvolved¦Overhead¦ConductorOverhead¦Brokenwireonground
21-0075135 | Vegetation | Tree - fell into line | Crossarm, Wood | Broken | 2021 | Tier 3 - Extreme | Distribution Circuit | 6 | 16 | 2021-06-16 | 1375415 | Sus | Y | Vegetation¦Treefellintoline¦CrossarmWood¦Broken
21-0075809 | Vegetation | Tree - fell into line | Transformer | Bent or Twisted | 2021 | Tier 3 - Extreme | Transformer only | 6 | 17 | 2021-06-17 | 1376543 | Sus | Y | Vegetation¦Treefellintoline¦Transformer¦BentorTwisted
21-0075929 | Equipment Failure/Involved | Overhead | Transformer (OH) | Failed/Faulted | 2021 | Tier 3 - Extreme | Transformer only | 6 | 17 | 2021-06-17 | 1376914 | Sus | Y | EquipmentFailureInvolved¦Overhead¦Transformer(OH)¦FailedFaulted
21-0082986 | Wildfire Mitigation | CWSP - Vegetation Removal | Conductor, Overhead | Normal | 2021 | Tier 2 - Elevated | Distribution Circuit | 7 | 1 | 2021-07-01 | 1389470 | Sus | Y | WildfireMitigation¦CWSPVegetationRemoval¦ConductorOverhead¦Normal
21-0091102 | 3rd Party | Vehicle | Pole-Wood | Broken | 2021 | Tier 2 - Elevated | Distribution Circuit | 7 | 16 | 2021-07-16 | 1406434 | Sus | Y | 3rdParty¦Vehicle¦PoleWood¦Broken
21-0091546 | 3rd Party | Vehicle | Pole-Wood | Broken | 2021 | Tier 2 - Elevated | Distribution Circuit | 7 | 19 | 2021-07-19 | 1407718 | Sus | Y | 3rdParty¦Vehicle¦PoleWood¦Broken
21-0096019 | Unknown Cause | Patrol - found nothing |  |  | 2021 | Tier 2 - Elevated | Distribution Circuit | 7 | 28 | 2021-07-28 | 1417060 | Sus | Y | UnknownCause¦Patrolfoundnothing¦¦
21-0101577 | Vegetation | Tree - branch fell on line | Conductor, Overhead | Broken, wire on ground | 2021 | Tier 2 - Elevated | Distribution Circuit | 8 | 7 | 2021-08-07 | 1436822 | Sus | Y | Vegetation¦Treebranchfellonline¦ConductorOverhead¦Brokenwireonground
21-0119345 | Unknown Cause | Patrol - found nothing |  |  | 2021 | Tier 2 - Elevated | Distribution Circuit | 9 | 18 | 2021-09-18 | 1474626 | Sus | Y | UnknownCause¦Patrolfoundnothing¦¦
21-0124563 | Unknown Cause | Patrol - found nothing |  |  | 2021 | Tier 3 - Extreme | Distribution Circuit | 9 | 30 | 2021-09-30 | 1484384 | Sus | Y | UnknownCause¦Patrolfoundnothing¦¦
21-0125206 | Equipment Failure/Involved | Overhead | Fuse | Broken | 2021 | Tier 3 - Extreme | Transformer only | 10 | 2 | 2021-10-02 | 1485560 | Sus | Y | EquipmentFailureInvolved¦Overhead¦Fuse¦Broken
21-0132282 | Animal | Other | Pole-Wood | Normal | 2021 | Tier 2 - Elevated | Distribution Circuit | 10 | 17 | 2021-10-17 | 1500449 | Sus | Y | Animal¦Other¦PoleWood¦Normal
21-0133415 | Unknown Cause | Patrol - found nothing |  |  | 2021 | Tier 2 - Elevated | Distribution Circuit | 10 | 19 | 2021-10-19 | 1502500 | Sus | Y | UnknownCause¦Patrolfoundnothing¦¦
21-0134785 | Vegetation | Tree - fell into line | Pole-Wood | Broken | 2021 | Tier 2 - Elevated | Distribution Circuit | 10 | 21 | 2021-10-21 | 1504953 | Sus | Y | Vegetation¦Treefellintoline¦PoleWood¦Broken
21-0137041 | Vegetation | Tree - fell into line | Conductor, Overhead | Broken, wire on ground | 2021 | Tier 2 - Elevated | Distribution Circuit | 10 | 25 | 2021-10-25 | 1517958 | Sus | Y | Vegetation¦Treefellintoline¦ConductorOverhead¦Brokenwireonground
21-0137287 | Unknown Cause | Patrol - found nothing |  |  | 2021 | Tier 2 - Elevated | Distribution Circuit | 10 | 25 | 2021-10-25 | 1518856 | Sus | Y | UnknownCause¦Patrolfoundnothing¦¦
21-0140115 | Vegetation | Tree - fell into line | Conductor, Overhead | Normal | 2021 | Tier 3 - Extreme | Distribution Circuit | 10 | 29 | 2021-10-29 | 1525622 | Sus | Y | Vegetation¦Treefellintoline¦ConductorOverhead¦Normal
21-0140311 | Equipment Failure/Involved | Overhead | Recloser | Malfunctioning | 2021 | Tier 3 - Extreme | Distribution Circuit | 10 | 30 | 2021-10-30 | 1526273 | Sus | Y | EquipmentFailureInvolved¦Overhead¦Recloser¦Malfunctioning
21-0144025 | Vegetation | Tree - fell into line | Conductor, Overhead | Normal | 2021 | Tier 3 - Extreme | Distribution Circuit | 11 | 9 | 2021-11-09 | 1538894 | Sus | Y | Vegetation¦Treefellintoline¦ConductorOverhead¦Normal
21-0144074 | Equipment Failure/Involved | Overhead | Transformer (OH) | Broken | 2021 | Tier 2 - Elevated | Transformer only | 11 | 9 | 2021-11-09 | 1538759 | Sus | Y | EquipmentFailureInvolved¦Overhead¦Transformer(OH)¦Broken
21-0149326 | Unknown Cause | Patrol - found nothing |  |  | 2021 | Tier 3 - Extreme | Distribution Circuit | 11 | 22 | 2021-11-22 | 1552753 | Sus | Y | UnknownCause¦Patrolfoundnothing¦¦
21-0157413 | Vegetation | Tree - fell into line | Conductor, Overhead | Broken, wire on ground | 2021 | Tier 2 - Elevated | Distribution Circuit | 12 | 13 | 2021-12-13 | 1567887 | Sus | N | Vegetation¦Treefellintoline¦ConductorOverhead¦Brokenwireonground
21-0157512 | Equipment Failure/Involved | Overhead | Conductor, Overhead | Normal | 2021 | Tier 2 - Elevated | Distribution Circuit | 12 | 13 | 2021-12-13 | 1568237 | Sus | N | EquipmentFailureInvolved¦Overhead¦ConductorOverhead¦Normal
21-0157685 | Vegetation | Tree - fell into line | Conductor, Overhead | Broken, wire on ground | 2021 | Tier 2 - Elevated | Distribution Circuit | 12 | 14 | 2021-12-14 | 1569156 | Sus | N | Vegetation¦Treefellintoline¦ConductorOverhead¦Brokenwireonground
21-0157964 | Vegetation | Tree - fell into line | Conductor, Overhead | Normal | 2021 | Tier 2 - Elevated | Distribution Circuit | 12 | 14 | 2021-12-14 | 1570314 | Sus | N | Vegetation¦Treefellintoline¦ConductorOverhead¦Normal
21-0157988 | Vegetation | Tree - fell into line | Conductor, Overhead | Normal | 2021 | Tier 2 - Elevated | Distribution Circuit | 12 | 14 | 2021-12-14 | 1570772 | Sus | N | Vegetation¦Treefellintoline¦ConductorOverhead¦Normal
21-0158043 | Vegetation | Tree - fell into line | Conductor, Overhead | Broken, wire on ground | 2021 | Tier 2 - Elevated | Distribution Circuit | 12 | 13 | 2021-12-13 | 1570263 | Sus | N | Vegetation¦Treefellintoline¦ConductorOverhead¦Brokenwireonground
21-0158851 | Equipment Failure/Involved | Overhead | Transformer | Broken | 2021 | Tier 3 - Extreme | Transformer only | 12 | 16 | 2021-12-16 | 1574606 | Sus | N | EquipmentFailureInvolved¦Overhead¦Transformer¦Broken
21-0158873 | Unknown Cause | Patrol - not conducted |  |  | 2021 | Tier 2 - Elevated | Distribution Circuit | 12 | 16 | 2021-12-16 | 1574315 | Sus | N | UnknownCause¦Patrolnotconducted¦¦
21-0158933 | Equipment Failure/Involved | Overhead | Transformer (OH) | Leaking | 2021 | Tier 2 - Elevated | Distribution Circuit | 12 | 16 | 2021-12-16 | 1574759 | Sus | N | EquipmentFailureInvolved¦Overhead¦Transformer(OH)¦Leaking
21-0160685 | Vegetation | Tree - fell into line | Conductor, Overhead | Normal | 2021 | Tier 3 - Extreme | Distribution Circuit | 12 | 25 | 2021-12-25 | 1581941 | Sus | N | Vegetation¦Treefellintoline¦ConductorOverhead¦Normal
21-0160739 | Unknown Cause | Patrol - found nothing |  |  | 2021 | Tier 2 - Elevated | Transformer only | 12 | 26 | 2021-12-26 | 1582195 | Sus | N | UnknownCause¦Patrolfoundnothing¦¦
21-0160920 | Unknown Cause | Patrol - not conducted |  |  | 2021 | Tier 2 - Elevated | Transmission line | 12 | 27 | 2021-12-27 | 1583614 | Sus | N | UnknownCause¦Patrolnotconducted¦¦
21-0160929 | Vegetation | Tree - fell into line | Conductor, Overhead | Together | 2021 | Tier 2 - Elevated | Distribution Circuit | 12 | 27 | 2021-12-27 | 1583796 | Sus | N | Vegetation¦Treefellintoline¦ConductorOverhead¦Together
21-0161285 | Vegetation | Tree - fell into line | Pole-Wood | Broken | 2021 | Tier 3 - Extreme | Distribution Circuit | 12 | 27 | 2021-12-27 | 1586448 | Sus | N | Vegetation¦Treefellintoline¦PoleWood¦Broken
22-0005149 | Vegetation | Tree - fell into line | Conductor, Overhead | Broken, wire on ground | 2021 | Tier 3 - Extreme | Distribution Circuit | 12 | 27 | 2021-12-27 | 1592245 | Sus | N | Vegetation¦Treefellintoline¦ConductorOverhead¦Brokenwireonground
22-0005708 | Vegetation | Tree - branch fell on line | Conductor, Overhead | Normal | 2022 | Tier 2 - Elevated | Distribution Circuit | 1 | 3 | 2022-01-03 | 1593947 | Sus | N | Vegetation¦Treebranchfellonline¦ConductorOverhead¦Normal
22-0008206 | Environmental/External | Lightning | Transformer (OH) | Failed/Faulted | 2022 | Tier 2 - Elevated | Transformer only | 1 | 10 | 2022-01-10 | 1599560 | Sus | N | EnvironmentalExternal¦Lightning¦Transformer(OH)¦FailedFaulted
22-0009800 | Vegetation | Tree - fell into line | Conductor, Overhead | Normal | 2022 | Tier 3 - Extreme | Distribution Circuit | 1 | 14 | 2022-01-14 | 1602121 | Sus | N | Vegetation¦Treefellintoline¦ConductorOverhead¦Normal
22-0012510 | Equipment Failure/Involved | Overhead | Insulator | Broken | 2022 | Tier 3 - Extreme | Distribution Circuit | 1 | 21 | 2022-01-21 | 1607436 | Sus | N | EquipmentFailureInvolved¦Overhead¦Insulator¦Broken
22-0021790 | Unknown Cause | Patrol - found nothing |  |  | 2022 | Tier 3 - Extreme | Transformer only | 2 | 12 | 2022-02-12 | 1626305 | Sus | N | UnknownCause¦Patrolfoundnothing¦¦
22-0037470 | Unknown Cause | Patrol - found nothing |  |  | 2022 | Tier 2 - Elevated | Distribution Circuit | 3 | 23 | 2022-03-23 | 1654271 | Sus | N | UnknownCause¦Patrolfoundnothing¦¦
22-0039045 | Unknown Cause | Patrol - found nothing |  |  | 2022 | Tier 3 - Extreme | Distribution Circuit | 3 | 27 | 2022-03-27 | 1656944 | Sus | N | UnknownCause¦Patrolfoundnothing¦¦
22-0042792 | Animal | Bird found | Fuse | Burned Open | 2022 | Tier 3 - Extreme | Distribution Circuit | 4 | 5 | 2022-04-05 | 1663025 | Sus | N | Animal¦Birdfound¦Fuse¦BurnedOpen
22-0043907 | Vegetation | Tree - branch fell on line | Conductor, Overhead | Normal | 2022 | Tier 2 - Elevated | Distribution Circuit | 4 | 7 | 2022-04-07 | 1665138 | Sus | N | Vegetation¦Treebranchfellonline¦ConductorOverhead¦Normal
22-0050721 | Unknown Cause | Patrol - found nothing |  |  | 2022 | Tier 2 - Elevated | Distribution Circuit | 4 | 17 | 2022-04-17 | 1675215 | Sus | N | UnknownCause¦Patrolfoundnothing¦¦
22-0057003 | Vegetation | Tree - cutting, PG&E contractor | Conductor, Overhead | Broken, wire on ground | 2022 | Tier 3 - Extreme | Distribution Circuit | 5 | 2 | 2022-05-02 | 1686666 | Sus | Y | Vegetation¦TreecuttingPG&Econtractor¦ConductorOverhead¦Brokenwireonground
22-0061910 | Unknown Cause | Patrol - found nothing |  |  | 2022 | Tier 2 - Elevated | Distribution Circuit | 5 | 13 | 2022-05-13 | 1695610 | Sus | Y | UnknownCause¦Patrolfoundnothing¦¦
22-0063659 | Equipment Failure/Involved | Overhead | Pole-Wood | Broken, wire on ground | 2022 | Tier 2 - Elevated | Distribution Circuit | 5 | 18 | 2022-05-18 | 1702311 | Sus | Y | EquipmentFailureInvolved¦Overhead¦PoleWood¦Brokenwireonground
22-0064799 | Unknown Cause | Patrol - found nothing |  |  | 2022 | Tier 3 - Extreme | Distribution Circuit | 5 | 21 | 2022-05-21 | 1706648 | Sus | Y | UnknownCause¦Patrolfoundnothing¦¦
22-0065902 | Animal | Squirrel | Fuse | Burned Open | 2022 | Tier 2 - Elevated | Transformer only | 5 | 24 | 2022-05-24 | 1709145 | Sus | Y | Animal¦Squirrel¦Fuse¦BurnedOpen
22-0067023 | Vegetation | Tree - grew into line | Conductor, Overhead | Normal | 2022 | Tier 2 - Elevated | Distribution Circuit | 5 | 26 | 2022-05-26 | 1711764 | Sus | Y | Vegetation¦Treegrewintoline¦ConductorOverhead¦Normal
22-0068177 | Unknown Cause | Patrol - found nothing |  |  | 2022 | Tier 3 - Extreme | Distribution Circuit | 5 | 31 | 2022-05-31 | 1714309 | Sus | Y | UnknownCause¦Patrolfoundnothing¦¦
22-0078959 | Equipment Failure/Involved | Overhead | Connector or Splice (OH) | Deteriorated | 2022 | Tier 3 - Extreme | Distribution Circuit | 6 | 27 | 2022-06-27 | 1743279 | Sus | Y | EquipmentFailureInvolved¦Overhead¦ConnectororSplice(OH)¦Deteriorated
22-0085032 | Vegetation | Tree - grew into line | Conductor, Overhead | Normal | 2022 | Tier 3 - Extreme | Distribution Circuit | 7 | 13 | 2022-07-13 | 1755736 | Sus | Y | Vegetation¦Treegrewintoline¦ConductorOverhead¦Normal
22-0088516 | Unknown Cause | Patrol - not conducted |  |  | 2022 | Tier 2 - Elevated | Distribution Circuit | 7 | 22 | 2022-07-22 | 1762812 | Sus | Y | UnknownCause¦Patrolnotconducted¦¦
22-0099005 | Unknown Cause | Patrol - found nothing |  |  | 2022 | Tier 2 - Elevated | Distribution Circuit | 8 | 17 | 2022-08-17 | 1784111 | Sus | Y | UnknownCause¦Patrolfoundnothing¦¦
22-0100755 | Equipment Failure/Involved | Overhead | Crossarm, Wood | Broken | 2022 | Tier 3 - Extreme | Distribution Circuit | 8 | 23 | 2022-08-23 | 1787795 | Sus | Y | EquipmentFailureInvolved¦Overhead¦CrossarmWood¦Broken
22-0104937 | Unknown Cause | Patrol - found nothing |  |  | 2022 | Tier 2 - Elevated | Distribution Circuit | 9 | 1 | 2022-09-01 | 1797142 | Sus | Y | UnknownCause¦Patrolfoundnothing¦¦
22-0107867 | Unknown Cause | Patrol - found nothing |  |  | 2022 | Tier 3 - Extreme | Transformer only | 9 | 8 | 2022-09-08 | 1805602 | Sus | Y | UnknownCause¦Patrolfoundnothing¦¦
22-0108218 | Vegetation | Tree - fell into line | Secondary | Normal | 2022 | Tier 2 - Elevated | Transformer only | 9 | 8 | 2022-09-08 | 1806536 | Sus | Y | Vegetation¦Treefellintoline¦Secondary¦Normal
22-0108902 | Equipment Failure/Involved | Overhead | Fuse | Broken | 2022 | Tier 2 - Elevated | Transformer only | 9 | 10 | 2022-09-10 | 1808139 | Sus | Y | EquipmentFailureInvolved¦Overhead¦Fuse¦Broken
22-0113963 | Equipment Failure/Involved | Overhead | Transformer (OH) | Failed/Faulted | 2022 | Tier 2 - Elevated | Transformer only | 9 | 22 | 2022-09-22 | 1819434 | Sus | Y | EquipmentFailureInvolved¦Overhead¦Transformer(OH)¦FailedFaulted
22-0116978 | Unknown Cause | Patrol - found nothing |  |  | 2022 | Tier 2 - Elevated | Distribution Circuit | 10 | 1 | 2022-10-01 | 1825886 | Sus | Y | UnknownCause¦Patrolfoundnothing¦¦
22-0118893 | Unknown Cause | Patrol - found nothing |  |  | 2022 | Tier 2 - Elevated | Distribution Circuit | 10 | 6 | 2022-10-06 | 1830889 | Sus | Y | UnknownCause¦Patrolfoundnothing¦¦
22-0125792 | Equipment Failure/Involved | Overhead | Cutout, fuse holder | Broken | 2022 | Tier 2 - Elevated | Transformer only | 10 | 28 | 2022-10-28 | 1847882 | Sus | Y | EquipmentFailureInvolved¦Overhead¦Cutoutfuseholder¦Broken
22-0126657 | Vegetation | Tree - fell into line | Transformer (OH) | Broken | 2022 | Tier 2 - Elevated | Transformer only | 11 | 1 | 2022-11-01 | 1850224 | Sus | Y | Vegetation¦Treefellintoline¦Transformer(OH)¦Broken
22-0129011 | Equipment Failure/Involved | Overhead | Pole-Wood | Deteriorated | 2022 | Tier 3 - Extreme | Distribution Circuit | 11 | 8 | 2022-11-08 | 1857154 | Sus | Y | EquipmentFailureInvolved¦Overhead¦PoleWood¦Deteriorated
22-0129364 | Equipment Failure/Involved | Overhead | Transformer | Burned/flashed | 2022 | Tier 3 - Extreme | Transformer only | 11 | 8 | 2022-11-08 | 1858421 | Sus | Y | EquipmentFailureInvolved¦Overhead¦Transformer¦Burnedflashed
22-0130783 | 3rd Party | Vehicle | Pole-Wood | Broken, wire on ground | 2022 | Tier 2 - Elevated | Distribution Circuit | 11 | 14 | 2022-11-14 | 1862027 | Sus | Y | 3rdParty¦Vehicle¦PoleWood¦Brokenwireonground
22-0134982 | Equipment Failure/Involved | Overhead | Transformer (OH) | Failed/Faulted | 2022 | Tier 2 - Elevated | Transformer only | 11 | 29 | 2022-11-29 | 1871627 | Sus | Y | EquipmentFailureInvolved¦Overhead¦Transformer(OH)¦FailedFaulted
22-0135446 | Equipment Failure/Involved | Overhead | Pothead(Riser Termination) | Failed/Faulted | 2022 | Tier 2 - Elevated | Distribution Circuit | 12 | 1 | 2022-12-01 | 1872791 | Sus | N | EquipmentFailureInvolved¦Overhead¦Pothead(RiserTermination)¦FailedFaulted
22-0137881 | 3rd Party | Vehicle | Pole-Wood | Broken | 2022 | Tier 2 - Elevated | Distribution Circuit | 12 | 9 | 2022-12-09 | 1879594 | Sus | N | 3rdParty¦Vehicle¦PoleWood¦Broken
22-0138582 | Vegetation | Tree - fell into line | Conductor, Overhead | Broken, wire on ground | 2022 | Tier 3 - Extreme | Distribution Circuit | 12 | 10 | 2022-12-10 | 1883387 | Sus | N | Vegetation¦Treefellintoline¦ConductorOverhead¦Brokenwireonground
22-0138815 | Vegetation | Tree - fell into line | Conductor, Overhead | Broken, wire on ground | 2022 | Tier 2 - Elevated | Distribution Circuit | 12 | 11 | 2022-12-11 | 1884921 | Sus | N | Vegetation¦Treefellintoline¦ConductorOverhead¦Brokenwireonground
22-0138884 | Unknown Cause | Patrol - found nothing |  |  | 2022 | Tier 2 - Elevated | Distribution Circuit | 12 | 11 | 2022-12-11 | 1885595 | Sus | N | UnknownCause¦Patrolfoundnothing¦¦
22-0139173 | Equipment Failure/Involved | Overhead | Crossarm, Wood | Broken | 2022 | Tier 3 - Extreme | Distribution Circuit | 12 | 12 | 2022-12-12 | 1887028 | Sus | N | EquipmentFailureInvolved¦Overhead¦CrossarmWood¦Broken
22-0140816 | Unknown Cause | Patrol - found nothing |  |  | 2022 | Tier 2 - Elevated | Transformer only | 12 | 20 | 2022-12-20 | 1894650 | Sus | N | UnknownCause¦Patrolfoundnothing¦¦
22-0141591 | Vegetation | Tree - branch fell on line | Conductor, Overhead | Broken, wire on ground | 2022 | Tier 2 - Elevated | Distribution Circuit | 12 | 26 | 2022-12-26 | 1897697 | Sus | N | Vegetation¦Treebranchfellonline¦ConductorOverhead¦Brokenwireonground
22-0141720 | Vegetation | Tree - branch fell on line | Conductor, Overhead | Broken, wire on ground | 2022 | Tier 2 - Elevated | Distribution Circuit | 12 | 27 | 2022-12-27 | 1897914 | Sus | N | Vegetation¦Treebranchfellonline¦ConductorOverhead¦Brokenwireonground
22-0141942 | Equipment Failure/Involved | Overhead | Pole-Wood | Broken | 2022 | Tier 2 - Elevated | Distribution Circuit | 12 | 28 | 2022-12-28 | 1900503 | Sus | N | EquipmentFailureInvolved¦Overhead¦PoleWood¦Broken
22-0142090 | Vegetation | Tree - fell into line | Conductor, Overhead | Bent or Twisted | 2022 | Tier 3 - Extreme | Distribution Circuit | 12 | 29 | 2022-12-29 | 1901580 | Sus | N | Vegetation¦Treefellintoline¦ConductorOverhead¦BentorTwisted
23-0004404 | Vegetation | Tree - branch fell on line | Conductor, Overhead | Normal | 2022 | Tier 3 - Extreme | Distribution Circuit | 12 | 31 | 2022-12-31 | 1904371 | Sus | N | Vegetation¦Treebranchfellonline¦ConductorOverhead¦Normal
15-0003231 | Equipment Failure/Involved | Other | Conductor, Overhead | Malfunctioning | 2015 | Tier 2 - Elevated | Distribution Circuit | 1 | 8 | 2015-01-08 | 1160919 | Sus | N | EquipmentFailureInvolved¦Other¦ConductorOverhead¦Malfunctioning
15-0003442 | Equipment Failure/Involved | Other | Conductor, Overhead | On Ground | 2015 | Tier 2 - Elevated | Distribution Circuit | 1 | 8 | 2015-01-08 | 1161291 | Sus | N | EquipmentFailureInvolved¦Other¦ConductorOverhead¦OnGround
15-0005139 | Vegetation | Tree - branch fell on line | Conductor, Overhead | Broken, wire on ground | 2015 | Tier 3 - Extreme | Distribution Circuit | 1 | 16 | 2015-01-16 | 1164755 | Sus | N | Vegetation¦Treebranchfellonline¦ConductorOverhead¦Brokenwireonground
15-0005861 | Unknown Cause | Patrol - not conducted |  |  | 2015 | Tier 2 - Elevated | Transformer only | 1 | 21 | 2015-01-21 | 1166662 | Sus | N | UnknownCause¦Patrolnotconducted¦¦
15-0011171 | Vegetation | Tree - fell into line | Pole-Wood | Broken | 2015 | Tier 3 - Extreme | Distribution Circuit | 2 | 7 | 2015-02-07 | 1180879 | Sus | N | Vegetation¦Treefellintoline¦PoleWood¦Broken
15-0012202 | Vegetation | Tree - fell into line | Conductor, Overhead | Normal | 2015 | Tier 2 - Elevated | Distribution Circuit | 2 | 6 | 2015-02-06 | 1176824 | Sus | N | Vegetation¦Treefellintoline¦ConductorOverhead¦Normal
15-0033131 | Animal | Squirrel | Fuse | Failed/Faulted | 2015 | Tier 2 - Elevated | Distribution Circuit | 5 | 10 | 2015-05-10 | 1232223 | Sus | Y | Animal¦Squirrel¦Fuse¦FailedFaulted
15-0034770 | Environmental/External | Lightning | Transformer (OH) | Failed/Faulted | 2015 | Tier 2 - Elevated | Transformer only | 5 | 17 | 2015-05-17 | 1235899 | Sus | Y | EnvironmentalExternal¦Lightning¦Transformer(OH)¦FailedFaulted
15-0040769 | Equipment Failure/Involved | Overhead | Transformer (OH) | Leaking | 2015 | Tier 2 - Elevated | Distribution Circuit | 6 | 12 | 2015-06-12 | 1250063 | Sus | Y | EquipmentFailureInvolved¦Overhead¦Transformer(OH)¦Leaking
15-0044787 | Environmental/External | Lightning | Lightning Arrestor | Failed/Faulted | 2015 | Tier 2 - Elevated | Distribution Circuit | 7 | 1 | 2015-07-01 | 1261104 | Sus | Y | EnvironmentalExternal¦Lightning¦LightningArrestor¦FailedFaulted
15-0047253 | Equipment Failure/Involved | Overhead | Booster | Burned/flashed | 2015 | Tier 3 - Extreme | Distribution Circuit | 7 | 13 | 2015-07-13 | 1267563 | Sus | Y | EquipmentFailureInvolved¦Overhead¦Booster¦Burnedflashed
15-0048065 | 3rd Party | Kite | Conductor, Overhead | Normal | 2015 | Tier 2 - Elevated | Distribution Circuit | 7 | 16 | 2015-07-16 | 1269246 | Sus | Y | 3rdParty¦Kite¦ConductorOverhead¦Normal
15-0068575 | Equipment Failure/Involved | Overhead | Pole-Wood | Broken | 2015 | Tier 2 - Elevated | Distribution Circuit | 10 | 7 | 2015-10-07 | 1318102 | Sus | Y | EquipmentFailureInvolved¦Overhead¦PoleWood¦Broken
15-0071262 | Environmental/External | Lightning | Fuse | Failed/Faulted | 2015 | Tier 3 - Extreme | Distribution Circuit | 10 | 17 | 2015-10-17 | 1323845 | Sus | Y | EnvironmentalExternal¦Lightning¦Fuse¦FailedFaulted
15-0076476 | Vegetation | Tree - fell into line | Conductor, Overhead | Together | 2015 | Tier 2 - Elevated | Distribution Circuit | 11 | 8 | 2015-11-08 | 1337480 | Sus | Y | Vegetation¦Treefellintoline¦ConductorOverhead¦Together
15-0077973 | Unknown Cause | Patrol - found nothing |  |  | 2015 | Tier 2 - Elevated | Distribution Circuit | 11 | 15 | 2015-11-15 | 1341947 | Sus | Y | UnknownCause¦Patrolfoundnothing¦¦
15-0081062 | Unknown Cause | Patrol - found nothing |  |  | 2015 | Tier 3 - Extreme | Distribution Circuit | 11 | 25 | 2015-11-25 | 1348445 | Sus | Y | UnknownCause¦Patrolfoundnothing¦¦
15-0082552 | Vegetation | Tree - fell into line | Conductor, Overhead | Broken, wire on ground | 2015 | Tier 3 - Extreme | Distribution Circuit | 12 | 3 | 2015-12-03 | 1352890 | Sus | N | Vegetation¦Treefellintoline¦ConductorOverhead¦Brokenwireonground
15-0084054 | Vegetation | Tree - bark fell into line | Conductor, Overhead | Broken, wire on ground | 2015 | Tier 2 - Elevated | Transformer only | 12 | 10 | 2015-12-10 | 1357887 | Sus | N | Vegetation¦Treebarkfellintoline¦ConductorOverhead¦Brokenwireonground
15-0086693 | Vegetation | Tree - branch fell on line | Conductor, Overhead | Broken, wire on ground | 2015 | Tier 2 - Elevated | Distribution Circuit | 12 | 22 | 2015-12-22 | 1368931 | Sus | N | Vegetation¦Treebranchfellonline¦ConductorOverhead¦Brokenwireonground
16-0003296 | Equipment Failure/Involved | Overhead | Transformer (OH) | Broken | 2016 | Tier 3 - Extreme | Distribution Circuit | 1 | 6 | 2016-01-06 | 1378023 | Sus | N | EquipmentFailureInvolved¦Overhead¦Transformer(OH)¦Broken
16-0003832 | Equipment Failure/Involved | Other | Connector or Splice (OH) | Deteriorated | 2016 | Tier 2 - Elevated | Transformer only | 1 | 7 | 2016-01-07 | 1379526 | Sus | N | EquipmentFailureInvolved¦Other¦ConnectororSplice(OH)¦Deteriorated
16-0006108 | Unknown Cause | Patrol - not conducted |  |  | 2016 | Tier 2 - Elevated | Distribution Circuit | 1 | 18 | 2016-01-18 | 1386283 | Sus | N | UnknownCause¦Patrolnotconducted¦¦
16-0007367 | Vegetation | Tree - fell into line | Fuse | Normal | 2016 | Tier 2 - Elevated | Distribution Circuit | 1 | 22 | 2016-01-22 | 1389857 | Sus | N | Vegetation¦Treefellintoline¦Fuse¦Normal
16-0009397 | Equipment Failure/Involved | Underground | Conductor, Underground | Broken | 2016 | Tier 2 - Elevated | Distribution Circuit | 1 | 31 | 2016-01-31 | 1394725 | Sus | N | EquipmentFailureInvolved¦Underground¦ConductorUnderground¦Broken
16-0011047 | Equipment Failure/Involved | Overhead | Cutout, fuse holder | Broken | 2016 | Tier 2 - Elevated | Distribution Circuit | 2 | 6 | 2016-02-06 | 1399380 | Sus | N | EquipmentFailureInvolved¦Overhead¦Cutoutfuseholder¦Broken
16-0013846 | Environmental/External | Lightning | Transformer | Failed/Faulted | 2016 | Tier 2 - Elevated | Distribution Circuit | 2 | 18 | 2016-02-18 | 1408323 | Sus | N | EnvironmentalExternal¦Lightning¦Transformer¦FailedFaulted
16-0016836 | Vegetation | Tree - branch fell on line | Conductor, Overhead | Broken, wire on ground | 2016 | Tier 2 - Elevated | Distribution Circuit | 3 | 2 | 2016-03-02 | 1414880 | Sus | N | Vegetation¦Treebranchfellonline¦ConductorOverhead¦Brokenwireonground
16-0017977 | Vegetation | Tree - fell into line | Conductor, Overhead | Broken, wire on ground | 2016 | Tier 2 - Elevated | Distribution Circuit | 3 | 5 | 2016-03-05 | 1418141 | Sus | N | Vegetation¦Treefellintoline¦ConductorOverhead¦Brokenwireonground
16-0018604 | Vegetation | Tree - branch fell on line | Conductor, Overhead | Together | 2016 | Tier 3 - Extreme | Distribution Circuit | 3 | 6 | 2016-03-06 | 1422763 | Sus | N | Vegetation¦Treebranchfellonline¦ConductorOverhead¦Together
16-0019104 | Equipment Failure/Involved | Overhead | Conductor, Overhead | Broken | 2016 | Tier 2 - Elevated | Distribution Circuit | 3 | 6 | 2016-03-06 | 1424718 | Sus | N | EquipmentFailureInvolved¦Overhead¦ConductorOverhead¦Broken
16-0019861 | Vegetation | Tree - fell into line | Pole-Wood | Broken, wire on ground | 2016 | Tier 2 - Elevated | Distribution Circuit | 3 | 10 | 2016-03-10 | 1426347 | Sus | N | Vegetation¦Treefellintoline¦PoleWood¦Brokenwireonground
16-0020195 | Vegetation | Tree - fell into line | Conductor, Overhead | Broken, wire on ground | 2016 | Tier 2 - Elevated | Distribution Circuit | 3 | 11 | 2016-03-11 | 1427026 | Sus | N | Vegetation¦Treefellintoline¦ConductorOverhead¦Brokenwireonground
16-0021053 | Unknown Cause | Patrol - found nothing |  |  | 2016 | Tier 2 - Elevated | Distribution Circuit | 3 | 13 | 2016-03-13 | 1430547 | Sus | N | UnknownCause¦Patrolfoundnothing¦¦
16-0023176 | Vegetation | Tree - branch fell on line | Conductor, Overhead | Normal | 2016 | Tier 3 - Extreme | Distribution Circuit | 3 | 22 | 2016-03-22 | 1435987 | Sus | N | Vegetation¦Treebranchfellonline¦ConductorOverhead¦Normal
16-0023644 | Equipment Failure/Involved | Overhead | Transformer | Failed/Faulted | 2016 | Tier 2 - Elevated | Transformer only | 3 | 23 | 2016-03-23 | 1437257 | Sus | N | EquipmentFailureInvolved¦Overhead¦Transformer¦FailedFaulted
16-0025774 | Unknown Cause | Patrol - found nothing |  |  | 2016 | Tier 2 - Elevated | Distribution Circuit | 4 | 3 | 2016-04-03 | 1443511 | Sus | N | UnknownCause¦Patrolfoundnothing¦¦
16-0029036 | Vegetation | Tree - fell into line | Conductor, Overhead | Broken, wire on ground | 2016 | Tier 2 - Elevated | Distribution Circuit | 4 | 15 | 2016-04-15 | 1451585 | Sus | N | Vegetation¦Treefellintoline¦ConductorOverhead¦Brokenwireonground
16-0034467 | Unknown Cause | Patrol - found nothing |  |  | 2016 | Tier 2 - Elevated | Transformer only | 5 | 6 | 2016-05-06 | 1465884 | Sus | Y | UnknownCause¦Patrolfoundnothing¦¦
16-0036487 | Equipment Failure/Involved | Overhead | Crossarm, Wood | Deteriorated | 2016 | Tier 3 - Extreme | Distribution Circuit | 5 | 17 | 2016-05-17 | 1471141 | Sus | Y | EquipmentFailureInvolved¦Overhead¦CrossarmWood¦Deteriorated
16-0038855 | Vegetation | Tree - branch fell on line | Conductor, Overhead | Normal | 2016 | Tier 2 - Elevated | Distribution Circuit | 5 | 26 | 2016-05-26 | 1477833 | Sus | Y | Vegetation¦Treebranchfellonline¦ConductorOverhead¦Normal
16-0041119 | Vegetation | Tree - fell into line | Conductor, Overhead | Broken, wire on ground | 2016 | Tier 3 - Extreme | Distribution Circuit | 6 | 4 | 2016-06-04 | 1483125 | Sus | Y | Vegetation¦Treefellintoline¦ConductorOverhead¦Brokenwireonground
16-0041710 | Vegetation | Tree - fell into line | Crossarm, Wood | Broken, wire on ground | 2016 | Tier 2 - Elevated | Distribution Circuit | 6 | 7 | 2016-06-07 | 1484707 | Sus | Y | Vegetation¦Treefellintoline¦CrossarmWood¦Brokenwireonground
16-0042032 | 3rd Party | Vehicle | Pole-Wood | Broken | 2016 | Tier 2 - Elevated | Distribution Circuit | 6 | 8 | 2016-06-08 | 1485491 | Sus | Y | 3rdParty¦Vehicle¦PoleWood¦Broken
16-0042386 | Equipment Failure/Involved | Overhead | Transformer | Failed/Faulted | 2016 | Tier 2 - Elevated | Distribution Circuit | 6 | 10 | 2016-06-10 | 1486425 | Sus | Y | EquipmentFailureInvolved¦Overhead¦Transformer¦FailedFaulted
16-0048285 | 3rd Party | Fire, house or bldg. | Transformer | Burned/flashed | 2016 | Tier 2 - Elevated | Transformer only | 7 | 7 | 2016-07-07 | 1502155 | Sus | Y | 3rdParty¦Firehouseorbldg¦Transformer¦Burnedflashed
16-0051670 | 3rd Party | Vehicle | Pole-Wood | Broken | 2016 | Tier 2 - Elevated | Distribution Circuit | 7 | 21 | 2016-07-21 | 1513852 | Sus | Y | 3rdParty¦Vehicle¦PoleWood¦Broken
16-0051921 | Unknown Cause | Patrol - found nothing |  |  | 2016 | Tier 2 - Elevated | Distribution Circuit | 7 | 22 | 2016-07-22 | 1514336 | Sus | Y | UnknownCause¦Patrolfoundnothing¦¦
16-0062217 | Animal | Squirrel | Conductor, Overhead | Normal | 2016 | Tier 2 - Elevated | Distribution Circuit | 9 | 3 | 2016-09-03 | 1536252 | Sus | Y | Animal¦Squirrel¦ConductorOverhead¦Normal
16-0062275 | Animal | Bird found | Conductor, Overhead | Normal | 2016 | Tier 2 - Elevated | Distribution Circuit | 9 | 3 | 2016-09-03 | 1536450 | Sus | Y | Animal¦Birdfound¦ConductorOverhead¦Normal
16-0070966 | 3rd Party | Vehicle | Pole-Wood | Broken | 2016 | Tier 3 - Extreme | Distribution Circuit | 10 | 10 | 2016-10-10 | 1556031 | Sus | Y | 3rdParty¦Vehicle¦PoleWood¦Broken
16-0072794 | Equipment Failure/Involved | Overhead | Pole-Wood | Broken | 2016 | Tier 3 - Extreme | Distribution Circuit | 10 | 16 | 2016-10-16 | 1562290 | Sus | Y | EquipmentFailureInvolved¦Overhead¦PoleWood¦Broken
16-0072948 | Vegetation | Tree - fell into line | Conductor, Overhead | Normal | 2016 | Tier 3 - Extreme | Distribution Circuit | 10 | 16 | 2016-10-16 | 1563317 | Sus | Y | Vegetation¦Treefellintoline¦ConductorOverhead¦Normal
16-0076107 | Equipment Failure/Involved | Overhead | Conductor, Overhead | Broken | 2016 | Tier 3 - Extreme | Distribution Circuit | 10 | 27 | 2016-10-27 | 1571040 | Sus | Y | EquipmentFailureInvolved¦Overhead¦ConductorOverhead¦Broken
16-0082209 | Animal | Squirrel |  | Failed/Faulted | 2016 | Tier 2 - Elevated | Transformer only | 11 | 25 | 2016-11-25 | 1588805 | Sus | Y | Animal¦Squirrel¦¦FailedFaulted
16-0083877 | Unknown Cause | Patrol - found nothing |  |  | 2016 | Tier 3 - Extreme | Distribution Circuit | 12 | 5 | 2016-12-05 | 1594576 | Sus | N | UnknownCause¦Patrolfoundnothing¦¦
16-0084503 | Equipment Failure/Involved | Overhead | Lightning Arrestor | Burned/flashed | 2016 | Tier 3 - Extreme | Distribution Circuit | 12 | 8 | 2016-12-08 | 1596763 | Sus | N | EquipmentFailureInvolved¦Overhead¦LightningArrestor¦Burnedflashed
16-0084634 | Unknown Cause | Patrol - found nothing |  |  | 2016 | Tier 3 - Extreme | Distribution Circuit | 12 | 8 | 2016-12-08 | 1597085 | Sus | N | UnknownCause¦Patrolfoundnothing¦¦
16-0084896 | Unknown Cause | Patrol - found nothing |  |  | 2016 | Tier 3 - Extreme | Distribution Circuit | 12 | 10 | 2016-12-10 | 1598244 | Sus | N | UnknownCause¦Patrolfoundnothing¦¦
16-0086051 | Vegetation | Tree - fell into line | Conductor, Overhead | Broken, wire on ground | 2016 | Tier 2 - Elevated | Distribution Circuit | 12 | 16 | 2016-12-16 | 1604326 | Sus | N | Vegetation¦Treefellintoline¦ConductorOverhead¦Brokenwireonground
17-0005168 | Vegetation | Tree - branch fell on line | Conductor, Overhead | Broken, wire on ground | 2017 | Tier 2 - Elevated | Distribution Circuit | 1 | 8 | 2017-01-08 | 1625271 | Sus | N | Vegetation¦Treebranchfellonline¦ConductorOverhead¦Brokenwireonground
17-0007412 | Vegetation | Tree - fell into line | Conductor, Overhead | Broken, wire on ground | 2017 | Tier 3 - Extreme | Distribution Circuit | 1 | 10 | 2017-01-10 | 1638666 | Sus | N | Vegetation¦Treefellintoline¦ConductorOverhead¦Brokenwireonground
17-0007438 | Environmental/External | Flood/Erosion | Conductor, Overhead | Normal | 2017 | Tier 3 - Extreme | Distribution Circuit | 1 | 11 | 2017-01-11 | 1638688 | Sus | N | EnvironmentalExternal¦FloodErosion¦ConductorOverhead¦Normal
17-0007513 | Vegetation | Tree - fell into line | Conductor, Overhead | Broken, wire on ground | 2017 | Tier 2 - Elevated | Distribution Circuit | 1 | 10 | 2017-01-10 | 1634723 | Sus | N | Vegetation¦Treefellintoline¦ConductorOverhead¦Brokenwireonground
17-0008314 | Unknown Cause | Patrol - found nothing |  |  | 2017 | Tier 2 - Elevated | Distribution Circuit | 1 | 12 | 2017-01-12 | 1641121 | Sus | N | UnknownCause¦Patrolfoundnothing¦¦
17-0009471 | 3rd Party | Vehicle | Pole-Wood | Broken, wire on ground | 2017 | Tier 2 - Elevated | Distribution Circuit | 1 | 16 | 2017-01-16 | 1644860 | Sus | N | 3rdParty¦Vehicle¦PoleWood¦Brokenwireonground
17-0010007 | Vegetation | Tree - fell into line | Conductor, Overhead | Broken, wire on ground | 2017 | Tier 2 - Elevated | Distribution Circuit | 1 | 18 | 2017-01-18 | 1646194 | Sus | N | Vegetation¦Treefellintoline¦ConductorOverhead¦Brokenwireonground
17-0010415 | Vegetation | Tree - fell into line | Conductor, Overhead | Normal | 2017 | Tier 2 - Elevated | Distribution Circuit | 1 | 18 | 2017-01-18 | 1648842 | Sus | N | Vegetation¦Treefellintoline¦ConductorOverhead¦Normal
17-0010572 | Vegetation | Tree - branch fell on line | Conductor, Overhead | Broken, wire on ground | 2017 | Tier 2 - Elevated | Distribution Circuit | 1 | 18 | 2017-01-18 | 1648948 | Sus | N | Vegetation¦Treebranchfellonline¦ConductorOverhead¦Brokenwireonground
17-0011359 | Unknown Cause | Patrol - found nothing |  |  | 2017 | Tier 2 - Elevated | Distribution Circuit | 1 | 20 | 2017-01-20 | 1652977 | Sus | N | UnknownCause¦Patrolfoundnothing¦¦
17-0017095 | Vegetation | Tree - fell into line | Pole-Wood | Broken, wire on ground | 2017 | Tier 3 - Extreme | Distribution Circuit | 2 | 3 | 2017-02-03 | 1673582 | Sus | N | Vegetation¦Treefellintoline¦PoleWood¦Brokenwireonground
17-0019091 | Equipment Failure/Involved | Overhead | Crossarm, Wood | Broken | 2017 | Tier 3 - Extreme | Distribution Circuit | 2 | 8 | 2017-02-08 | 1682117 | Sus | N | EquipmentFailureInvolved¦Overhead¦CrossarmWood¦Broken
17-0019134 | Equipment Failure/Involved | Overhead | Cutout, fuse holder | Broken | 2017 | Tier 3 - Extreme | Distribution Circuit | 2 | 8 | 2017-02-08 | 1682091 | Sus | N | EquipmentFailureInvolved¦Overhead¦Cutoutfuseholder¦Broken
17-0019732 | Equipment Failure/Involved | Overhead | Transformer (OH) | Deteriorated | 2017 | Tier 2 - Elevated | Transformer only | 2 | 9 | 2017-02-09 | 1683999 | Sus | N | EquipmentFailureInvolved¦Overhead¦Transformer(OH)¦Deteriorated
17-0023017 | Vegetation | Tree - fell into line | Pole-Wood | Broken | 2017 | Tier 2 - Elevated | Distribution Circuit | 2 | 18 | 2017-02-18 | 1699298 | Sus | N | Vegetation¦Treefellintoline¦PoleWood¦Broken
17-0023900 | Equipment Failure/Involved | Overhead | Recloser | Normal | 2017 | Tier 3 - Extreme | Distribution Circuit | 2 | 20 | 2017-02-20 | 1703686 | Sus | N | EquipmentFailureInvolved¦Overhead¦Recloser¦Normal
17-0024074 | Vegetation | Tree - bark fell into line | Conductor, Overhead | Broken, wire on object | 2017 | Tier 2 - Elevated | Distribution Circuit | 2 | 20 | 2017-02-20 | 1705434 | Sus | N | Vegetation¦Treebarkfellintoline¦ConductorOverhead¦Brokenwireonobject
17-0024804 | Vegetation | Tree - fell into line | Conductor, Overhead | Arcing | 2017 | Tier 2 - Elevated | Distribution Circuit | 2 | 21 | 2017-02-21 | 1706993 | Sus | N | Vegetation¦Treefellintoline¦ConductorOverhead¦Arcing
17-0024804 | Vegetation | Tree - fell into line | Conductor, Overhead | Arcing | 2017 | Tier 2 - Elevated | Distribution Circuit | 2 | 21 | 2017-02-21 | 1706993 | Sus | N | Vegetation¦Treefellintoline¦ConductorOverhead¦Arcing
17-0025269 | Unknown Cause | Patrol - not conducted |  |  | 2017 | Tier 2 - Elevated | Distribution Circuit | 2 | 21 | 2017-02-21 | 1708895 | Sus | N | UnknownCause¦Patrolnotconducted¦¦
17-0026668 | 3rd Party | Vehicle | Pole-Wood | Broken, wire on ground | 2017 | Tier 2 - Elevated | Distribution Circuit | 2 | 24 | 2017-02-24 | 1713553 | Sus | N | 3rdParty¦Vehicle¦PoleWood¦Brokenwireonground
17-0026687 | 3rd Party | Vehicle | Pole-Wood | Broken | 2017 | Tier 2 - Elevated | Transformer only | 2 | 25 | 2017-02-25 | 1713625 | Sus | N | 3rdParty¦Vehicle¦PoleWood¦Broken
17-0026874 | Equipment Failure/Involved | Overhead | Pole-Wood | Broken | 2017 | Tier 2 - Elevated | Distribution Circuit | 2 | 26 | 2017-02-26 | 1714371 | Sus | N | EquipmentFailureInvolved¦Overhead¦PoleWood¦Broken
17-0027633 | Equipment Failure/Involved | Overhead | Transformer | Failed/Faulted | 2017 | Tier 3 - Extreme | Distribution Circuit | 3 | 1 | 2017-03-01 | 1716736 | Sus | N | EquipmentFailureInvolved¦Overhead¦Transformer¦FailedFaulted
17-0028511 | Vegetation | Tree - branch fell on line | Conductor, Overhead | Normal | 2017 | Tier 2 - Elevated | Distribution Circuit | 3 | 5 | 2017-03-05 | 1720083 | Sus | N | Vegetation¦Treebranchfellonline¦ConductorOverhead¦Normal
17-0031763 | 3rd Party | Tree - cutting, 3rd party | Conductor, Overhead | Broken, wire on ground | 2017 | Tier 3 - Extreme | Distribution Circuit | 3 | 19 | 2017-03-19 | 1730146 | Sus | N | 3rdParty¦Treecutting3rdparty¦ConductorOverhead¦Brokenwireonground
17-0041830 | Equipment Failure/Involved | Overhead | Fuse | Failed/Faulted | 2017 | Tier 2 - Elevated | Distribution Circuit | 4 | 20 | 2017-04-20 | 1762275 | Sus | N | EquipmentFailureInvolved¦Overhead¦Fuse¦FailedFaulted
17-0042216 | Vegetation | Tree - branch fell on line | Conductor, Overhead | Normal | 2017 | Tier 2 - Elevated | Distribution Circuit | 4 | 23 | 2017-04-23 | 1765318 | Sus | N | Vegetation¦Treebranchfellonline¦ConductorOverhead¦Normal
17-0044195 | Unknown Cause | Patrol - not conducted |  |  | 2017 | Tier 2 - Elevated | Distribution Circuit | 5 | 1 | 2017-05-01 | 1771555 | Sus | Y | UnknownCause¦Patrolnotconducted¦¦
17-0054304 | Unknown Cause | Patrol - found nothing |  |  | 2017 | Tier 3 - Extreme | Distribution Circuit | 6 | 11 | 2017-06-11 | 1801691 | Sus | Y | UnknownCause¦Patrolfoundnothing¦¦
17-0054484 | Unknown Cause | Patrol - found nothing |  |  | 2017 | Tier 2 - Elevated | Distribution Circuit | 6 | 12 | 2017-06-12 | 1802542 | Sus | Y | UnknownCause¦Patrolfoundnothing¦¦
17-0055940 | Vegetation | Tree - fell into line | Transformer | Deteriorated | 2017 | Tier 2 - Elevated | Transformer only | 6 | 17 | 2017-06-17 | 1806714 | Sus | Y | Vegetation¦Treefellintoline¦Transformer¦Deteriorated
17-0056961 | Equipment Failure/Involved | Underground | Transformer (UG) | Broken | 2017 | Tier 2 - Elevated | Distribution Circuit | 6 | 20 | 2017-06-20 | 1813037 | Sus | Y | EquipmentFailureInvolved¦Underground¦Transformer(UG)¦Broken
17-0057834 | Equipment Failure/Involved | Overhead | Transformer (OH) | Failed/Faulted | 2017 | Tier 2 - Elevated | Distribution Circuit | 6 | 22 | 2017-06-22 | 1815176 | Sus | Y | EquipmentFailureInvolved¦Overhead¦Transformer(OH)¦FailedFaulted
17-0058274 | Equipment Failure/Involved | Overhead | Crossarm, Wood | Broken | 2017 | Tier 2 - Elevated | Distribution Circuit | 6 | 24 | 2017-06-24 | 1816970 | Sus | Y | EquipmentFailureInvolved¦Overhead¦CrossarmWood¦Broken
17-0061419 | Equipment Failure/Involved | Overhead | Transformer | Failed/Faulted | 2017 | Tier 3 - Extreme | Transformer only | 7 | 8 | 2017-07-08 | 1826282 | Sus | Y | EquipmentFailureInvolved¦Overhead¦Transformer¦FailedFaulted
17-0062805 | Animal | Bird found | Conductor, Overhead | Normal | 2017 | Tier 2 - Elevated | Distribution Circuit | 7 | 14 | 2017-07-14 | 1831136 | Sus | Y | Animal¦Birdfound¦ConductorOverhead¦Normal
17-0063223 | Vegetation | Tree - fell into line | Conductor, Overhead | Broken, wire on ground | 2017 | Tier 2 - Elevated | Distribution Circuit | 7 | 16 | 2017-07-16 | 1832697 | Sus | Y | Vegetation¦Treefellintoline¦ConductorOverhead¦Brokenwireonground
17-0068609 | Equipment Failure/Involved | Overhead | Pole-Wood | Broken | 2017 | Tier 3 - Extreme | Distribution Circuit | 8 | 7 | 2017-08-07 | 1848198 | Sus | Y | EquipmentFailureInvolved¦Overhead¦PoleWood¦Broken
17-0075253 | Unknown Cause | Patrol - found nothing |  |  | 2017 | Tier 2 - Elevated | Distribution Circuit | 9 | 2 | 2017-09-02 | 1866784 | Sus | Y | UnknownCause¦Patrolfoundnothing¦¦
17-0077342 | Equipment Failure/Involved | Other | Connector or Splice (OH) | Broken | 2017 | Tier 2 - Elevated | Transformer only | 9 | 10 | 2017-09-10 | 1874502 | Sus | Y | EquipmentFailureInvolved¦Other¦ConnectororSplice(OH)¦Broken
17-0077536 | Unknown Cause | Patrol - found nothing |  |  | 2017 | Tier 2 - Elevated | Distribution Circuit | 9 | 11 | 2017-09-11 | 1874988 | Sus | Y | UnknownCause¦Patrolfoundnothing¦¦
17-0080863 | Vegetation | Tree - branch fell on line | Conductor, Overhead | Normal | 2017 | Tier 3 - Extreme | Distribution Circuit | 9 | 22 | 2017-09-22 | 1883721 | Sus | Y | Vegetation¦Treebranchfellonline¦ConductorOverhead¦Normal
17-0081226 | Equipment Failure/Involved | Underground | Transformer (UG) | Broken | 2017 | Tier 2 - Elevated | Distribution Circuit | 9 | 23 | 2017-09-23 | 1884734 | Sus | Y | EquipmentFailureInvolved¦Underground¦Transformer(UG)¦Broken
17-0084434 | Equipment Failure/Involved | Overhead | Transformer | Failed/Faulted | 2017 | Tier 2 - Elevated | Transformer only | 10 | 5 | 2017-10-05 | 1891303 | Sus | Y | EquipmentFailureInvolved¦Overhead¦Transformer¦FailedFaulted
17-0086812 | Environmental/External | Fire, Forest/Grass | Conductor, Overhead | Normal | 2017 | Tier 2 - Elevated | Distribution Circuit | 10 | 8 | 2017-10-08 | 1899476 | Sus | Y | EnvironmentalExternal¦FireForestGrass¦ConductorOverhead¦Normal
17-0087512 | Environmental/External | Fire, Forest/Grass | Conductor, Overhead | Normal | 2017 | Tier 3 - Extreme | Distribution Circuit | 10 | 8 | 2017-10-08 | 1901311 | Sus | Y | EnvironmentalExternal¦FireForestGrass¦ConductorOverhead¦Normal
17-0087591 | Environmental/External | Fire, Forest/Grass | Pole-Wood | Burned/flashed | 2017 | Tier 2 - Elevated | Distribution Circuit | 10 | 9 | 2017-10-09 | 1901469 | Sus | Y | EnvironmentalExternal¦FireForestGrass¦PoleWood¦Burnedflashed
17-0088696 | Environmental/External | Fire, Forest/Grass | Pole-Wood | Burned/flashed | 2017 | Tier 2 - Elevated | Distribution Circuit | 10 | 8 | 2017-10-08 | 1904433 | Sus | Y | EnvironmentalExternal¦FireForestGrass¦PoleWood¦Burnedflashed
17-0090067 | Equipment Failure/Involved | Overhead | Transformer | Failed/Faulted | 2017 | Tier 3 - Extreme | Transformer only | 10 | 24 | 2017-10-24 | 1908799 | Sus | Y | EquipmentFailureInvolved¦Overhead¦Transformer¦FailedFaulted
17-0095411 | Vegetation | Tree - branch fell on line | Conductor, Overhead | Together | 2017 | Tier 2 - Elevated | Distribution Circuit | 11 | 16 | 2017-11-16 | 1923420 | Sus | Y | Vegetation¦Treebranchfellonline¦ConductorOverhead¦Together
17-0097037 | Unknown Cause | Patrol - found nothing |  |  | 2017 | Tier 2 - Elevated | Distribution Circuit | 11 | 22 | 2017-11-22 | 1927709 | Sus | Y | UnknownCause¦Patrolfoundnothing¦¦
17-0097589 | Vegetation | Tree - branch fell on line | Conductor, Overhead | Broken, wire on ground | 2017 | Tier 3 - Extreme | Distribution Circuit | 11 | 26 | 2017-11-26 | 1929315 | Sus | Y | Vegetation¦Treebranchfellonline¦ConductorOverhead¦Brokenwireonground
17-0103138 | Equipment Failure/Involved | Other | Transformer | Failed/Faulted | 2017 | Tier 3 - Extreme | Transformer only | 12 | 23 | 2017-12-23 | 1950691 | Sus | N | EquipmentFailureInvolved¦Other¦Transformer¦FailedFaulted
17-0103525 | Unknown Cause | Patrol - found nothing |  |  | 2017 | Tier 3 - Extreme | Distribution Circuit | 12 | 28 | 2017-12-28 | 1952646 | Sus | N | UnknownCause¦Patrolfoundnothing¦¦
18-0007763 | Unknown Cause | Patrol - found nothing |  |  | 2018 | Tier 2 - Elevated | Distribution Circuit | 1 | 22 | 2018-01-22 | 11791 | Sus | N | UnknownCause¦Patrolfoundnothing¦¦
18-0016574 | Unknown Cause | Patrol - not conducted |  |  | 2018 | Tier 3 - Extreme | Distribution Circuit | 2 | 22 | 2018-02-22 | 29744 | Sus | N | UnknownCause¦Patrolnotconducted¦¦
18-0021949 | Equipment Failure/Involved | Overhead | Insulator | Broken | 2018 | Tier 3 - Extreme | Distribution Circuit | 3 | 12 | 2018-03-12 | 42538 | Sus | N | EquipmentFailureInvolved¦Overhead¦Insulator¦Broken
18-0029726 | Vegetation | Tree - fell into line | Service conductor | Broken, wire on ground | 2018 | Tier 2 - Elevated | Transformer only | 4 | 5 | 2018-04-05 | 60456 | Sus | N | Vegetation¦Treefellintoline¦Serviceconductor¦Brokenwireonground
18-0035352 | Animal | Bird found | Conductor, Overhead | Normal | 2018 | Tier 2 - Elevated | Distribution Circuit | 4 | 25 | 2018-04-25 | 73426 | Sus | N | Animal¦Birdfound¦ConductorOverhead¦Normal
18-0038465 | Equipment Failure/Involved | Underground | Conductor, Underground | Broken | 2018 | Tier 2 - Elevated | Distribution Circuit | 5 | 4 | 2018-05-04 | 79636 | Sus | Y | EquipmentFailureInvolved¦Underground¦ConductorUnderground¦Broken
18-0044495 | Vegetation | Tree - fell into line | Conductor, Overhead | Normal | 2018 | Tier 2 - Elevated | Distribution Circuit | 5 | 25 | 2018-05-25 | 93866 | Sus | Y | Vegetation¦Treefellintoline¦ConductorOverhead¦Normal
18-0051679 | Equipment Failure/Involved | Overhead | Conductor, Overhead | Broken, wire on ground | 2018 | Tier 2 - Elevated | Distribution Circuit | 6 | 16 | 2018-06-16 | 111097 | Sus | Y | EquipmentFailureInvolved¦Overhead¦ConductorOverhead¦Brokenwireonground
18-0058039 | Equipment Failure/Involved | Overhead | Insulator | Broken, wire on ground | 2018 | Tier 3 - Extreme | Distribution Circuit | 7 | 9 | 2018-07-09 | 127332 | Sus | Y | EquipmentFailureInvolved¦Overhead¦Insulator¦Brokenwireonground
18-0058039 | Equipment Failure/Involved | Overhead | Insulator | Broken, wire on ground | 2018 | Tier 3 - Extreme | Distribution Circuit | 7 | 9 | 2018-07-09 | 127332 | Sus | Y | EquipmentFailureInvolved¦Overhead¦Insulator¦Brokenwireonground
18-0060415 | Equipment Failure/Involved | Underground | Conductor, Underground | Broken | 2018 | Tier 2 - Elevated | Distribution Circuit | 7 | 17 | 2018-07-17 | 133430 | Sus | Y | EquipmentFailureInvolved¦Underground¦ConductorUnderground¦Broken
18-0065388 | 3rd Party | Other | Conductor, Overhead | Broken, wire on ground | 2018 | Tier 2 - Elevated | Distribution Circuit | 7 | 31 | 2018-07-31 | 145990 | Sus | Y | 3rdParty¦Other¦ConductorOverhead¦Brokenwireonground
18-0068935 | Animal | Squirrel | Fuse | Failed/Faulted | 2018 | Tier 3 - Extreme | Distribution Circuit | 8 | 11 | 2018-08-11 | 153369 | Sus | Y | Animal¦Squirrel¦Fuse¦FailedFaulted
18-0069207 | Equipment Failure/Involved | Overhead | Crossarm, Wood | Broken | 2018 | Tier 2 - Elevated | Distribution Circuit | 8 | 13 | 2018-08-13 | 154166 | Sus | Y | EquipmentFailureInvolved¦Overhead¦CrossarmWood¦Broken
18-0072654 | Equipment Failure/Involved | Overhead | Jumper | Burned Open | 2018 | Tier 2 - Elevated | Distribution Circuit | 8 | 22 | 2018-08-22 | 160595 | Sus | Y | EquipmentFailureInvolved¦Overhead¦Jumper¦BurnedOpen
18-0084338 | Unknown Cause | Patrol - found nothing |  |  | 2018 | Tier 2 - Elevated | Distribution Circuit | 9 | 27 | 2018-09-27 | 182968 | Sus | Y | UnknownCause¦Patrolfoundnothing¦¦
18-0086148 | Animal | Squirrel | Conductor, Overhead | Normal | 2018 | Tier 3 - Extreme | Distribution Circuit | 10 | 3 | 2018-10-03 | 187068 | Sus | Y | Animal¦Squirrel¦ConductorOverhead¦Normal
18-0088943 | Animal | Bird found | Conductor, Overhead | Normal | 2018 | Tier 3 - Extreme | Distribution Circuit | 10 | 10 | 2018-10-10 | 192203 | Sus | Y | Animal¦Birdfound¦ConductorOverhead¦Normal
18-0095105 | 3rd Party | Vehicle | Pole-Wood | Broken | 2018 | Tier 2 - Elevated | Distribution Circuit | 10 | 29 | 2018-10-29 | 204270 | Sus | Y | 3rdParty¦Vehicle¦PoleWood¦Broken
18-0098821 | 3rd Party | Tree - cutting, 3rd party | Crossarm, Wood | Broken, wire on ground | 2018 | Tier 2 - Elevated | Distribution Circuit | 11 | 10 | 2018-11-10 | 212898 | Sus | Y | 3rdParty¦Treecutting3rdparty¦CrossarmWood¦Brokenwireonground
18-0099503 | Vegetation | Tree - branch fell on line | Fuse | Broken | 2018 | Tier 3 - Extreme | Transformer only | 11 | 13 | 2018-11-13 | 214691 | Sus | Y | Vegetation¦Treebranchfellonline¦Fuse¦Broken
18-0101315 | Environmental/External | Fire, Forest/Grass | Pole-Wood | Burned/flashed | 2018 | Tier 3 - Extreme | Distribution Circuit | 11 | 8 | 2018-11-08 | 218704 | Sus | Y | EnvironmentalExternal¦FireForestGrass¦PoleWood¦Burnedflashed
18-0102159 | Unknown Cause | Patrol - found nothing |  |  | 2018 | Tier 2 - Elevated | Distribution Circuit | 11 | 21 | 2018-11-21 | 220976 | Sus | Y | UnknownCause¦Patrolfoundnothing¦¦
18-0102306 | Unknown Cause | Patrol - found nothing |  |  | 2018 | Tier 2 - Elevated | Distribution Circuit | 11 | 22 | 2018-11-22 | 221917 | Sus | Y | UnknownCause¦Patrolfoundnothing¦¦
18-0102589 | Equipment Failure/Involved | Fire, pole | Pole-Wood | Burned/flashed | 2018 | Tier 3 - Extreme | Distribution Circuit | 11 | 23 | 2018-11-23 | 222979 | Sus | Y | EquipmentFailureInvolved¦Firepole¦PoleWood¦Burnedflashed
18-0106008 | Unknown Cause | Patrol - not conducted |  |  | 2018 | Tier 3 - Extreme | Distribution Circuit | 12 | 1 | 2018-12-01 | 231379 | Sus | N | UnknownCause¦Patrolnotconducted¦¦
18-0108084 | Equipment Failure/Involved | Overhead | Transformer | Failed/Faulted | 2018 | Tier 3 - Extreme | Transformer only | 12 | 8 | 2018-12-08 | 236290 | Sus | N | EquipmentFailureInvolved¦Overhead¦Transformer¦FailedFaulted
18-0110948 | Vegetation | Tree - fell into line | Conductor, Overhead | Broken, wire on ground | 2018 | Tier 2 - Elevated | Distribution Circuit | 12 | 28 | 2018-12-28 | 248583 | Sus | N | Vegetation¦Treefellintoline¦ConductorOverhead¦Brokenwireonground
19-0003431 | Unknown Cause | Patrol - found nothing |  |  | 2019 | Tier 2 - Elevated | Distribution Circuit | 1 | 1 | 2019-01-01 | 251425 | Sus | N | UnknownCause¦Patrolfoundnothing¦¦
19-0005384 | Equipment Failure/Involved | Underground | Conductor, Underground | Broken | 2019 | Tier 2 - Elevated | Distribution Circuit | 1 | 6 | 2019-01-06 | 256331 | Sus | N | EquipmentFailureInvolved¦Underground¦ConductorUnderground¦Broken
19-0005454 | Vegetation | Tree - fell into line | Conductor, Overhead | Broken, wire on ground | 2019 | Tier 3 - Extreme | Distribution Circuit | 1 | 6 | 2019-01-06 | 255948 | Sus | N | Vegetation¦Treefellintoline¦ConductorOverhead¦Brokenwireonground
19-0005474 | Vegetation | Tree - branch fell on line | Conductor, Overhead | Normal | 2019 | Tier 3 - Extreme | Distribution Circuit | 1 | 6 | 2019-01-06 | 256302 | Sus | N | Vegetation¦Treebranchfellonline¦ConductorOverhead¦Normal
19-0006841 | 3rd Party | Vehicle | Pole-Wood | Broken | 2019 | Tier 2 - Elevated | Distribution Circuit | 1 | 9 | 2019-01-09 | 261661 | Sus | N | 3rdParty¦Vehicle¦PoleWood¦Broken
19-0009860 | Vegetation | Tree - fell into line | Pole-Wood | Broken, wire on ground | 2019 | Tier 2 - Elevated | Distribution Circuit | 1 | 16 | 2019-01-16 | 267368 | Sus | N | Vegetation¦Treefellintoline¦PoleWood¦Brokenwireonground
19-0010488 | Vegetation | Tree - fell into line | Conductor, Overhead | Broken, wire on ground | 2019 | Tier 2 - Elevated | Distribution Circuit | 1 | 16 | 2019-01-16 | 271618 | Sus | N | Vegetation¦Treefellintoline¦ConductorOverhead¦Brokenwireonground
19-0010787 | Unknown Cause | Patrol - found nothing |  |  | 2019 | Tier 2 - Elevated | Distribution Circuit | 1 | 16 | 2019-01-16 | 268679 | Sus | N | UnknownCause¦Patrolfoundnothing¦¦
19-0011092 | Equipment Failure/Involved | Overhead | Insulator | Broken | 2019 | Tier 3 - Extreme | Distribution Circuit | 1 | 17 | 2019-01-17 | 273024 | Sus | N | EquipmentFailureInvolved¦Overhead¦Insulator¦Broken
19-0011153 | Unknown Cause | Patrol - found nothing |  |  | 2019 | Tier 3 - Extreme | Distribution Circuit | 1 | 17 | 2019-01-17 | 272281 | Sus | N | UnknownCause¦Patrolfoundnothing¦¦
19-0012170 | Vegetation | Tree - branch fell on line | Conductor, Overhead | Normal | 2019 | Tier 3 - Extreme | Distribution Circuit | 1 | 19 | 2019-01-19 | 276956 | Sus | N | Vegetation¦Treebranchfellonline¦ConductorOverhead¦Normal
19-0016852 | Vegetation | Tree - fell into line | Conductor, Overhead | Normal | 2019 | Tier 3 - Extreme | Distribution Circuit | 2 | 2 | 2019-02-02 | 285939 | Sus | N | Vegetation¦Treefellintoline¦ConductorOverhead¦Normal
19-0017571 | Vegetation | Tree - branch fell on line | Conductor, Overhead | Normal | 2019 | Tier 3 - Extreme | Distribution Circuit | 2 | 3 | 2019-02-03 | 288449 | Sus | N | Vegetation¦Treebranchfellonline¦ConductorOverhead¦Normal
19-0019251 | Vegetation | Tree - fell into line | Pole-Wood | Broken | 2019 | Tier 3 - Extreme | Distribution Circuit | 2 | 5 | 2019-02-05 | 294459 | Sus | N | Vegetation¦Treefellintoline¦PoleWood¦Broken
19-0019560 | Vegetation | Tree - fell into line | Pole-Wood | Broken, wire on ground | 2019 | Tier 3 - Extreme | Distribution Circuit | 2 | 4 | 2019-02-04 | 295231 | Sus | N | Vegetation¦Treefellintoline¦PoleWood¦Brokenwireonground
19-0021549 | Vegetation | Tree - fell into line | Conductor, Overhead | Broken, wire on ground | 2019 | Tier 2 - Elevated | Distribution Circuit | 2 | 10 | 2019-02-10 | 300888 | Sus | N | Vegetation¦Treefellintoline¦ConductorOverhead¦Brokenwireonground
19-0023839 | Vegetation | Tree - fell into line | Conductor, Overhead | Broken, wire on ground | 2019 | Tier 3 - Extreme | Distribution Circuit | 2 | 13 | 2019-02-13 | 311487 | Sus | N | Vegetation¦Treefellintoline¦ConductorOverhead¦Brokenwireonground
19-0024046 | Vegetation | Tree - fell into line | Conductor, Overhead | Broken | 2019 | Tier 2 - Elevated | Distribution Circuit | 2 | 15 | 2019-02-15 | 311650 | Sus | N | Vegetation¦Treefellintoline¦ConductorOverhead¦Broken
19-0024334 | Unknown Cause | Patrol - found nothing |  |  | 2019 | Tier 3 - Extreme | Distribution Circuit | 2 | 15 | 2019-02-15 | 312972 | Sus | N | UnknownCause¦Patrolfoundnothing¦¦
19-0024378 | Vegetation | Tree - branch fell on line | Transformer | Burned/flashed | 2019 | Tier 3 - Extreme | Transformer only | 2 | 16 | 2019-02-16 | 313235 | Sus | N | Vegetation¦Treebranchfellonline¦Transformer¦Burnedflashed
19-0024568 | Equipment Failure/Involved | Overhead | Transformer (OH) | Failed/Faulted | 2019 | Tier 2 - Elevated | Distribution Circuit | 2 | 16 | 2019-02-16 | 313813 | Sus | N | EquipmentFailureInvolved¦Overhead¦Transformer(OH)¦FailedFaulted
19-0025595 | Vegetation | Tree - branch fell on line | Pole-Wood | Broken, wire on ground | 2019 | Tier 2 - Elevated | Distribution Circuit | 2 | 13 | 2019-02-13 | 317513 | Sus | N | Vegetation¦Treebranchfellonline¦PoleWood¦Brokenwireonground
19-0025671 | Vegetation | Tree - fell into line | Conductor, Overhead | Normal | 2019 | Tier 2 - Elevated | Distribution Circuit | 2 | 12 | 2019-02-12 | 317816 | Sus | N | Vegetation¦Treefellintoline¦ConductorOverhead¦Normal
19-0025745 | Vegetation | Tree - fell into line | Crossarm, Wood | Broken, wire on ground | 2019 | Tier 2 - Elevated | Distribution Circuit | 2 | 12 | 2019-02-12 | 318179 | Sus | N | Vegetation¦Treefellintoline¦CrossarmWood¦Brokenwireonground
19-0027372 | Unknown Cause | Patrol - found nothing |  |  | 2019 | Tier 2 - Elevated | Distribution Circuit | 2 | 22 | 2019-02-22 | 321595 | Sus | N | UnknownCause¦Patrolfoundnothing¦¦
19-0028044 | Vegetation | Tree - fell into line | Transformer (OH) | Broken, wire on ground | 2019 | Tier 2 - Elevated | Distribution Circuit | 2 | 25 | 2019-02-25 | 323588 | Sus | N | Vegetation¦Treefellintoline¦Transformer(OH)¦Brokenwireonground
19-0029275 | Unknown Cause | Patrol - found nothing |  |  | 2019 | Tier 2 - Elevated | Distribution Circuit | 2 | 27 | 2019-02-27 | 327641 | Sus | N | UnknownCause¦Patrolfoundnothing¦¦
19-0031644 | Equipment Failure/Involved | Electrical Overload |  | Failed/Faulted | 2019 | Tier 2 - Elevated | Transformer only | 3 | 7 | 2019-03-07 | 333491 | Sus | N | EquipmentFailureInvolved¦ElectricalOverload¦¦FailedFaulted
19-0032440 | Vegetation | Tree - fell into line | Conductor, Overhead | Broken, wire on ground | 2019 | Tier 2 - Elevated | Distribution Circuit | 3 | 10 | 2019-03-10 | 335608 | Sus | N | Vegetation¦Treefellintoline¦ConductorOverhead¦Brokenwireonground
19-0036428 | Equipment Failure/Involved | Overhead | Transformer (OH) | Failed/Faulted | 2019 | Tier 2 - Elevated | Transformer only | 3 | 23 | 2019-03-23 | 346028 | Sus | N | EquipmentFailureInvolved¦Overhead¦Transformer(OH)¦FailedFaulted
19-0036764 | Equipment Failure/Involved | Overhead | Transformer (OH) | Failed/Faulted | 2019 | Tier 2 - Elevated | Distribution Circuit | 3 | 25 | 2019-03-25 | 346919 | Sus | N | EquipmentFailureInvolved¦Overhead¦Transformer(OH)¦FailedFaulted
19-0038996 | Equipment Failure/Involved | Overhead | Secondary | Normal | 2019 | Tier 2 - Elevated | Transformer only | 4 | 2 | 2019-04-02 | 352170 | Sus | N | EquipmentFailureInvolved¦Overhead¦Secondary¦Normal
19-0040219 | 3rd Party | Vehicle | Pole-Wood | Broken, wire on ground | 2019 | Tier 2 - Elevated | Distribution Circuit | 4 | 5 | 2019-04-05 | 354626 | Sus | N | 3rdParty¦Vehicle¦PoleWood¦Brokenwireonground
19-0040676 | Unknown Cause | Patrol - found nothing |  |  | 2019 | Tier 3 - Extreme | Distribution Circuit | 4 | 8 | 2019-04-08 | 356097 | Sus | N | UnknownCause¦Patrolfoundnothing¦¦
19-0047664 | Equipment Failure/Involved | Overhead | Transformer | Failed/Faulted | 2019 | Tier 2 - Elevated | Transformer only | 4 | 30 | 2019-04-30 | 371134 | Sus | N | EquipmentFailureInvolved¦Overhead¦Transformer¦FailedFaulted
19-0048903 | Equipment Failure/Involved | Overhead | Crossarm, Wood | Broken | 2019 | Tier 2 - Elevated | Distribution Circuit | 5 | 4 | 2019-05-04 | 373773 | Sus | Y | EquipmentFailureInvolved¦Overhead¦CrossarmWood¦Broken
19-0053720 | 3rd Party | Vehicle | Pole-Wood | Broken, wire on ground | 2019 | Tier 3 - Extreme | Distribution Circuit | 5 | 18 | 2019-05-18 | 384499 | Sus | Y | 3rdParty¦Vehicle¦PoleWood¦Brokenwireonground
19-0054163 | Unknown Cause | Patrol - found nothing |  |  | 2019 | Tier 2 - Elevated | Distribution Circuit | 5 | 20 | 2019-05-20 | 385744 | Sus | Y | UnknownCause¦Patrolfoundnothing¦¦
19-0055078 | Environmental/External | Lightning | Transformer | Failed/Faulted | 2019 | Tier 2 - Elevated | Transformer only | 5 | 21 | 2019-05-21 | 387413 | Sus | Y | EnvironmentalExternal¦Lightning¦Transformer¦FailedFaulted
19-0055085 | Unknown Cause | Patrol - found nothing |  |  | 2019 | Tier 2 - Elevated | Distribution Circuit | 5 | 21 | 2019-05-21 | 387502 | Sus | Y | UnknownCause¦Patrolfoundnothing¦¦
19-0063028 | 3rd Party | Gun Shot | Conductor, Overhead | Broken | 2019 | Tier 3 - Extreme | Distribution Circuit | 6 | 5 | 2019-06-05 | 398182 | Sus | Y | 3rdParty¦GunShot¦ConductorOverhead¦Broken
19-0065900 | Equipment Failure/Involved | Overhead | Crossarm, Wood | Deteriorated | 2019 | Tier 2 - Elevated | Distribution Circuit | 6 | 11 | 2019-06-11 | 405394 | Sus | Y | EquipmentFailureInvolved¦Overhead¦CrossarmWood¦Deteriorated
19-0069116 | Equipment Failure/Involved | Overhead | Crossarm, Wood | Broken | 2019 | Tier 3 - Extreme | Transformer only | 6 | 18 | 2019-06-18 | 418493 | Sus | Y | EquipmentFailureInvolved¦Overhead¦CrossarmWood¦Broken
19-0078090 | Unknown Cause | Patrol - found nothing |  |  | 2019 | Tier 3 - Extreme | Distribution Circuit | 7 | 16 | 2019-07-16 | 454714 | Sus | Y | UnknownCause¦Patrolfoundnothing¦¦
19-0089017 | Equipment Failure/Involved | Overhead | Jumper | Broken | 2019 | Tier 2 - Elevated | Distribution Circuit | 8 | 16 | 2019-08-16 | 519019 | Sus | Y | EquipmentFailureInvolved¦Overhead¦Jumper¦Broken
19-0093828 | Unknown Cause | Patrol - found nothing |  |  | 2019 | Tier 2 - Elevated | Distribution Circuit | 8 | 29 | 2019-08-29 | 547465 | Sus | Y | UnknownCause¦Patrolfoundnothing¦¦
19-0099168 | Equipment Failure/Involved | Overhead | Pole-Wood | Broken | 2019 | Tier 2 - Elevated | Distribution Circuit | 9 | 14 | 2019-09-14 | 582979 | Sus | Y | EquipmentFailureInvolved¦Overhead¦PoleWood¦Broken
19-0129995 | Unknown Cause | Patrol - not conducted |  |  | 2019 | Tier 2 - Elevated | Distribution Circuit | 11 | 26 | 2019-11-26 | 717446 | Sus | Y | UnknownCause¦Patrolnotconducted¦¦
19-0130560 | Vegetation | Tree - fell into line | Conductor, Overhead | Together | 2019 | Tier 3 - Extreme | Distribution Circuit | 11 | 27 | 2019-11-27 | 721374 | Sus | Y | Vegetation¦Treefellintoline¦ConductorOverhead¦Together
19-0130695 | Vegetation | Tree - fell into line | Pole-Wood | Broken, wire on ground | 2019 | Tier 3 - Extreme | Distribution Circuit | 11 | 27 | 2019-11-27 | 722278 | Sus | Y | Vegetation¦Treefellintoline¦PoleWood¦Brokenwireonground
19-0130720 | Vegetation | Tree - fell into line | Conductor, Overhead | Normal | 2019 | Tier 3 - Extreme | Distribution Circuit | 11 | 27 | 2019-11-27 | 722244 | Sus | Y | Vegetation¦Treefellintoline¦ConductorOverhead¦Normal
19-0133020 | Equipment Failure/Involved | Overhead | Transformer | Failed/Faulted | 2019 | Tier 3 - Extreme | Distribution Circuit | 12 | 3 | 2019-12-03 | 729028 | Sus | N | EquipmentFailureInvolved¦Overhead¦Transformer¦FailedFaulted
19-0133562 | Vegetation | Tree - branch fell on line | Conductor, Overhead | Normal | 2019 | Tier 3 - Extreme | Distribution Circuit | 12 | 4 | 2019-12-04 | 730151 | Sus | N | Vegetation¦Treebranchfellonline¦ConductorOverhead¦Normal
19-0134940 | Vegetation | Tree - fell into line | Pole-Wood | Broken, wire on ground | 2019 | Tier 3 - Extreme | Distribution Circuit | 12 | 7 | 2019-12-07 | 733406 | Sus | N | Vegetation¦Treefellintoline¦PoleWood¦Brokenwireonground
19-0136279 | Unknown Cause | Patrol - found nothing |  |  | 2019 | Tier 2 - Elevated | Distribution Circuit | 12 | 12 | 2019-12-12 | 737822 | Sus | N | UnknownCause¦Patrolfoundnothing¦¦
19-0136745 | Vegetation | Tree - fell into line | Conductor, Overhead | Normal | 2019 | Tier 2 - Elevated | Distribution Circuit | 12 | 16 | 2019-12-16 | 741535 | Sus | N | Vegetation¦Treefellintoline¦ConductorOverhead¦Normal
19-0138000 | Unknown Cause | Patrol - found nothing |  |  | 2019 | Tier 3 - Extreme | Distribution Circuit | 12 | 27 | 2019-12-27 | 750979 | Sus | N | UnknownCause¦Patrolfoundnothing¦¦
20-0011194 | Company Initiated | Other Circuits | Jumper | Broken | 2020 | Tier 2 - Elevated | Distribution Circuit | 1 | 19 | 2020-01-19 | 766181 | Sus | N | CompanyInitiated¦OtherCircuits¦Jumper¦Broken
20-0016917 | Vegetation | Tree - fell into line | Conductor, Overhead | Normal | 2020 | Tier 3 - Extreme | Distribution Circuit | 2 | 3 | 2020-02-03 | 777190 | Sus | N | Vegetation¦Treefellintoline¦ConductorOverhead¦Normal
20-0022929 | Vegetation | Tree - fell into line | Pole-Wood | Broken, wire on ground | 2020 | Tier 2 - Elevated | Distribution Circuit | 2 | 17 | 2020-02-17 | 792657 | Sus | N | Vegetation¦Treefellintoline¦PoleWood¦Brokenwireonground
20-0027607 | Vegetation | Tree - fell into line | Pole-Wood | Broken, wire on ground | 2020 | Tier 3 - Extreme | Distribution Circuit | 3 | 1 | 2020-03-01 | 821092 | Sus | N | Vegetation¦Treefellintoline¦PoleWood¦Brokenwireonground
20-0028785 | Equipment Failure/Involved | Overhead | Crossarm, Wood | Broken | 2020 | Tier 2 - Elevated | Distribution Circuit | 3 | 4 | 2020-03-04 | 830433 | Sus | N | EquipmentFailureInvolved¦Overhead¦CrossarmWood¦Broken
20-0034382 | Vegetation | Tree - branch fell on line | Crossarm, Wood | Broken | 2020 | Tier 3 - Extreme | Distribution Circuit | 3 | 16 | 2020-03-16 | 859195 | Sus | N | Vegetation¦Treebranchfellonline¦CrossarmWood¦Broken
20-0039807 | Unknown Cause | Patrol - found nothing |  |  | 2020 | Tier 2 - Elevated | Distribution Circuit | 4 | 8 | 2020-04-08 | 892054 | Sus | N | UnknownCause¦Patrolfoundnothing¦¦
20-0042469 | Unknown Cause | Patrol - found nothing |  |  | 2020 | Tier 3 - Extreme | Distribution Circuit | 4 | 17 | 2020-04-17 | 897226 | Sus | N | UnknownCause¦Patrolfoundnothing¦¦
20-0042620 | Unknown Cause | Patrol - found nothing |  |  | 2020 | Tier 3 - Extreme | Distribution Circuit | 4 | 19 | 2020-04-19 | 897625 | Sus | N | UnknownCause¦Patrolfoundnothing¦¦
20-0042836 | 3rd Party | Vehicle | Pole-Wood | Broken | 2020 | Tier 2 - Elevated | Distribution Circuit | 4 | 20 | 2020-04-20 | 897972 | Sus | N | 3rdParty¦Vehicle¦PoleWood¦Broken
20-0046328 | Unknown Cause | Patrol - found nothing |  |  | 2020 | Tier 3 - Extreme | Distribution Circuit | 5 | 1 | 2020-05-01 | 905044 | Sus | Y | UnknownCause¦Patrolfoundnothing¦¦
20-0048282 | Vegetation | Tree - branch fell on line | Transformer | Failed/Faulted | 2020 | Tier 3 - Extreme | Transformer only | 5 | 7 | 2020-05-07 | 909163 | Sus | Y | Vegetation¦Treebranchfellonline¦Transformer¦FailedFaulted
20-0048613 | Equipment Failure/Involved | Overhead | Pole-Wood | Deteriorated | 2020 | Tier 2 - Elevated | Distribution Circuit | 5 | 8 | 2020-05-08 | 909771 | Sus | Y | EquipmentFailureInvolved¦Overhead¦PoleWood¦Deteriorated
20-0050511 | Unknown Cause | Patrol - found nothing |  |  | 2020 | Tier 2 - Elevated | Distribution Circuit | 5 | 15 | 2020-05-15 | 914038 | Sus | Y | UnknownCause¦Patrolfoundnothing¦¦
20-0052051 | Vegetation | Tree - branch fell on line | Conductor, Overhead | Broken, wire on ground | 2020 | Tier 2 - Elevated | Distribution Circuit | 5 | 19 | 2020-05-19 | 917800 | Sus | Y | Vegetation¦Treebranchfellonline¦ConductorOverhead¦Brokenwireonground
20-0052221 | Equipment Failure/Involved | Overhead | Transformer | Failed/Faulted | 2020 | Tier 2 - Elevated | Transformer only | 5 | 20 | 2020-05-20 | 918034 | Sus | Y | EquipmentFailureInvolved¦Overhead¦Transformer¦FailedFaulted
20-0053794 | Equipment Failure/Involved | Overhead | Transformer | Failed/Faulted | 2020 | Tier 3 - Extreme | Transformer only | 5 | 25 | 2020-05-25 | 920773 | Sus | Y | EquipmentFailureInvolved¦Overhead¦Transformer¦FailedFaulted
20-0066133 | Vegetation | Tree - fell into line | Conductor, Overhead | Broken, wire on ground | 2020 | Tier 2 - Elevated | Distribution Circuit | 6 | 29 | 2020-06-29 | 951104 | Sus | Y | Vegetation¦Treefellintoline¦ConductorOverhead¦Brokenwireonground
20-0070715 | Unknown Cause | Patrol - found nothing |  |  | 2020 | Tier 2 - Elevated | Distribution Circuit | 7 | 10 | 2020-07-10 | 961924 | Sus | Y | UnknownCause¦Patrolfoundnothing¦¦
20-0077203 | 3rd Party | Vehicle | Pole-Wood | Broken | 2020 | Tier 2 - Elevated | Distribution Circuit | 7 | 29 | 2020-07-29 | 974074 | Sus | Y | 3rdParty¦Vehicle¦PoleWood¦Broken
20-0078071 | Vegetation | Tree - fell into line | Conductor, Overhead | Normal | 2020 | Tier 3 - Extreme | Transmission line | 7 | 30 | 2020-07-30 | 975605 | Sus | Y | Vegetation¦Treefellintoline¦ConductorOverhead¦Normal
20-0084906 | Unknown Cause | Patrol - found nothing |  |  | 2020 | Tier 3 - Extreme | Distribution Circuit | 8 | 16 | 2020-08-16 | 1010292 | Sus | Y | UnknownCause¦Patrolfoundnothing¦¦
20-0086708 | Unknown Cause | Patrol - found nothing |  |  | 2020 | Tier 2 - Elevated | Distribution Circuit | 8 | 18 | 2020-08-18 | 1018817 | Sus | Y | UnknownCause¦Patrolfoundnothing¦¦
20-0091898 | Environmental/External | Fire, Forest/Grass | Conductor, Overhead | Normal | 2020 | Tier 3 - Extreme | Distribution Circuit | 8 | 19 | 2020-08-19 | 1045031 | Sus | Y | EnvironmentalExternal¦FireForestGrass¦ConductorOverhead¦Normal
20-0096033 | Environmental/External | Fire, Forest/Grass | Transformer (OH) | Normal | 2020 | Tier 3 - Extreme | Transformer only | 8 | 20 | 2020-08-20 | 1063507 | Sus | Y | EnvironmentalExternal¦FireForestGrass¦Transformer(OH)¦Normal
20-0096529 | Equipment Failure/Involved | Overhead | Transformer (OH) | Leaking | 2020 | Tier 3 - Extreme | Transformer only | 9 | 11 | 2020-09-11 | 1064942 | Sus | Y | EquipmentFailureInvolved¦Overhead¦Transformer(OH)¦Leaking
20-0097444 | Vegetation | Tree - branch fell on line | Conductor, Overhead | Normal | 2020 | Tier 2 - Elevated | Distribution Circuit | 9 | 14 | 2020-09-14 | 1070544 | Sus | Y | Vegetation¦Treebranchfellonline¦ConductorOverhead¦Normal
20-0098180 | Environmental/External | Fire, Forest/Grass | Fuse | Normal | 2020 | Tier 3 - Extreme | Distribution Circuit | 8 | 18 | 2020-08-18 | 1075593 | Sus | Y | EnvironmentalExternal¦FireForestGrass¦Fuse¦Normal
20-0112119 | Wildfire Mitigation | Public Safety Power Shut-off | Conductor, Overhead | Normal | 2020 | Tier 3 - Extreme | Distribution Circuit | 10 | 25 | 2020-10-25 | 1127788 | Sus | Y | WildfireMitigation¦PublicSafetyPowerShutoff¦ConductorOverhead¦Normal
20-0113824 | Animal | Squirrel | Transformer (OH) | Normal | 2020 | Tier 2 - Elevated | Distribution Circuit | 10 | 27 | 2020-10-27 | 1129841 | Sus | Y | Animal¦Squirrel¦Transformer(OH)¦Normal
20-0116264 | Equipment Failure/Involved | Overhead | Transformer (OH) | Failed/Faulted | 2020 | Tier 3 - Extreme | Transformer only | 11 | 2 | 2020-11-02 | 1134605 | Sus | Y | EquipmentFailureInvolved¦Overhead¦Transformer(OH)¦FailedFaulted
20-0117624 | Unknown Cause | Patrol - found nothing |  |  | 2020 | Tier 2 - Elevated | Distribution Circuit | 11 | 6 | 2020-11-06 | 1137099 | Sus | Y | UnknownCause¦Patrolfoundnothing¦¦
20-0118476 | Unknown Cause | Patrol - found nothing |  |  | 2020 | Tier 3 - Extreme | Distribution Circuit | 11 | 8 | 2020-11-08 | 1139192 | Sus | Y | UnknownCause¦Patrolfoundnothing¦¦
20-0120972 | Unknown Cause | Patrol - found nothing |  |  | 2020 | Tier 2 - Elevated | Distribution Circuit | 11 | 14 | 2020-11-14 | 1144913 | Sus | Y | UnknownCause¦Patrolfoundnothing¦¦
20-0124520 | 3rd Party | Customer Equipment | Fuse | Normal | 2020 | Tier 2 - Elevated | Distribution Circuit | 11 | 24 | 2020-11-24 | 1153708 | Sus | Y | 3rdParty¦CustomerEquipment¦Fuse¦Normal
20-0128407 | Animal | Bird found | Conductor, Overhead | Normal | 2020 | Tier 2 - Elevated | Distribution Circuit | 12 | 7 | 2020-12-07 | 1167385 | Sus | N | Animal¦Birdfound¦ConductorOverhead¦Normal
20-0131068 | Equipment Failure/Involved | Overhead | Transformer | Failed/Faulted | 2020 | Tier 3 - Extreme | Transformer only | 12 | 18 | 2020-12-18 | 1193471 | Sus | N | EquipmentFailureInvolved¦Overhead¦Transformer¦FailedFaulted
21-0005642 | Animal | Bird found | Conductor, Overhead | Normal | 2021 | Tier 3 - Extreme | Distribution Circuit | 1 | 6 | 2021-01-06 | 1205385 | Sus | N | Animal¦Birdfound¦ConductorOverhead¦Normal
21-0005816 | Unknown Cause | Patrol - found nothing |  |  | 2021 | Tier 2 - Elevated | Distribution Circuit | 1 | 6 | 2021-01-06 | 1205638 | Sus | N | UnknownCause¦Patrolfoundnothing¦¦
21-0010163 | Equipment Failure/Involved | Overhead | Conductor, Overhead | Together | 2021 | Tier 2 - Elevated | Distribution Circuit | 1 | 19 | 2021-01-19 | 1214642 | Sus | N | EquipmentFailureInvolved¦Overhead¦ConductorOverhead¦Together
21-0010436 | Vegetation | Tree - fell into line | Conductor, Overhead | Broken, wire on ground | 2021 | Tier 3 - Extreme | Distribution Circuit | 1 | 19 | 2021-01-19 | 1215935 | Sus | N | Vegetation¦Treefellintoline¦ConductorOverhead¦Brokenwireonground
21-0011202 | Vegetation | Tree - branch fell on line | Conductor, Overhead | Broken, wire on ground | 2021 | Tier 3 - Extreme | Distribution Circuit | 1 | 19 | 2021-01-19 | 1218119 | Sus | N | Vegetation¦Treebranchfellonline¦ConductorOverhead¦Brokenwireonground
21-0011602 | Vegetation | Tree - branch fell on line | Conductor, Overhead | Broken, wire on ground | 2021 | Tier 3 - Extreme | Distribution Circuit | 1 | 19 | 2021-01-19 | 1218968 | Sus | N | Vegetation¦Treebranchfellonline¦ConductorOverhead¦Brokenwireonground
21-0011849 | Unknown Cause | Patrol - found nothing |  |  | 2021 | Tier 3 - Extreme | Distribution Circuit | 1 | 21 | 2021-01-21 | 1219437 | Sus | N | UnknownCause¦Patrolfoundnothing¦¦
21-0012304 | Vegetation | Tree - branch fell on line | Conductor, Overhead | Normal | 2021 | Tier 3 - Extreme | Distribution Circuit | 1 | 20 | 2021-01-20 | 1219228 | Sus | N | Vegetation¦Treebranchfellonline¦ConductorOverhead¦Normal
21-0013465 | Vegetation | Tree - branch fell on line | Transformer (OH) | Normal | 2021 | Tier 3 - Extreme | Distribution Circuit | 1 | 24 | 2021-01-24 | 1222606 | Sus | N | Vegetation¦Treebranchfellonline¦Transformer(OH)¦Normal
21-0016251 | Vegetation | Tree - branch fell on line | Conductor, Overhead | Normal | 2021 | Tier 3 - Extreme | Distribution Circuit | 1 | 27 | 2021-01-27 | 1234520 | Sus | N | Vegetation¦Treebranchfellonline¦ConductorOverhead¦Normal
21-0017298 | Vegetation | Tree - fell into line | Service conductor | Broken | 2021 | Tier 3 - Extreme | Transformer only | 1 | 27 | 2021-01-27 | 1239089 | Sus | N | Vegetation¦Treefellintoline¦Serviceconductor¦Broken
21-0019185 | Vegetation | Tree - fell into line | Conductor, Overhead | On Ground | 2021 | Tier 2 - Elevated | Distribution Circuit | 1 | 26 | 2021-01-26 | 1226692 | Sus | N | Vegetation¦Treefellintoline¦ConductorOverhead¦OnGround
21-0020344 | Vegetation | Tree - fell into line | Conductor, Overhead | Normal | 2021 | Tier 2 - Elevated | Distribution Circuit | 1 | 26 | 2021-01-26 | 1244847 | Sus | N | Vegetation¦Treefellintoline¦ConductorOverhead¦Normal
21-0021334 | Vegetation | Tree - fell into line | Conductor, Overhead | Normal | 2021 | Tier 2 - Elevated | Distribution Circuit | 2 | 3 | 2021-02-03 | 1246929 | Sus | N | Vegetation¦Treefellintoline¦ConductorOverhead¦Normal
21-0021581 | Vegetation | Tree - fell into line | Transformer | Broken, wire on ground | 2021 | Tier 2 - Elevated | Transformer only | 2 | 3 | 2021-02-03 | 1247519 | Sus | N | Vegetation¦Treefellintoline¦Transformer¦Brokenwireonground
21-0021939 | Unknown Cause | Patrol - found nothing |  |  | 2021 | Tier 2 - Elevated | Transformer only | 2 | 4 | 2021-02-04 | 1247600 | Sus | N | UnknownCause¦Patrolfoundnothing¦¦
21-0027095 | Equipment Failure/Involved | Overhead | Conductor, Overhead | Bent or Twisted | 2021 | Tier 3 - Extreme | Distribution Circuit | 2 | 18 | 2021-02-18 | 1257459 | Sus | N | EquipmentFailureInvolved¦Overhead¦ConductorOverhead¦BentorTwisted
21-0027892 | Equipment Failure/Involved | Overhead | Insulator | Broken | 2021 | Tier 2 - Elevated | Distribution Circuit | 2 | 21 | 2021-02-21 | 1258996 | Sus | N | EquipmentFailureInvolved¦Overhead¦Insulator¦Broken
21-0030564 | Vegetation | Tree - branch fell on line | Conductor, Overhead | Broken, wire on ground | 2021 | Tier 3 - Extreme | Distribution Circuit | 3 | 1 | 2021-03-01 | 1264400 | Sus | N | Vegetation¦Treebranchfellonline¦ConductorOverhead¦Brokenwireonground
21-0033115 | Equipment Failure/Involved | Underground | Conductor, Underground | Broken | 2021 | Tier 2 - Elevated | Distribution Circuit | 3 | 6 | 2021-03-06 | 1272640 | Sus | N | EquipmentFailureInvolved¦Underground¦ConductorUnderground¦Broken
21-0034253 | Vegetation | Tree - fell into line | Conductor, Overhead | Broken, wire on ground | 2021 | Tier 2 - Elevated | Distribution Circuit | 3 | 9 | 2021-03-09 | 1276330 | Sus | N | Vegetation¦Treefellintoline¦ConductorOverhead¦Brokenwireonground
21-0035301 | Vegetation | Tree - branch fell on line | Conductor, Overhead | Normal | 2021 | Tier 3 - Extreme | Distribution Circuit | 3 | 11 | 2021-03-11 | 1278665 | Sus | N | Vegetation¦Treebranchfellonline¦ConductorOverhead¦Normal
21-0040201 | Unknown Cause | Patrol - found nothing |  |  | 2021 | Tier 2 - Elevated | Distribution Circuit | 3 | 23 | 2021-03-23 | 1294895 | Sus | N | UnknownCause¦Patrolfoundnothing¦¦
21-0045156 | Equipment Failure/Involved | Electrical Overload | Lightning Arrestor | Broken | 2021 | Tier 3 - Extreme | Distribution Circuit | 4 | 6 | 2021-04-06 | 1307606 | Sus | N | EquipmentFailureInvolved¦ElectricalOverload¦LightningArrestor¦Broken
21-0047617 | Equipment Failure/Involved | Overhead | Fuse | Broken | 2021 | Tier 2 - Elevated | Transformer only | 4 | 12 | 2021-04-12 | 1313607 | Sus | N | EquipmentFailureInvolved¦Overhead¦Fuse¦Broken
21-0059014 | Equipment Failure/Involved | Overhead | Transformer | Broken | 2021 | Tier 2 - Elevated | Transformer only | 5 | 9 | 2021-05-09 | 1344428 | Sus | Y | EquipmentFailureInvolved¦Overhead¦Transformer¦Broken
21-0067858 | Equipment Failure/Involved | Overhead | Transformer (OH) | Failed/Faulted | 2021 | Tier 2 - Elevated | Transformer only | 5 | 30 | 2021-05-30 | 1361828 | Sus | Y | EquipmentFailureInvolved¦Overhead¦Transformer(OH)¦FailedFaulted
21-0070592 | Equipment Failure/Involved | Overhead | Transformer (OH) | Arcing | 2021 | Tier 2 - Elevated | Transformer only | 6 | 6 | 2021-06-06 | 1366920 | Sus | Y | EquipmentFailureInvolved¦Overhead¦Transformer(OH)¦Arcing
21-0074569 | Equipment Failure/Involved | Overhead | Transformer (OH) | Failed/Faulted | 2021 | Tier 2 - Elevated | Transformer only | 6 | 15 | 2021-06-15 | 1374357 | Sus | Y | EquipmentFailureInvolved¦Overhead¦Transformer(OH)¦FailedFaulted
21-0084064 | Equipment Failure/Involved | Overhead | Pole-Wood | Broken | 2021 | Tier 2 - Elevated | Transformer only | 7 | 2 | 2021-07-02 | 1390453 | Sus | Y | EquipmentFailureInvolved¦Overhead¦PoleWood¦Broken
21-0088573 | Unknown Cause | Patrol - found nothing |  |  | 2021 | Tier 2 - Elevated | Distribution Circuit | 7 | 12 | 2021-07-12 | 1402397 | Sus | Y | UnknownCause¦Patrolfoundnothing¦¦
21-0090772 | Equipment Failure/Involved | Overhead | Crossarm, Wood | Broken | 2021 | Tier 2 - Elevated | Distribution Circuit | 7 | 16 | 2021-07-16 | 1406086 | Sus | Y | EquipmentFailureInvolved¦Overhead¦CrossarmWood¦Broken
21-0094913 | Equipment Failure/Involved | Overhead | Transformer (OH) | Failed/Faulted | 2021 | Tier 2 - Elevated | Distribution Circuit | 7 | 26 | 2021-07-26 | 1414479 | Sus | Y | EquipmentFailureInvolved¦Overhead¦Transformer(OH)¦FailedFaulted
21-0096616 | Animal | Squirrel | Conductor, Overhead | Normal | 2021 | Tier 3 - Extreme | Distribution Circuit | 7 | 29 | 2021-07-29 | 1418088 | Sus | Y | Animal¦Squirrel¦ConductorOverhead¦Normal
21-0098029 | Equipment Failure/Involved | Electrical Overload | Transformer | Arcing | 2021 | Tier 2 - Elevated | Transformer only | 7 | 31 | 2021-07-31 | 1425520 | Sus | Y | EquipmentFailureInvolved¦ElectricalOverload¦Transformer¦Arcing
21-0104817 | Animal | Squirrel | Fuse | Failed/Faulted | 2021 | Tier 3 - Extreme | Distribution Circuit | 8 | 15 | 2021-08-15 | 1443519 | Sus | Y | Animal¦Squirrel¦Fuse¦FailedFaulted
21-0110651 | Equipment Failure/Involved | Overhead | Transformer (OH) | Failed/Faulted | 2021 | Tier 2 - Elevated | Transformer only | 8 | 28 | 2021-08-28 | 1456821 | Sus | Y | EquipmentFailureInvolved¦Overhead¦Transformer(OH)¦FailedFaulted
21-0112240 | Equipment Failure/Involved | Overhead | Transformer | Malfunctioning | 2021 | Tier 2 - Elevated | Transformer only | 9 | 1 | 2021-09-01 | 1460101 | Sus | Y | EquipmentFailureInvolved¦Overhead¦Transformer¦Malfunctioning
21-0113740 | Animal | Squirrel | Transformer (OH) | Normal | 2021 | Tier 2 - Elevated | Distribution Circuit | 9 | 5 | 2021-09-05 | 1462450 | Sus | Y | Animal¦Squirrel¦Transformer(OH)¦Normal
21-0114336 | Unknown Cause | Patrol - found nothing |  |  | 2021 | Tier 2 - Elevated | Transformer only | 9 | 7 | 2021-09-07 | 1463811 | Sus | Y | UnknownCause¦Patrolfoundnothing¦¦
21-0115067 | Equipment Failure/Involved | Overhead | Pole-Wood | Deteriorated | 2021 | Tier 2 - Elevated | Distribution Circuit | 9 | 9 | 2021-09-09 | 1465246 | Sus | Y | EquipmentFailureInvolved¦Overhead¦PoleWood¦Deteriorated
21-0115263 | 3rd Party | Metallic Balloon | Conductor, Overhead | Normal | 2021 | Tier 2 - Elevated | Distribution Circuit | 9 | 9 | 2021-09-09 | 1465987 | Sus | Y | 3rdParty¦MetallicBalloon¦ConductorOverhead¦Normal
21-0116004 | Vegetation | Tree - branch fell on line | Transformer | Deteriorated | 2021 | Tier 2 - Elevated | Transformer only | 9 | 10 | 2021-09-10 | 1467948 | Sus | Y | Vegetation¦Treebranchfellonline¦Transformer¦Deteriorated
21-0119440 | Vegetation | Tree - branch fell on line | Anchor or Guy | Normal | 2021 | Tier 3 - Extreme | Distribution Circuit | 9 | 18 | 2021-09-18 | 1474947 | Sus | Y | Vegetation¦Treebranchfellonline¦AnchororGuy¦Normal
21-0120172 | Unknown Cause | Patrol - found nothing |  |  | 2021 | Tier 2 - Elevated | Distribution Circuit | 9 | 20 | 2021-09-20 | 1476631 | Sus | Y | UnknownCause¦Patrolfoundnothing¦¦
21-0128286 | Animal | Squirrel | Pothead(Riser Termination) | Normal | 2021 | Tier 2 - Elevated | Distribution Circuit | 10 | 9 | 2021-10-09 | 1491339 | Sus | Y | Animal¦Squirrel¦Pothead(RiserTermination)¦Normal
21-0128580 | Vegetation | Tree - branch fell on line | Conductor, Overhead | Normal | 2021 | Tier 3 - Extreme | Distribution Circuit | 10 | 11 | 2021-10-11 | 1492181 | Sus | Y | Vegetation¦Treebranchfellonline¦ConductorOverhead¦Normal
21-0132587 | Unknown Cause | Patrol - found nothing |  |  | 2021 | Tier 2 - Elevated | Distribution Circuit | 10 | 18 | 2021-10-18 | 1501121 | Sus | Y | UnknownCause¦Patrolfoundnothing¦¦
21-0135156 | Vegetation | Tree - fell into line | Conductor, Overhead | Broken, wire on ground | 2021 | Tier 3 - Extreme | Transformer only | 10 | 21 | 2021-10-21 | 1505206 | Sus | Y | Vegetation¦Treefellintoline¦ConductorOverhead¦Brokenwireonground
21-0135205 | Vegetation | Tree - fell into line | Fuse | Failed/Faulted | 2021 | Tier 2 - Elevated | Transformer only | 10 | 22 | 2021-10-22 | 1505741 | Sus | Y | Vegetation¦Treefellintoline¦Fuse¦FailedFaulted
21-0135672 | Unknown Cause | Patrol - found nothing |  |  | 2021 | Tier 3 - Extreme | Transmission line | 10 | 24 | 2021-10-24 | 1508066 | Sus | Y | UnknownCause¦Patrolfoundnothing¦¦
21-0137161 | Equipment Failure/Involved | Overhead | Conductor, Overhead | Broken, wire on ground | 2021 | Tier 2 - Elevated | Distribution Circuit | 10 | 25 | 2021-10-25 | 1516270 | Sus | Y | EquipmentFailureInvolved¦Overhead¦ConductorOverhead¦Brokenwireonground
21-0145417 | Unknown Cause | Patrol - found nothing |  |  | 2021 | Tier 2 - Elevated | Distribution Circuit | 11 | 14 | 2021-11-14 | 1543668 | Sus | Y | UnknownCause¦Patrolfoundnothing¦¦
21-0145897 | Unknown Cause | Patrol - found nothing |  |  | 2021 | Tier 2 - Elevated | Distribution Circuit | 11 | 15 | 2021-11-15 | 1545623 | Sus | Y | UnknownCause¦Patrolfoundnothing¦¦
21-0156563 | Equipment Failure/Involved | Overhead | Transformer (OH) | Failed/Faulted | 2021 | Tier 2 - Elevated | Transformer only | 12 | 10 | 2021-12-10 | 1563753 | Sus | N | EquipmentFailureInvolved¦Overhead¦Transformer(OH)¦FailedFaulted
21-0157774 | Vegetation | Tree - fell into line | Conductor, Overhead | Broken, wire on ground | 2021 | Tier 2 - Elevated | Distribution Circuit | 12 | 13 | 2021-12-13 | 1569069 | Sus | N | Vegetation¦Treefellintoline¦ConductorOverhead¦Brokenwireonground
21-0158074 | Vegetation | Tree - fell into line | Conductor, Overhead | Normal | 2021 | Tier 3 - Extreme | Distribution Circuit | 12 | 14 | 2021-12-14 | 1570250 | Sus | N | Vegetation¦Treefellintoline¦ConductorOverhead¦Normal
21-0158550 | Vegetation | Tree - fell into line | Conductor, Overhead | Broken, wire on ground | 2021 | Tier 2 - Elevated | Distribution Circuit | 12 | 15 | 2021-12-15 | 1573229 | Sus | N | Vegetation¦Treefellintoline¦ConductorOverhead¦Brokenwireonground
21-0158880 | Equipment Failure/Involved | Overhead | Conductor, Overhead | Broken, wire on ground | 2021 | Tier 3 - Extreme | Distribution Circuit | 12 | 16 | 2021-12-16 | 1574701 | Sus | N | EquipmentFailureInvolved¦Overhead¦ConductorOverhead¦Brokenwireonground
21-0159305 | Vegetation | Tree - fell into line | Conductor, Overhead | Normal | 2021 | Tier 2 - Elevated | Distribution Circuit | 12 | 17 | 2021-12-17 | 1576227 | Sus | N | Vegetation¦Treefellintoline¦ConductorOverhead¦Normal
21-0159306 | Vegetation | Tree - fell into line | Conductor, Overhead | Broken, wire on ground | 2021 | Tier 2 - Elevated | Distribution Circuit | 12 | 16 | 2021-12-16 | 1575044 | Sus | N | Vegetation¦Treefellintoline¦ConductorOverhead¦Brokenwireonground
21-0159361 | Vegetation | Tree - cutting, PG&E contractor | Conductor, Overhead | Normal | 2021 | Tier 2 - Elevated | Distribution Circuit | 12 | 17 | 2021-12-17 | 1575987 | Sus | N | Vegetation¦TreecuttingPG&Econtractor¦ConductorOverhead¦Normal
21-0160594 | Unknown Cause | Patrol - not conducted |  |  | 2021 | Tier 2 - Elevated | Distribution Circuit | 12 | 25 | 2021-12-25 | 1581398 | Sus | N | UnknownCause¦Patrolnotconducted¦¦
21-0160665 | Vegetation | Tree - fell into line | Conductor, Overhead | Broken | 2021 | Tier 3 - Extreme | Distribution Circuit | 12 | 25 | 2021-12-25 | 1581970 | Sus | N | Vegetation¦Treefellintoline¦ConductorOverhead¦Broken
21-0161242 | Equipment Failure/Involved | Overhead | Conductor, Overhead | Broken, wire on ground | 2021 | Tier 3 - Extreme | Distribution Circuit | 12 | 25 | 2021-12-25 | 1586275 | Sus | N | EquipmentFailureInvolved¦Overhead¦ConductorOverhead¦Brokenwireonground
22-0006511 | Vegetation | Tree - fell into line | Conductor, Overhead | Broken, wire on ground | 2021 | Tier 2 - Elevated | Distribution Circuit | 12 | 27 | 2021-12-27 | 1595899 | Sus | N | Vegetation¦Treefellintoline¦ConductorOverhead¦Brokenwireonground
22-0023283 | Equipment Failure/Involved | Overhead | Transformer (OH) | Failed/Faulted | 2022 | Tier 3 - Extreme | Distribution Circuit | 2 | 16 | 2022-02-16 | 1629560 | Sus | N | EquipmentFailureInvolved¦Overhead¦Transformer(OH)¦FailedFaulted
22-0027486 | Vegetation | Tree - fell into line | Conductor, Overhead | Broken, wire on ground | 2022 | Tier 2 - Elevated | Distribution Circuit | 2 | 28 | 2022-02-28 | 1639104 | Sus | N | Vegetation¦Treefellintoline¦ConductorOverhead¦Brokenwireonground
22-0028286 | Vegetation | Tree - branch fell on line | Secondary | Normal | 2022 | Tier 3 - Extreme | Transformer only | 3 | 1 | 2022-03-01 | 1640058 | Sus | N | Vegetation¦Treebranchfellonline¦Secondary¦Normal
22-0032706 | Vegetation | Tree - branch fell on line | Conductor, Overhead | Normal | 2022 | Tier 3 - Extreme | Distribution Circuit | 3 | 10 | 2022-03-10 | 1646412 | Sus | N | Vegetation¦Treebranchfellonline¦ConductorOverhead¦Normal
22-0038778 | Vegetation | Tree - fell into line | Conductor, Overhead | Normal | 2022 | Tier 3 - Extreme | Distribution Circuit | 3 | 25 | 2022-03-25 | 1656112 | Sus | N | Vegetation¦Treefellintoline¦ConductorOverhead¦Normal
22-0041466 | Equipment Failure/Involved | Overhead | Pole-Wood | Broken | 2022 | Tier 2 - Elevated | Distribution Circuit | 4 | 1 | 2022-04-01 | 1660755 | Sus | N | EquipmentFailureInvolved¦Overhead¦PoleWood¦Broken
22-0042279 | Unknown Cause | Patrol - found nothing |  |  | 2022 | Tier 3 - Extreme | Distribution Circuit | 4 | 4 | 2022-04-04 | 1662226 | Sus | N | UnknownCause¦Patrolfoundnothing¦¦
22-0046857 | Vegetation | Tree - fell into line | Conductor, Overhead | Normal | 2022 | Tier 2 - Elevated | Distribution Circuit | 4 | 12 | 2022-04-12 | 1670782 | Sus | N | Vegetation¦Treefellintoline¦ConductorOverhead¦Normal
22-0050598 | Vegetation | Tree - bark fell into line | Transformer | Broken | 2022 | Tier 3 - Extreme | Transformer only | 4 | 16 | 2022-04-16 | 1674554 | Sus | N | Vegetation¦Treebarkfellintoline¦Transformer¦Broken
22-0053757 | Animal | Bird found | Conductor, Overhead | Normal | 2022 | Tier 2 - Elevated | Distribution Circuit | 4 | 24 | 2022-04-24 | 1680292 | Sus | N | Animal¦Birdfound¦ConductorOverhead¦Normal
22-0056645 | Equipment Failure/Involved | Overhead | Transformer (OH) | Failed/Faulted | 2022 | Tier 2 - Elevated | Transformer only | 5 | 2 | 2022-05-02 | 1685940 | Sus | Y | EquipmentFailureInvolved¦Overhead¦Transformer(OH)¦FailedFaulted
22-0058503 | Equipment Failure/Involved | Overhead | Crossarm, Wood | Deteriorated | 2022 | Tier 2 - Elevated | Distribution Circuit | 5 | 5 | 2022-05-05 | 1689229 | Sus | Y | EquipmentFailureInvolved¦Overhead¦CrossarmWood¦Deteriorated
22-0064367 | Vegetation | Tree - branch fell on line | Conductor, Overhead | Normal | 2022 | Tier 3 - Extreme | Distribution Circuit | 5 | 20 | 2022-05-20 | 1705132 | Sus | Y | Vegetation¦Treebranchfellonline¦ConductorOverhead¦Normal
22-0081326 | Animal | Squirrel | Pothead(Riser Termination) | Normal | 2022 | Tier 2 - Elevated | Distribution Circuit | 7 | 2 | 2022-07-02 | 1747648 | Sus | Y | Animal¦Squirrel¦Pothead(RiserTermination)¦Normal
22-0086201 | Equipment Failure/Involved | Overhead | Transformer (OH) | Failed/Faulted | 2022 | Tier 2 - Elevated | Transformer only | 7 | 16 | 2022-07-16 | 1758052 | Sus | Y | EquipmentFailureInvolved¦Overhead¦Transformer(OH)¦FailedFaulted
22-0086246 | Animal | Squirrel | Fuse | Normal | 2022 | Tier 3 - Extreme | Distribution Circuit | 7 | 17 | 2022-07-17 | 1758363 | Sus | Y | Animal¦Squirrel¦Fuse¦Normal
22-0088196 | 3rd Party | Vehicle | Conductor, Overhead | Normal | 2022 | Tier 2 - Elevated | Distribution Circuit | 7 | 21 | 2022-07-21 | 1762442 | Sus | Y | 3rdParty¦Vehicle¦ConductorOverhead¦Normal
22-0092247 | Vegetation | Tree - fell into line | Conductor, Overhead | Normal | 2022 | Tier 2 - Elevated | Distribution Circuit | 8 | 1 | 2022-08-01 | 1770419 | Sus | Y | Vegetation¦Treefellintoline¦ConductorOverhead¦Normal
22-0094347 | Unknown Cause | Patrol - found nothing |  |  | 2022 | Tier 3 - Extreme | Distribution Circuit | 8 | 5 | 2022-08-05 | 1774161 | Sus | Y | UnknownCause¦Patrolfoundnothing¦¦
22-0108072 | Equipment Failure/Involved | Overhead | Transformer (OH) | Deteriorated | 2022 | Tier 2 - Elevated | Distribution Circuit | 9 | 8 | 2022-09-08 | 1806108 | Sus | Y | EquipmentFailureInvolved¦Overhead¦Transformer(OH)¦Deteriorated
22-0109008 | Animal | Squirrel | Conductor, Overhead | Normal | 2022 | Tier 2 - Elevated | Distribution Circuit | 9 | 11 | 2022-09-11 | 1808474 | Sus | Y | Animal¦Squirrel¦ConductorOverhead¦Normal
22-0109029 | Equipment Failure/Involved | Overhead | Fuse | Broken | 2022 | Tier 2 - Elevated | Transformer only | 9 | 11 | 2022-09-11 | 1808533 | Sus | Y | EquipmentFailureInvolved¦Overhead¦Fuse¦Broken
22-0110725 | Company Initiated | Construction Activity/equip, company | Transformer | Normal | 2022 | Tier 2 - Elevated | Transformer only | 10 | 3 | 2022-10-03 | 1826502 | Sus | Y | CompanyInitiated¦ConstructionActivityequipcompany¦Transformer¦Normal
22-0115961 | Equipment Failure/Involved | Overhead | Conductor, Overhead | Deteriorated | 2022 | Tier 2 - Elevated | Distribution Circuit | 9 | 28 | 2022-09-28 | 1823808 | Sus | Y | EquipmentFailureInvolved¦Overhead¦ConductorOverhead¦Deteriorated
22-0116915 | Equipment Failure/Involved | Underground | Fuse | Failed/Faulted | 2022 | Tier 2 - Elevated | Transformer only | 10 | 1 | 2022-10-01 | 1825551 | Sus | Y | EquipmentFailureInvolved¦Underground¦Fuse¦FailedFaulted
22-0126321 | Vegetation | Tree - fell into line | Conductor, Overhead | On Ground | 2022 | Tier 2 - Elevated | Distribution Circuit | 11 | 1 | 2022-11-01 | 1849606 | Sus | Y | Vegetation¦Treefellintoline¦ConductorOverhead¦OnGround
22-0134727 | Animal | Squirrel | Conductor, Overhead | Normal | 2022 | Tier 2 - Elevated | Distribution Circuit | 11 | 29 | 2022-11-29 | 1871041 | Sus | Y | Animal¦Squirrel¦ConductorOverhead¦Normal
22-0135789 | Vegetation | Tree - branch fell on line | Conductor, Overhead | Broken, wire on ground | 2022 | Tier 3 - Extreme | Distribution Circuit | 12 | 1 | 2022-12-01 | 1873530 | Sus | N | Vegetation¦Treebranchfellonline¦ConductorOverhead¦Brokenwireonground
22-0137746 | Equipment Failure/Involved | Overhead | Conductor, Overhead | Broken, wire on ground | 2022 | Tier 3 - Extreme | Distribution Circuit | 12 | 8 | 2022-12-08 | 1879173 | Sus | N | EquipmentFailureInvolved¦Overhead¦ConductorOverhead¦Brokenwireonground
22-0138854 | Vegetation | Tree - branch fell on line | Conductor, Overhead | Broken, wire on ground | 2022 | Tier 3 - Extreme | Distribution Circuit | 12 | 11 | 2022-12-11 | 1884551 | Sus | N | Vegetation¦Treebranchfellonline¦ConductorOverhead¦Brokenwireonground
22-0138978 | Vegetation | Tree - branch fell on line | Conductor, Overhead | Normal | 2022 | Tier 3 - Extreme | Distribution Circuit | 12 | 11 | 2022-12-11 | 1885680 | Sus | N | Vegetation¦Treebranchfellonline¦ConductorOverhead¦Normal
22-0139172 | Vegetation | Tree - branch fell on line | Pole-Wood | Broken, wire on ground | 2022 | Tier 3 - Extreme | Distribution Circuit | 12 | 12 | 2022-12-12 | 1887025 | Sus | N | Vegetation¦Treebranchfellonline¦PoleWood¦Brokenwireonground
22-0139897 | Equipment Failure/Involved | Overhead | Secondary | Broken, wire on ground | 2022 | Tier 2 - Elevated | Transformer only | 12 | 14 | 2022-12-14 | 1889016 | Sus | N | EquipmentFailureInvolved¦Overhead¦Secondary¦Brokenwireonground
22-0140450 | Equipment Failure/Involved | Overhead | Cutout, fuse holder | Failed/Faulted | 2022 | Tier 2 - Elevated | Distribution Circuit | 12 | 17 | 2022-12-17 | 1891586 | Sus | N | EquipmentFailureInvolved¦Overhead¦Cutoutfuseholder¦FailedFaulted
22-0141256 | Equipment Failure/Involved | Overhead | Transformer (OH) | Failed/Faulted | 2022 | Tier 2 - Elevated | Transformer only | 12 | 25 | 2022-12-25 | 1897215 | Sus | N | EquipmentFailureInvolved¦Overhead¦Transformer(OH)¦FailedFaulted
22-0141833 | Unknown Cause | Patrol - found nothing |  |  | 2022 | Tier 2 - Elevated | Distribution Circuit | 12 | 27 | 2022-12-27 | 1898656 | Sus | N | UnknownCause¦Patrolfoundnothing¦¦
15-0010879 | Equipment Failure/Involved | Other | Transformer | Broken | 2015 | Tier 2 - Elevated | Transformer only | 2 | 6 | 2015-02-06 | 1177569 | Sus | N | EquipmentFailureInvolved¦Other¦Transformer¦Broken
15-0011606 | Vegetation | Tree - branch fell on line | Conductor, Overhead | Broken, wire on ground | 2015 | Tier 2 - Elevated | Distribution Circuit | 2 | 8 | 2015-02-08 | 1182933 | Sus | N | Vegetation¦Treebranchfellonline¦ConductorOverhead¦Brokenwireonground
15-0011869 | Equipment Failure/Involved | Other | Transformer | Burned/flashed | 2015 | Tier 2 - Elevated | Transformer only | 2 | 8 | 2015-02-08 | 1183510 | Sus | N | EquipmentFailureInvolved¦Other¦Transformer¦Burnedflashed
15-0021208 | Equipment Failure/Involved | Other | Transformer | Failed/Faulted | 2015 | Tier 3 - Extreme | Transformer only | 3 | 22 | 2015-03-22 | 1206532 | Sus | N | EquipmentFailureInvolved¦Other¦Transformer¦FailedFaulted
15-0025393 | Unknown Cause | Patrol - found nothing |  |  | 2015 | Tier 2 - Elevated | Distribution Circuit | 4 | 8 | 2015-04-08 | 1215941 | Sus | N | UnknownCause¦Patrolfoundnothing¦¦
15-0035420 | Equipment Failure/Involved | Overhead |  | Broken | 2015 | Tier 2 - Elevated | Transformer only | 5 | 20 | 2015-05-20 | 1237274 | Sus | Y | EquipmentFailureInvolved¦Overhead¦¦Broken
15-0036535 | Unknown Cause | Patrol - found nothing |  |  | 2015 | Zone 1 - HHZ | Transformer only | 5 | 26 | 2015-05-26 | 1239649 | Sus | Y | UnknownCause¦Patrolfoundnothing¦¦
15-0037981 | Equipment Failure/Involved | Overhead | Anchor or Guy | Broken | 2015 | Tier 3 - Extreme | Distribution Circuit | 6 | 2 | 2015-06-02 | 1242662 | Sus | Y | EquipmentFailureInvolved¦Overhead¦AnchororGuy¦Broken
15-0038840 | Unknown Cause | Patrol - found nothing |  |  | 2015 | Tier 3 - Extreme | Transmission line | 6 | 5 | 2015-06-05 | 1244202 | Sus | Y | UnknownCause¦Patrolfoundnothing¦¦
15-0039173 | Equipment Failure/Involved | Overhead | Conductor, Overhead | Deteriorated | 2015 | Tier 3 - Extreme | Distribution Circuit | 6 | 8 | 2015-06-08 | 1245383 | Sus | Y | EquipmentFailureInvolved¦Overhead¦ConductorOverhead¦Deteriorated
15-0040489 | Vegetation | Tree - fell into line | Conductor, Overhead | Broken, wire on ground | 2015 | Tier 3 - Extreme | Distribution Circuit | 6 | 11 | 2015-06-11 | 1249354 | Sus | Y | Vegetation¦Treefellintoline¦ConductorOverhead¦Brokenwireonground
15-0042118 | Unknown Cause | Patrol - found nothing |  |  | 2015 | Tier 3 - Extreme | Transformer only | 6 | 19 | 2015-06-19 | 1253309 | Sus | Y | UnknownCause¦Patrolfoundnothing¦¦
15-0045872 | Unknown Cause | Patrol - found nothing |  |  | 2015 | Tier 2 - Elevated | Distribution Circuit | 7 | 7 | 2015-07-07 | 1263923 | Sus | Y | UnknownCause¦Patrolfoundnothing¦¦
15-0058943 | Equipment Failure/Involved | Overhead | Jumper | Burned Open | 2015 | Tier 2 - Elevated | Distribution Circuit | 9 | 2 | 2015-09-02 | 1299136 | Sus | Y | EquipmentFailureInvolved¦Overhead¦Jumper¦BurnedOpen
15-0059925 | Vegetation | Tree - fell into line | Conductor, Overhead | Broken, wire on ground | 2015 | Tier 3 - Extreme | Distribution Circuit | 9 | 8 | 2015-09-08 | 1301948 | Sus | Y | Vegetation¦Treefellintoline¦ConductorOverhead¦Brokenwireonground
15-0062793 | Environmental/External | Fire, Forest/Grass | Pole-Wood | Burned/flashed | 2015 | Tier 2 - Elevated | Distribution Circuit | 9 | 13 | 2015-09-13 | 1310461 | Sus | Y | EnvironmentalExternal¦FireForestGrass¦PoleWood¦Burnedflashed
15-0063469 | Equipment Failure/Involved | Underground | Connector or Splice (UG) | Deteriorated | 2015 | Tier 3 - Extreme | Distribution Circuit | 9 | 24 | 2015-09-24 | 1311666 | Sus | Y | EquipmentFailureInvolved¦Underground¦ConnectororSplice(UG)¦Deteriorated
15-0063524 | Environmental/External | Fire, Forest/Grass | Pole-Wood | Burned/flashed | 2015 | Tier 2 - Elevated | Distribution Circuit | 9 | 12 | 2015-09-12 | 1311609 | Sus | Y | EnvironmentalExternal¦FireForestGrass¦PoleWood¦Burnedflashed
15-0067796 | Vegetation | Tree - branch fell on line | Conductor, Overhead | Normal | 2015 | Tier 3 - Extreme | Distribution Circuit | 10 | 4 | 2015-10-04 | 1316533 | Sus | Y | Vegetation¦Treebranchfellonline¦ConductorOverhead¦Normal
15-0076436 | Animal | Squirrel | Transformer (OH) | Normal | 2015 | Tier 2 - Elevated | Distribution Circuit | 11 | 8 | 2015-11-08 | 1337280 | Sus | Y | Animal¦Squirrel¦Transformer(OH)¦Normal
15-0077042 | Animal | Squirrel | Conductor, Overhead | Broken, wire on ground | 2015 | Tier 2 - Elevated | Distribution Circuit | 11 | 10 | 2015-11-10 | 1339014 | Sus | Y | Animal¦Squirrel¦ConductorOverhead¦Brokenwireonground
15-0077616 | Equipment Failure/Involved | Overhead | Transformer (OH) | Normal | 2015 | Tier 3 - Extreme | Distribution Circuit | 11 | 13 | 2015-11-13 | 1340601 | Sus | Y | EquipmentFailureInvolved¦Overhead¦Transformer(OH)¦Normal
15-0079010 | Vegetation | Tree - branch fell on line | Conductor, Overhead | Normal | 2015 | Tier 2 - Elevated | Distribution Circuit | 11 | 18 | 2015-11-18 | 1345013 | Sus | Y | Vegetation¦Treebranchfellonline¦ConductorOverhead¦Normal
15-0081482 | Unknown Cause | Patrol - found nothing |  |  | 2015 | Tier 2 - Elevated | Distribution Circuit | 11 | 28 | 2015-11-28 | 1349693 | Sus | Y | UnknownCause¦Patrolfoundnothing¦¦
15-0086751 | Vegetation | Tree - fell into line | Conductor, Overhead | Broken, wire on ground | 2015 | Tier 2 - Elevated | Distribution Circuit | 12 | 22 | 2015-12-22 | 1369202 | Sus | N | Vegetation¦Treefellintoline¦ConductorOverhead¦Brokenwireonground
15-0086770 | Unknown Cause | Patrol - found nothing |  |  | 2015 | Tier 2 - Elevated | Distribution Circuit | 12 | 22 | 2015-12-22 | 1369409 | Sus | N | UnknownCause¦Patrolfoundnothing¦¦
15-0087227 | Vegetation | Tree - branch fell on line | Conductor, Overhead | Broken, wire on ground | 2015 | Tier 3 - Extreme | Distribution Circuit | 12 | 24 | 2015-12-24 | 1371438 | Sus | N | Vegetation¦Treebranchfellonline¦ConductorOverhead¦Brokenwireonground
15-0087848 | Unknown Cause | Patrol - found nothing |  |  | 2015 | Tier 3 - Extreme | Distribution Circuit | 12 | 30 | 2015-12-30 | 1374534 | Sus | N | UnknownCause¦Patrolfoundnothing¦¦
16-0005037 | Equipment Failure/Involved | Overhead | Fuse | Normal | 2016 | Tier 3 - Extreme | Distribution Circuit | 1 | 13 | 2016-01-13 | 1382670 | Sus | N | EquipmentFailureInvolved¦Overhead¦Fuse¦Normal
16-0006016 | Equipment Failure/Involved | Overhead | Conductor, Overhead | Broken, wire on ground | 2016 | Tier 2 - Elevated | Distribution Circuit | 1 | 18 | 2016-01-18 | 1385929 | Sus | N | EquipmentFailureInvolved¦Overhead¦ConductorOverhead¦Brokenwireonground
16-0006473 | Vegetation | Tree - fell into line | Fuse | Failed/Faulted | 2016 | Tier 3 - Extreme | Distribution Circuit | 1 | 19 | 2016-01-19 | 1387107 | Sus | N | Vegetation¦Treefellintoline¦Fuse¦FailedFaulted
16-0008574 | 3rd Party | Tree - cutting, 3rd party | Secondary | Broken | 2016 | Tier 3 - Extreme | Transformer only | 1 | 27 | 2016-01-27 | 1392743 | Sus | N | 3rdParty¦Treecutting3rdparty¦Secondary¦Broken
16-0009370 | Unknown Cause | Patrol - found nothing |  | Failed/Faulted | 2016 | Tier 2 - Elevated | Distribution Circuit | 1 | 31 | 2016-01-31 | 1394710 | Sus | N | UnknownCause¦Patrolfoundnothing¦¦FailedFaulted
16-0010403 | Equipment Failure/Involved | Overhead | Transformer | Failed/Faulted | 2016 | Tier 2 - Elevated | Transformer only | 2 | 3 | 2016-02-03 | 1397860 | Sus | N | EquipmentFailureInvolved¦Overhead¦Transformer¦FailedFaulted
16-0011855 | Unknown Cause | Patrol - not conducted |  |  | 2016 | Tier 2 - Elevated | Distribution Circuit | 2 | 10 | 2016-02-10 | 1401448 | Sus | N | UnknownCause¦Patrolnotconducted¦¦
16-0012446 | 3rd Party | Vehicle | Pole-Wood | Broken | 2016 | Tier 2 - Elevated | Distribution Circuit | 2 | 12 | 2016-02-12 | 1402706 | Sus | N | 3rdParty¦Vehicle¦PoleWood¦Broken
16-0017047 | Vegetation | Tree - fell into line | Conductor, Overhead | Broken, wire on ground | 2016 | Tier 2 - Elevated | Distribution Circuit | 3 | 3 | 2016-03-03 | 1415288 | Sus | N | Vegetation¦Treefellintoline¦ConductorOverhead¦Brokenwireonground
16-0017863 | Unknown Cause | Patrol - found nothing |  |  | 2016 | Tier 3 - Extreme | Distribution Circuit | 3 | 5 | 2016-03-05 | 1418437 | Sus | N | UnknownCause¦Patrolfoundnothing¦¦
16-0017891 | Vegetation | Tree - fell into line | Insulator | Broken | 2016 | Tier 3 - Extreme | Substation - Distribution | 3 | 5 | 2016-03-05 | 1419573 | Sus | N | Vegetation¦Treefellintoline¦Insulator¦Broken
16-0017985 | Vegetation | Tree - bark fell into line | Conductor, Overhead | Normal | 2016 | Tier 2 - Elevated | Distribution Circuit | 3 | 5 | 2016-03-05 | 1419765 | Sus | N | Vegetation¦Treebarkfellintoline¦ConductorOverhead¦Normal
16-0018204 | Vegetation | Tree - branch fell on line | Conductor, Overhead | Broken, wire on ground | 2016 | Tier 2 - Elevated | Distribution Circuit | 3 | 6 | 2016-03-06 | 1420955 | Sus | N | Vegetation¦Treebranchfellonline¦ConductorOverhead¦Brokenwireonground
16-0018712 | Vegetation | Tree - fell into line | Conductor, Overhead | Normal | 2016 | Tier 2 - Elevated | Distribution Circuit | 3 | 7 | 2016-03-07 | 1423324 | Sus | N | Vegetation¦Treefellintoline¦ConductorOverhead¦Normal
16-0018778 | Unknown Cause | Patrol - found nothing |  |  | 2016 | Tier 3 - Extreme | Transformer only | 3 | 7 | 2016-03-07 | 1423431 | Sus | N | UnknownCause¦Patrolfoundnothing¦¦
16-0021867 | Equipment Failure/Involved | Overhead | Transformer | Failed/Faulted | 2016 | Tier 2 - Elevated | Transformer only | 3 | 16 | 2016-03-16 | 1432437 | Sus | N | EquipmentFailureInvolved¦Overhead¦Transformer¦FailedFaulted
16-0023121 | Unknown Cause | Patrol - not conducted |  |  | 2016 | Tier 2 - Elevated | Distribution Circuit | 3 | 21 | 2016-03-21 | 1435752 | Sus | N | UnknownCause¦Patrolnotconducted¦¦
16-0023246 | Unknown Cause | Patrol - found nothing |  |  | 2016 | Tier 2 - Elevated | Distribution Circuit | 3 | 22 | 2016-03-22 | 1436040 | Sus | N | UnknownCause¦Patrolfoundnothing¦¦
16-0026537 | Equipment Failure/Involved | Overhead | Secondary | Broken, wire on ground | 2016 | Tier 2 - Elevated | Transformer only | 4 | 6 | 2016-04-06 | 1445651 | Sus | N | EquipmentFailureInvolved¦Overhead¦Secondary¦Brokenwireonground
16-0032107 | Environmental/External | Lightning | Fuse | Failed/Faulted | 2016 | Tier 2 - Elevated | Distribution Circuit | 4 | 27 | 2016-04-27 | 1460285 | Sus | N | EnvironmentalExternal¦Lightning¦Fuse¦FailedFaulted
16-0034038 | Environmental/External | Lightning | Transformer (OH) | Burned/flashed | 2016 | Tier 2 - Elevated | Distribution Circuit | 5 | 5 | 2016-05-05 | 1465063 | Sus | Y | EnvironmentalExternal¦Lightning¦Transformer(OH)¦Burnedflashed
16-0034708 | Equipment Failure/Involved | Overhead | Conductor, Overhead | Broken | 2016 | Tier 2 - Elevated | Transformer only | 5 | 8 | 2016-05-08 | 1466610 | Sus | Y | EquipmentFailureInvolved¦Overhead¦ConductorOverhead¦Broken
16-0035728 | Equipment Failure/Involved | Overhead | Conductor, Overhead | Broken, wire on ground | 2016 | Tier 3 - Extreme | Distribution Circuit | 5 | 12 | 2016-05-12 | 1468946 | Sus | Y | EquipmentFailureInvolved¦Overhead¦ConductorOverhead¦Brokenwireonground
16-0037317 | 3rd Party | Vehicle | Pole-Wood | Broken, wire on object | 2016 | Tier 2 - Elevated | Distribution Circuit | 5 | 20 | 2016-05-20 | 1473340 | Sus | Y | 3rdParty¦Vehicle¦PoleWood¦Brokenwireonobject
16-0040067 | Equipment Failure/Involved | Underground | Transformer (UG) | Deteriorated | 2016 | Tier 2 - Elevated | Distribution Circuit | 6 | 1 | 2016-06-01 | 1480859 | Sus | Y | EquipmentFailureInvolved¦Underground¦Transformer(UG)¦Deteriorated
16-0051467 | Equipment Failure/Involved | Underground | Elbow | Burned/flashed | 2016 | Tier 2 - Elevated | Distribution Circuit | 7 | 21 | 2016-07-21 | 1513573 | Sus | Y | EquipmentFailureInvolved¦Underground¦Elbow¦Burnedflashed
16-0055562 | Animal | Squirrel | Fuse | Failed/Faulted | 2016 | Tier 2 - Elevated | Distribution Circuit | 8 | 7 | 2016-08-07 | 1522709 | Sus | Y | Animal¦Squirrel¦Fuse¦FailedFaulted
16-0057247 | Vegetation | Tree - branch fell on line | Conductor, Overhead | Normal | 2016 | Tier 3 - Extreme | Distribution Circuit | 8 | 15 | 2016-08-15 | 1526457 | Sus | Y | Vegetation¦Treebranchfellonline¦ConductorOverhead¦Normal
16-0065539 | Unknown Cause | Patrol - found nothing |  |  | 2016 | Tier 2 - Elevated | Distribution Circuit | 9 | 19 | 2016-09-19 | 1543869 | Sus | Y | UnknownCause¦Patrolfoundnothing¦¦
16-0067859 | Equipment Failure/Involved | Overhead | Cutout, fuse holder | Broken | 2016 | Tier 2 - Elevated | Distribution Circuit | 9 | 27 | 2016-09-27 | 1548639 | Sus | Y | EquipmentFailureInvolved¦Overhead¦Cutoutfuseholder¦Broken
16-0069369 | Equipment Failure/Involved | Overhead | Transformer | Failed/Faulted | 2016 | Tier 3 - Extreme | Transformer only | 10 | 3 | 2016-10-03 | 1552065 | Sus | Y | EquipmentFailureInvolved¦Overhead¦Transformer¦FailedFaulted
16-0072581 | Vegetation | Tree - fell into line | Conductor, Overhead | Normal | 2016 | Tier 2 - Elevated | Distribution Circuit | 10 | 15 | 2016-10-15 | 1561431 | Sus | Y | Vegetation¦Treefellintoline¦ConductorOverhead¦Normal
16-0072875 | Vegetation | Tree - fell into line | Conductor, Overhead | Together | 2016 | Tier 3 - Extreme | Distribution Circuit | 10 | 16 | 2016-10-16 | 1562238 | Sus | Y | Vegetation¦Treefellintoline¦ConductorOverhead¦Together
16-0074673 | Vegetation | Tree - grew into line | Secondary | Normal | 2016 | Tier 2 - Elevated | Transformer only | 10 | 21 | 2016-10-21 | 1567309 | Sus | Y | Vegetation¦Treegrewintoline¦Secondary¦Normal
16-0075184 | Equipment Failure/Involved | Overhead | Conductor, Overhead | Broken, wire on ground | 2016 | Tier 2 - Elevated | Distribution Circuit | 10 | 24 | 2016-10-24 | 1569068 | Sus | Y | EquipmentFailureInvolved¦Overhead¦ConductorOverhead¦Brokenwireonground
16-0076469 | Vegetation | Tree - branch fell on line | Conductor, Overhead | Normal | 2016 | Tier 3 - Extreme | Distribution Circuit | 10 | 28 | 2016-10-28 | 1572062 | Sus | Y | Vegetation¦Treebranchfellonline¦ConductorOverhead¦Normal
16-0078824 | Unknown Cause | Patrol - found nothing |  |  | 2016 | Tier 2 - Elevated | Distribution Circuit | 11 | 9 | 2016-11-09 | 1578585 | Sus | Y | UnknownCause¦Patrolfoundnothing¦¦
16-0083181 | Animal | Bird found | Pothead(Riser Termination) | Normal | 2016 | Tier 3 - Extreme | Distribution Circuit | 11 | 30 | 2016-11-30 | 1592153 | Sus | Y | Animal¦Birdfound¦Pothead(RiserTermination)¦Normal
16-0085054 | Vegetation | Tree - fell into line | Conductor, Overhead | Normal | 2016 | Tier 2 - Elevated | Distribution Circuit | 12 | 10 | 2016-12-10 | 1599487 | Sus | N | Vegetation¦Treefellintoline¦ConductorOverhead¦Normal
16-0085893 | Vegetation | Tree - fell into line | Conductor, Overhead | Normal | 2016 | Tier 3 - Extreme | Transmission line | 12 | 15 | 2016-12-15 | 1603835 | Sus | N | Vegetation¦Treefellintoline¦ConductorOverhead¦Normal
16-0086802 | Equipment Failure/Involved | Overhead | Jumper | Burned Open | 2016 | Tier 2 - Elevated | Distribution Circuit | 12 | 23 | 2016-12-23 | 1609763 | Sus | N | EquipmentFailureInvolved¦Overhead¦Jumper¦BurnedOpen
16-0087200 | Equipment Failure/Involved | Overhead | Transformer (OH) | Failed/Faulted | 2016 | Tier 3 - Extreme | Distribution Circuit | 12 | 27 | 2016-12-27 | 1611884 | Sus | N | EquipmentFailureInvolved¦Overhead¦Transformer(OH)¦FailedFaulted
17-0005195 | Vegetation | Tree - fell into line | Service conductor | Broken, wire on ground | 2017 | Tier 3 - Extreme | Distribution Circuit | 1 | 8 | 2017-01-08 | 1624609 | Sus | N | Vegetation¦Treefellintoline¦Serviceconductor¦Brokenwireonground
17-0005895 | Unknown Cause | Patrol - not conducted |  |  | 2017 | Tier 2 - Elevated | Distribution Circuit | 1 | 9 | 2017-01-09 | 1630297 | Sus | N | UnknownCause¦Patrolnotconducted¦¦
17-0006008 | Vegetation | Tree - fell into line | Conductor, Overhead | Broken, wire on object | 2017 | Tier 2 - Elevated | Distribution Circuit | 1 | 9 | 2017-01-09 | 1630373 | Sus | N | Vegetation¦Treefellintoline¦ConductorOverhead¦Brokenwireonobject
17-0006280 | Vegetation | Tree - fell into line | Conductor, Overhead | Broken, wire on ground | 2017 | Tier 2 - Elevated | Distribution Circuit | 1 | 9 | 2017-01-09 | 1631616 | Sus | N | Vegetation¦Treefellintoline¦ConductorOverhead¦Brokenwireonground
17-0007027 | Vegetation | Tree - fell into line | Crossarm, Wood | Broken, wire on ground | 2017 | Tier 2 - Elevated | Distribution Circuit | 1 | 10 | 2017-01-10 | 1634764 | Sus | N | Vegetation¦Treefellintoline¦CrossarmWood¦Brokenwireonground
17-0010546 | Equipment Failure/Involved | Overhead | Conductor, Overhead | Broken | 2017 | Tier 2 - Elevated | Distribution Circuit | 1 | 18 | 2017-01-18 | 1649462 | Sus | N | EquipmentFailureInvolved¦Overhead¦ConductorOverhead¦Broken
17-0012987 | Vegetation | Tree - branch fell on line | Conductor, Overhead | On Ground | 2017 | Tier 3 - Extreme | Distribution Circuit | 1 | 21 | 2017-01-21 | 1660173 | Sus | N | Vegetation¦Treebranchfellonline¦ConductorOverhead¦OnGround
17-0015607 | Equipment Failure/Involved | Overhead | Crossarm, Wood | Broken | 2017 | Tier 2 - Elevated | Distribution Circuit | 1 | 27 | 2017-01-27 | 1668530 | Sus | N | EquipmentFailureInvolved¦Overhead¦CrossarmWood¦Broken
17-0015822 | Unknown Cause | Patrol - found nothing |  |  | 2017 | Tier 2 - Elevated | Distribution Circuit | 1 | 28 | 2017-01-28 | 1669268 | Sus | N | UnknownCause¦Patrolfoundnothing¦¦
17-0017081 | Unknown Cause | Patrol - found nothing |  |  | 2017 | Tier 2 - Elevated | Distribution Circuit | 2 | 3 | 2017-02-03 | 1673479 | Sus | N | UnknownCause¦Patrolfoundnothing¦¦
17-0018533 | Vegetation | Tree - fell into line | Fuse | Failed/Faulted | 2017 | Tier 2 - Elevated | Distribution Circuit | 2 | 7 | 2017-02-07 | 1679803 | Sus | N | Vegetation¦Treefellintoline¦Fuse¦FailedFaulted
17-0019736 | Vegetation | Tree - fell into line | Conductor, Overhead | Broken, wire on ground | 2017 | Tier 3 - Extreme | Distribution Circuit | 2 | 9 | 2017-02-09 | 1684351 | Sus | N | Vegetation¦Treefellintoline¦ConductorOverhead¦Brokenwireonground
17-0020000 | Environmental/External | Lightning | Transformer | Failed/Faulted | 2017 | Tier 3 - Extreme | Transformer only | 2 | 10 | 2017-02-10 | 1684848 | Sus | N | EnvironmentalExternal¦Lightning¦Transformer¦FailedFaulted
17-0020439 | Unknown Cause | Patrol - found nothing |  |  | 2017 | Tier 2 - Elevated | Distribution Circuit | 2 | 12 | 2017-02-12 | 1686574 | Sus | N | UnknownCause¦Patrolfoundnothing¦¦
17-0021973 | Vegetation | Tree - fell into line | Pole-Wood | Broken, wire on ground | 2017 | Tier 2 - Elevated | Distribution Circuit | 2 | 17 | 2017-02-17 | 1691606 | Sus | N | Vegetation¦Treefellintoline¦PoleWood¦Brokenwireonground
17-0022255 | Unknown Cause | Patrol - found nothing |  |  | 2017 | Tier 2 - Elevated | Distribution Circuit | 2 | 17 | 2017-02-17 | 1695382 | Sus | N | UnknownCause¦Patrolfoundnothing¦¦
17-0022929 | Unknown Cause | Patrol - found nothing |  |  | 2017 | Tier 3 - Extreme | Distribution Circuit | 2 | 18 | 2017-02-18 | 1699021 | Sus | N | UnknownCause¦Patrolfoundnothing¦¦
17-0023733 | Vegetation | Tree - fell into line | Conductor, Overhead | Broken, wire on ground | 2017 | Tier 2 - Elevated | Distribution Circuit | 2 | 20 | 2017-02-20 | 1702742 | Sus | N | Vegetation¦Treefellintoline¦ConductorOverhead¦Brokenwireonground
17-0023976 | Vegetation | Tree - fell into line | Conductor, Overhead | Broken, wire on ground | 2017 | Tier 3 - Extreme | Distribution Circuit | 2 | 20 | 2017-02-20 | 1704199 | Sus | N | Vegetation¦Treefellintoline¦ConductorOverhead¦Brokenwireonground
17-0024930 | Unknown Cause | Patrol - found nothing |  |  | 2017 | Tier 2 - Elevated | Distribution Circuit | 2 | 20 | 2017-02-20 | 1706320 | Sus | N | UnknownCause¦Patrolfoundnothing¦¦
17-0028402 | Vegetation | Tree - fell into line | Conductor, Overhead | Broken, wire on ground | 2017 | Tier 3 - Extreme | Distribution Circuit | 3 | 4 | 2017-03-04 | 1719573 | Sus | N | Vegetation¦Treefellintoline¦ConductorOverhead¦Brokenwireonground
17-0032363 | Vegetation | Tree - fell into line | Conductor, Overhead | Normal | 2017 | Tier 2 - Elevated | Distribution Circuit | 3 | 21 | 2017-03-21 | 1731792 | Sus | N | Vegetation¦Treefellintoline¦ConductorOverhead¦Normal
17-0035451 | Equipment Failure/Involved | Overhead | Jumper | Burned Open | 2017 | Tier 2 - Elevated | Distribution Circuit | 3 | 31 | 2017-03-31 | 1740860 | Sus | N | EquipmentFailureInvolved¦Overhead¦Jumper¦BurnedOpen
17-0035451 | Equipment Failure/Involved | Overhead | Jumper | Burned Open | 2017 | Tier 2 - Elevated | Distribution Circuit | 3 | 31 | 2017-03-31 | 1740860 | Sus | N | EquipmentFailureInvolved¦Overhead¦Jumper¦BurnedOpen
17-0035503 | Unknown Cause | Patrol - found nothing |  |  | 2017 | Tier 3 - Extreme | Distribution Circuit | 3 | 31 | 2017-03-31 | 1740886 | Sus | N | UnknownCause¦Patrolfoundnothing¦¦
17-0037576 | Unknown Cause | Patrol - found nothing |  |  | 2017 | Tier 3 - Extreme | Distribution Circuit | 4 | 7 | 2017-04-07 | 1749385 | Sus | N | UnknownCause¦Patrolfoundnothing¦¦
17-0037585 | Equipment Failure/Involved | Overhead |  | Failed/Faulted | 2017 | Tier 2 - Elevated | Transformer only | 4 | 6 | 2017-04-06 | 1748252 | Sus | N | EquipmentFailureInvolved¦Overhead¦¦FailedFaulted
17-0037589 | Unknown Cause | Patrol - not conducted |  |  | 2017 | Tier 2 - Elevated | Distribution Circuit | 4 | 6 | 2017-04-06 | 1749448 | Sus | N | UnknownCause¦Patrolnotconducted¦¦
17-0038462 | Equipment Failure/Involved | Overhead | Connector or Splice (OH) | Broken, wire on ground | 2017 | Tier 3 - Extreme | Distribution Circuit | 4 | 9 | 2017-04-09 | 1753388 | Sus | N | EquipmentFailureInvolved¦Overhead¦ConnectororSplice(OH)¦Brokenwireonground
17-0039605 | Vegetation | Tree - fell into line | Pole-Wood | Broken | 2017 | Tier 3 - Extreme | Distribution Circuit | 4 | 12 | 2017-04-12 | 1756188 | Sus | N | Vegetation¦Treefellintoline¦PoleWood¦Broken
17-0043501 | Equipment Failure/Involved | Overhead | Pole-Wood | Broken | 2017 | Tier 3 - Extreme | Distribution Circuit | 4 | 27 | 2017-04-27 | 1768625 | Sus | N | EquipmentFailureInvolved¦Overhead¦PoleWood¦Broken
17-0053667 | Vegetation | Tree - fell into line | Conductor, Overhead | Broken, wire on ground | 2017 | Tier 3 - Extreme | Distribution Circuit | 6 | 8 | 2017-06-08 | 1799577 | Sus | Y | Vegetation¦Treefellintoline¦ConductorOverhead¦Brokenwireonground
17-0057777 | 3rd Party | Fire, house or bldg. | Transformer (OH) | Normal | 2017 | Tier 3 - Extreme | Transformer only | 6 | 22 | 2017-06-22 | 1814951 | Sus | Y | 3rdParty¦Firehouseorbldg¦Transformer(OH)¦Normal
17-0062052 | Vegetation | Tree - fell into line | Conductor, Overhead | Broken, wire on ground | 2017 | Tier 2 - Elevated | Distribution Circuit | 7 | 11 | 2017-07-11 | 1829036 | Sus | Y | Vegetation¦Treefellintoline¦ConductorOverhead¦Brokenwireonground
17-0068200 | Vegetation | Tree - fell into line | Conductor, Overhead | Broken, wire on ground | 2017 | Tier 2 - Elevated | Distribution Circuit | 8 | 5 | 2017-08-05 | 1847083 | Sus | Y | Vegetation¦Treefellintoline¦ConductorOverhead¦Brokenwireonground
17-0071476 | Equipment Failure/Involved | Overhead | Transformer | Failed/Faulted | 2017 | Tier 2 - Elevated | Transformer only | 8 | 19 | 2017-08-19 | 1855263 | Sus | Y | EquipmentFailureInvolved¦Overhead¦Transformer¦FailedFaulted
17-0079033 | 3rd Party | Tree - cutting, 3rd party | Fuse | Failed/Faulted | 2017 | Tier 2 - Elevated | Distribution Circuit | 9 | 14 | 2017-09-14 | 1878979 | Sus | Y | 3rdParty¦Treecutting3rdparty¦Fuse¦FailedFaulted
17-0080197 | Vegetation | Tree - fell into line | Crossarm, Wood | Broken, wire on ground | 2017 | Tier 2 - Elevated | Distribution Circuit | 9 | 20 | 2017-09-20 | 1882190 | Sus | Y | Vegetation¦Treefellintoline¦CrossarmWood¦Brokenwireonground
17-0085100 | Equipment Failure/Involved | Overhead | Secondary | Broken | 2017 | Tier 3 - Extreme | Transformer only | 10 | 8 | 2017-10-08 | 1893425 | Sus | Y | EquipmentFailureInvolved¦Overhead¦Secondary¦Broken
17-0085997 | Equipment Failure/Involved | Overhead | Jumper | Burned Open | 2017 | Tier 3 - Extreme | Distribution Circuit | 10 | 9 | 2017-10-09 | 1897135 | Sus | Y | EquipmentFailureInvolved¦Overhead¦Jumper¦BurnedOpen
17-0086899 | Equipment Failure/Involved | Overhead | Conductor, Overhead | Failed/Faulted | 2017 | Tier 2 - Elevated | Distribution Circuit | 10 | 12 | 2017-10-12 | 1899656 | Sus | Y | EquipmentFailureInvolved¦Overhead¦ConductorOverhead¦FailedFaulted
17-0087803 | Environmental/External | Fire, Forest/Grass | Pole-Wood | Broken | 2017 | Tier 2 - Elevated | Distribution Circuit | 10 | 16 | 2017-10-16 | 1902147 | Sus | Y | EnvironmentalExternal¦FireForestGrass¦PoleWood¦Broken
17-0088055 | Environmental/External | Fire, Forest/Grass | Pole-Wood | Burned/flashed | 2017 | Tier 3 - Extreme | Distribution Circuit | 10 | 9 | 2017-10-09 | 1902748 | Sus | Y | EnvironmentalExternal¦FireForestGrass¦PoleWood¦Burnedflashed
17-0089070 | Vegetation | Tree - branch fell on line | Conductor, Overhead | Broken, wire on ground | 2017 | Tier 3 - Extreme | Distribution Circuit | 10 | 20 | 2017-10-20 | 1905604 | Sus | Y | Vegetation¦Treebranchfellonline¦ConductorOverhead¦Brokenwireonground
17-0091523 | Equipment Failure/Involved | Overhead | Pole-Wood | Broken | 2017 | Tier 2 - Elevated | Distribution Circuit | 10 | 31 | 2017-10-31 | 1913040 | Sus | Y | EquipmentFailureInvolved¦Overhead¦PoleWood¦Broken
17-0091558 | 3rd Party | Tree - cutting, 3rd party | Service conductor | Broken | 2017 | Tier 2 - Elevated | Transformer only | 10 | 31 | 2017-10-31 | 1913108 | Sus | Y | 3rdParty¦Treecutting3rdparty¦Serviceconductor¦Broken
17-0092691 | Unknown Cause | Patrol - found nothing |  |  | 2017 | Tier 3 - Extreme | Distribution Circuit | 11 | 4 | 2017-11-04 | 1916186 | Sus | Y | UnknownCause¦Patrolfoundnothing¦¦
17-0093916 | Equipment Failure/Involved | Overhead | Insulator | Arcing | 2017 | Tier 3 - Extreme | Distribution Circuit | 11 | 9 | 2017-11-09 | 1919169 | Sus | Y | EquipmentFailureInvolved¦Overhead¦Insulator¦Arcing
17-0100791 | Equipment Failure/Involved | Overhead | Pothead(Riser Termination) | Failed/Faulted | 2017 | Tier 3 - Extreme | Distribution Circuit | 12 | 8 | 2017-12-08 | 1938942 | Sus | N | EquipmentFailureInvolved¦Overhead¦Pothead(RiserTermination)¦FailedFaulted
17-0102547 | Equipment Failure/Involved | Overhead | Insulator | Broken | 2017 | Tier 3 - Extreme | Distribution Circuit | 12 | 19 | 2017-12-19 | 1947596 | Sus | N | EquipmentFailureInvolved¦Overhead¦Insulator¦Broken
18-0002848 | 3rd Party | Vehicle | Pole-Wood | Broken | 2018 | Tier 2 - Elevated | Distribution Circuit | 1 | 1 | 2018-01-01 | 156 | Sus | N | 3rdParty¦Vehicle¦PoleWood¦Broken
18-0004795 | Equipment Failure/Involved | Overhead | Jumper | Broken | 2018 | Tier 2 - Elevated | Distribution Circuit | 1 | 9 | 2018-01-09 | 5255 | Sus | N | EquipmentFailureInvolved¦Overhead¦Jumper¦Broken
18-0007594 | Equipment Failure/Involved | Overhead | Transformer | Failed/Faulted | 2018 | Tier 2 - Elevated | Transformer only | 1 | 20 | 2018-01-20 | 11248 | Sus | N | EquipmentFailureInvolved¦Overhead¦Transformer¦FailedFaulted
18-0008076 | 3rd Party | Vehicle | Pole-Wood | Broken | 2018 | Tier 2 - Elevated | Distribution Circuit | 1 | 23 | 2018-01-23 | 12386 | Sus | N | 3rdParty¦Vehicle¦PoleWood¦Broken
18-0009529 | Vegetation | Tree - branch fell on line | Service conductor | Broken, wire on ground | 2018 | Tier 3 - Extreme | Transformer only | 1 | 27 | 2018-01-27 | 15073 | Sus | N | Vegetation¦Treebranchfellonline¦Serviceconductor¦Brokenwireonground
18-0010286 | 3rd Party | Tree - cutting, 3rd party | Insulator | Broken | 2018 | Tier 2 - Elevated | Distribution Circuit | 1 | 30 | 2018-01-30 | 16685 | Sus | N | 3rdParty¦Treecutting3rdparty¦Insulator¦Broken
18-0012324 | Equipment Failure/Involved | Overhead |  | Failed/Faulted | 2018 | Tier 2 - Elevated | Transformer only | 2 | 7 | 2018-02-07 | 20987 | Sus | N | EquipmentFailureInvolved¦Overhead¦¦FailedFaulted
18-0013647 | Unknown Cause | Patrol - found nothing |  |  | 2018 | Tier 3 - Extreme | Distribution Circuit | 2 | 13 | 2018-02-13 | 23706 | Sus | N | UnknownCause¦Patrolfoundnothing¦¦
18-0015855 | Unknown Cause | Patrol - not conducted |  |  | 2018 | Tier 2 - Elevated | Distribution Circuit | 2 | 21 | 2018-02-21 | 28401 | Sus | N | UnknownCause¦Patrolnotconducted¦¦
18-0016596 | Animal | Bird found | Fuse | Failed/Faulted | 2018 | Tier 2 - Elevated | Distribution Circuit | 2 | 23 | 2018-02-23 | 29792 | Sus | N | Animal¦Birdfound¦Fuse¦FailedFaulted
18-0017468 | Equipment Failure/Involved | Overhead | Conductor, Overhead | Broken, wire on ground | 2018 | Tier 2 - Elevated | Distribution Circuit | 2 | 26 | 2018-02-26 | 31741 | Sus | N | EquipmentFailureInvolved¦Overhead¦ConductorOverhead¦Brokenwireonground
18-0020453 | Vegetation | Tree - branch fell on line | Transformer | Failed/Faulted | 2018 | Tier 3 - Extreme | Transformer only | 3 | 6 | 2018-03-06 | 39506 | Sus | N | Vegetation¦Treebranchfellonline¦Transformer¦FailedFaulted
18-0023803 | Equipment Failure/Involved | Overhead | Transformer | Failed/Faulted | 2018 | Tier 2 - Elevated | Transformer only | 3 | 17 | 2018-03-17 | 46951 | Sus | N | EquipmentFailureInvolved¦Overhead¦Transformer¦FailedFaulted
18-0029316 | Equipment Failure/Involved | Overhead | Transformer | Failed/Faulted | 2018 | Tier 2 - Elevated | Transformer only | 4 | 4 | 2018-04-04 | 59666 | Sus | N | EquipmentFailureInvolved¦Overhead¦Transformer¦FailedFaulted
18-0030556 | Unknown Cause | Patrol - found nothing |  |  | 2018 | Tier 3 - Extreme | Distribution Circuit | 4 | 9 | 2018-04-09 | 62969 | Sus | N | UnknownCause¦Patrolfoundnothing¦¦
18-0031208 | Equipment Failure/Involved | Overhead | Transformer (OH) | Broken | 2018 | Tier 2 - Elevated | Transformer only | 4 | 11 | 2018-04-11 | 64443 | Sus | N | EquipmentFailureInvolved¦Overhead¦Transformer(OH)¦Broken
18-0033253 | Vegetation | Tree - fell into line | Conductor, Overhead | Broken, wire on ground | 2018 | Tier 2 - Elevated | Distribution Circuit | 4 | 17 | 2018-04-17 | 69184 | Sus | N | Vegetation¦Treefellintoline¦ConductorOverhead¦Brokenwireonground
18-0034812 | Unknown Cause | Patrol - found nothing |  |  | 2018 | Tier 2 - Elevated | Distribution Circuit | 4 | 24 | 2018-04-24 | 72598 | Sus | N | UnknownCause¦Patrolfoundnothing¦¦
18-0040104 | Vegetation | Tree - branch fell on line | Conductor, Overhead | Together | 2018 | Tier 2 - Elevated | Distribution Circuit | 5 | 11 | 2018-05-11 | 83506 | Sus | Y | Vegetation¦Treebranchfellonline¦ConductorOverhead¦Together
18-0040235 | Vegetation | Tree - fell into line | Conductor, Overhead | Broken, wire on ground | 2018 | Tier 3 - Extreme | Distribution Circuit | 5 | 11 | 2018-05-11 | 83911 | Sus | Y | Vegetation¦Treefellintoline¦ConductorOverhead¦Brokenwireonground
18-0041345 | Equipment Failure/Involved | Overhead | Cutout, fuse holder | Broken | 2018 | Tier 2 - Elevated | Transformer only | 5 | 15 | 2018-05-15 | 86817 | Sus | Y | EquipmentFailureInvolved¦Overhead¦Cutoutfuseholder¦Broken
18-0045424 | Unknown Cause | Patrol - found nothing |  |  | 2018 | Tier 2 - Elevated | Distribution Circuit | 5 | 29 | 2018-05-29 | 96406 | Sus | Y | UnknownCause¦Patrolfoundnothing¦¦
18-0045447 | Equipment Failure/Involved | Overhead | Transformer | Failed/Faulted | 2018 | Tier 2 - Elevated | Transformer only | 5 | 29 | 2018-05-29 | 96486 | Sus | Y | EquipmentFailureInvolved¦Overhead¦Transformer¦FailedFaulted
18-0049708 | 3rd Party | Vehicle | Other | Broken | 2018 | Tier 2 - Elevated | Distribution Circuit | 6 | 11 | 2018-06-11 | 106544 | Sus | Y | 3rdParty¦Vehicle¦Other¦Broken
18-0053984 | Environmental/External | Fire, Forest/Grass | Pole-Wood | Burned/flashed | 2018 | Tier 3 - Extreme | Distribution Circuit | 6 | 24 | 2018-06-24 | 116776 | Sus | Y | EnvironmentalExternal¦FireForestGrass¦PoleWood¦Burnedflashed
18-0054338 | Unknown Cause | Patrol - found nothing |  |  | 2018 | Tier 2 - Elevated | Distribution Circuit | 6 | 25 | 2018-06-25 | 117828 | Sus | Y | UnknownCause¦Patrolfoundnothing¦¦
18-0056720 | Animal | Squirrel | Fuse | Failed/Faulted | 2018 | Tier 2 - Elevated | Distribution Circuit | 7 | 3 | 2018-07-03 | 123670 | Sus | Y | Animal¦Squirrel¦Fuse¦FailedFaulted
18-0060829 | Vegetation | Tree - fell into line | Conductor, Overhead | Broken, wire on ground | 2018 | Tier 3 - Extreme | Distribution Circuit | 7 | 17 | 2018-07-17 | 134079 | Sus | Y | Vegetation¦Treefellintoline¦ConductorOverhead¦Brokenwireonground
18-0064529 | Environmental/External | Fire, Forest/Grass | Transformer (OH) | Failed/Faulted | 2018 | Tier 3 - Extreme | Transformer only | 7 | 28 | 2018-07-28 | 142207 | Sus | Y | EnvironmentalExternal¦FireForestGrass¦Transformer(OH)¦FailedFaulted
18-0071424 | Animal | Squirrel | Conductor, Overhead | Normal | 2018 | Tier 3 - Extreme | Distribution Circuit | 8 | 19 | 2018-08-19 | 157971 | Sus | Y | Animal¦Squirrel¦ConductorOverhead¦Normal
18-0076007 | Unknown Cause | Patrol - found nothing |  |  | 2018 | Tier 3 - Extreme | Distribution Circuit | 9 | 3 | 2018-09-03 | 167524 | Sus | Y | UnknownCause¦Patrolfoundnothing¦¦
18-0079202 | Vegetation | Tree - fell into line | Conductor, Overhead | Broken, wire on ground | 2018 | Tier 3 - Extreme | Distribution Circuit | 9 | 13 | 2018-09-13 | 173381 | Sus | Y | Vegetation¦Treefellintoline¦ConductorOverhead¦Brokenwireonground
18-0081274 | Unknown Cause | Patrol - found nothing |  |  | 2018 | Tier 3 - Extreme | Distribution Circuit | 9 | 19 | 2018-09-19 | 177469 | Sus | Y | UnknownCause¦Patrolfoundnothing¦¦
18-0084780 | Equipment Failure/Involved | Overhead | Pole-Wood | Broken | 2018 | Tier 2 - Elevated | Distribution Circuit | 9 | 28 | 2018-09-28 | 183615 | Sus | Y | EquipmentFailureInvolved¦Overhead¦PoleWood¦Broken
18-0086520 | Unknown Cause | Patrol - not conducted |  |  | 2018 | Tier 2 - Elevated | Transformer only | 10 | 3 | 2018-10-03 | 187846 | Sus | Y | UnknownCause¦Patrolnotconducted¦¦
18-0087469 | Equipment Failure/Involved | Overhead | Connector or Splice (OH) | Deteriorated | 2018 | Tier 3 - Extreme | Transformer only | 10 | 5 | 2018-10-05 | 189044 | Sus | Y | EquipmentFailureInvolved¦Overhead¦ConnectororSplice(OH)¦Deteriorated
18-0089999 | Unknown Cause | Patrol - found nothing |  |  | 2018 | Tier 3 - Extreme | Distribution Circuit | 10 | 12 | 2018-10-12 | 194021 | Sus | Y | UnknownCause¦Patrolfoundnothing¦¦
18-0092189 | Animal | Squirrel | Fuse | Failed/Faulted | 2018 | Tier 3 - Extreme | Distribution Circuit | 10 | 19 | 2018-10-19 | 198671 | Sus | Y | Animal¦Squirrel¦Fuse¦FailedFaulted
18-0092478 | Wildfire Mitigation | CWSP - Vegetation Removal |  |  | 2018 | Tier 3 - Extreme | Distribution Circuit | 10 | 20 | 2018-10-20 | 199227 | Sus | Y | WildfireMitigation¦CWSPVegetationRemoval¦¦
18-0099207 | Unknown Cause | Patrol - found nothing |  |  | 2018 | Tier 2 - Elevated | Distribution Circuit | 11 | 12 | 2018-11-12 | 213960 | Sus | Y | UnknownCause¦Patrolfoundnothing¦¦
18-0100756 | Equipment Failure/Involved | Electrical Overload | Transformer | Failed/Faulted | 2018 | Tier 2 - Elevated | Transformer only | 11 | 18 | 2018-11-18 | 217627 | Sus | Y | EquipmentFailureInvolved¦ElectricalOverload¦Transformer¦FailedFaulted
18-0100787 | Environmental/External | Fire, Forest/Grass | Pole-Wood | Burned/flashed | 2018 | Tier 3 - Extreme | Distribution Circuit | 11 | 8 | 2018-11-08 | 217760 | Sus | Y | EnvironmentalExternal¦FireForestGrass¦PoleWood¦Burnedflashed
18-0101003 | Environmental/External | Fire, Forest/Grass | Pole-Wood | Burned/flashed | 2018 | Tier 3 - Extreme | Distribution Circuit | 11 | 8 | 2018-11-08 | 218250 | Sus | Y | EnvironmentalExternal¦FireForestGrass¦PoleWood¦Burnedflashed
18-0101341 | Environmental/External | Fire, Forest/Grass | Pole-Wood | Burned/flashed | 2018 | Tier 3 - Extreme | Distribution Circuit | 11 | 8 | 2018-11-08 | 218789 | Sus | Y | EnvironmentalExternal¦FireForestGrass¦PoleWood¦Burnedflashed
18-0101874 | Environmental/External | Fire, Forest/Grass | Pole-Wood | Burned/flashed | 2018 | Tier 3 - Extreme | Distribution Circuit | 11 | 8 | 2018-11-08 | 220229 | Sus | Y | EnvironmentalExternal¦FireForestGrass¦PoleWood¦Burnedflashed
18-0101892 | Vegetation | Tree - branch fell on line | Conductor, Overhead | Normal | 2018 | Tier 3 - Extreme | Distribution Circuit | 11 | 21 | 2018-11-21 | 220333 | Sus | Y | Vegetation¦Treebranchfellonline¦ConductorOverhead¦Normal
18-0102041 | Vegetation | Other ground vegetation | Conductor, Overhead | Normal | 2018 | Tier 2 - Elevated | Distribution Circuit | 11 | 21 | 2018-11-21 | 220780 | Sus | Y | Vegetation¦Othergroundvegetation¦ConductorOverhead¦Normal
18-0102365 | Vegetation | Tree - fell into line | Conductor, Overhead | Broken, wire on ground | 2018 | Tier 3 - Extreme | Distribution Circuit | 11 | 22 | 2018-11-22 | 222084 | Sus | Y | Vegetation¦Treefellintoline¦ConductorOverhead¦Brokenwireonground
18-0104190 | Equipment Failure/Involved | Overhead | Transformer | Arcing | 2018 | Tier 2 - Elevated | Transformer only | 11 | 28 | 2018-11-28 | 226196 | Sus | Y | EquipmentFailureInvolved¦Overhead¦Transformer¦Arcing
18-0105455 | Vegetation | Tree - fell into line | Conductor, Overhead | Broken, wire on ground | 2018 | Tier 3 - Extreme | Distribution Circuit | 11 | 30 | 2018-11-30 | 229832 | Sus | Y | Vegetation¦Treefellintoline¦ConductorOverhead¦Brokenwireonground
18-0105537 | Vegetation | Tree - fell into line | Conductor, Overhead | Normal | 2018 | Tier 3 - Extreme | Distribution Circuit | 11 | 30 | 2018-11-30 | 230071 | Sus | Y | Vegetation¦Treefellintoline¦ConductorOverhead¦Normal
18-0108163 | Unknown Cause | Patrol - found nothing |  |  | 2018 | Tier 3 - Extreme | Distribution Circuit | 12 | 9 | 2018-12-09 | 236568 | Sus | N | UnknownCause¦Patrolfoundnothing¦¦
18-0110393 | Equipment Failure/Involved | Overhead | Cutout, fuse holder | Broken | 2018 | Tier 2 - Elevated | Transformer only | 12 | 22 | 2018-12-22 | 245910 | Sus | N | EquipmentFailureInvolved¦Overhead¦Cutoutfuseholder¦Broken
19-0003396 | Animal | Bird found | Conductor, Overhead | Broken, wire on ground | 2019 | Tier 2 - Elevated | Distribution Circuit | 1 | 1 | 2019-01-01 | 251295 | Sus | N | Animal¦Birdfound¦ConductorOverhead¦Brokenwireonground
19-0004763 | Vegetation | Tree - fell into line | Conductor, Overhead | Broken, wire on ground | 2019 | Tier 2 - Elevated | Distribution Circuit | 1 | 5 | 2019-01-05 | 254168 | Sus | N | Vegetation¦Treefellintoline¦ConductorOverhead¦Brokenwireonground
19-0005016 | Equipment Failure/Involved | Overhead | Crossarm, Wood | Broken | 2019 | Tier 2 - Elevated | Distribution Circuit | 1 | 6 | 2019-01-06 | 254929 | Sus | N | EquipmentFailureInvolved¦Overhead¦CrossarmWood¦Broken
19-0005029 | Unknown Cause | Patrol - found nothing |  |  | 2019 | Tier 2 - Elevated | Distribution Circuit | 1 | 6 | 2019-01-06 | 254952 | Sus | N | UnknownCause¦Patrolfoundnothing¦¦
19-0005778 | Equipment Failure/Involved | Overhead | Lightning Arrestor | Failed/Faulted | 2019 | Tier 2 - Elevated | Distribution Circuit | 1 | 7 | 2019-01-07 | 258536 | Sus | N | EquipmentFailureInvolved¦Overhead¦LightningArrestor¦FailedFaulted
19-0009626 | Vegetation | Tree - branch fell on line | Conductor, Overhead | Broken, wire on ground | 2019 | Tier 3 - Extreme | Distribution Circuit | 1 | 16 | 2019-01-16 | 266854 | Sus | N | Vegetation¦Treebranchfellonline¦ConductorOverhead¦Brokenwireonground
19-0010657 | Vegetation | Tree - fell into line | Connector or Splice (OH) | Normal | 2019 | Tier 3 - Extreme | Distribution Circuit | 1 | 16 | 2019-01-16 | 272536 | Sus | N | Vegetation¦Treefellintoline¦ConnectororSplice(OH)¦Normal
19-0011336 | Equipment Failure/Involved | Overhead | Pole-Wood | Broken | 2019 | Tier 3 - Extreme | Distribution Circuit | 1 | 16 | 2019-01-16 | 271499 | Sus | N | EquipmentFailureInvolved¦Overhead¦PoleWood¦Broken
19-0012549 | Animal | Bird found | Fuse | Failed/Faulted | 2019 | Tier 2 - Elevated | Distribution Circuit | 1 | 20 | 2019-01-20 | 277196 | Sus | N | Animal¦Birdfound¦Fuse¦FailedFaulted
19-0014830 | 3rd Party | Metallic Balloon | Fuse | Failed/Faulted | 2019 | Tier 2 - Elevated | Transformer only | 1 | 27 | 2019-01-27 | 282143 | Sus | N | 3rdParty¦MetallicBalloon¦Fuse¦FailedFaulted
19-0017041 | Unknown Cause | Patrol - found nothing |  |  | 2019 | Tier 2 - Elevated | Transformer only | 2 | 2 | 2019-02-02 | 286746 | Sus | N | UnknownCause¦Patrolfoundnothing¦¦
19-0018865 | Vegetation | Tree - fell into line | Conductor, Overhead | Normal | 2019 | Tier 3 - Extreme | Distribution Circuit | 2 | 5 | 2019-02-05 | 293822 | Sus | N | Vegetation¦Treefellintoline¦ConductorOverhead¦Normal
19-0020789 | Equipment Failure/Involved | Overhead | Lightning Arrestor | Broken | 2019 | Tier 2 - Elevated | Distribution Circuit | 2 | 10 | 2019-02-10 | 299075 | Sus | N | EquipmentFailureInvolved¦Overhead¦LightningArrestor¦Broken
19-0021693 | Equipment Failure/Involved | Overhead | Pole-Wood | Broken | 2019 | Tier 3 - Extreme | Distribution Circuit | 2 | 12 | 2019-02-12 | 301330 | Sus | N | EquipmentFailureInvolved¦Overhead¦PoleWood¦Broken
19-0022727 | Equipment Failure/Involved | Overhead | Conductor, Overhead | Broken, wire on ground | 2019 | Tier 3 - Extreme | Distribution Circuit | 2 | 14 | 2019-02-14 | 306048 | Sus | N | EquipmentFailureInvolved¦Overhead¦ConductorOverhead¦Brokenwireonground
19-0023225 | Unknown Cause | Patrol - found nothing |  |  | 2019 | Tier 2 - Elevated | Distribution Circuit | 2 | 14 | 2019-02-14 | 308095 | Sus | N | UnknownCause¦Patrolfoundnothing¦¦
19-0023316 | Equipment Failure/Involved | Overhead | Jumper | Bent or Twisted | 2019 | Tier 2 - Elevated | Distribution Circuit | 2 | 14 | 2019-02-14 | 309470 | Sus | N | EquipmentFailureInvolved¦Overhead¦Jumper¦BentorTwisted
19-0023399 | Vegetation | Tree - bark fell into line | Conductor, Overhead | Broken, wire on ground | 2019 | Tier 2 - Elevated | Distribution Circuit | 2 | 14 | 2019-02-14 | 308497 | Sus | N | Vegetation¦Treebarkfellintoline¦ConductorOverhead¦Brokenwireonground
19-0025107 | Vegetation | Tree - fell into line | Conductor, Overhead | Broken, wire on ground | 2019 | Tier 2 - Elevated | Distribution Circuit | 2 | 17 | 2019-02-17 | 315683 | Sus | N | Vegetation¦Treefellintoline¦ConductorOverhead¦Brokenwireonground
19-0025694 | Vegetation | Tree - fell into line | Fuse | Failed/Faulted | 2019 | Tier 3 - Extreme | Distribution Circuit | 2 | 18 | 2019-02-18 | 317725 | Sus | N | Vegetation¦Treefellintoline¦Fuse¦FailedFaulted
19-0025725 | Vegetation | Tree - fell into line | Conductor, Overhead | Broken, wire on ground | 2019 | Tier 2 - Elevated | Distribution Circuit | 2 | 13 | 2019-02-13 | 318113 | Sus | N | Vegetation¦Treefellintoline¦ConductorOverhead¦Brokenwireonground
19-0026385 | Vegetation | Tree - fell into line | Conductor, Overhead | Broken, wire on ground | 2019 | Tier 2 - Elevated | Distribution Circuit | 2 | 19 | 2019-02-19 | 319522 | Sus | N | Vegetation¦Treefellintoline¦ConductorOverhead¦Brokenwireonground
19-0026709 | Environmental/External | Lightning | Transformer | Failed/Faulted | 2019 | Tier 2 - Elevated | Transformer only | 2 | 20 | 2019-02-20 | 320192 | Sus | N | EnvironmentalExternal¦Lightning¦Transformer¦FailedFaulted
19-0028597 | Vegetation | Tree - fell into line | Conductor, Overhead | Broken, wire on ground | 2019 | Tier 3 - Extreme | Distribution Circuit | 2 | 26 | 2019-02-26 | 325323 | Sus | N | Vegetation¦Treefellintoline¦ConductorOverhead¦Brokenwireonground
19-0029511 | Vegetation | Tree - fell into line | Conductor, Overhead | Normal | 2019 | Tier 2 - Elevated | Distribution Circuit | 2 | 28 | 2019-02-28 | 328261 | Sus | N | Vegetation¦Treefellintoline¦ConductorOverhead¦Normal
19-0032232 | Equipment Failure/Involved | Overhead | Transformer | Failed/Faulted | 2019 | Tier 2 - Elevated | Transformer only | 3 | 9 | 2019-03-09 | 334817 | Sus | N | EquipmentFailureInvolved¦Overhead¦Transformer¦FailedFaulted
19-0033806 | Unknown Cause | Patrol - found nothing |  |  | 2019 | Tier 2 - Elevated | Distribution Circuit | 3 | 14 | 2019-03-14 | 339114 | Sus | N | UnknownCause¦Patrolfoundnothing¦¦
19-0036197 | Animal | Other | Conductor, Overhead | Normal | 2019 | Tier 2 - Elevated | Distribution Circuit | 3 | 22 | 2019-03-22 | 345493 | Sus | N | Animal¦Other¦ConductorOverhead¦Normal
19-0038191 | Unknown Cause | Patrol - found nothing |  |  | 2019 | Tier 2 - Elevated | Distribution Circuit | 3 | 29 | 2019-03-29 | 349959 | Sus | N | UnknownCause¦Patrolfoundnothing¦¦
19-0043878 | Equipment Failure/Involved | Overhead | Conductor, Overhead | Broken | 2019 | Tier 3 - Extreme | Distribution Circuit | 4 | 17 | 2019-04-17 | 362817 | Sus | N | EquipmentFailureInvolved¦Overhead¦ConductorOverhead¦Broken
19-0045104 | Equipment Failure/Involved | Underground | Secondary | Broken | 2019 | Tier 2 - Elevated | Distribution Circuit | 4 | 23 | 2019-04-23 | 366074 | Sus | N | EquipmentFailureInvolved¦Underground¦Secondary¦Broken
19-0047250 | Equipment Failure/Involved | Overhead | Connector or Splice (OH) | Broken | 2019 | Tier 2 - Elevated | Distribution Circuit | 4 | 29 | 2019-04-29 | 370532 | Sus | N | EquipmentFailureInvolved¦Overhead¦ConnectororSplice(OH)¦Broken
19-0048789 | 3rd Party | Tree - cutting, 3rd party | Conductor, Overhead | Broken, wire on ground | 2019 | Tier 3 - Extreme | Distribution Circuit | 5 | 3 | 2019-05-03 | 373362 | Sus | Y | 3rdParty¦Treecutting3rdparty¦ConductorOverhead¦Brokenwireonground
19-0049777 | Vegetation | Tree - branch fell on line | Connector or Splice (OH) | Broken | 2019 | Tier 3 - Extreme | Distribution Circuit | 5 | 7 | 2019-05-07 | 375862 | Sus | Y | Vegetation¦Treebranchfellonline¦ConnectororSplice(OH)¦Broken
19-0057592 | Environmental/External | Lightning | Transformer (OH) | Failed/Faulted | 2019 | Tier 3 - Extreme | Transformer only | 5 | 24 | 2019-05-24 | 389859 | Sus | Y | EnvironmentalExternal¦Lightning¦Transformer(OH)¦FailedFaulted
19-0064613 | Equipment Failure/Involved | Overhead | Secondary | Bent or Twisted | 2019 | Tier 3 - Extreme | Distribution Circuit | 6 | 8 | 2019-06-08 | 401554 | Sus | Y | EquipmentFailureInvolved¦Overhead¦Secondary¦BentorTwisted
19-0066939 | Vegetation | Tree - fell into line | Conductor, Overhead | Normal | 2019 | Tier 2 - Elevated | Distribution Circuit | 6 | 12 | 2019-06-12 | 408309 | Sus | Y | Vegetation¦Treefellintoline¦ConductorOverhead¦Normal
19-0071901 | Vegetation | Tree - fell into line | Pole-Wood | Broken, wire on ground | 2019 | Tier 2 - Elevated | Distribution Circuit | 6 | 25 | 2019-06-25 | 428208 | Sus | Y | Vegetation¦Treefellintoline¦PoleWood¦Brokenwireonground
19-0076355 | Unknown Cause | Patrol - found nothing |  |  | 2019 | Tier 3 - Extreme | Distribution Circuit | 7 | 11 | 2019-07-11 | 445103 | Sus | Y | UnknownCause¦Patrolfoundnothing¦¦
19-0082420 | Animal | Bird found | Conductor, Overhead | Normal | 2019 | Tier 2 - Elevated | Distribution Circuit | 7 | 30 | 2019-07-30 | 475235 | Sus | Y | Animal¦Birdfound¦ConductorOverhead¦Normal
19-0084245 | Wildfire Mitigation | CWSP - Vegetation Removal | Conductor, Overhead | Normal | 2019 | Tier 3 - Extreme | Distribution Circuit | 8 | 5 | 2019-08-05 | 482865 | Sus | Y | WildfireMitigation¦CWSPVegetationRemoval¦ConductorOverhead¦Normal
19-0091669 | Unknown Cause | Patrol - found nothing |  |  | 2019 | Tier 2 - Elevated | Distribution Circuit | 8 | 23 | 2019-08-23 | 534956 | Sus | Y | UnknownCause¦Patrolfoundnothing¦¦
19-0096550 | Equipment Failure/Involved | Overhead | Transformer (OH) | Failed/Faulted | 2019 | Tier 2 - Elevated | Transformer only | 9 | 8 | 2019-09-08 | 562440 | Sus | Y | EquipmentFailureInvolved¦Overhead¦Transformer(OH)¦FailedFaulted
19-0099728 | Equipment Failure/Involved | Overhead | Transformer | Failed/Faulted | 2019 | Tier 3 - Extreme | Transformer only | 9 | 16 | 2019-09-16 | 583874 | Sus | Y | EquipmentFailureInvolved¦Overhead¦Transformer¦FailedFaulted
19-0108890 | Equipment Failure/Involved | Substation | Regulator, LTC substation | Failed/Faulted | 2019 | Tier 2 - Elevated | Substation - Distribution | 10 | 8 | 2019-10-08 | 647581 | Sus | Y | EquipmentFailureInvolved¦Substation¦RegulatorLTCsubstation¦FailedFaulted
19-0114246 | Unknown Cause | Patrol - not conducted |  |  | 2019 | Tier 3 - Extreme | Distribution Circuit | 10 | 21 | 2019-10-21 | 676429 | Sus | Y | UnknownCause¦Patrolnotconducted¦¦
19-0122339 | Animal | Bird found | Fuse | Failed/Faulted | 2019 | Tier 2 - Elevated | Distribution Circuit | 11 | 7 | 2019-11-07 | 701510 | Sus | Y | Animal¦Birdfound¦Fuse¦FailedFaulted
19-0124064 | Equipment Failure/Involved | Overhead | Crossarm, Steel | Broken | 2019 | Tier 2 - Elevated | Transformer only | 11 | 12 | 2019-11-12 | 705540 | Sus | Y | EquipmentFailureInvolved¦Overhead¦CrossarmSteel¦Broken
19-0126166 | Unknown Cause | Patrol - found nothing |  |  | 2019 | Tier 2 - Elevated | Distribution Circuit | 11 | 19 | 2019-11-19 | 709869 | Sus | Y | UnknownCause¦Patrolfoundnothing¦¦
19-0127715 | Equipment Failure/Involved | Overhead | Insulator | Broken | 2019 | Tier 2 - Elevated | Distribution Circuit | 11 | 22 | 2019-11-22 | 713039 | Sus | Y | EquipmentFailureInvolved¦Overhead¦Insulator¦Broken
19-0129650 | Vegetation | Tree - fell into line | Conductor, Overhead | Broken, wire on ground | 2019 | Tier 2 - Elevated | Distribution Circuit | 11 | 26 | 2019-11-26 | 718993 | Sus | Y | Vegetation¦Treefellintoline¦ConductorOverhead¦Brokenwireonground
19-0130658 | Vegetation | Tree - fell into line | Pole-Wood | Broken, wire on ground | 2019 | Tier 3 - Extreme | Distribution Circuit | 11 | 26 | 2019-11-26 | 722205 | Sus | Y | Vegetation¦Treefellintoline¦PoleWood¦Brokenwireonground
19-0131536 | Unknown Cause | Patrol - found nothing |  |  | 2019 | Tier 2 - Elevated | Distribution Circuit | 11 | 30 | 2019-11-30 | 724748 | Sus | Y | UnknownCause¦Patrolfoundnothing¦¦
19-0131632 | Vegetation | Tree - fell into line | Conductor, Overhead | Broken, wire on ground | 2019 | Tier 2 - Elevated | Distribution Circuit | 11 | 30 | 2019-11-30 | 725096 | Sus | Y | Vegetation¦Treefellintoline¦ConductorOverhead¦Brokenwireonground
19-0136002 | 3rd Party | Vehicle | Pole-Wood | Broken | 2019 | Tier 3 - Extreme | Distribution Circuit | 12 | 11 | 2019-12-11 | 736676 | Sus | N | 3rdParty¦Vehicle¦PoleWood¦Broken
20-0007010 | Vegetation | Tree - branch fell on line | Conductor, Overhead | Normal | 2020 | Tier 3 - Extreme | Distribution Circuit | 1 | 9 | 2020-01-09 | 758118 | Sus | N | Vegetation¦Treebranchfellonline¦ConductorOverhead¦Normal
20-0008360 | Equipment Failure/Involved | Overhead | Cutout, fuse holder | Broken | 2020 | Tier 2 - Elevated | Distribution Circuit | 1 | 13 | 2020-01-13 | 760530 | Sus | N | EquipmentFailureInvolved¦Overhead¦Cutoutfuseholder¦Broken
20-0009684 | Vegetation | Tree - bark fell into line | Conductor, Overhead | Normal | 2020 | Tier 2 - Elevated | Distribution Circuit | 1 | 16 | 2020-01-16 | 762130 | Sus | N | Vegetation¦Treebarkfellintoline¦ConductorOverhead¦Normal
20-0010401 | Vegetation | Tree - branch fell on line | Crossarm, Wood | Broken | 2020 | Tier 2 - Elevated | Distribution Circuit | 1 | 17 | 2020-01-17 | 763837 | Sus | N | Vegetation¦Treebranchfellonline¦CrossarmWood¦Broken
20-0011190 | Vegetation | Tree - fell into line | Conductor, Overhead | Normal | 2020 | Tier 2 - Elevated | Distribution Circuit | 1 | 17 | 2020-01-17 | 766155 | Sus | N | Vegetation¦Treefellintoline¦ConductorOverhead¦Normal
20-0014757 | Equipment Failure/Involved | Overhead | Transformer | Broken | 2020 | Tier 2 - Elevated | Transformer only | 1 | 28 | 2020-01-28 | 772190 | Sus | N | EquipmentFailureInvolved¦Overhead¦Transformer¦Broken
20-0018000 | Equipment Failure/Involved | Overhead | Cutout, fuse holder | Broken | 2020 | Tier 2 - Elevated | Transformer only | 2 | 6 | 2020-02-06 | 779195 | Sus | N | EquipmentFailureInvolved¦Overhead¦Cutoutfuseholder¦Broken
20-0019356 | Vegetation | Tree - branch fell on line | Conductor, Overhead | Arcing | 2020 | Tier 3 - Extreme | Distribution Circuit | 2 | 9 | 2020-02-09 | 784957 | Sus | N | Vegetation¦Treebranchfellonline¦ConductorOverhead¦Arcing
20-0020127 | Unknown Cause | Patrol - found nothing |  |  | 2020 | Tier 3 - Extreme | Distribution Circuit | 2 | 9 | 2020-02-09 | 783181 | Sus | N | UnknownCause¦Patrolfoundnothing¦¦
20-0025846 | Equipment Failure/Involved | Underground | Transformer (UG) | Broken | 2020 | Tier 2 - Elevated | Distribution Circuit | 2 | 25 | 2020-02-25 | 809654 | Sus | N | EquipmentFailureInvolved¦Underground¦Transformer(UG)¦Broken
20-0028009 | Animal | Other | Insulator | Normal | 2020 | Tier 2 - Elevated | Substation - Distribution | 3 | 2 | 2020-03-02 | 824027 | Sus | N | Animal¦Other¦Insulator¦Normal
20-0028009 | Animal | Other | Insulator | Normal | 2020 | Tier 2 - Elevated | Substation - Distribution | 3 | 2 | 2020-03-02 | 824027 | Sus | N | Animal¦Other¦Insulator¦Normal
20-0033941 | Vegetation | Tree - fell into line | Pole-Wood | Broken, wire on ground | 2020 | Tier 2 - Elevated | Distribution Circuit | 3 | 16 | 2020-03-16 | 858562 | Sus | N | Vegetation¦Treefellintoline¦PoleWood¦Brokenwireonground
20-0034363 | Environmental/External | Ice or snow | Secondary | Broken, wire on ground | 2020 | Tier 3 - Extreme | Transformer only | 3 | 19 | 2020-03-19 | 859150 | Sus | N | EnvironmentalExternal¦Iceorsnow¦Secondary¦Brokenwireonground
20-0034942 | Unknown Cause | Patrol - found nothing |  |  | 2020 | Tier 3 - Extreme | Distribution Circuit | 3 | 21 | 2020-03-21 | 860398 | Sus | N | UnknownCause¦Patrolfoundnothing¦¦
20-0038515 | Equipment Failure/Involved | Overhead | Secondary | Deteriorated | 2020 | Tier 2 - Elevated | Distribution Circuit | 4 | 5 | 2020-04-05 | 882763 | Sus | N | EquipmentFailureInvolved¦Overhead¦Secondary¦Deteriorated
20-0049194 | Equipment Failure/Involved | Overhead | Other | Broken | 2020 | Tier 3 - Extreme | Distribution Circuit | 5 | 11 | 2020-05-11 | 911451 | Sus | Y | EquipmentFailureInvolved¦Overhead¦Other¦Broken
20-0055760 | Vegetation | Tree - branch fell on line | Fuse | Failed/Faulted | 2020 | Tier 3 - Extreme | Distribution Circuit | 5 | 29 | 2020-05-29 | 925579 | Sus | Y | Vegetation¦Treebranchfellonline¦Fuse¦FailedFaulted
20-0058690 | Unknown Cause | Patrol - found nothing |  |  | 2020 | Tier 2 - Elevated | Distribution Circuit | 6 | 7 | 2020-06-07 | 933767 | Sus | Y | UnknownCause¦Patrolfoundnothing¦¦
20-0070872 | Equipment Failure/Involved | Overhead | Transformer (OH) | Failed/Faulted | 2020 | Tier 3 - Extreme | Transformer only | 7 | 11 | 2020-07-11 | 962341 | Sus | Y | EquipmentFailureInvolved¦Overhead¦Transformer(OH)¦FailedFaulted
20-0073807 | Equipment Failure/Involved | Overhead | Crossarm, Wood | Broken | 2020 | Tier 2 - Elevated | Distribution Circuit | 7 | 20 | 2020-07-20 | 968591 | Sus | Y | EquipmentFailureInvolved¦Overhead¦CrossarmWood¦Broken
20-0075090 | Animal | Bird found | Lightning Arrestor | Burned/flashed | 2020 | Tier 2 - Elevated | Distribution Circuit | 7 | 23 | 2020-07-23 | 970472 | Sus | Y | Animal¦Birdfound¦LightningArrestor¦Burnedflashed
20-0076966 | Unknown Cause | Patrol - found nothing |  |  | 2020 | Tier 2 - Elevated | Distribution Circuit | 7 | 28 | 2020-07-28 | 973766 | Sus | Y | UnknownCause¦Patrolfoundnothing¦¦
20-0087019 | Unknown Cause | Patrol - found nothing |  |  | 2020 | Tier 2 - Elevated | Transformer only | 8 | 18 | 2020-08-18 | 1020725 | Sus | Y | UnknownCause¦Patrolfoundnothing¦¦
20-0087602 | Unknown Cause | Patrol - found nothing |  |  | 2020 | Tier 3 - Extreme | Distribution Circuit | 8 | 19 | 2020-08-19 | 1023806 | Sus | Y | UnknownCause¦Patrolfoundnothing¦¦
20-0090436 | Environmental/External | Fire, Forest/Grass | Conductor, Overhead | Deteriorated | 2020 | Tier 3 - Extreme | Distribution Circuit | 8 | 19 | 2020-08-19 | 1033320 | Sus | Y | EnvironmentalExternal¦FireForestGrass¦ConductorOverhead¦Deteriorated
20-0099731 | Environmental/External | Fire, Forest/Grass | Conductor, Overhead | Burned/flashed | 2020 | Tier 3 - Extreme | Distribution Circuit | 9 | 7 | 2020-09-07 | 1085993 | Sus | Y | EnvironmentalExternal¦FireForestGrass¦ConductorOverhead¦Burnedflashed
20-0101933 | Wildfire Mitigation | Public Safety Power Shut-off | Conductor, Overhead | Normal | 2020 | Tier 3 - Extreme | Distribution Circuit | 9 | 27 | 2020-09-27 | 1095552 | Sus | Y | WildfireMitigation¦PublicSafetyPowerShutoff¦ConductorOverhead¦Normal
20-0104943 | Equipment Failure/Involved | Overhead | Transformer (OH) | Broken | 2020 | Tier 3 - Extreme | Transformer only | 10 | 3 | 2020-10-03 | 1110214 | Sus | Y | EquipmentFailureInvolved¦Overhead¦Transformer(OH)¦Broken
20-0107192 | Equipment Failure/Involved | Overhead | Transformer (OH) | Normal | 2020 | Tier 3 - Extreme | Transformer only | 10 | 9 | 2020-10-09 | 1114645 | Sus | Y | EquipmentFailureInvolved¦Overhead¦Transformer(OH)¦Normal
20-0112838 | Wildfire Mitigation | Public Safety Power Shut-off | Conductor, Overhead | Normal | 2020 | Tier 2 - Elevated | Distribution Circuit | 10 | 25 | 2020-10-25 | 1126332 | Sus | Y | WildfireMitigation¦PublicSafetyPowerShutoff¦ConductorOverhead¦Normal
20-0113036 | Wildfire Mitigation | Public Safety Power Shut-off | Conductor, Overhead | Broken, wire on object | 2020 | Tier 3 - Extreme | Distribution Circuit | 10 | 25 | 2020-10-25 | 1127371 | Sus | Y | WildfireMitigation¦PublicSafetyPowerShutoff¦ConductorOverhead¦Brokenwireonobject
20-0113058 | Wildfire Mitigation | Public Safety Power Shut-off | Conductor, Overhead | Normal | 2020 | Tier 2 - Elevated | Distribution Circuit | 10 | 25 | 2020-10-25 | 1127799 | Sus | Y | WildfireMitigation¦PublicSafetyPowerShutoff¦ConductorOverhead¦Normal
20-0117294 | Unknown Cause | Patrol - found nothing |  |  | 2020 | Tier 2 - Elevated | Distribution Circuit | 11 | 5 | 2020-11-05 | 1136481 | Sus | Y | UnknownCause¦Patrolfoundnothing¦¦
20-0129858 | Equipment Failure/Involved | Fire, pole | Pole-Wood | Burned/flashed | 2020 | Tier 2 - Elevated | Distribution Circuit | 12 | 11 | 2020-12-11 | 1180523 | Sus | N | EquipmentFailureInvolved¦Firepole¦PoleWood¦Burnedflashed
20-0130251 | Vegetation | Tree - fell into line | Crossarm, Wood | Broken, wire on ground | 2020 | Tier 3 - Extreme | Distribution Circuit | 12 | 14 | 2020-12-14 | 1182995 | Sus | N | Vegetation¦Treefellintoline¦CrossarmWood¦Brokenwireonground
20-0130428 | Unknown Cause | Patrol - found nothing |  |  | 2020 | Tier 2 - Elevated | Transformer only | 12 | 14 | 2020-12-14 | 1185612 | Sus | N | UnknownCause¦Patrolfoundnothing¦¦
20-0132165 | Equipment Failure/Involved | Overhead | Connector or Splice (OH) | Deteriorated | 2020 | Tier 2 - Elevated | Distribution Circuit | 12 | 29 | 2020-12-29 | 1200682 | Sus | N | EquipmentFailureInvolved¦Overhead¦ConnectororSplice(OH)¦Deteriorated
21-0004406 | Equipment Failure/Involved | Underground | Conductor, Underground | Burned/flashed | 2021 | Tier 2 - Elevated | Distribution Circuit | 1 | 3 | 2021-01-03 | 1202698 | Sus | N | EquipmentFailureInvolved¦Underground¦ConductorUnderground¦Burnedflashed
21-0009499 | Wildfire Mitigation | Public Safety Power Shut-off | Conductor, Overhead | Normal | 2021 | Tier 2 - Elevated | Distribution Circuit | 1 | 19 | 2021-01-19 | 1213966 | Sus | N | WildfireMitigation¦PublicSafetyPowerShutoff¦ConductorOverhead¦Normal
21-0009552 | Unknown Cause | Patrol - found nothing |  |  | 2021 | Tier 3 - Extreme | Distribution Circuit | 1 | 18 | 2021-01-18 | 1212047 | Sus | N | UnknownCause¦Patrolfoundnothing¦¦
21-0010605 | Equipment Failure/Involved | Overhead | Transformer | Broken | 2021 | Tier 3 - Extreme | Transformer only | 1 | 19 | 2021-01-19 | 1214861 | Sus | N | EquipmentFailureInvolved¦Overhead¦Transformer¦Broken
21-0011199 | Equipment Failure/Involved | Overhead | Conductor, Overhead | Broken, wire on ground | 2021 | Tier 3 - Extreme | Distribution Circuit | 1 | 19 | 2021-01-19 | 1218112 | Sus | N | EquipmentFailureInvolved¦Overhead¦ConductorOverhead¦Brokenwireonground
21-0011695 | Equipment Failure/Involved | Overhead | Conductor, Overhead | Broken, wire on ground | 2021 | Tier 3 - Extreme | Distribution Circuit | 1 | 19 | 2021-01-19 | 1215430 | Sus | N | EquipmentFailureInvolved¦Overhead¦ConductorOverhead¦Brokenwireonground
21-0014115 | Vegetation | Tree - fell into line | Conductor, Overhead | Normal | 2021 | Tier 3 - Extreme | Distribution Circuit | 1 | 25 | 2021-01-25 | 1223008 | Sus | N | Vegetation¦Treefellintoline¦ConductorOverhead¦Normal
21-0014529 | Vegetation | Tree - grew into line | Transformer (OH) | Normal | 2021 | Tier 2 - Elevated | Transformer only | 1 | 26 | 2021-01-26 | 1225727 | Sus | N | Vegetation¦Treegrewintoline¦Transformer(OH)¦Normal
21-0014803 | Equipment Failure/Involved | Overhead | Transformer | Failed/Faulted | 2021 | Tier 2 - Elevated | Transformer only | 1 | 26 | 2021-01-26 | 1226537 | Sus | N | EquipmentFailureInvolved¦Overhead¦Transformer¦FailedFaulted
21-0018469 | Vegetation | Tree - branch fell on line | Conductor, Overhead | Normal | 2021 | Tier 2 - Elevated | Distribution Circuit | 1 | 29 | 2021-01-29 | 1242007 | Sus | N | Vegetation¦Treebranchfellonline¦ConductorOverhead¦Normal
21-0021462 | Unknown Cause | Patrol - found nothing |  |  | 2021 | Tier 2 - Elevated | Distribution Circuit | 2 | 3 | 2021-02-03 | 1247216 | Sus | N | UnknownCause¦Patrolfoundnothing¦¦
21-0025222 | Unknown Cause | Patrol - found nothing |  |  | 2021 | Tier 3 - Extreme | Transformer only | 2 | 12 | 2021-02-12 | 1253974 | Sus | N | UnknownCause¦Patrolfoundnothing¦¦
21-0027133 | Equipment Failure/Involved | Overhead | Transformer (OH) | Failed/Faulted | 2021 | Tier 3 - Extreme | Transformer only | 2 | 18 | 2021-02-18 | 1257539 | Sus | N | EquipmentFailureInvolved¦Overhead¦Transformer(OH)¦FailedFaulted
21-0027183 | Equipment Failure/Involved | Underground | Secondary | Broken | 2021 | Tier 2 - Elevated | Transformer only | 2 | 19 | 2021-02-19 | 1257614 | Sus | N | EquipmentFailureInvolved¦Underground¦Secondary¦Broken
21-0027703 | Vegetation | Tree - branch fell on line | Conductor, Overhead | Broken, wire on ground | 2021 | Tier 2 - Elevated | Distribution Circuit | 2 | 20 | 2021-02-20 | 1258614 | Sus | N | Vegetation¦Treebranchfellonline¦ConductorOverhead¦Brokenwireonground
21-0028405 | 3rd Party | Vehicle | Pole-Wood | Broken | 2021 | Tier 3 - Extreme | Distribution Circuit | 2 | 23 | 2021-02-23 | 1259935 | Sus | N | 3rdParty¦Vehicle¦PoleWood¦Broken
21-0030345 | Vegetation | Tree - branch fell on line | Conductor, Overhead | Broken, wire on ground | 2021 | Tier 3 - Extreme | Distribution Circuit | 2 | 27 | 2021-02-27 | 1263553 | Sus | N | Vegetation¦Treebranchfellonline¦ConductorOverhead¦Brokenwireonground
21-0032948 | Vegetation | Tree - fell into line | Conductor, Overhead | Together | 2021 | Tier 2 - Elevated | Distribution Circuit | 3 | 5 | 2021-03-05 | 1270961 | Sus | N | Vegetation¦Treefellintoline¦ConductorOverhead¦Together
21-0033975 | Vegetation | Tree - branch fell on line | Conductor, Overhead | Normal | 2021 | Tier 3 - Extreme | Distribution Circuit | 3 | 9 | 2021-03-09 | 1275251 | Sus | N | Vegetation¦Treebranchfellonline¦ConductorOverhead¦Normal
21-0034594 | Unknown Cause | Patrol - found nothing |  |  | 2021 | Tier 3 - Extreme | Distribution Circuit | 3 | 10 | 2021-03-10 | 1277023 | Sus | N | UnknownCause¦Patrolfoundnothing¦¦
21-0038751 | Unknown Cause | Patrol - found nothing |  |  | 2021 | Tier 2 - Elevated | Distribution Circuit | 3 | 19 | 2021-03-19 | 1289153 | Sus | N | UnknownCause¦Patrolfoundnothing¦¦
21-0042470 | Unknown Cause | Patrol - found nothing |  |  | 2021 | Tier 2 - Elevated | Distribution Circuit | 3 | 29 | 2021-03-29 | 1302936 | Sus | N | UnknownCause¦Patrolfoundnothing¦¦
21-0043726 | Equipment Failure/Involved | Overhead | Insulator | Broken | 2021 | Tier 2 - Elevated | Distribution Circuit | 4 | 1 | 2021-04-01 | 1305175 | Sus | N | EquipmentFailureInvolved¦Overhead¦Insulator¦Broken
21-0044841 | Unknown Cause | Patrol - found nothing |  |  | 2021 | Tier 2 - Elevated | Distribution Circuit | 4 | 5 | 2021-04-05 | 1306819 | Sus | N | UnknownCause¦Patrolfoundnothing¦¦
21-0063562 | Vegetation | Tree - fell into line | Conductor, Overhead | Broken, wire on ground | 2021 | Tier 2 - Elevated | Distribution Circuit | 5 | 19 | 2021-05-19 | 1353921 | Sus | Y | Vegetation¦Treefellintoline¦ConductorOverhead¦Brokenwireonground
21-0064792 | Equipment Failure/Involved | Overhead | Crossarm, Wood | Deteriorated | 2021 | Tier 3 - Extreme | Distribution Circuit | 5 | 23 | 2021-05-23 | 1356680 | Sus | Y | EquipmentFailureInvolved¦Overhead¦CrossarmWood¦Deteriorated
21-0070466 | Equipment Failure/Involved | Overhead | Pole-Wood | Broken | 2021 | Tier 2 - Elevated | Distribution Circuit | 6 | 5 | 2021-06-05 | 1366559 | Sus | Y | EquipmentFailureInvolved¦Overhead¦PoleWood¦Broken
21-0080340 | Equipment Failure/Involved | Fire, pole | Pole-Wood | Burned/flashed | 2021 | Tier 3 - Extreme | Transformer only | 6 | 26 | 2021-06-26 | 1385812 | Sus | Y | EquipmentFailureInvolved¦Firepole¦PoleWood¦Burnedflashed
21-0084766 | Unknown Cause | Patrol - found nothing |  |  | 2021 | Tier 2 - Elevated | Distribution Circuit | 7 | 4 | 2021-07-04 | 1391549 | Sus | Y | UnknownCause¦Patrolfoundnothing¦¦
21-0087155 | Equipment Failure/Involved | Overhead | Transformer (OH) | Failed/Faulted | 2021 | Tier 2 - Elevated | Distribution Circuit | 7 | 9 | 2021-07-09 | 1395567 | Sus | Y | EquipmentFailureInvolved¦Overhead¦Transformer(OH)¦FailedFaulted
21-0091840 | Equipment Failure/Involved | Overhead | Crossarm, Wood | Broken | 2021 | Tier 3 - Extreme | Distribution Circuit | 7 | 20 | 2021-07-20 | 1408974 | Sus | Y | EquipmentFailureInvolved¦Overhead¦CrossarmWood¦Broken
21-0094343 | Equipment Failure/Involved | Underground | Switch (UG) | Failed/Faulted | 2021 | Tier 3 - Extreme | Distribution Circuit | 7 | 23 | 2021-07-23 | 1412807 | Sus | Y | EquipmentFailureInvolved¦Underground¦Switch(UG)¦FailedFaulted
21-0105802 | Animal | Bird found | Fuse | Normal | 2021 | Tier 2 - Elevated | Distribution Circuit | 8 | 17 | 2021-08-17 | 1445027 | Sus | Y | Animal¦Birdfound¦Fuse¦Normal
21-0105843 | Wildfire Mitigation | Public Safety Power Shut-off | Conductor, Overhead | Normal | 2021 | Tier 3 - Extreme | Distribution Circuit | 8 | 17 | 2021-08-17 | 1445909 | Sus | Y | WildfireMitigation¦PublicSafetyPowerShutoff¦ConductorOverhead¦Normal
21-0109844 | Equipment Failure/Involved | Overhead | Transformer (OH) | Leaking | 2021 | Tier 3 - Extreme | Transformer only | 8 | 26 | 2021-08-26 | 1454783 | Sus | Y | EquipmentFailureInvolved¦Overhead¦Transformer(OH)¦Leaking
21-0115829 | Equipment Failure/Involved | Overhead | Cutout, fuse holder | Arcing | 2021 | Tier 3 - Extreme | Distribution Circuit | 9 | 10 | 2021-09-10 | 1467435 | Sus | Y | EquipmentFailureInvolved¦Overhead¦Cutoutfuseholder¦Arcing
21-0116327 | Unknown Cause | Patrol - found nothing |  |  | 2021 | Tier 2 - Elevated | Distribution Circuit | 9 | 11 | 2021-09-11 | 1468698 | Sus | Y | UnknownCause¦Patrolfoundnothing¦¦
21-0116548 | Unknown Cause | Patrol - found nothing |  |  | 2021 | Tier 3 - Extreme | Distribution Circuit | 9 | 12 | 2021-09-12 | 1470165 | Sus | Y | UnknownCause¦Patrolfoundnothing¦¦
21-0119906 | Vegetation | Tree - fell into line | Conductor, Overhead | Normal | 2021 | Tier 2 - Elevated | Distribution Circuit | 9 | 20 | 2021-09-20 | 1476240 | Sus | Y | Vegetation¦Treefellintoline¦ConductorOverhead¦Normal
21-0132293 | Equipment Failure/Involved | Overhead | Crossarm, Wood | Broken | 2021 | Tier 2 - Elevated | Distribution Circuit | 10 | 18 | 2021-10-18 | 1500536 | Sus | Y | EquipmentFailureInvolved¦Overhead¦CrossarmWood¦Broken
21-0136163 | Vegetation | Tree - branch fell on line | Conductor, Overhead | Broken, wire on ground | 2021 | Tier 3 - Extreme | Distribution Circuit | 10 | 24 | 2021-10-24 | 1511978 | Sus | Y | Vegetation¦Treebranchfellonline¦ConductorOverhead¦Brokenwireonground
21-0136705 | Vegetation | Tree - fell into line | Connector or Splice (OH) | Broken, wire on ground | 2021 | Tier 2 - Elevated | Distribution Circuit | 10 | 24 | 2021-10-24 | 1515511 | Sus | Y | Vegetation¦Treefellintoline¦ConnectororSplice(OH)¦Brokenwireonground
21-0136731 | Vegetation | Tree - fell into line | Conductor, Overhead | Together | 2021 | Tier 3 - Extreme | Distribution Circuit | 10 | 24 | 2021-10-24 | 1515899 | Sus | Y | Vegetation¦Treefellintoline¦ConductorOverhead¦Together
21-0137067 | Vegetation | Tree - fell into line | Conductor, Overhead | On Ground | 2021 | Tier 3 - Extreme | Distribution Circuit | 10 | 24 | 2021-10-24 | 1510182 | Sus | Y | Vegetation¦Treefellintoline¦ConductorOverhead¦OnGround
21-0137448 | Vegetation | Tree - fell into line | Conductor, Overhead | On Ground | 2021 | Tier 2 - Elevated | Distribution Circuit | 10 | 25 | 2021-10-25 | 1519411 | Sus | Y | Vegetation¦Treefellintoline¦ConductorOverhead¦OnGround
21-0138134 | Vegetation | Tree - fell into line | Conductor, Overhead | Normal | 2021 | Tier 3 - Extreme | Distribution Circuit | 10 | 24 | 2021-10-24 | 1515002 | Sus | Y | Vegetation¦Treefellintoline¦ConductorOverhead¦Normal
21-0151204 | Unknown Cause | Patrol - found nothing |  |  | 2021 | Tier 3 - Extreme | Transformer only | 11 | 25 | 2021-11-25 | 1554496 | Sus | Y | UnknownCause¦Patrolfoundnothing¦¦
21-0153176 | Equipment Failure/Involved | Overhead | Transformer (OH) | Normal | 2021 | Tier 2 - Elevated | Transformer only | 11 | 30 | 2021-11-30 | 1556631 | Sus | Y | EquipmentFailureInvolved¦Overhead¦Transformer(OH)¦Normal
21-0157862 | Equipment Failure/Involved | Overhead | Conductor, Overhead | Broken, wire on ground | 2021 | Tier 3 - Extreme | Distribution Circuit | 12 | 13 | 2021-12-13 | 1570210 | Sus | N | EquipmentFailureInvolved¦Overhead¦ConductorOverhead¦Brokenwireonground
21-0157950 | Unknown Cause | Patrol - found nothing |  |  | 2021 | Tier 2 - Elevated | Distribution Circuit | 12 | 13 | 2021-12-13 | 1568492 | Sus | N | UnknownCause¦Patrolfoundnothing¦¦
21-0157987 | Vegetation | Tree - fell into line | Conductor, Overhead | Broken, wire on ground | 2021 | Tier 3 - Extreme | Distribution Circuit | 12 | 14 | 2021-12-14 | 1570128 | Sus | N | Vegetation¦Treefellintoline¦ConductorOverhead¦Brokenwireonground
21-0158699 | Equipment Failure/Involved | Overhead | Crossarm, Wood | Broken | 2021 | Tier 2 - Elevated | Distribution Circuit | 12 | 15 | 2021-12-15 | 1573858 | Sus | N | EquipmentFailureInvolved¦Overhead¦CrossarmWood¦Broken
21-0161382 | Vegetation | Tree - fell into line | Conductor, Overhead | Broken, wire on ground | 2021 | Tier 2 - Elevated | Distribution Circuit | 12 | 27 | 2021-12-27 | 1585717 | Sus | N | Vegetation¦Treefellintoline¦ConductorOverhead¦Brokenwireonground
21-0162032 | Vegetation | Tree - fell into line | Conductor, Overhead | Broken, wire on ground | 2021 | Tier 3 - Extreme | Distribution Circuit | 12 | 27 | 2021-12-27 | 1590937 | Sus | N | Vegetation¦Treefellintoline¦ConductorOverhead¦Brokenwireonground
22-0005186 | Vegetation | Tree - fell into line | Conductor, Overhead | Together | 2021 | Tier 3 - Extreme | Distribution Circuit | 12 | 29 | 2021-12-29 | 1592327 | Sus | N | Vegetation¦Treefellintoline¦ConductorOverhead¦Together
22-0005642 | Vegetation | Tree - fell into line | Conductor, Overhead | Broken, wire on ground | 2022 | Tier 2 - Elevated | Distribution Circuit | 1 | 3 | 2022-01-03 | 1593886 | Sus | N | Vegetation¦Treefellintoline¦ConductorOverhead¦Brokenwireonground
22-0005648 | Equipment Failure/Involved | Overhead | Transformer (OH) | Failed/Faulted | 2022 | Tier 2 - Elevated | Distribution Circuit | 1 | 3 | 2022-01-03 | 1593794 | Sus | N | EquipmentFailureInvolved¦Overhead¦Transformer(OH)¦FailedFaulted
22-0007280 | Vegetation | Tree - fell into line | Conductor, Overhead | Broken, wire on ground | 2021 | Tier 3 - Extreme | Distribution Circuit | 12 | 27 | 2021-12-27 | 1597192 | Sus | N | Vegetation¦Treefellintoline¦ConductorOverhead¦Brokenwireonground
22-0011730 | Equipment Failure/Involved | Overhead | Pole-Wood | Deteriorated | 2022 | Tier 2 - Elevated | Distribution Circuit | 1 | 20 | 2022-01-20 | 1605696 | Sus | N | EquipmentFailureInvolved¦Overhead¦PoleWood¦Deteriorated
22-0012719 | Unknown Cause | Patrol - found nothing |  |  | 2022 | Tier 2 - Elevated | Distribution Circuit | 1 | 21 | 2022-01-21 | 1607605 | Sus | N | UnknownCause¦Patrolfoundnothing¦¦
22-0012740 | Equipment Failure/Involved | Overhead | Conductor, Overhead | Together | 2022 | Tier 3 - Extreme | Distribution Circuit | 1 | 21 | 2022-01-21 | 1607654 | Sus | N | EquipmentFailureInvolved¦Overhead¦ConductorOverhead¦Together
22-0013059 | Unknown Cause | Patrol - found nothing |  |  | 2022 | Tier 3 - Extreme | Distribution Circuit | 1 | 22 | 2022-01-22 | 1609353 | Sus | N | UnknownCause¦Patrolfoundnothing¦¦
22-0014109 | Equipment Failure/Involved | Overhead | Insulator | Broken, wire on object | 2022 | Tier 3 - Extreme | Distribution Circuit | 1 | 25 | 2022-01-25 | 1611966 | Sus | N | EquipmentFailureInvolved¦Overhead¦Insulator¦Brokenwireonobject
22-0019810 | 3rd Party | Vehicle | Pole-Wood | Broken, wire on ground | 2022 | Tier 2 - Elevated | Distribution Circuit | 2 | 8 | 2022-02-08 | 1623332 | Sus | N | 3rdParty¦Vehicle¦PoleWood¦Brokenwireonground
22-0030134 | Vegetation | Tree - fell into line | Conductor, Overhead | Broken, wire on ground | 2022 | Tier 3 - Extreme | Distribution Circuit | 3 | 4 | 2022-03-04 | 1642369 | Sus | N | Vegetation¦Treefellintoline¦ConductorOverhead¦Brokenwireonground
22-0031432 | Unknown Cause | Patrol - found nothing |  |  | 2022 | Tier 3 - Extreme | Distribution Circuit | 3 | 8 | 2022-03-08 | 1644935 | Sus | N | UnknownCause¦Patrolfoundnothing¦¦
22-0035129 | Equipment Failure/Involved | Overhead | Transformer (OH) | Failed/Faulted | 2022 | Tier 2 - Elevated | Transformer only | 3 | 17 | 2022-03-17 | 1650502 | Sus | N | EquipmentFailureInvolved¦Overhead¦Transformer(OH)¦FailedFaulted
22-0039005 | Vegetation | Tree - fell into line | Conductor, Overhead | Broken, wire on ground | 2022 | Tier 3 - Extreme | Distribution Circuit | 3 | 27 | 2022-03-27 | 1656708 | Sus | N | Vegetation¦Treefellintoline¦ConductorOverhead¦Brokenwireonground
22-0051063 | Vegetation | Tree - grew into line | Conductor, Overhead | Normal | 2022 | Tier 3 - Extreme | Distribution Circuit | 4 | 18 | 2022-04-18 | 1675900 | Sus | N | Vegetation¦Treegrewintoline¦ConductorOverhead¦Normal
22-0054294 | Unknown Cause | Patrol - found nothing |  |  | 2022 | Tier 3 - Extreme | Distribution Circuit | 4 | 25 | 2022-04-25 | 1681360 | Sus | N | UnknownCause¦Patrolfoundnothing¦¦
22-0055088 | Unknown Cause | Patrol - found nothing |  |  | 2022 | Tier 2 - Elevated | Distribution Circuit | 4 | 27 | 2022-04-27 | 1682329 | Sus | N | UnknownCause¦Patrolfoundnothing¦¦
22-0058871 | 3rd Party | Customer Equipment | Cutout, fuse holder | Burned/flashed | 2022 | Tier 2 - Elevated | Distribution Circuit | 5 | 6 | 2022-05-06 | 1689743 | Sus | Y | 3rdParty¦CustomerEquipment¦Cutoutfuseholder¦Burnedflashed
22-0062195 | Equipment Failure/Involved | Overhead | Transformer (OH) | Failed/Faulted | 2022 | Tier 3 - Extreme | Transformer only | 5 | 14 | 2022-05-14 | 1696530 | Sus | Y | EquipmentFailureInvolved¦Overhead¦Transformer(OH)¦FailedFaulted
22-0070170 | Equipment Failure/Involved | Overhead | Jumper | Broken | 2022 | Tier 2 - Elevated | Distribution Circuit | 6 | 4 | 2022-06-04 | 1719039 | Sus | Y | EquipmentFailureInvolved¦Overhead¦Jumper¦Broken
22-0073235 | Unknown Cause | Patrol - not conducted |  |  | 2022 | Tier 3 - Extreme | Distribution Circuit | 6 | 11 | 2022-06-11 | 1728633 | Sus | Y | UnknownCause¦Patrolnotconducted¦¦
22-0078567 | Equipment Failure/Involved | Overhead | Transformer (OH) | Leaking | 2022 | Tier 3 - Extreme | Transformer only | 6 | 25 | 2022-06-25 | 1742194 | Sus | Y | EquipmentFailureInvolved¦Overhead¦Transformer(OH)¦Leaking
22-0086296 | Unknown Cause | Patrol - found nothing |  |  | 2022 | Tier 2 - Elevated | Distribution Circuit | 7 | 17 | 2022-07-17 | 1758587 | Sus | Y | UnknownCause¦Patrolfoundnothing¦¦
22-0088869 | Equipment Failure/Involved | Overhead | Transformer (OH) | Failed/Faulted | 2022 | Tier 2 - Elevated | Transformer only | 7 | 22 | 2022-07-22 | 1763454 | Sus | Y | EquipmentFailureInvolved¦Overhead¦Transformer(OH)¦FailedFaulted
22-0089807 | Equipment Failure/Involved | Overhead | Transformer (OH) | Failed/Faulted | 2022 | Tier 2 - Elevated | Transformer only | 7 | 26 | 2022-07-26 | 1765868 | Sus | Y | EquipmentFailureInvolved¦Overhead¦Transformer(OH)¦FailedFaulted
22-0092723 | Equipment Failure/Involved | Electrical Overload | Transformer | Failed/Faulted | 2022 | Tier 2 - Elevated | Transformer only | 8 | 2 | 2022-08-02 | 1771220 | Sus | Y | EquipmentFailureInvolved¦ElectricalOverload¦Transformer¦FailedFaulted
22-0094509 | Equipment Failure/Involved | Overhead | Transformer (OH) | Failed/Faulted | 2022 | Tier 3 - Extreme | Transformer only | 8 | 5 | 2022-08-05 | 1774547 | Sus | Y | EquipmentFailureInvolved¦Overhead¦Transformer(OH)¦FailedFaulted
22-0094573 | Equipment Failure/Involved | Overhead | Transformer (OH) | Leaking | 2022 | Tier 2 - Elevated | Transformer only | 8 | 6 | 2022-08-06 | 1774843 | Sus | Y | EquipmentFailureInvolved¦Overhead¦Transformer(OH)¦Leaking
22-0094595 | Equipment Failure/Involved | Underground | Transformer (UG) | Leaking | 2022 | Tier 2 - Elevated | Distribution Circuit | 8 | 6 | 2022-08-06 | 1775014 | Sus | Y | EquipmentFailureInvolved¦Underground¦Transformer(UG)¦Leaking
22-0094722 | Equipment Failure/Involved | Underground | Transformer (UG) | Leaking | 2022 | Tier 2 - Elevated | Distribution Circuit | 8 | 8 | 2022-08-08 | 1776153 | Sus | Y | EquipmentFailureInvolved¦Underground¦Transformer(UG)¦Leaking
22-0094841 | Unknown Cause | Patrol - found nothing |  |  | 2022 | Tier 3 - Extreme | Transformer only | 8 | 8 | 2022-08-08 | 1775499 | Sus | Y | UnknownCause¦Patrolfoundnothing¦¦
22-0097739 | Environmental/External | Fire, Forest/Grass | Conductor, Overhead | Normal | 2022 | Tier 2 - Elevated | Distribution Circuit | 8 | 15 | 2022-08-15 | 1781564 | Sus | Y | EnvironmentalExternal¦FireForestGrass¦ConductorOverhead¦Normal
22-0101344 | Equipment Failure/Involved | Overhead | Transformer (OH) | Failed/Faulted | 2022 | Tier 2 - Elevated | Transformer only | 8 | 24 | 2022-08-24 | 1790302 | Sus | Y | EquipmentFailureInvolved¦Overhead¦Transformer(OH)¦FailedFaulted
22-0106100 | Equipment Failure/Involved | Overhead | Transformer (OH) | Failed/Faulted | 2022 | Tier 3 - Extreme | Distribution Circuit | 9 | 5 | 2022-09-05 | 1800411 | Sus | Y | EquipmentFailureInvolved¦Overhead¦Transformer(OH)¦FailedFaulted
22-0111663 | Unknown Cause | Patrol - found nothing |  |  | 2022 | Tier 2 - Elevated | Distribution Circuit | 9 | 18 | 2022-09-18 | 1814251 | Sus | Y | UnknownCause¦Patrolfoundnothing¦¦
22-0119073 | Equipment Failure/Involved | Overhead | Secondary | Broken | 2022 | Tier 2 - Elevated | Transformer only | 10 | 7 | 2022-10-07 | 1831322 | Sus | Y | EquipmentFailureInvolved¦Overhead¦Secondary¦Broken
22-0119444 | Animal | Squirrel | Fuse | Failed/Faulted | 2022 | Tier 2 - Elevated | Transformer only | 10 | 8 | 2022-10-08 | 1831916 | Sus | Y | Animal¦Squirrel¦Fuse¦FailedFaulted
22-0125943 | Unknown Cause | Patrol - found nothing |  |  | 2022 | Tier 3 - Extreme | Distribution Circuit | 10 | 29 | 2022-10-29 | 1848363 | Sus | Y | UnknownCause¦Patrolfoundnothing¦¦
22-0126525 | Unknown Cause | Patrol - not conducted |  |  | 2022 | Tier 2 - Elevated | Distribution Circuit | 11 | 1 | 2022-11-01 | 1850183 | Sus | Y | UnknownCause¦Patrolnotconducted¦¦
22-0128131 | 3rd Party | Vehicle | Pole-Wood | Broken | 2022 | Tier 2 - Elevated | Distribution Circuit | 11 | 5 | 2022-11-05 | 1853859 | Sus | Y | 3rdParty¦Vehicle¦PoleWood¦Broken
22-0131415 | Unknown Cause | Patrol - found nothing |  |  | 2022 | Tier 2 - Elevated | Transmission line | 11 | 15 | 2022-11-15 | 1863487 | Sus | Y | UnknownCause¦Patrolfoundnothing¦¦
22-0134037 | Equipment Failure/Involved | Overhead | Conductor, Overhead | Broken, wire on ground | 2022 | Tier 2 - Elevated | Distribution Circuit | 11 | 24 | 2022-11-24 | 1868825 | Sus | Y | EquipmentFailureInvolved¦Overhead¦ConductorOverhead¦Brokenwireonground
22-0134449 | Unknown Cause | Patrol - found nothing |  |  | 2022 | Tier 2 - Elevated | Distribution Circuit | 11 | 28 | 2022-11-28 | 1870365 | Sus | Y | UnknownCause¦Patrolfoundnothing¦¦
22-0135423 | Unknown Cause | Patrol - not conducted |  |  | 2022 | Tier 2 - Elevated | Distribution Circuit | 12 | 1 | 2022-12-01 | 1872760 | Sus | N | UnknownCause¦Patrolnotconducted¦¦
22-0138296 | Vegetation | Tree - fell into line | Pole-Wood | Broken, wire on ground | 2022 | Tier 2 - Elevated | Distribution Circuit | 12 | 10 | 2022-12-10 | 1881113 | Sus | N | Vegetation¦Treefellintoline¦PoleWood¦Brokenwireonground
22-0138528 | Equipment Failure/Involved | Overhead | Crossarm, Wood | Broken, wire on ground | 2022 | Tier 3 - Extreme | Distribution Circuit | 12 | 10 | 2022-12-10 | 1882566 | Sus | N | EquipmentFailureInvolved¦Overhead¦CrossarmWood¦Brokenwireonground
22-0138958 | Vegetation | Tree - branch fell on line | Fuse | Failed/Faulted | 2022 | Tier 2 - Elevated | Distribution Circuit | 12 | 10 | 2022-12-10 | 1884071 | Sus | N | Vegetation¦Treebranchfellonline¦Fuse¦FailedFaulted
22-0139053 | Vegetation | Tree - fell into line | Conductor, Overhead | Broken, wire on ground | 2022 | Tier 2 - Elevated | Distribution Circuit | 12 | 11 | 2022-12-11 | 1886208 | Sus | N | Vegetation¦Treefellintoline¦ConductorOverhead¦Brokenwireonground
22-0139285 | Animal | Squirrel | Conductor, Overhead | Normal | 2022 | Tier 2 - Elevated | Distribution Circuit | 12 | 12 | 2022-12-12 | 1887376 | Sus | N | Animal¦Squirrel¦ConductorOverhead¦Normal
22-0139872 | Equipment Failure/Involved | Overhead | Conductor, Overhead | Broken | 2022 | Tier 2 - Elevated | Distribution Circuit | 12 | 14 | 2022-12-14 | 1889046 | Sus | N | EquipmentFailureInvolved¦Overhead¦ConductorOverhead¦Broken
22-0140868 | Equipment Failure/Involved | Overhead | Transformer | Failed/Faulted | 2022 | Tier 3 - Extreme | Transformer only | 12 | 21 | 2022-12-21 | 1894850 | Sus | N | EquipmentFailureInvolved¦Overhead¦Transformer¦FailedFaulted
22-0141359 | Vegetation | Tree - fell into line | Conductor, Overhead | Broken, wire on ground | 2022 | Tier 2 - Elevated | Distribution Circuit | 12 | 26 | 2022-12-26 | 1897710 | Sus | N | Vegetation¦Treefellintoline¦ConductorOverhead¦Brokenwireonground
22-0142058 | Equipment Failure/Involved | Overhead | Transformer (OH) | Normal | 2022 | Tier 3 - Extreme | Transformer only | 12 | 29 | 2022-12-29 | 1901245 | Sus | N | EquipmentFailureInvolved¦Overhead¦Transformer(OH)¦Normal
22-0142761 | Unknown Cause | Patrol - found nothing |  |  | 2022 | Tier 2 - Elevated | Distribution Circuit | 12 | 31 | 2022-12-31 | 1905428 | Sus | N | UnknownCause¦Patrolfoundnothing¦¦
15-0006061 | Equipment Failure/Involved | Other | Woodpin | Broken | 2015 | Tier 2 - Elevated | Distribution Circuit | 1 | 21 | 2015-01-21 | 1166896 | Sus | N | EquipmentFailureInvolved¦Other¦Woodpin¦Broken
15-0010772 | Unknown Cause | Patrol - not conducted |  |  | 2015 | Tier 2 - Elevated | Distribution Circuit | 2 | 6 | 2015-02-06 | 1177659 | Sus | N | UnknownCause¦Patrolnotconducted¦¦
15-0021396 | Vegetation | Tree - branch fell on line | Conductor, Overhead | Together | 2015 | Tier 3 - Extreme | Distribution Circuit | 3 | 23 | 2015-03-23 | 1206959 | Sus | N | Vegetation¦Treebranchfellonline¦ConductorOverhead¦Together
15-0034397 | Environmental/External | Lightning | Fuse | Failed/Faulted | 2015 | Tier 2 - Elevated | Distribution Circuit | 5 | 15 | 2015-05-15 | 1234994 | Sus | Y | EnvironmentalExternal¦Lightning¦Fuse¦FailedFaulted
15-0038594 | Environmental/External | Lightning | Transformer (OH) | Failed/Faulted | 2015 | Tier 3 - Extreme | Transformer only | 6 | 4 | 2015-06-04 | 1243780 | Sus | Y | EnvironmentalExternal¦Lightning¦Transformer(OH)¦FailedFaulted
15-0039823 | Equipment Failure/Involved | Overhead | Insulator | Broken | 2015 | Tier 2 - Elevated | Distribution Circuit | 6 | 9 | 2015-06-09 | 1247833 | Sus | Y | EquipmentFailureInvolved¦Overhead¦Insulator¦Broken
15-0040879 | Equipment Failure/Involved | Electrical Overload | Transformer | Failed/Faulted | 2015 | Tier 2 - Elevated | Transformer only | 6 | 13 | 2015-06-13 | 1250535 | Sus | Y | EquipmentFailureInvolved¦ElectricalOverload¦Transformer¦FailedFaulted
15-0042276 | Unknown Cause | Patrol - found nothing |  |  | 2015 | Tier 2 - Elevated | Distribution Circuit | 6 | 20 | 2015-06-20 | 1253733 | Sus | Y | UnknownCause¦Patrolfoundnothing¦¦
15-0045043 | Equipment Failure/Involved | Overhead | Crossarm, Wood | Broken | 2015 | Tier 2 - Elevated | Distribution Circuit | 7 | 2 | 2015-07-02 | 1261846 | Sus | Y | EquipmentFailureInvolved¦Overhead¦CrossarmWood¦Broken
15-0046695 | Unknown Cause | Patrol - not conducted |  |  | 2015 | Tier 2 - Elevated | Distribution Circuit | 7 | 9 | 2015-07-09 | 1265872 | Sus | Y | UnknownCause¦Patrolnotconducted¦¦
15-0046811 | Equipment Failure/Involved | Overhead | Conductor, Overhead | Annealed | 2015 | Tier 2 - Elevated | Transformer only | 7 | 10 | 2015-07-10 | 1266169 | Sus | Y | EquipmentFailureInvolved¦Overhead¦ConductorOverhead¦Annealed
15-0047732 | Unknown Cause | Patrol - found nothing |  |  | 2015 | Tier 3 - Extreme | Distribution Circuit | 7 | 15 | 2015-07-15 | 1268619 | Sus | Y | UnknownCause¦Patrolfoundnothing¦¦
15-0048840 | Unknown Cause | Patrol - found nothing |  |  | 2015 | Tier 2 - Elevated | Distribution Circuit | 7 | 19 | 2015-07-19 | 1272028 | Sus | Y | UnknownCause¦Patrolfoundnothing¦¦
15-0050358 | Environmental/External | Lightning | Transformer | Failed/Faulted | 2015 | Tier 2 - Elevated | Transformer only | 7 | 24 | 2015-07-24 | 1276658 | Sus | Y | EnvironmentalExternal¦Lightning¦Transformer¦FailedFaulted
15-0051091 | Equipment Failure/Involved | Underground | Conductor, Underground | Burned/flashed | 2015 | Tier 2 - Elevated | Distribution Circuit | 7 | 28 | 2015-07-28 | 1278937 | Sus | Y | EquipmentFailureInvolved¦Underground¦ConductorUnderground¦Burnedflashed
15-0062371 | Unknown Cause | Patrol - not conducted |  |  | 2015 | Tier 3 - Extreme | Distribution Circuit | 9 | 20 | 2015-09-20 | 1308868 | Sus | Y | UnknownCause¦Patrolnotconducted¦¦
15-0062628 | Vegetation | Tree - fell into line | Conductor, Overhead | Broken, wire on ground | 2015 | Tier 2 - Elevated | Distribution Circuit | 9 | 22 | 2015-09-22 | 1309901 | Sus | Y | Vegetation¦Treefellintoline¦ConductorOverhead¦Brokenwireonground
15-0071298 | Environmental/External | Lightning | Transformer (OH) | Failed/Faulted | 2015 | Tier 2 - Elevated | Distribution Circuit | 10 | 17 | 2015-10-17 | 1324272 | Sus | Y | EnvironmentalExternal¦Lightning¦Transformer(OH)¦FailedFaulted
15-0071363 | Environmental/External | Lightning | Transformer | Deteriorated | 2015 | Tier 2 - Elevated | Transformer only | 10 | 17 | 2015-10-17 | 1324113 | Sus | Y | EnvironmentalExternal¦Lightning¦Transformer¦Deteriorated
15-0071607 | Environmental/External | Lightning | Transformer | Failed/Faulted | 2015 | Tier 3 - Extreme | Transformer only | 10 | 18 | 2015-10-18 | 1325581 | Sus | Y | EnvironmentalExternal¦Lightning¦Transformer¦FailedFaulted
15-0071714 | Equipment Failure/Involved | Overhead | Transformer | Failed/Faulted | 2015 | Tier 2 - Elevated | Transformer only | 10 | 19 | 2015-10-19 | 1325789 | Sus | Y | EquipmentFailureInvolved¦Overhead¦Transformer¦FailedFaulted
15-0077106 | Animal | Squirrel | Conductor, Overhead | Normal | 2015 | Tier 3 - Extreme | Distribution Circuit | 11 | 10 | 2015-11-10 | 1338980 | Sus | Y | Animal¦Squirrel¦ConductorOverhead¦Normal
15-0082677 | Vegetation | Tree - fell into line | Conductor, Overhead | Broken, wire on ground | 2015 | Tier 3 - Extreme | Distribution Circuit | 12 | 4 | 2015-12-04 | 1353583 | Sus | N | Vegetation¦Treefellintoline¦ConductorOverhead¦Brokenwireonground
15-0084862 | Unknown Cause | Patrol - found nothing |  |  | 2015 | Tier 2 - Elevated | Distribution Circuit | 12 | 13 | 2015-12-13 | 1360227 | Sus | N | UnknownCause¦Patrolfoundnothing¦¦
15-0086410 | Unknown Cause | Patrol - found nothing |  |  | 2015 | Tier 2 - Elevated | Distribution Circuit | 12 | 21 | 2015-12-21 | 1367618 | Sus | N | UnknownCause¦Patrolfoundnothing¦¦
15-0087416 | Vegetation | Tree - fell into line | Conductor, Overhead | Normal | 2015 | Tier 3 - Extreme | Distribution Circuit | 12 | 26 | 2015-12-26 | 1372009 | Sus | N | Vegetation¦Treefellintoline¦ConductorOverhead¦Normal
16-0002476 | Unknown Cause | Patrol - found nothing |  |  | 2016 | Tier 2 - Elevated | Distribution Circuit | 1 | 2 | 2016-01-02 | 1375832 | Sus | N | UnknownCause¦Patrolfoundnothing¦¦
16-0005854 | Vegetation | Tree - fell into line | Conductor, Overhead | Broken, wire on ground | 2016 | Tier 2 - Elevated | Distribution Circuit | 1 | 16 | 2016-01-16 | 1385277 | Sus | N | Vegetation¦Treefellintoline¦ConductorOverhead¦Brokenwireonground
16-0006601 | Equipment Failure/Involved | Overhead | Transformer | Failed/Faulted | 2016 | Tier 2 - Elevated | Distribution Circuit | 1 | 19 | 2016-01-19 | 1387837 | Sus | N | EquipmentFailureInvolved¦Overhead¦Transformer¦FailedFaulted
16-0008511 | 3rd Party | Vehicle | Pole-Wood | Broken | 2016 | Tier 2 - Elevated | Transformer only | 1 | 27 | 2016-01-27 | 1392703 | Sus | N | 3rdParty¦Vehicle¦PoleWood¦Broken
16-0013589 | Vegetation | Tree - fell into line | Conductor, Overhead | Broken, wire on ground | 2016 | Tier 2 - Elevated | Distribution Circuit | 2 | 17 | 2016-02-17 | 1407117 | Sus | N | Vegetation¦Treefellintoline¦ConductorOverhead¦Brokenwireonground
16-0013713 | Vegetation | Tree - branch fell on line | Conductor, Overhead | Broken, wire on ground | 2016 | Tier 3 - Extreme | Distribution Circuit | 2 | 18 | 2016-02-18 | 1407955 | Sus | N | Vegetation¦Treebranchfellonline¦ConductorOverhead¦Brokenwireonground
16-0017359 | Vegetation | Tree - branch fell on line | Conductor, Overhead | Broken, wire on ground | 2016 | Tier 3 - Extreme | Distribution Circuit | 3 | 4 | 2016-03-04 | 1416160 | Sus | N | Vegetation¦Treebranchfellonline¦ConductorOverhead¦Brokenwireonground
16-0017875 | Unknown Cause | Patrol - found nothing |  |  | 2016 | Tier 3 - Extreme | Distribution Circuit | 3 | 5 | 2016-03-05 | 1419047 | Sus | N | UnknownCause¦Patrolfoundnothing¦¦
16-0018459 | Vegetation | Tree - fell into line | Conductor, Overhead | Broken, wire on ground | 2016 | Tier 3 - Extreme | Distribution Circuit | 3 | 5 | 2016-03-05 | 1422204 | Sus | N | Vegetation¦Treefellintoline¦ConductorOverhead¦Brokenwireonground
16-0020451 | Equipment Failure/Involved | Overhead | Connector or Splice (OH) | Broken, wire on ground | 2016 | Tier 3 - Extreme | Distribution Circuit | 3 | 11 | 2016-03-11 | 1427941 | Sus | N | EquipmentFailureInvolved¦Overhead¦ConnectororSplice(OH)¦Brokenwireonground
16-0020923 | Vegetation | Tree - branch fell on line | Crossarm, Wood | Broken, wire on ground | 2016 | Tier 3 - Extreme | Distribution Circuit | 3 | 13 | 2016-03-13 | 1430000 | Sus | N | Vegetation¦Treebranchfellonline¦CrossarmWood¦Brokenwireonground
16-0021891 | Vegetation | Tree - fell into line | Conductor, Overhead | Normal | 2016 | Tier 2 - Elevated | Distribution Circuit | 3 | 16 | 2016-03-16 | 1432552 | Sus | N | Vegetation¦Treefellintoline¦ConductorOverhead¦Normal
16-0027223 | Unknown Cause | Patrol - not conducted |  |  | 2016 | Tier 3 - Extreme | Distribution Circuit | 4 | 8 | 2016-04-08 | 1446939 | Sus | N | UnknownCause¦Patrolnotconducted¦¦
16-0029047 | Vegetation | Tree - branch fell on line | Conductor, Overhead | Broken, wire on ground | 2016 | Tier 2 - Elevated | Distribution Circuit | 4 | 15 | 2016-04-15 | 1451686 | Sus | N | Vegetation¦Treebranchfellonline¦ConductorOverhead¦Brokenwireonground
16-0030789 | Unknown Cause | Patrol - found nothing |  |  | 2016 | Tier 2 - Elevated | Distribution Circuit | 4 | 22 | 2016-04-22 | 1455919 | Sus | N | UnknownCause¦Patrolfoundnothing¦¦
16-0042893 | Environmental/External | Lightning | Transformer | Failed/Faulted | 2016 | Tier 3 - Extreme | Transformer only | 6 | 13 | 2016-06-13 | 1487987 | Sus | Y | EnvironmentalExternal¦Lightning¦Transformer¦FailedFaulted
16-0042900 | Equipment Failure/Involved | Overhead | Connector or Splice (OH) | Deteriorated | 2016 | Tier 2 - Elevated | Transformer only | 6 | 13 | 2016-06-13 | 1488151 | Sus | Y | EquipmentFailureInvolved¦Overhead¦ConnectororSplice(OH)¦Deteriorated
16-0045678 | Equipment Failure/Involved | Overhead | Conductor, Overhead | Together | 2016 | Tier 3 - Extreme | Distribution Circuit | 6 | 24 | 2016-06-24 | 1495293 | Sus | Y | EquipmentFailureInvolved¦Overhead¦ConductorOverhead¦Together
16-0047295 | Unknown Cause | Patrol - found nothing |  |  | 2016 | Tier 2 - Elevated | Distribution Circuit | 7 | 1 | 2016-07-01 | 1499378 | Sus | Y | UnknownCause¦Patrolfoundnothing¦¦
16-0057552 | Unknown Cause | Patrol - found nothing |  |  | 2016 | Tier 3 - Extreme | Distribution Circuit | 8 | 16 | 2016-08-16 | 1527083 | Sus | Y | UnknownCause¦Patrolfoundnothing¦¦
16-0062082 | Vegetation | Tree - fell into line | Conductor, Overhead | Broken, wire on ground | 2016 | Tier 2 - Elevated | Distribution Circuit | 9 | 2 | 2016-09-02 | 1535955 | Sus | Y | Vegetation¦Treefellintoline¦ConductorOverhead¦Brokenwireonground
16-0065503 | Animal | Other | Transformer (OH) | Normal | 2016 | Tier 3 - Extreme | Distribution Circuit | 9 | 19 | 2016-09-19 | 1543800 | Sus | Y | Animal¦Other¦Transformer(OH)¦Normal
16-0070483 | Unknown Cause | Patrol - found nothing |  |  | 2016 | Tier 2 - Elevated | Transformer only | 10 | 7 | 2016-10-07 | 1554811 | Sus | Y | UnknownCause¦Patrolfoundnothing¦¦
16-0072620 | Vegetation | Tree - fell into line | Conductor, Overhead | Normal | 2016 | Tier 3 - Extreme | Distribution Circuit | 10 | 15 | 2016-10-15 | 1561682 | Sus | Y | Vegetation¦Treefellintoline¦ConductorOverhead¦Normal
16-0074887 | Environmental/External | Lightning | Transformer (OH) | Broken | 2016 | Tier 2 - Elevated | Distribution Circuit | 10 | 24 | 2016-10-24 | 1568348 | Sus | Y | EnvironmentalExternal¦Lightning¦Transformer(OH)¦Broken
16-0080185 | Unknown Cause | Patrol - found nothing |  |  | 2016 | Tier 2 - Elevated | Distribution Circuit | 11 | 16 | 2016-11-16 | 1581961 | Sus | Y | UnknownCause¦Patrolfoundnothing¦¦
16-0083669 | Unknown Cause | Patrol - found nothing |  |  | 2016 | Tier 3 - Extreme | Distribution Circuit | 12 | 2 | 2016-12-02 | 1593584 | Sus | N | UnknownCause¦Patrolfoundnothing¦¦
16-0085670 | Vegetation | Tree - fell into line | Conductor, Overhead | Broken, wire on ground | 2016 | Tier 2 - Elevated | Distribution Circuit | 12 | 15 | 2016-12-15 | 1602417 | Sus | N | Vegetation¦Treefellintoline¦ConductorOverhead¦Brokenwireonground
17-0003972 | Equipment Failure/Involved | Overhead | Fuse | Failed/Faulted | 2017 | Tier 2 - Elevated | Distribution Circuit | 1 | 5 | 2017-01-05 | 1619524 | Sus | N | EquipmentFailureInvolved¦Overhead¦Fuse¦FailedFaulted
17-0004921 | Equipment Failure/Involved | Overhead | Pole-Wood | Broken | 2017 | Tier 3 - Extreme | Transmission line | 1 | 8 | 2017-01-08 | 1622606 | Sus | N | EquipmentFailureInvolved¦Overhead¦PoleWood¦Broken
17-0005627 | Vegetation | Tree - fell into line | Conductor, Overhead | Broken, wire on ground | 2017 | Tier 3 - Extreme | Distribution Circuit | 1 | 8 | 2017-01-08 | 1628823 | Sus | N | Vegetation¦Treefellintoline¦ConductorOverhead¦Brokenwireonground
17-0005781 | Vegetation | Tree - fell into line | Transformer | Broken | 2017 | Tier 2 - Elevated | Transformer only | 1 | 8 | 2017-01-08 | 1626195 | Sus | N | Vegetation¦Treefellintoline¦Transformer¦Broken
17-0005868 | Vegetation | Tree - branch fell on line | Conductor, Overhead | Normal | 2017 | Tier 3 - Extreme | Distribution Circuit | 1 | 9 | 2017-01-09 | 1630077 | Sus | N | Vegetation¦Treebranchfellonline¦ConductorOverhead¦Normal
17-0006082 | Vegetation | Tree - branch fell on line | Transformer | Leaking | 2017 | Tier 3 - Extreme | Transformer only | 1 | 9 | 2017-01-09 | 1630572 | Sus | N | Vegetation¦Treebranchfellonline¦Transformer¦Leaking
17-0006249 | Vegetation | Tree - fell into line | Conductor, Overhead | Broken, wire on ground | 2017 | Tier 2 - Elevated | Distribution Circuit | 1 | 9 | 2017-01-09 | 1630221 | Sus | N | Vegetation¦Treefellintoline¦ConductorOverhead¦Brokenwireonground
17-0006845 | Vegetation | Tree - fell into line | Conductor, Overhead | Broken, wire on ground | 2017 | Tier 2 - Elevated | Distribution Circuit | 1 | 8 | 2017-01-08 | 1634644 | Sus | N | Vegetation¦Treefellintoline¦ConductorOverhead¦Brokenwireonground
17-0007705 | Unknown Cause | Patrol - found nothing |  |  | 2017 | Tier 2 - Elevated | Distribution Circuit | 1 | 11 | 2017-01-11 | 1639980 | Sus | N | UnknownCause¦Patrolfoundnothing¦¦
17-0012546 | Vegetation | Tree - fell into line | Pole-Wood | Broken | 2017 | Tier 2 - Elevated | Distribution Circuit | 1 | 21 | 2017-01-21 | 1657773 | Sus | N | Vegetation¦Treefellintoline¦PoleWood¦Broken
17-0012926 | Vegetation | Tree - fell into line | Conductor, Overhead | Burned/flashed | 2017 | Tier 2 - Elevated | Distribution Circuit | 1 | 22 | 2017-01-22 | 1659768 | Sus | N | Vegetation¦Treefellintoline¦ConductorOverhead¦Burnedflashed
17-0012937 | Vegetation | Tree - branch fell on line | Conductor, Overhead | Broken, wire on ground | 2017 | Tier 2 - Elevated | Distribution Circuit | 1 | 22 | 2017-01-22 | 1658053 | Sus | N | Vegetation¦Treebranchfellonline¦ConductorOverhead¦Brokenwireonground
17-0013522 | Equipment Failure/Involved | Underground | Elbow | Failed/Faulted | 2017 | Tier 2 - Elevated | Distribution Circuit | 1 | 22 | 2017-01-22 | 1662520 | Sus | N | EquipmentFailureInvolved¦Underground¦Elbow¦FailedFaulted
17-0014015 | Vegetation | Tree - fell into line | Conductor, Overhead | Broken, wire on ground | 2017 | Tier 3 - Extreme | Distribution Circuit | 1 | 23 | 2017-01-23 | 1664595 | Sus | N | Vegetation¦Treefellintoline¦ConductorOverhead¦Brokenwireonground
17-0014327 | Equipment Failure/Involved | Overhead | Crossarm, Wood | Broken | 2017 | Tier 2 - Elevated | Distribution Circuit | 1 | 24 | 2017-01-24 | 1665522 | Sus | N | EquipmentFailureInvolved¦Overhead¦CrossarmWood¦Broken
17-0018244 | Vegetation | Tree - branch fell on line | Fuse | Failed/Faulted | 2017 | Tier 3 - Extreme | Distribution Circuit | 2 | 7 | 2017-02-07 | 1677943 | Sus | N | Vegetation¦Treebranchfellonline¦Fuse¦FailedFaulted
17-0018370 | Unknown Cause | Patrol - not conducted |  |  | 2017 | Tier 3 - Extreme | Distribution Circuit | 2 | 7 | 2017-02-07 | 1678022 | Sus | N | UnknownCause¦Patrolnotconducted¦¦
17-0018872 | Vegetation | Tree - fell into line | Pole-Wood | Broken | 2017 | Tier 3 - Extreme | Distribution Circuit | 2 | 8 | 2017-02-08 | 1681324 | Sus | N | Vegetation¦Treefellintoline¦PoleWood¦Broken
17-0019109 | Vegetation | Tree - fell into line | Conductor, Overhead | Broken, wire on ground | 2017 | Tier 3 - Extreme | Distribution Circuit | 2 | 8 | 2017-02-08 | 1682257 | Sus | N | Vegetation¦Treefellintoline¦ConductorOverhead¦Brokenwireonground
17-0021629 | Equipment Failure/Involved | Overhead | Transformer (OH) | Leaking | 2017 | Tier 3 - Extreme | Transformer only | 2 | 16 | 2017-02-16 | 1690418 | Sus | N | EquipmentFailureInvolved¦Overhead¦Transformer(OH)¦Leaking
17-0022828 | Vegetation | Tree - fell into line | Conductor, Overhead | Broken, wire on ground | 2017 | Tier 2 - Elevated | Distribution Circuit | 2 | 17 | 2017-02-17 | 1694221 | Sus | N | Vegetation¦Treefellintoline¦ConductorOverhead¦Brokenwireonground
17-0023695 | Unknown Cause | Patrol - found nothing |  |  | 2017 | Tier 3 - Extreme | Distribution Circuit | 2 | 20 | 2017-02-20 | 1702473 | Sus | N | UnknownCause¦Patrolfoundnothing¦¦
17-0023924 | Vegetation | Tree - fell into line | Conductor, Overhead | Broken, wire on ground | 2017 | Tier 3 - Extreme | Distribution Circuit | 2 | 20 | 2017-02-20 | 1704048 | Sus | N | Vegetation¦Treefellintoline¦ConductorOverhead¦Brokenwireonground
17-0023952 | Vegetation | Tree - fell into line | Conductor, Overhead | Together | 2017 | Tier 3 - Extreme | Distribution Circuit | 2 | 20 | 2017-02-20 | 1704492 | Sus | N | Vegetation¦Treefellintoline¦ConductorOverhead¦Together
17-0025761 | Vegetation | Tree - fell into line | Conductor, Overhead | Broken, wire on ground | 2017 | Tier 3 - Extreme | Distribution Circuit | 2 | 20 | 2017-02-20 | 1704480 | Sus | N | Vegetation¦Treefellintoline¦ConductorOverhead¦Brokenwireonground
17-0031588 | Unknown Cause | Patrol - found nothing |  |  | 2017 | Tier 2 - Elevated | Distribution Circuit | 3 | 17 | 2017-03-17 | 1729246 | Sus | N | UnknownCause¦Patrolfoundnothing¦¦
17-0034688 | Equipment Failure/Involved | Overhead | Transformer | Failed/Faulted | 2017 | Tier 2 - Elevated | Transformer only | 3 | 29 | 2017-03-29 | 1738180 | Sus | N | EquipmentFailureInvolved¦Overhead¦Transformer¦FailedFaulted
17-0034981 | Vegetation | Tree - fell into line | Conductor, Overhead | Broken, wire on ground | 2017 | Tier 2 - Elevated | Distribution Circuit | 3 | 30 | 2017-03-30 | 1739019 | Sus | N | Vegetation¦Treefellintoline¦ConductorOverhead¦Brokenwireonground
17-0036920 | Vegetation | Tree - fell into line | Conductor, Overhead | Broken, wire on ground | 2017 | Tier 2 - Elevated | Distribution Circuit | 4 | 6 | 2017-04-06 | 1745200 | Sus | N | Vegetation¦Treefellintoline¦ConductorOverhead¦Brokenwireonground
17-0043790 | Equipment Failure/Involved | Overhead | Transformer | Failed/Faulted | 2017 | Tier 2 - Elevated | Transformer only | 4 | 28 | 2017-04-28 | 1769659 | Sus | N | EquipmentFailureInvolved¦Overhead¦Transformer¦FailedFaulted
17-0050770 | 3rd Party | Vehicle | Pole-Wood | Broken | 2017 | Tier 2 - Elevated | Distribution Circuit | 5 | 25 | 2017-05-25 | 1790958 | Sus | Y | 3rdParty¦Vehicle¦PoleWood¦Broken
17-0050770 | 3rd Party | Vehicle | Pole-Wood | Broken | 2017 | Tier 2 - Elevated | Distribution Circuit | 5 | 25 | 2017-05-25 | 1790958 | Sus | Y | 3rdParty¦Vehicle¦PoleWood¦Broken
17-0061816 | Equipment Failure/Involved | Overhead | Transformer | Failed/Faulted | 2017 | Tier 3 - Extreme | Transformer only | 7 | 10 | 2017-07-10 | 1828250 | Sus | Y | EquipmentFailureInvolved¦Overhead¦Transformer¦FailedFaulted
17-0063173 | Equipment Failure/Involved | Overhead |  | Failed/Faulted | 2017 | Tier 3 - Extreme | Transformer only | 7 | 15 | 2017-07-15 | 1832477 | Sus | Y | EquipmentFailureInvolved¦Overhead¦¦FailedFaulted
17-0068292 | Animal | Squirrel | Fuse | Normal | 2017 | Tier 2 - Elevated | Distribution Circuit | 8 | 6 | 2017-08-06 | 1847384 | Sus | Y | Animal¦Squirrel¦Fuse¦Normal
17-0069901 | Unknown Cause | Patrol - found nothing |  |  | 2017 | Tier 2 - Elevated | Distribution Circuit | 8 | 12 | 2017-08-12 | 1851329 | Sus | Y | UnknownCause¦Patrolfoundnothing¦¦
17-0074624 | 3rd Party | Vehicle | Transformer | Failed/Faulted | 2017 | Tier 2 - Elevated | Transformer only | 9 | 1 | 2017-09-01 | 1864421 | Sus | Y | 3rdParty¦Vehicle¦Transformer¦FailedFaulted
17-0075511 | Equipment Failure/Involved | Overhead | Other | Broken | 2017 | Tier 2 - Elevated | Transformer only | 9 | 2 | 2017-09-02 | 1866955 | Sus | Y | EquipmentFailureInvolved¦Overhead¦Other¦Broken
17-0079390 | Equipment Failure/Involved | Overhead | Transformer | Failed/Faulted | 2017 | Tier 2 - Elevated | Transformer only | 9 | 15 | 2017-09-15 | 1879729 | Sus | Y | EquipmentFailureInvolved¦Overhead¦Transformer¦FailedFaulted
17-0083004 | Unknown Cause | Patrol - found nothing |  |  | 2017 | Tier 3 - Extreme | Distribution Circuit | 9 | 30 | 2017-09-30 | 1888423 | Sus | Y | UnknownCause¦Patrolfoundnothing¦¦
17-0087321 | Equipment Failure/Involved | Overhead | Transformer (OH) | Failed/Faulted | 2017 | Tier 3 - Extreme | Transformer only | 10 | 13 | 2017-10-13 | 1900499 | Sus | Y | EquipmentFailureInvolved¦Overhead¦Transformer(OH)¦FailedFaulted
17-0087550 | Environmental/External | Fire, Forest/Grass | Pole-Wood | Burned/flashed | 2017 | Tier 3 - Extreme | Distribution Circuit | 10 | 9 | 2017-10-09 | 1901374 | Sus | Y | EnvironmentalExternal¦FireForestGrass¦PoleWood¦Burnedflashed
17-0088481 | Unknown Cause | Patrol - found nothing |  |  | 2017 | Tier 2 - Elevated | Distribution Circuit | 10 | 19 | 2017-10-19 | 1903808 | Sus | Y | UnknownCause¦Patrolfoundnothing¦¦
17-0089143 | Vegetation | Tree - branch fell on line | Conductor, Overhead | Normal | 2017 | Tier 2 - Elevated | Distribution Circuit | 10 | 20 | 2017-10-20 | 1904854 | Sus | Y | Vegetation¦Treebranchfellonline¦ConductorOverhead¦Normal
17-0089272 | Environmental/External | Fire, Forest/Grass | Conductor, Overhead | Broken | 2017 | Tier 2 - Elevated | Transformer only | 10 | 17 | 2017-10-17 | 1906330 | Sus | Y | EnvironmentalExternal¦FireForestGrass¦ConductorOverhead¦Broken
17-0089803 | Equipment Failure/Involved | Overhead | Pole-Wood | Broken | 2017 | Tier 3 - Extreme | Distribution Circuit | 10 | 23 | 2017-10-23 | 1908232 | Sus | Y | EquipmentFailureInvolved¦Overhead¦PoleWood¦Broken
17-0090802 | Environmental/External | Fire, Forest/Grass | Transformer | Burned/flashed | 2017 | Tier 2 - Elevated | Transformer only | 10 | 27 | 2017-10-27 | 1910733 | Sus | Y | EnvironmentalExternal¦FireForestGrass¦Transformer¦Burnedflashed
17-0093772 | Animal | Bird found | Cutout, fuse holder | Burned/flashed | 2017 | Tier 2 - Elevated | Distribution Circuit | 11 | 9 | 2017-11-09 | 1919162 | Sus | Y | Animal¦Birdfound¦Cutoutfuseholder¦Burnedflashed
17-0095038 | Equipment Failure/Involved | Overhead | Transformer (OH) | Failed/Faulted | 2017 | Tier 3 - Extreme | Transformer only | 11 | 14 | 2017-11-14 | 1922493 | Sus | Y | EquipmentFailureInvolved¦Overhead¦Transformer(OH)¦FailedFaulted
17-0102074 | Equipment Failure/Involved | Overhead | Conductor, Overhead | On Ground | 2017 | Tier 3 - Extreme | Distribution Circuit | 12 | 16 | 2017-12-16 | 1944474 | Sus | N | EquipmentFailureInvolved¦Overhead¦ConductorOverhead¦OnGround
17-0102315 | Unknown Cause | Patrol - found nothing |  |  | 2017 | Tier 2 - Elevated | Distribution Circuit | 12 | 17 | 2017-12-17 | 1946182 | Sus | N | UnknownCause¦Patrolfoundnothing¦¦
17-0102917 | Unknown Cause | Patrol - found nothing |  |  | 2017 | Tier 3 - Extreme | Distribution Circuit | 12 | 21 | 2017-12-21 | 1949255 | Sus | N | UnknownCause¦Patrolfoundnothing¦¦
18-0003968 | Vegetation | Tree - branch fell on line | Conductor, Overhead | Normal | 2018 | Tier 3 - Extreme | Distribution Circuit | 1 | 6 | 2018-01-06 | 3045 | Sus | N | Vegetation¦Treebranchfellonline¦ConductorOverhead¦Normal
18-0004904 | Equipment Failure/Involved | Overhead | Connector or Splice (OH) | Broken, wire on ground | 2018 | Tier 2 - Elevated | Distribution Circuit | 1 | 10 | 2018-01-10 | 5569 | Sus | N | EquipmentFailureInvolved¦Overhead¦ConnectororSplice(OH)¦Brokenwireonground
18-0005967 | 3rd Party | Vehicle | Pole-Wood | Broken | 2018 | Tier 2 - Elevated | Distribution Circuit | 1 | 13 | 2018-01-13 | 7806 | Sus | N | 3rdParty¦Vehicle¦PoleWood¦Broken
18-0007264 | Unknown Cause | Patrol - found nothing |  |  | 2018 | Tier 2 - Elevated | Distribution Circuit | 1 | 18 | 2018-01-18 | 10616 | Sus | N | UnknownCause¦Patrolfoundnothing¦¦
18-0007719 | Vegetation | Tree - fell into line | Conductor, Overhead | On Ground | 2018 | Tier 2 - Elevated | Distribution Circuit | 1 | 22 | 2018-01-22 | 11730 | Sus | N | Vegetation¦Treefellintoline¦ConductorOverhead¦OnGround
18-0018248 | Equipment Failure/Involved | Overhead | Other | Malfunctioning | 2018 | Tier 3 - Extreme | Distribution Circuit | 2 | 28 | 2018-02-28 | 33749 | Sus | N | EquipmentFailureInvolved¦Overhead¦Other¦Malfunctioning
18-0018557 | Vegetation | Tree - fell into line | Conductor, Overhead | Broken, wire on ground | 2018 | Tier 3 - Extreme | Distribution Circuit | 3 | 1 | 2018-03-01 | 34670 | Sus | N | Vegetation¦Treefellintoline¦ConductorOverhead¦Brokenwireonground
18-0019298 | Vegetation | Tree - branch fell on line | Conductor, Overhead | Normal | 2018 | Tier 3 - Extreme | Distribution Circuit | 3 | 2 | 2018-03-02 | 36907 | Sus | N | Vegetation¦Treebranchfellonline¦ConductorOverhead¦Normal
18-0019325 | 3rd Party | Customer Equipment | Conductor, Overhead | Broken, wire on ground | 2018 | Tier 2 - Elevated | Distribution Circuit | 3 | 3 | 2018-03-03 | 37139 | Sus | N | 3rdParty¦CustomerEquipment¦ConductorOverhead¦Brokenwireonground
18-0022043 | Equipment Failure/Involved | Overhead | Connector or Splice (OH) | Broken, wire on ground | 2018 | Tier 3 - Extreme | Distribution Circuit | 3 | 12 | 2018-03-12 | 42851 | Sus | N | EquipmentFailureInvolved¦Overhead¦ConnectororSplice(OH)¦Brokenwireonground
18-0022788 | Equipment Failure/Involved | Substation | Transformer Power | Malfunctioning | 2018 | Tier 3 - Extreme | Generation | 3 | 14 | 2018-03-14 | 44197 | Sus | N | EquipmentFailureInvolved¦Substation¦TransformerPower¦Malfunctioning
18-0023046 | Vegetation | Tree - fell into line | Conductor, Overhead | Broken, wire on ground | 2018 | Tier 3 - Extreme | Distribution Circuit | 3 | 15 | 2018-03-15 | 44715 | Sus | N | Vegetation¦Treefellintoline¦ConductorOverhead¦Brokenwireonground
18-0023697 | Vegetation | Tree - fell into line | Conductor, Overhead | Together | 2018 | Tier 3 - Extreme | Distribution Circuit | 3 | 16 | 2018-03-16 | 46371 | Sus | N | Vegetation¦Treefellintoline¦ConductorOverhead¦Together
18-0023861 | Equipment Failure/Involved | Overhead | Pole-Wood | Broken | 2018 | Tier 2 - Elevated | Distribution Circuit | 3 | 18 | 2018-03-18 | 47377 | Sus | N | EquipmentFailureInvolved¦Overhead¦PoleWood¦Broken
18-0031734 | Animal | Bird found | Conductor, Overhead | Normal | 2018 | Tier 2 - Elevated | Distribution Circuit | 4 | 12 | 2018-04-12 | 65613 | Sus | N | Animal¦Birdfound¦ConductorOverhead¦Normal
18-0032840 | Unknown Cause | Patrol - found nothing |  |  | 2018 | Tier 2 - Elevated | Distribution Circuit | 4 | 16 | 2018-04-16 | 68245 | Sus | N | UnknownCause¦Patrolfoundnothing¦¦
18-0033921 | Animal | Bird found | Transformer (OH) | Failed/Faulted | 2018 | Tier 2 - Elevated | Transformer only | 4 | 19 | 2018-04-19 | 70364 | Sus | N | Animal¦Birdfound¦Transformer(OH)¦FailedFaulted
18-0054936 | Vegetation | Tree - grew into line | Conductor, Overhead | Normal | 2018 | Tier 2 - Elevated | Distribution Circuit | 6 | 27 | 2018-06-27 | 119235 | Sus | Y | Vegetation¦Treegrewintoline¦ConductorOverhead¦Normal
18-0056508 | Equipment Failure/Involved | Overhead | Bushing | Broken | 2018 | Tier 3 - Extreme | Distribution Circuit | 7 | 2 | 2018-07-02 | 123166 | Sus | Y | EquipmentFailureInvolved¦Overhead¦Bushing¦Broken
18-0060187 | 3rd Party | Tree - cutting, 3rd party | Pole-Wood | Broken, wire on ground | 2018 | Tier 3 - Extreme | Distribution Circuit | 7 | 16 | 2018-07-16 | 132762 | Sus | Y | 3rdParty¦Treecutting3rdparty¦PoleWood¦Brokenwireonground
18-0060841 | Unknown Cause | Patrol - found nothing |  |  | 2018 | Tier 2 - Elevated | Distribution Circuit | 7 | 17 | 2018-07-17 | 134269 | Sus | Y | UnknownCause¦Patrolfoundnothing¦¦
18-0061763 | Equipment Failure/Involved | Overhead | Transformer | Failed/Faulted | 2018 | Tier 2 - Elevated | Transformer only | 7 | 20 | 2018-07-20 | 136113 | Sus | Y | EquipmentFailureInvolved¦Overhead¦Transformer¦FailedFaulted
18-0064417 | Unknown Cause | Patrol - found nothing |  |  | 2018 | Tier 2 - Elevated | Distribution Circuit | 7 | 27 | 2018-07-27 | 141820 | Sus | Y | UnknownCause¦Patrolfoundnothing¦¦
18-0064532 | Vegetation | Tree - fell into line | Conductor, Overhead | Normal | 2018 | Tier 2 - Elevated | Distribution Circuit | 7 | 28 | 2018-07-28 | 142202 | Sus | Y | Vegetation¦Treefellintoline¦ConductorOverhead¦Normal
18-0066170 | Environmental/External | Fire, Forest/Grass | Conductor, Underground | Burned/flashed | 2018 | Tier 3 - Extreme | Distribution Circuit | 7 | 26 | 2018-07-26 | 147583 | Sus | Y | EnvironmentalExternal¦FireForestGrass¦ConductorUnderground¦Burnedflashed
18-0066261 | Environmental/External | Fire, Forest/Grass | Pole-Wood | Burned/flashed | 2018 | Tier 3 - Extreme | Distribution Circuit | 7 | 26 | 2018-07-26 | 147823 | Sus | Y | EnvironmentalExternal¦FireForestGrass¦PoleWood¦Burnedflashed
18-0072996 | 3rd Party | Vehicle | Pole-Wood | Normal | 2018 | Tier 2 - Elevated | Distribution Circuit | 8 | 23 | 2018-08-23 | 161234 | Sus | Y | 3rdParty¦Vehicle¦PoleWood¦Normal
18-0073817 | Unknown Cause | Patrol - found nothing |  |  | 2018 | Tier 2 - Elevated | Transformer only | 8 | 27 | 2018-08-27 | 163139 | Sus | Y | UnknownCause¦Patrolfoundnothing¦¦
18-0074784 | Unknown Cause | Patrol - not conducted |  |  | 2018 | Tier 2 - Elevated | Distribution Circuit | 8 | 29 | 2018-08-29 | 164800 | Sus | Y | UnknownCause¦Patrolnotconducted¦¦
18-0075134 | Environmental/External | Flood/Erosion | Switch (UG) | Normal | 2018 | Tier 3 - Extreme | Distribution Circuit | 8 | 30 | 2018-08-30 | 165703 | Sus | Y | EnvironmentalExternal¦FloodErosion¦Switch(UG)¦Normal
18-0077801 | Vegetation | Tree - fell into line | Fuse | Failed/Faulted | 2018 | Tier 3 - Extreme | Distribution Circuit | 9 | 8 | 2018-09-08 | 170799 | Sus | Y | Vegetation¦Treefellintoline¦Fuse¦FailedFaulted
18-0080016 | Unknown Cause | Patrol - found nothing |  |  | 2018 | Tier 2 - Elevated | Distribution Circuit | 9 | 15 | 2018-09-15 | 174906 | Sus | Y | UnknownCause¦Patrolfoundnothing¦¦
18-0084358 | Unknown Cause | Patrol - found nothing |  |  | 2018 | Tier 2 - Elevated | Distribution Circuit | 9 | 28 | 2018-09-28 | 183087 | Sus | Y | UnknownCause¦Patrolfoundnothing¦¦
18-0090215 | Wildfire Mitigation | Public Safety Power Shut-off |  |  | 2018 | Tier 3 - Extreme | Distribution Circuit | 10 | 14 | 2018-10-14 | 195054 | Sus | Y | WildfireMitigation¦PublicSafetyPowerShutoff¦¦
18-0093640 | Unknown Cause | Patrol - found nothing |  |  | 2018 | Tier 3 - Extreme | Distribution Circuit | 10 | 24 | 2018-10-24 | 201261 | Sus | Y | UnknownCause¦Patrolfoundnothing¦¦
18-0099985 | 3rd Party | Tree - cutting, 3rd party | Conductor, Overhead | Broken, wire on ground | 2018 | Tier 2 - Elevated | Distribution Circuit | 11 | 15 | 2018-11-15 | 215810 | Sus | Y | 3rdParty¦Treecutting3rdparty¦ConductorOverhead¦Brokenwireonground
18-0100749 | Animal | Bird found | Fuse | Failed/Faulted | 2018 | Tier 3 - Extreme | Distribution Circuit | 11 | 18 | 2018-11-18 | 217588 | Sus | Y | Animal¦Birdfound¦Fuse¦FailedFaulted
18-0105790 | Unknown Cause | Patrol - found nothing |  |  | 2018 | Zone 1 - HHZ | Distribution Circuit | 12 | 1 | 2018-12-01 | 230680 | Sus | N | UnknownCause¦Patrolfoundnothing¦¦
18-0105912 | Unknown Cause | Patrol - found nothing |  |  | 2018 | Tier 2 - Elevated | Distribution Circuit | 12 | 1 | 2018-12-01 | 231262 | Sus | N | UnknownCause¦Patrolfoundnothing¦¦
18-0107792 | Equipment Failure/Involved | Overhead | Crossarm, Wood | Broken | 2018 | Tier 3 - Extreme | Distribution Circuit | 12 | 7 | 2018-12-07 | 235467 | Sus | N | EquipmentFailureInvolved¦Overhead¦CrossarmWood¦Broken
18-0109847 | Animal | Bird found | Conductor, Overhead | Normal | 2018 | Tier 2 - Elevated | Distribution Circuit | 12 | 18 | 2018-12-18 | 243002 | Sus | N | Animal¦Birdfound¦ConductorOverhead¦Normal
18-0110131 | 3rd Party | Vehicle | Pole-Wood | Broken | 2018 | Tier 2 - Elevated | Distribution Circuit | 12 | 20 | 2018-12-20 | 244483 | Sus | N | 3rdParty¦Vehicle¦PoleWood¦Broken
18-0110798 | Unknown Cause | Patrol - not conducted |  |  | 2018 | Tier 3 - Extreme | Distribution Circuit | 12 | 27 | 2018-12-27 | 247814 | Sus | N | UnknownCause¦Patrolnotconducted¦¦
19-0006592 | Unknown Cause | Patrol - found nothing |  |  | 2019 | Tier 2 - Elevated | Distribution Circuit | 1 | 8 | 2019-01-08 | 260982 | Sus | N | UnknownCause¦Patrolfoundnothing¦¦
19-0006633 | Unknown Cause | Patrol - found nothing |  |  | 2019 | Tier 3 - Extreme | Distribution Circuit | 1 | 9 | 2019-01-09 | 261195 | Sus | N | UnknownCause¦Patrolfoundnothing¦¦
19-0006976 | Unknown Cause | Patrol - found nothing |  |  | 2019 | Tier 2 - Elevated | Distribution Circuit | 1 | 9 | 2019-01-09 | 261745 | Sus | N | UnknownCause¦Patrolfoundnothing¦¦
19-0007176 | Vegetation | Tree - fell into line | Conductor, Overhead | Broken, wire on ground | 2019 | Tier 2 - Elevated | Distribution Circuit | 1 | 9 | 2019-01-09 | 262074 | Sus | N | Vegetation¦Treefellintoline¦ConductorOverhead¦Brokenwireonground
19-0009990 | Vegetation | Tree - branch fell on line | Conductor, Overhead | Normal | 2019 | Tier 3 - Extreme | Distribution Circuit | 1 | 16 | 2019-01-16 | 267122 | Sus | N | Vegetation¦Treebranchfellonline¦ConductorOverhead¦Normal
19-0014798 | Equipment Failure/Involved | Underground | Connector or Splice (UG) | Failed/Faulted | 2019 | Tier 2 - Elevated | Transformer only | 1 | 27 | 2019-01-27 | 282077 | Sus | N | EquipmentFailureInvolved¦Underground¦ConnectororSplice(UG)¦FailedFaulted
19-0017447 | Equipment Failure/Involved | Overhead | Transformer (OH) | Failed/Faulted | 2019 | Tier 2 - Elevated | Distribution Circuit | 2 | 2 | 2019-02-02 | 288050 | Sus | N | EquipmentFailureInvolved¦Overhead¦Transformer(OH)¦FailedFaulted
19-0017581 | Vegetation | Tree - branch fell on line | Conductor, Overhead | Broken, wire on ground | 2019 | Tier 2 - Elevated | Distribution Circuit | 2 | 3 | 2019-02-03 | 288897 | Sus | N | Vegetation¦Treebranchfellonline¦ConductorOverhead¦Brokenwireonground
19-0017911 | Unknown Cause | Patrol - found nothing |  |  | 2019 | Tier 3 - Extreme | Distribution Circuit | 2 | 4 | 2019-02-04 | 290110 | Sus | N | UnknownCause¦Patrolfoundnothing¦¦
19-0018132 | Environmental/External | Ice or snow | Conductor, Overhead | Normal | 2019 | Tier 3 - Extreme | Distribution Circuit | 2 | 4 | 2019-02-04 | 290863 | Sus | N | EnvironmentalExternal¦Iceorsnow¦ConductorOverhead¦Normal
19-0018146 | Unknown Cause | Patrol - found nothing |  |  | 2019 | Tier 2 - Elevated | Distribution Circuit | 2 | 4 | 2019-02-04 | 290858 | Sus | N | UnknownCause¦Patrolfoundnothing¦¦
19-0018367 | Equipment Failure/Involved | Overhead | Crossarm, Wood | Broken | 2019 | Tier 2 - Elevated | Distribution Circuit | 2 | 5 | 2019-02-05 | 292157 | Sus | N | EquipmentFailureInvolved¦Overhead¦CrossarmWood¦Broken
19-0018401 | Vegetation | Tree - branch fell on line | Conductor, Overhead | Broken, wire on ground | 2019 | Tier 2 - Elevated | Distribution Circuit | 2 | 4 | 2019-02-04 | 289478 | Sus | N | Vegetation¦Treebranchfellonline¦ConductorOverhead¦Brokenwireonground
19-0019610 | Vegetation | Tree - fell into line | Conductor, Overhead | Together | 2019 | Tier 2 - Elevated | Distribution Circuit | 2 | 5 | 2019-02-05 | 293739 | Sus | N | Vegetation¦Treefellintoline¦ConductorOverhead¦Together
19-0019673 | Equipment Failure/Involved | Overhead | Pole-Wood | Broken, wire on ground | 2019 | Tier 3 - Extreme | Distribution Circuit | 2 | 6 | 2019-02-06 | 295094 | Sus | N | EquipmentFailureInvolved¦Overhead¦PoleWood¦Brokenwireonground
19-0020065 | Vegetation | Tree - fell into line | Conductor, Overhead | Normal | 2019 | Tier 3 - Extreme | Distribution Circuit | 2 | 8 | 2019-02-08 | 296249 | Sus | N | Vegetation¦Treefellintoline¦ConductorOverhead¦Normal
19-0020442 | Vegetation | Tree - fell into line | Conductor, Overhead | Normal | 2019 | Tier 3 - Extreme | Distribution Circuit | 2 | 9 | 2019-02-09 | 297341 | Sus | N | Vegetation¦Treefellintoline¦ConductorOverhead¦Normal
19-0020773 | Equipment Failure/Involved | Overhead | Transformer | Failed/Faulted | 2019 | Tier 2 - Elevated | Distribution Circuit | 2 | 10 | 2019-02-10 | 298960 | Sus | N | EquipmentFailureInvolved¦Overhead¦Transformer¦FailedFaulted
19-0021192 | Vegetation | Tree - fell into line | Conductor, Overhead | Normal | 2019 | Tier 3 - Extreme | Distribution Circuit | 2 | 9 | 2019-02-09 | 297580 | Sus | N | Vegetation¦Treefellintoline¦ConductorOverhead¦Normal
19-0021752 | Vegetation | Tree - fell into line | Conductor, Overhead | Broken, wire on ground | 2019 | Tier 2 - Elevated | Distribution Circuit | 2 | 12 | 2019-02-12 | 302499 | Sus | N | Vegetation¦Treefellintoline¦ConductorOverhead¦Brokenwireonground
19-0022432 | Vegetation | Tree - fell into line | Conductor, Overhead | Broken, wire on ground | 2019 | Tier 2 - Elevated | Distribution Circuit | 2 | 13 | 2019-02-13 | 305177 | Sus | N | Vegetation¦Treefellintoline¦ConductorOverhead¦Brokenwireonground
19-0022445 | Vegetation | Tree - fell into line | Crossarm, Wood | Broken, wire on ground | 2019 | Tier 2 - Elevated | Distribution Circuit | 2 | 13 | 2019-02-13 | 305203 | Sus | N | Vegetation¦Treefellintoline¦CrossarmWood¦Brokenwireonground
19-0022562 | Vegetation | Tree - fell into line | Conductor, Overhead | Broken, wire on ground | 2019 | Tier 3 - Extreme | Distribution Circuit | 2 | 13 | 2019-02-13 | 305362 | Sus | N | Vegetation¦Treefellintoline¦ConductorOverhead¦Brokenwireonground
19-0022907 | Vegetation | Tree - fell into line | Conductor, Overhead | Normal | 2019 | Tier 2 - Elevated | Distribution Circuit | 2 | 14 | 2019-02-14 | 307515 | Sus | N | Vegetation¦Treefellintoline¦ConductorOverhead¦Normal
19-0023621 | Vegetation | Tree - fell into line | Conductor, Overhead | Broken, wire on ground | 2019 | Tier 2 - Elevated | Distribution Circuit | 2 | 14 | 2019-02-14 | 310646 | Sus | N | Vegetation¦Treefellintoline¦ConductorOverhead¦Brokenwireonground
19-0024104 | Unknown Cause | Patrol - found nothing |  |  | 2019 | Tier 3 - Extreme | Distribution Circuit | 2 | 15 | 2019-02-15 | 312059 | Sus | N | UnknownCause¦Patrolfoundnothing¦¦
19-0024654 | Vegetation | Tree - fell into line | Conductor, Overhead | Broken, wire on ground | 2019 | Tier 3 - Extreme | Distribution Circuit | 2 | 15 | 2019-02-15 | 312294 | Sus | N | Vegetation¦Treefellintoline¦ConductorOverhead¦Brokenwireonground
19-0028589 | Unknown Cause | Patrol - found nothing |  |  | 2019 | Tier 3 - Extreme | Distribution Circuit | 2 | 26 | 2019-02-26 | 325378 | Sus | N | UnknownCause¦Patrolfoundnothing¦¦
19-0028819 | Unknown Cause | Patrol - found nothing |  |  | 2019 | Tier 3 - Extreme | Distribution Circuit | 2 | 27 | 2019-02-27 | 325983 | Sus | N | UnknownCause¦Patrolfoundnothing¦¦
19-0028840 | Vegetation | Tree - fell into line | Conductor, Overhead | Broken, wire on ground | 2019 | Tier 2 - Elevated | Distribution Circuit | 2 | 26 | 2019-02-26 | 325616 | Sus | N | Vegetation¦Treefellintoline¦ConductorOverhead¦Brokenwireonground
19-0029170 | 3rd Party | Thrown Object | Conductor, Overhead | Together | 2019 | Tier 2 - Elevated | Distribution Circuit | 2 | 27 | 2019-02-27 | 327329 | Sus | N | 3rdParty¦ThrownObject¦ConductorOverhead¦Together
19-0030332 | Equipment Failure/Involved | Fire, pole | Pole-Wood | Burned/flashed | 2019 | Tier 3 - Extreme | Distribution Circuit | 3 | 4 | 2019-03-04 | 330476 | Sus | N | EquipmentFailureInvolved¦Firepole¦PoleWood¦Burnedflashed
19-0036520 | Unknown Cause | Patrol - found nothing |  |  | 2019 | Tier 3 - Extreme | Distribution Circuit | 3 | 24 | 2019-03-24 | 346459 | Sus | N | UnknownCause¦Patrolfoundnothing¦¦
19-0037572 | Unknown Cause | Patrol - found nothing |  |  | 2019 | Tier 3 - Extreme | Distribution Circuit | 3 | 27 | 2019-03-27 | 348665 | Sus | N | UnknownCause¦Patrolfoundnothing¦¦
19-0040338 | Unknown Cause | Patrol - found nothing |  |  | 2019 | Tier 2 - Elevated | Distribution Circuit | 4 | 7 | 2019-04-07 | 355080 | Sus | N | UnknownCause¦Patrolfoundnothing¦¦
19-0041615 | Vegetation | Tree - fell into line | Pole-Wood | Broken, wire on ground | 2019 | Tier 3 - Extreme | Distribution Circuit | 4 | 11 | 2019-04-11 | 358737 | Sus | N | Vegetation¦Treefellintoline¦PoleWood¦Brokenwireonground
19-0042121 | Vegetation | Tree - branch fell on line | Conductor, Overhead | Normal | 2019 | Tier 3 - Extreme | Distribution Circuit | 4 | 12 | 2019-04-12 | 359814 | Sus | N | Vegetation¦Treebranchfellonline¦ConductorOverhead¦Normal
19-0044982 | Equipment Failure/Involved | Overhead | Transformer (OH) | Broken | 2019 | Tier 2 - Elevated | Transformer only | 4 | 22 | 2019-04-22 | 365636 | Sus | N | EquipmentFailureInvolved¦Overhead¦Transformer(OH)¦Broken
19-0045939 | Equipment Failure/Involved | Overhead | Lightning Arrestor | Failed/Faulted | 2019 | Tier 2 - Elevated | Transformer only | 4 | 25 | 2019-04-25 | 367843 | Sus | N | EquipmentFailureInvolved¦Overhead¦LightningArrestor¦FailedFaulted
19-0048513 | Animal | Bird found | Conductor, Overhead | Normal | 2019 | Tier 2 - Elevated | Distribution Circuit | 5 | 3 | 2019-05-03 | 372826 | Sus | Y | Animal¦Birdfound¦ConductorOverhead¦Normal
19-0048768 | 3rd Party | Tree - cutting, 3rd party | Conductor, Overhead | Broken, wire on ground | 2019 | Tier 2 - Elevated | Distribution Circuit | 5 | 3 | 2019-05-03 | 373354 | Sus | Y | 3rdParty¦Treecutting3rdparty¦ConductorOverhead¦Brokenwireonground
19-0049942 | Equipment Failure/Involved | Overhead | Insulator | Arcing | 2019 | Tier 2 - Elevated | Distribution Circuit | 5 | 8 | 2019-05-08 | 376239 | Sus | Y | EquipmentFailureInvolved¦Overhead¦Insulator¦Arcing
19-0053426 | Company Initiated | Personnel, company | Recloser | Normal | 2019 | Tier 3 - Extreme | Distribution Circuit | 5 | 17 | 2019-05-17 | 383806 | Sus | Y | CompanyInitiated¦Personnelcompany¦Recloser¦Normal
19-0056195 | Equipment Failure/Involved | Overhead | Pole-Wood | Broken | 2019 | Tier 3 - Extreme | Distribution Circuit | 5 | 23 | 2019-05-23 | 388687 | Sus | Y | EquipmentFailureInvolved¦Overhead¦PoleWood¦Broken
19-0060633 | Equipment Failure/Involved | Electrical Overload | Pole-Wood | Deteriorated | 2019 | Tier 2 - Elevated | Transformer only | 5 | 31 | 2019-05-31 | 394204 | Sus | Y | EquipmentFailureInvolved¦ElectricalOverload¦PoleWood¦Deteriorated
19-0061218 | Environmental/External | Lightning | Insulator | Burned/flashed | 2019 | Tier 3 - Extreme | Transmission line | 6 | 1 | 2019-06-01 | 395459 | Sus | Y | EnvironmentalExternal¦Lightning¦Insulator¦Burnedflashed
19-0061450 | Environmental/External | Lightning | Fuse | Failed/Faulted | 2019 | Tier 2 - Elevated | Distribution Circuit | 6 | 1 | 2019-06-01 | 395364 | Sus | Y | EnvironmentalExternal¦Lightning¦Fuse¦FailedFaulted
19-0062635 | Equipment Failure/Involved | Overhead | Transformer | Failed/Faulted | 2019 | Tier 2 - Elevated | Distribution Circuit | 6 | 4 | 2019-06-04 | 397472 | Sus | Y | EquipmentFailureInvolved¦Overhead¦Transformer¦FailedFaulted
19-0068664 | Equipment Failure/Involved | Overhead | Pole-Wood | Broken | 2019 | Tier 2 - Elevated | Distribution Circuit | 6 | 17 | 2019-06-17 | 417795 | Sus | Y | EquipmentFailureInvolved¦Overhead¦PoleWood¦Broken
19-0071257 | Equipment Failure/Involved | Overhead | Conductor, Overhead | Broken, wire on ground | 2019 | Tier 3 - Extreme | Distribution Circuit | 6 | 23 | 2019-06-23 | 426819 | Sus | Y | EquipmentFailureInvolved¦Overhead¦ConductorOverhead¦Brokenwireonground
19-0071796 | Wildfire Mitigation | CWSP - Vegetation Removal | Pole-Wood | Broken | 2019 | Tier 2 - Elevated | Distribution Circuit | 6 | 25 | 2019-06-25 | 428392 | Sus | Y | WildfireMitigation¦CWSPVegetationRemoval¦PoleWood¦Broken
19-0074661 | Equipment Failure/Involved | Overhead | Transformer | Failed/Faulted | 2019 | Tier 2 - Elevated | Transformer only | 7 | 4 | 2019-07-04 | 441120 | Sus | Y | EquipmentFailureInvolved¦Overhead¦Transformer¦FailedFaulted
19-0082368 | Vegetation | Tree - branch fell on line | Conductor, Overhead | Broken, wire on ground | 2019 | Tier 2 - Elevated | Distribution Circuit | 7 | 29 | 2019-07-29 | 474979 | Sus | Y | Vegetation¦Treebranchfellonline¦ConductorOverhead¦Brokenwireonground
19-0099270 | Vegetation | Tree - grew into line | Conductor, Overhead | Normal | 2019 | Tier 2 - Elevated | Distribution Circuit | 9 | 15 | 2019-09-15 | 583413 | Sus | Y | Vegetation¦Treegrewintoline¦ConductorOverhead¦Normal
19-0115260 | Animal | Bird found | Conductor, Overhead | Normal | 2019 | Tier 2 - Elevated | Distribution Circuit | 10 | 23 | 2019-10-23 | 678215 | Sus | Y | Animal¦Birdfound¦ConductorOverhead¦Normal
19-0115731 | Vegetation | Tree - fell into line | Conductor, Overhead | Broken, wire on ground | 2019 | Tier 2 - Elevated | Distribution Circuit | 10 | 24 | 2019-10-24 | 679857 | Sus | Y | Vegetation¦Treefellintoline¦ConductorOverhead¦Brokenwireonground
19-0115731 | Vegetation | Tree - fell into line | Conductor, Overhead | Broken, wire on ground | 2019 | Tier 2 - Elevated | Distribution Circuit | 10 | 24 | 2019-10-24 | 679857 | Sus | Y | Vegetation¦Treefellintoline¦ConductorOverhead¦Brokenwireonground
19-0116298 | Wildfire Mitigation | Public Safety Power Shut-off | Conductor, Overhead | Normal | 2019 | Tier 2 - Elevated | Distribution Circuit | 10 | 26 | 2019-10-26 | 683384 | Sus | Y | WildfireMitigation¦PublicSafetyPowerShutoff¦ConductorOverhead¦Normal
19-0116709 | Wildfire Mitigation | Public Safety Power Shut-off | Circuit Breaker | Normal | 2019 | Tier 3 - Extreme | Distribution Circuit | 10 | 26 | 2019-10-26 | 681164 | Sus | Y | WildfireMitigation¦PublicSafetyPowerShutoff¦CircuitBreaker¦Normal
19-0117483 | Vegetation | Tree - branch fell on line | Conductor, Overhead | Broken | 2019 | Tier 3 - Extreme | Distribution Circuit | 10 | 26 | 2019-10-26 | 689631 | Sus | Y | Vegetation¦Treebranchfellonline¦ConductorOverhead¦Broken
19-0121770 | Equipment Failure/Involved | Overhead | Fuse | Failed/Faulted | 2019 | Tier 2 - Elevated | Distribution Circuit | 11 | 6 | 2019-11-06 | 700693 | Sus | Y | EquipmentFailureInvolved¦Overhead¦Fuse¦FailedFaulted
19-0129138 | Equipment Failure/Involved | Overhead | Conductor, Overhead | Broken, wire on ground | 2019 | Tier 2 - Elevated | Distribution Circuit | 11 | 26 | 2019-11-26 | 715996 | Sus | Y | EquipmentFailureInvolved¦Overhead¦ConductorOverhead¦Brokenwireonground
19-0131449 | 3rd Party | Vehicle | Pole-Wood | Broken | 2019 | Tier 2 - Elevated | Distribution Circuit | 11 | 30 | 2019-11-30 | 724584 | Sus | Y | 3rdParty¦Vehicle¦PoleWood¦Broken
19-0135011 | Equipment Failure/Involved | Overhead | Insulator | Broken | 2019 | Tier 2 - Elevated | Distribution Circuit | 12 | 8 | 2019-12-08 | 733632 | Sus | N | EquipmentFailureInvolved¦Overhead¦Insulator¦Broken
19-0135276 | Unknown Cause | Patrol - found nothing |  |  | 2019 | Tier 2 - Elevated | Distribution Circuit | 12 | 9 | 2019-12-09 | 734713 | Sus | N | UnknownCause¦Patrolfoundnothing¦¦
19-0137629 | Vegetation | Tree - fell into line | Conductor, Overhead | Broken, wire on ground | 2019 | Tier 2 - Elevated | Distribution Circuit | 12 | 22 | 2019-12-22 | 748181 | Sus | N | Vegetation¦Treefellintoline¦ConductorOverhead¦Brokenwireonground
20-0006115 | Unknown Cause | Patrol - found nothing |  |  | 2020 | Tier 2 - Elevated | Distribution Circuit | 1 | 8 | 2020-01-08 | 756824 | Sus | N | UnknownCause¦Patrolfoundnothing¦¦
20-0019154 | Vegetation | Tree - branch fell on line | Conductor, Overhead | Normal | 2020 | Tier 3 - Extreme | Distribution Circuit | 2 | 9 | 2020-02-09 | 782800 | Sus | N | Vegetation¦Treebranchfellonline¦ConductorOverhead¦Normal
20-0019259 | Equipment Failure/Involved | Overhead | Transformer | Failed/Faulted | 2020 | Tier 2 - Elevated | Transformer only | 2 | 9 | 2020-02-09 | 783365 | Sus | N | EquipmentFailureInvolved¦Overhead¦Transformer¦FailedFaulted
20-0019378 | Equipment Failure/Involved | Overhead | Jumper | Broken | 2020 | Tier 2 - Elevated | Transformer only | 2 | 9 | 2020-02-09 | 785040 | Sus | N | EquipmentFailureInvolved¦Overhead¦Jumper¦Broken
20-0019424 | Vegetation | Tree - fell into line | Conductor, Overhead | Together | 2020 | Tier 3 - Extreme | Distribution Circuit | 2 | 9 | 2020-02-09 | 785411 | Sus | N | Vegetation¦Treefellintoline¦ConductorOverhead¦Together
20-0019429 | Vegetation | Tree - fell into line | Pole-Wood | Broken, wire on ground | 2020 | Tier 3 - Extreme | Distribution Circuit | 2 | 9 | 2020-02-09 | 785433 | Sus | N | Vegetation¦Treefellintoline¦PoleWood¦Brokenwireonground
20-0019907 | Vegetation | Tree - branch fell on line | Conductor, Overhead | Normal | 2020 | Tier 3 - Extreme | Distribution Circuit | 2 | 9 | 2020-02-09 | 786144 | Sus | N | Vegetation¦Treebranchfellonline¦ConductorOverhead¦Normal
20-0020132 | Unknown Cause | Patrol - found nothing |  |  | 2020 | Tier 3 - Extreme | Distribution Circuit | 2 | 9 | 2020-02-09 | 782289 | Sus | N | UnknownCause¦Patrolfoundnothing¦¦
20-0020523 | 3rd Party | Tree - cutting, 3rd party | Service conductor | Broken, wire on ground | 2020 | Tier 2 - Elevated | Distribution Circuit | 2 | 11 | 2020-02-11 | 788670 | Sus | N | 3rdParty¦Treecutting3rdparty¦Serviceconductor¦Brokenwireonground
20-0020571 | Vegetation | Tree - branch fell on line | Conductor, Overhead | Normal | 2020 | Tier 3 - Extreme | Distribution Circuit | 2 | 9 | 2020-02-09 | 784893 | Sus | N | Vegetation¦Treebranchfellonline¦ConductorOverhead¦Normal
20-0020751 | Unknown Cause | Patrol - found nothing |  |  | 2020 | Tier 3 - Extreme | Distribution Circuit | 2 | 11 | 2020-02-11 | 788258 | Sus | N | UnknownCause¦Patrolfoundnothing¦¦
20-0022617 | Equipment Failure/Involved | Underground | Conductor, Underground | Broken | 2020 | Tier 2 - Elevated | Distribution Circuit | 2 | 15 | 2020-02-15 | 791954 | Sus | N | EquipmentFailureInvolved¦Underground¦ConductorUnderground¦Broken
20-0025581 | Unknown Cause | Patrol - not conducted |  |  | 2020 | Tier 2 - Elevated | Distribution Circuit | 2 | 25 | 2020-02-25 | 806454 | Sus | N | UnknownCause¦Patrolnotconducted¦¦
20-0028332 | 3rd Party | Tree - cutting, 3rd party | Pole-Wood | Broken, wire on object | 2020 | Tier 3 - Extreme | Distribution Circuit | 3 | 3 | 2020-03-03 | 826681 | Sus | N | 3rdParty¦Treecutting3rdparty¦PoleWood¦Brokenwireonobject
20-0032386 | Unknown Cause | Patrol - not conducted |  |  | 2020 | Tier 3 - Extreme | Distribution Circuit | 3 | 15 | 2020-03-15 | 852633 | Sus | N | UnknownCause¦Patrolnotconducted¦¦
20-0032408 | Environmental/External | Lightning | Transformer | Failed/Faulted | 2020 | Tier 3 - Extreme | Transformer only | 3 | 15 | 2020-03-15 | 852634 | Sus | N | EnvironmentalExternal¦Lightning¦Transformer¦FailedFaulted
20-0032787 | Vegetation | Tree - bark fell into line | Transformer (OH) | Normal | 2020 | Tier 2 - Elevated | Distribution Circuit | 3 | 16 | 2020-03-16 | 854433 | Sus | N | Vegetation¦Treebarkfellintoline¦Transformer(OH)¦Normal
20-0033199 | Equipment Failure/Involved | Overhead | Lightning Arrestor | Failed/Faulted | 2020 | Tier 3 - Extreme | Transformer only | 3 | 17 | 2020-03-17 | 856380 | Sus | N | EquipmentFailureInvolved¦Overhead¦LightningArrestor¦FailedFaulted
20-0033291 | Vegetation | Tree - fell into line | Secondary | On Ground | 2020 | Tier 2 - Elevated | Transformer only | 3 | 17 | 2020-03-17 | 856328 | Sus | N | Vegetation¦Treefellintoline¦Secondary¦OnGround
20-0036415 | Equipment Failure/Involved | Overhead | Transformer (OH) | Failed/Faulted | 2020 | Tier 2 - Elevated | Distribution Circuit | 3 | 26 | 2020-03-26 | 866093 | Sus | N | EquipmentFailureInvolved¦Overhead¦Transformer(OH)¦FailedFaulted
20-0036484 | Unknown Cause | Patrol - not conducted |  |  | 2020 | Tier 2 - Elevated | Distribution Circuit | 3 | 26 | 2020-03-26 | 867693 | Sus | N | UnknownCause¦Patrolnotconducted¦¦
20-0038402 | Vegetation | Tree - grew into line | Conductor, Overhead | Normal | 2020 | Tier 2 - Elevated | Distribution Circuit | 4 | 4 | 2020-04-04 | 882288 | Sus | N | Vegetation¦Treegrewintoline¦ConductorOverhead¦Normal
20-0038935 | Vegetation | Tree - branch fell on line | Conductor, Overhead | Normal | 2020 | Tier 3 - Extreme | Distribution Circuit | 4 | 6 | 2020-04-06 | 885155 | Sus | N | Vegetation¦Treebranchfellonline¦ConductorOverhead¦Normal
20-0039278 | Unknown Cause | Patrol - found nothing |  |  | 2020 | Tier 3 - Extreme | Distribution Circuit | 4 | 7 | 2020-04-07 | 888105 | Sus | N | UnknownCause¦Patrolfoundnothing¦¦
20-0039413 | Vegetation | Tree - fell into line | Other | Broken | 2020 | Tier 3 - Extreme | Distribution Circuit | 4 | 7 | 2020-04-07 | 890257 | Sus | N | Vegetation¦Treefellintoline¦Other¦Broken
20-0040657 | Unknown Cause | Patrol - found nothing |  |  | 2020 | Tier 2 - Elevated | Distribution Circuit | 4 | 12 | 2020-04-12 | 894073 | Sus | N | UnknownCause¦Patrolfoundnothing¦¦
20-0042490 | Unknown Cause | Patrol - found nothing |  |  | 2020 | Tier 3 - Extreme | Distribution Circuit | 4 | 17 | 2020-04-17 | 897192 | Sus | N | UnknownCause¦Patrolfoundnothing¦¦
20-0049390 | Equipment Failure/Involved | Overhead | Transformer (OH) | Failed/Faulted | 2020 | Tier 2 - Elevated | Distribution Circuit | 5 | 12 | 2020-05-12 | 912038 | Sus | Y | EquipmentFailureInvolved¦Overhead¦Transformer(OH)¦FailedFaulted
20-0053808 | Equipment Failure/Involved | Overhead | Transformer (OH) | Failed/Faulted | 2020 | Tier 2 - Elevated | Distribution Circuit | 5 | 25 | 2020-05-25 | 920850 | Sus | Y | EquipmentFailureInvolved¦Overhead¦Transformer(OH)¦FailedFaulted
20-0055932 | Environmental/External | Lightning | Transformer | Failed/Faulted | 2020 | Tier 2 - Elevated | Transformer only | 5 | 30 | 2020-05-30 | 926328 | Sus | Y | EnvironmentalExternal¦Lightning¦Transformer¦FailedFaulted
20-0056998 | Unknown Cause | Patrol - found nothing |  |  | 2020 | Tier 3 - Extreme | Distribution Circuit | 6 | 3 | 2020-06-03 | 929500 | Sus | Y | UnknownCause¦Patrolfoundnothing¦¦
20-0057252 | Vegetation | Tree - fell into line | Conductor, Overhead | Broken | 2020 | Tier 3 - Extreme | Distribution Circuit | 6 | 3 | 2020-06-03 | 929618 | Sus | Y | Vegetation¦Treefellintoline¦ConductorOverhead¦Broken
20-0064462 | Unknown Cause | Patrol - found nothing |  |  | 2020 | Tier 3 - Extreme | Distribution Circuit | 6 | 24 | 2020-06-24 | 946276 | Sus | Y | UnknownCause¦Patrolfoundnothing¦¦
20-0066750 | Equipment Failure/Involved | Overhead | Conductor, Overhead | Deteriorated | 2020 | Tier 3 - Extreme | Distribution Circuit | 6 | 30 | 2020-06-30 | 955285 | Sus | Y | EquipmentFailureInvolved¦Overhead¦ConductorOverhead¦Deteriorated
20-0072435 | Unknown Cause | Patrol - found nothing |  |  | 2020 | Tier 3 - Extreme | Distribution Circuit | 7 | 15 | 2020-07-15 | 965616 | Sus | Y | UnknownCause¦Patrolfoundnothing¦¦
20-0073266 | Vegetation | Tree - fell into line | Secondary | Normal | 2020 | Tier 2 - Elevated | Transformer only | 7 | 18 | 2020-07-18 | 967066 | Sus | Y | Vegetation¦Treefellintoline¦Secondary¦Normal
20-0073488 | Equipment Failure/Involved | Overhead | Lightning Arrestor | Failed/Faulted | 2020 | Tier 3 - Extreme | Distribution Circuit | 7 | 19 | 2020-07-19 | 967916 | Sus | Y | EquipmentFailureInvolved¦Overhead¦LightningArrestor¦FailedFaulted
20-0082042 | Unknown Cause | Patrol - found nothing |  |  | 2020 | Tier 3 - Extreme | Distribution Circuit | 8 | 11 | 2020-08-11 | 991994 | Sus | Y | UnknownCause¦Patrolfoundnothing¦¦
20-0085004 | Equipment Failure/Involved | Overhead | Transformer (OH) | Broken | 2020 | Tier 2 - Elevated | Distribution Circuit | 8 | 16 | 2020-08-16 | 1012923 | Sus | Y | EquipmentFailureInvolved¦Overhead¦Transformer(OH)¦Broken
20-0085910 | Equipment Failure/Involved | Overhead | Transformer | Failed/Faulted | 2020 | Tier 2 - Elevated | Transformer only | 8 | 17 | 2020-08-17 | 1017113 | Sus | Y | EquipmentFailureInvolved¦Overhead¦Transformer¦FailedFaulted
20-0093764 | Equipment Failure/Involved | Overhead | Transformer (OH) | Failed/Faulted | 2020 | Tier 2 - Elevated | Transformer only | 9 | 5 | 2020-09-05 | 1056373 | Sus | Y | EquipmentFailureInvolved¦Overhead¦Transformer(OH)¦FailedFaulted
20-0093890 | Unknown Cause | Patrol - found nothing |  |  | 2020 | Tier 2 - Elevated | Distribution Circuit | 9 | 6 | 2020-09-06 | 1056820 | Sus | Y | UnknownCause¦Patrolfoundnothing¦¦
20-0094540 | Wildfire Mitigation | Public Safety Power Shut-off | Conductor, Overhead | Normal | 2020 | Tier 2 - Elevated | Distribution Circuit | 9 | 8 | 2020-09-08 | 1060257 | Sus | Y | WildfireMitigation¦PublicSafetyPowerShutoff¦ConductorOverhead¦Normal
20-0096444 | Vegetation | Tree - branch fell on line | Conductor, Overhead | Normal | 2020 | Tier 2 - Elevated | Distribution Circuit | 9 | 11 | 2020-09-11 | 1064502 | Sus | Y | Vegetation¦Treebranchfellonline¦ConductorOverhead¦Normal
20-0099114 | 3rd Party | Vehicle | Pole-Wood | Broken | 2020 | Tier 2 - Elevated | Distribution Circuit | 9 | 18 | 2020-09-18 | 1082020 | Sus | Y | 3rdParty¦Vehicle¦PoleWood¦Broken
20-0099814 | Environmental/External | Fire, Forest/Grass | Conductor, Overhead | Burned/flashed | 2020 | Tier 3 - Extreme | Distribution Circuit | 9 | 7 | 2020-09-07 | 1086119 | Sus | Y | EnvironmentalExternal¦FireForestGrass¦ConductorOverhead¦Burnedflashed
20-0100220 | Environmental/External | Fire, Forest/Grass | Conductor, Overhead | Burned/flashed | 2020 | Tier 3 - Extreme | Distribution Circuit | 9 | 7 | 2020-09-07 | 1088007 | Sus | Y | EnvironmentalExternal¦FireForestGrass¦ConductorOverhead¦Burnedflashed
20-0102009 | Wildfire Mitigation | Public Safety Power Shut-off |  |  | 2020 | Tier 2 - Elevated | Transformer only | 9 | 27 | 2020-09-27 | 1094988 | Sus | Y | WildfireMitigation¦PublicSafetyPowerShutoff¦¦
20-0102312 | Unknown Cause | Patrol - found nothing |  |  | 2020 | Tier 2 - Elevated | Distribution Circuit | 9 | 28 | 2020-09-28 | 1096091 | Sus | Y | UnknownCause¦Patrolfoundnothing¦¦
20-0103276 | Unknown Cause | Patrol - found nothing |  |  | 2020 | Tier 2 - Elevated | Distribution Circuit | 9 | 30 | 2020-09-30 | 1100878 | Sus | Y | UnknownCause¦Patrolfoundnothing¦¦
20-0104934 | Vegetation | Tree - branch fell on line | Conductor, Overhead | Broken, wire on ground | 2020 | Tier 3 - Extreme | Distribution Circuit | 10 | 4 | 2020-10-04 | 1110810 | Sus | Y | Vegetation¦Treebranchfellonline¦ConductorOverhead¦Brokenwireonground
20-0107165 | Equipment Failure/Involved | Overhead | Transformer (OH) | Leaking | 2020 | Tier 2 - Elevated | Transformer only | 10 | 9 | 2020-10-09 | 1114598 | Sus | Y | EquipmentFailureInvolved¦Overhead¦Transformer(OH)¦Leaking
20-0109369 | Equipment Failure/Involved | Overhead | Conductor, Overhead | Broken, wire on ground | 2020 | Tier 2 - Elevated | Distribution Circuit | 10 | 15 | 2020-10-15 | 1118800 | Sus | Y | EquipmentFailureInvolved¦Overhead¦ConductorOverhead¦Brokenwireonground
20-0113092 | Wildfire Mitigation | Public Safety Power Shut-off | Switch (OH) | Normal | 2020 | Tier 2 - Elevated | Distribution Circuit | 10 | 25 | 2020-10-25 | 1127297 | Sus | Y | WildfireMitigation¦PublicSafetyPowerShutoff¦Switch(OH)¦Normal
20-0118416 | Vegetation | Tree - branch fell on line | Conductor, Overhead | Normal | 2020 | Tier 3 - Extreme | Distribution Circuit | 11 | 8 | 2020-11-08 | 1139077 | Sus | Y | Vegetation¦Treebranchfellonline¦ConductorOverhead¦Normal
20-0125572 | Animal | Squirrel | Conductor, Overhead | Normal | 2020 | Tier 2 - Elevated | Distribution Circuit | 11 | 28 | 2020-11-28 | 1155447 | Sus | Y | Animal¦Squirrel¦ConductorOverhead¦Normal
20-0127545 | Unknown Cause | Patrol - not conducted |  |  | 2020 | Tier 2 - Elevated | Distribution Circuit | 12 | 4 | 2020-12-04 | 1161885 | Sus | N | UnknownCause¦Patrolnotconducted¦¦
20-0128436 | Vegetation | Tree - fell into line | Pole-Wood | Broken | 2020 | Tier 2 - Elevated | Distribution Circuit | 12 | 7 | 2020-12-07 | 1167469 | Sus | N | Vegetation¦Treefellintoline¦PoleWood¦Broken
20-0128514 | Unknown Cause | Patrol - found nothing |  |  | 2020 | Tier 3 - Extreme | Distribution Circuit | 12 | 7 | 2020-12-07 | 1168121 | Sus | N | UnknownCause¦Patrolfoundnothing¦¦
21-0013255 | Vegetation | Tree - fell into line | Conductor, Overhead | Broken, wire on ground | 2021 | Tier 2 - Elevated | Distribution Circuit | 1 | 23 | 2021-01-23 | 1221768 | Sus | N | Vegetation¦Treefellintoline¦ConductorOverhead¦Brokenwireonground
21-0014650 | Unknown Cause | Patrol - found nothing |  |  | 2021 | Tier 2 - Elevated | Distribution Circuit | 1 | 26 | 2021-01-26 | 1226107 | Sus | N | UnknownCause¦Patrolfoundnothing¦¦
21-0017075 | Equipment Failure/Involved | Overhead | Crossarm, Wood | Burned/flashed | 2021 | Tier 3 - Extreme | Distribution Circuit | 1 | 28 | 2021-01-28 | 1238269 | Sus | N | EquipmentFailureInvolved¦Overhead¦CrossarmWood¦Burnedflashed
21-0017106 | Vegetation | Tree - fell into line | Crossarm, Wood | Broken, wire on ground | 2021 | Tier 2 - Elevated | Distribution Circuit | 1 | 28 | 2021-01-28 | 1238425 | Sus | N | Vegetation¦Treefellintoline¦CrossarmWood¦Brokenwireonground
21-0017545 | Vegetation | Tree - fell into line | Conductor, Overhead | Broken, wire on ground | 2021 | Tier 3 - Extreme | Distribution Circuit | 1 | 28 | 2021-01-28 | 1238622 | Sus | N | Vegetation¦Treefellintoline¦ConductorOverhead¦Brokenwireonground
21-0023300 | Unknown Cause | Patrol - found nothing |  |  | 2021 | Tier 2 - Elevated | Transformer only | 2 | 8 | 2021-02-08 | 1251013 | Sus | N | UnknownCause¦Patrolfoundnothing¦¦
21-0024028 | Equipment Failure/Involved | Overhead | Pole-Wood | Broken | 2021 | Tier 3 - Extreme | Distribution Circuit | 2 | 10 | 2021-02-10 | 1252369 | Sus | N | EquipmentFailureInvolved¦Overhead¦PoleWood¦Broken
21-0036442 | Vegetation | Tree - fell into line | Conductor, Overhead | Normal | 2021 | Tier 3 - Extreme | Distribution Circuit | 3 | 15 | 2021-03-15 | 1282653 | Sus | N | Vegetation¦Treefellintoline¦ConductorOverhead¦Normal
21-0042467 | Vegetation | Tree - fell into line | Service conductor | Broken, wire on ground | 2021 | Tier 2 - Elevated | Transformer only | 3 | 29 | 2021-03-29 | 1302904 | Sus | N | Vegetation¦Treefellintoline¦Serviceconductor¦Brokenwireonground
21-0059297 | Equipment Failure/Involved | Overhead | Transformer (OH) | Failed/Faulted | 2021 | Tier 3 - Extreme | Transformer only | 5 | 10 | 2021-05-10 | 1344874 | Sus | Y | EquipmentFailureInvolved¦Overhead¦Transformer(OH)¦FailedFaulted
21-0061804 | Vegetation | Tree - grew into line | Transformer | Arcing | 2021 | Tier 2 - Elevated | Transformer only | 5 | 15 | 2021-05-15 | 1349845 | Sus | Y | Vegetation¦Treegrewintoline¦Transformer¦Arcing
21-0063525 | Equipment Failure/Involved | Overhead | Transformer (OH) | Failed/Faulted | 2021 | Tier 2 - Elevated | Transformer only | 5 | 19 | 2021-05-19 | 1353798 | Sus | Y | EquipmentFailureInvolved¦Overhead¦Transformer(OH)¦FailedFaulted
21-0064080 | Vegetation | Tree - fell into line | Conductor, Overhead | Normal | 2021 | Tier 2 - Elevated | Distribution Circuit | 5 | 20 | 2021-05-20 | 1354772 | Sus | Y | Vegetation¦Treefellintoline¦ConductorOverhead¦Normal
21-0067684 | 3rd Party | Vehicle | Pole-Wood | Broken | 2021 | Tier 2 - Elevated | Distribution Circuit | 5 | 29 | 2021-05-29 | 1361133 | Sus | Y | 3rdParty¦Vehicle¦PoleWood¦Broken
21-0068448 | Equipment Failure/Involved | Overhead | Transformer (OH) | Failed/Faulted | 2021 | Tier 2 - Elevated | Distribution Circuit | 6 | 1 | 2021-06-01 | 1363097 | Sus | Y | EquipmentFailureInvolved¦Overhead¦Transformer(OH)¦FailedFaulted
21-0070672 | Vegetation | Tree - fell into line | Conductor, Overhead | Broken, wire on ground | 2021 | Tier 3 - Extreme | Distribution Circuit | 6 | 6 | 2021-06-06 | 1367135 | Sus | Y | Vegetation¦Treefellintoline¦ConductorOverhead¦Brokenwireonground
21-0079395 | Unknown Cause | Patrol - found nothing |  |  | 2021 | Tier 2 - Elevated | Transformer only | 6 | 24 | 2021-06-24 | 1384175 | Sus | Y | UnknownCause¦Patrolfoundnothing¦¦
21-0084757 | Equipment Failure/Involved | Overhead | Conductor, Overhead | Broken, wire on ground | 2021 | Tier 2 - Elevated | Distribution Circuit | 7 | 4 | 2021-07-04 | 1391531 | Sus | Y | EquipmentFailureInvolved¦Overhead¦ConductorOverhead¦Brokenwireonground
21-0087759 | Equipment Failure/Involved | Overhead | Transformer (OH) | Failed/Faulted | 2021 | Tier 3 - Extreme | Transformer only | 7 | 11 | 2021-07-11 | 1399516 | Sus | Y | EquipmentFailureInvolved¦Overhead¦Transformer(OH)¦FailedFaulted
21-0090369 | Equipment Failure/Involved | Overhead | Lightning Arrestor | Broken | 2021 | Tier 2 - Elevated | Distribution Circuit | 7 | 15 | 2021-07-15 | 1405478 | Sus | Y | EquipmentFailureInvolved¦Overhead¦LightningArrestor¦Broken
21-0092071 | Environmental/External | Lightning | Transformer (OH) | Failed/Faulted | 2021 | Tier 2 - Elevated | Transformer only | 7 | 19 | 2021-07-19 | 1408531 | Sus | Y | EnvironmentalExternal¦Lightning¦Transformer(OH)¦FailedFaulted
21-0093116 | Equipment Failure/Involved | Overhead | Transformer (OH) | Broken | 2021 | Tier 2 - Elevated | Transformer only | 7 | 21 | 2021-07-21 | 1410420 | Sus | Y | EquipmentFailureInvolved¦Overhead¦Transformer(OH)¦Broken
21-0094947 | Vegetation | Tree - fell into line | Pole-Wood | Broken, wire on ground | 2021 | Tier 3 - Extreme | Distribution Circuit | 7 | 26 | 2021-07-26 | 1414895 | Sus | Y | Vegetation¦Treefellintoline¦PoleWood¦Brokenwireonground
21-0104294 | Equipment Failure/Involved | Overhead | Secondary | Burned Open | 2021 | Tier 2 - Elevated | Transformer only | 8 | 13 | 2021-08-13 | 1441998 | Sus | Y | EquipmentFailureInvolved¦Overhead¦Secondary¦BurnedOpen
21-0106965 | Unknown Cause | Patrol - found nothing |  |  | 2021 | Tier 2 - Elevated | Distribution Circuit | 8 | 19 | 2021-08-19 | 1447640 | Sus | Y | UnknownCause¦Patrolfoundnothing¦¦
21-0110474 | Unknown Cause | Patrol - found nothing |  |  | 2021 | Tier 2 - Elevated | Distribution Circuit | 8 | 27 | 2021-08-27 | 1456025 | Sus | Y | UnknownCause¦Patrolfoundnothing¦¦
21-0110814 | Equipment Failure/Involved | Overhead | Transformer | Failed/Faulted | 2021 | Tier 2 - Elevated | Transformer only | 8 | 29 | 2021-08-29 | 1457699 | Sus | Y | EquipmentFailureInvolved¦Overhead¦Transformer¦FailedFaulted
21-0112036 | Unknown Cause | Patrol - found nothing |  |  | 2021 | Tier 2 - Elevated | Distribution Circuit | 9 | 1 | 2021-09-01 | 1459625 | Sus | Y | UnknownCause¦Patrolfoundnothing¦¦
21-0112946 | Equipment Failure/Involved | Overhead | Transformer (OH) | Broken | 2021 | Tier 2 - Elevated | Transformer only | 9 | 2 | 2021-09-02 | 1461144 | Sus | Y | EquipmentFailureInvolved¦Overhead¦Transformer(OH)¦Broken
21-0115403 | Vegetation | Tree - fell into line | Conductor, Overhead | Normal | 2021 | Tier 3 - Extreme | Distribution Circuit | 9 | 9 | 2021-09-09 | 1466152 | Sus | Y | Vegetation¦Treefellintoline¦ConductorOverhead¦Normal
21-0122325 | Animal | Squirrel | Fuse | Burned Open | 2021 | Tier 2 - Elevated | Distribution Circuit | 9 | 25 | 2021-09-25 | 1480383 | Sus | Y | Animal¦Squirrel¦Fuse¦BurnedOpen
21-0126463 | Vegetation | Tree - fell into line | Switch (OH) | Normal | 2021 | Tier 2 - Elevated | Distribution Circuit | 10 | 6 | 2021-10-06 | 1488304 | Sus | Y | Vegetation¦Treefellintoline¦Switch(OH)¦Normal
21-0128349 | Wildfire Mitigation | Public Safety Power Shut-off | Fuse | Normal | 2021 | Tier 2 - Elevated | Distribution Circuit | 10 | 11 | 2021-10-11 | 1492465 | Sus | Y | WildfireMitigation¦PublicSafetyPowerShutoff¦Fuse¦Normal
21-0135906 | Unknown Cause | Patrol - found nothing |  |  | 2021 | Tier 2 - Elevated | Transformer only | 10 | 24 | 2021-10-24 | 1509006 | Sus | Y | UnknownCause¦Patrolfoundnothing¦¦
21-0136038 | Vegetation | Tree - fell into line | Conductor, Overhead | Normal | 2021 | Tier 3 - Extreme | Distribution Circuit | 10 | 24 | 2021-10-24 | 1508549 | Sus | Y | Vegetation¦Treefellintoline¦ConductorOverhead¦Normal
21-0136661 | Vegetation | Tree - fell into line | Conductor, Overhead | Broken, wire on ground | 2021 | Tier 3 - Extreme | Distribution Circuit | 10 | 24 | 2021-10-24 | 1515587 | Sus | Y | Vegetation¦Treefellintoline¦ConductorOverhead¦Brokenwireonground
21-0144467 | Equipment Failure/Involved | Overhead | Transformer (OH) | Failed/Faulted | 2021 | Tier 2 - Elevated | Transformer only | 11 | 10 | 2021-11-10 | 1539901 | Sus | Y | EquipmentFailureInvolved¦Overhead¦Transformer(OH)¦FailedFaulted
21-0148143 | Animal | Squirrel | Transformer (OH) | Failed/Faulted | 2021 | Tier 3 - Extreme | Transformer only | 11 | 18 | 2021-11-18 | 1549481 | Sus | Y | Animal¦Squirrel¦Transformer(OH)¦FailedFaulted
21-0156944 | 3rd Party | Vehicle | Pole-Wood | Broken | 2021 | Tier 2 - Elevated | Distribution Circuit | 12 | 13 | 2021-12-13 | 1566175 | Sus | N | 3rdParty¦Vehicle¦PoleWood¦Broken
21-0157296 | Unknown Cause | Patrol - found nothing |  |  | 2021 | Tier 2 - Elevated | Transformer only | 12 | 13 | 2021-12-13 | 1567089 | Sus | N | UnknownCause¦Patrolfoundnothing¦¦
21-0157390 | Unknown Cause | Patrol - found nothing |  |  | 2021 | Tier 3 - Extreme | Distribution Circuit | 12 | 13 | 2021-12-13 | 1567576 | Sus | N | UnknownCause¦Patrolfoundnothing¦¦
21-0157654 | Unknown Cause | Patrol - not conducted |  |  | 2021 | Tier 2 - Elevated | Distribution Circuit | 12 | 13 | 2021-12-13 | 1568925 | Sus | N | UnknownCause¦Patrolnotconducted¦¦
21-0157760 | Unknown Cause | Patrol - not conducted |  |  | 2021 | Tier 2 - Elevated | Distribution Circuit | 12 | 13 | 2021-12-13 | 1569080 | Sus | N | UnknownCause¦Patrolnotconducted¦¦
21-0158054 | Vegetation | Tree - bark fell into line | Transformer (OH) | Normal | 2021 | Tier 2 - Elevated | Transformer only | 12 | 14 | 2021-12-14 | 1570580 | Sus | N | Vegetation¦Treebarkfellintoline¦Transformer(OH)¦Normal
21-0158064 | Unknown Cause | Patrol - not conducted |  |  | 2021 | Tier 2 - Elevated | Distribution Circuit | 12 | 14 | 2021-12-14 | 1569697 | Sus | N | UnknownCause¦Patrolnotconducted¦¦
21-0158185 | Vegetation | Tree - bark fell into line | Conductor, Overhead | Broken, wire on ground | 2021 | Tier 2 - Elevated | Distribution Circuit | 12 | 14 | 2021-12-14 | 1570174 | Sus | N | Vegetation¦Treebarkfellintoline¦ConductorOverhead¦Brokenwireonground
21-0159290 | Equipment Failure/Involved | Overhead | Conductor, Overhead | Broken, wire on ground | 2021 | Tier 2 - Elevated | Distribution Circuit | 12 | 17 | 2021-12-17 | 1575483 | Sus | N | EquipmentFailureInvolved¦Overhead¦ConductorOverhead¦Brokenwireonground
21-0159574 | Equipment Failure/Involved | Overhead | Fuse | Broken | 2021 | Tier 2 - Elevated | Transformer only | 12 | 18 | 2021-12-18 | 1577003 | Sus | N | EquipmentFailureInvolved¦Overhead¦Fuse¦Broken
21-0160115 | Equipment Failure/Involved | Overhead | Conductor, Overhead | Normal | 2021 | Tier 2 - Elevated | Distribution Circuit | 12 | 22 | 2021-12-22 | 1579134 | Sus | N | EquipmentFailureInvolved¦Overhead¦ConductorOverhead¦Normal
21-0160321 | Equipment Failure/Involved | Overhead | Transformer | Burned/flashed | 2021 | Tier 3 - Extreme | Transformer only | 12 | 23 | 2021-12-23 | 1580054 | Sus | N | EquipmentFailureInvolved¦Overhead¦Transformer¦Burnedflashed
21-0160956 | Vegetation | Tree - branch fell on line | Conductor, Overhead | Broken, wire on ground | 2021 | Tier 2 - Elevated | Distribution Circuit | 12 | 27 | 2021-12-27 | 1584322 | Sus | N | Vegetation¦Treebranchfellonline¦ConductorOverhead¦Brokenwireonground
21-0161183 | Equipment Failure/Involved | Overhead | Cutout, fuse holder | Failed/Faulted | 2021 | Tier 2 - Elevated | Distribution Circuit | 12 | 27 | 2021-12-27 | 1584518 | Sus | N | EquipmentFailureInvolved¦Overhead¦Cutoutfuseholder¦FailedFaulted
21-0161410 | Vegetation | Tree - fell into line | Conductor, Overhead | Broken, wire on ground | 2021 | Tier 3 - Extreme | Distribution Circuit | 12 | 28 | 2021-12-28 | 1587348 | Sus | N | Vegetation¦Treefellintoline¦ConductorOverhead¦Brokenwireonground
21-0161489 | Vegetation | Tree - fell into line | Crossarm, Wood | Broken, wire on ground | 2021 | Tier 3 - Extreme | Distribution Circuit | 12 | 29 | 2021-12-29 | 1587919 | Sus | N | Vegetation¦Treefellintoline¦CrossarmWood¦Brokenwireonground
22-0005278 | Equipment Failure/Involved | Overhead | Transformer (OH) | Broken | 2022 | Tier 2 - Elevated | Transformer only | 1 | 3 | 2022-01-03 | 1592731 | Sus | N | EquipmentFailureInvolved¦Overhead¦Transformer(OH)¦Broken
22-0006537 | Vegetation | Tree - fell into line | Conductor, Overhead | Broken, wire on ground | 2021 | Tier 3 - Extreme | Distribution Circuit | 12 | 27 | 2021-12-27 | 1595933 | Sus | N | Vegetation¦Treefellintoline¦ConductorOverhead¦Brokenwireonground
22-0011312 | Vegetation | Tree - cutting, PG&E contractor | Conductor, Overhead | Broken, wire on ground | 2022 | Tier 3 - Extreme | Distribution Circuit | 1 | 19 | 2022-01-19 | 1605245 | Sus | N | Vegetation¦TreecuttingPG&Econtractor¦ConductorOverhead¦Brokenwireonground
22-0012898 | Vegetation | Tree - fell into line | Conductor, Overhead | Broken, wire on ground | 2022 | Tier 3 - Extreme | Distribution Circuit | 1 | 22 | 2022-01-22 | 1608571 | Sus | N | Vegetation¦Treefellintoline¦ConductorOverhead¦Brokenwireonground
22-0013219 | Vegetation | Tree - fell into line | Conductor, Overhead | Broken, wire on ground | 2022 | Tier 3 - Extreme | Distribution Circuit | 1 | 21 | 2022-01-21 | 1607896 | Sus | N | Vegetation¦Treefellintoline¦ConductorOverhead¦Brokenwireonground
22-0015365 | Equipment Failure/Involved | Overhead | Connector or Splice (OH) | Broken | 2022 | Tier 3 - Extreme | Transformer only | 1 | 27 | 2022-01-27 | 1614553 | Sus | N | EquipmentFailureInvolved¦Overhead¦ConnectororSplice(OH)¦Broken
22-0016765 | Unknown Cause | Patrol - found nothing |  |  | 2022 | Tier 3 - Extreme | Distribution Circuit | 2 | 1 | 2022-02-01 | 1617612 | Sus | N | UnknownCause¦Patrolfoundnothing¦¦
22-0025438 | Vegetation | Tree - fell into line | Conductor, Overhead | Normal | 2022 | Tier 2 - Elevated | Distribution Circuit | 2 | 23 | 2022-02-23 | 1634518 | Sus | N | Vegetation¦Treefellintoline¦ConductorOverhead¦Normal
22-0026220 | Equipment Failure/Involved | Overhead | Pole-Wood | Deteriorated | 2022 | Tier 3 - Extreme | Distribution Circuit | 2 | 24 | 2022-02-24 | 1635608 | Sus | N | EquipmentFailureInvolved¦Overhead¦PoleWood¦Deteriorated
22-0030130 | Equipment Failure/Involved | Overhead | Conductor, Overhead | Together | 2022 | Tier 2 - Elevated | Distribution Circuit | 3 | 4 | 2022-03-04 | 1642328 | Sus | N | EquipmentFailureInvolved¦Overhead¦ConductorOverhead¦Together
22-0045615 | Vegetation | Tree - fell into line | Conductor, Overhead | Broken, wire on ground | 2022 | Tier 3 - Extreme | Distribution Circuit | 4 | 11 | 2022-04-11 | 1668788 | Sus | N | Vegetation¦Treefellintoline¦ConductorOverhead¦Brokenwireonground
22-0045995 | Unknown Cause | Patrol - found nothing |  |  | 2022 | Tier 2 - Elevated | Distribution Circuit | 4 | 11 | 2022-04-11 | 1669723 | Sus | N | UnknownCause¦Patrolfoundnothing¦¦
22-0046689 | Unknown Cause | Patrol - found nothing |  |  | 2022 | Tier 2 - Elevated | Transformer only | 4 | 12 | 2022-04-12 | 1670522 | Sus | N | UnknownCause¦Patrolfoundnothing¦¦
22-0048777 | Animal | Squirrel |  | Failed/Faulted | 2022 | Tier 3 - Extreme | Transformer only | 4 | 14 | 2022-04-14 | 1672929 | Sus | N | Animal¦Squirrel¦¦FailedFaulted
22-0051366 | Vegetation | Tree - fell into line | Conductor, Overhead | Broken, wire on ground | 2022 | Tier 2 - Elevated | Distribution Circuit | 4 | 19 | 2022-04-19 | 1676320 | Sus | N | Vegetation¦Treefellintoline¦ConductorOverhead¦Brokenwireonground
22-0053758 | Animal | Bird found | Conductor, Overhead | Normal | 2022 | Tier 2 - Elevated | Distribution Circuit | 4 | 24 | 2022-04-24 | 1680312 | Sus | N | Animal¦Birdfound¦ConductorOverhead¦Normal
22-0072371 | 3rd Party | Tree - cutting, 3rd party | Service conductor | Broken, wire on ground | 2022 | Tier 2 - Elevated | Distribution Circuit | 6 | 9 | 2022-06-09 | 1726597 | Sus | Y | 3rdParty¦Treecutting3rdparty¦Serviceconductor¦Brokenwireonground
22-0078499 | Company Initiated | Dig in, company | Secondary | Broken | 2022 | Tier 3 - Extreme | Distribution Circuit | 6 | 25 | 2022-06-25 | 1741911 | Sus | Y | CompanyInitiated¦Digincompany¦Secondary¦Broken
22-0080875 | Unknown Cause | Patrol - found nothing |  |  | 2022 | Tier 2 - Elevated | Distribution Circuit | 7 | 1 | 2022-07-01 | 1746912 | Sus | Y | UnknownCause¦Patrolfoundnothing¦¦
22-0083601 | Vegetation | Tree - fell into line | Conductor, Overhead | Broken, wire on ground | 2022 | Tier 3 - Extreme | Distribution Circuit | 7 | 9 | 2022-07-09 | 1752341 | Sus | Y | Vegetation¦Treefellintoline¦ConductorOverhead¦Brokenwireonground
22-0091867 | Unknown Cause | Patrol - found nothing |  |  | 2022 | Tier 3 - Extreme | Distribution Circuit | 8 | 1 | 2022-08-01 | 1769789 | Sus | Y | UnknownCause¦Patrolfoundnothing¦¦
22-0092899 | Animal | Squirrel | Pothead(Riser Termination) | Normal | 2022 | Tier 3 - Extreme | Distribution Circuit | 8 | 3 | 2022-08-03 | 1771590 | Sus | Y | Animal¦Squirrel¦Pothead(RiserTermination)¦Normal
22-0094605 | Unknown Cause | Patrol - found nothing |  |  | 2022 | Tier 2 - Elevated | Distribution Circuit | 8 | 6 | 2022-08-06 | 1774964 | Sus | Y | UnknownCause¦Patrolfoundnothing¦¦
22-0096185 | Animal | Squirrel | Transformer (OH) | Burned/flashed | 2022 | Tier 2 - Elevated | Distribution Circuit | 8 | 11 | 2022-08-11 | 1778416 | Sus | Y | Animal¦Squirrel¦Transformer(OH)¦Burnedflashed
22-0099837 | Unknown Cause | Patrol - found nothing |  |  | 2022 | Tier 2 - Elevated | Distribution Circuit | 8 | 19 | 2022-08-19 | 1785338 | Sus | Y | UnknownCause¦Patrolfoundnothing¦¦
22-0100112 | Unknown Cause | Patrol - found nothing |  |  | 2022 | Tier 3 - Extreme | Distribution Circuit | 8 | 20 | 2022-08-20 | 1786137 | Sus | Y | UnknownCause¦Patrolfoundnothing¦¦
22-0104626 | Company Initiated | Personnel, company | Conductor, Overhead | Normal | 2022 | Tier 2 - Elevated | Distribution Circuit | 9 | 1 | 2022-09-01 | 1796825 | Sus | Y | CompanyInitiated¦Personnelcompany¦ConductorOverhead¦Normal
22-0105909 | Unknown Cause | Patrol - found nothing |  |  | 2022 | Tier 3 - Extreme | Distribution Circuit | 9 | 5 | 2022-09-05 | 1799670 | Sus | Y | UnknownCause¦Patrolfoundnothing¦¦
22-0106177 | Equipment Failure/Involved | Electrical Overload | Transformer (OH) |  | 2022 | Tier 3 - Extreme | Transformer only | 9 | 5 | 2022-09-05 | 1800070 | Sus | Y | EquipmentFailureInvolved¦ElectricalOverload¦Transformer(OH)¦
22-0109860 | Equipment Failure/Involved | Overhead | Conductor, Overhead | Broken | 2022 | Tier 2 - Elevated | Distribution Circuit | 9 | 13 | 2022-09-13 | 1810466 | Sus | Y | EquipmentFailureInvolved¦Overhead¦ConductorOverhead¦Broken
22-0111412 | Animal | Bird found | Fuse | Failed/Faulted | 2022 | Tier 2 - Elevated | Distribution Circuit | 9 | 16 | 2022-09-16 | 1812975 | Sus | Y | Animal¦Birdfound¦Fuse¦FailedFaulted
22-0115928 | Equipment Failure/Involved | Overhead | Transformer (OH) | Failed/Faulted | 2022 | Tier 2 - Elevated | Transformer only | 9 | 28 | 2022-09-28 | 1823582 | Sus | Y | EquipmentFailureInvolved¦Overhead¦Transformer(OH)¦FailedFaulted
22-0124404 | Animal | Squirrel | Fuse | Failed/Faulted | 2022 | Tier 3 - Extreme | Distribution Circuit | 10 | 24 | 2022-10-24 | 1844481 | Sus | Y | Animal¦Squirrel¦Fuse¦FailedFaulted
22-0125250 | Animal | Bird found | Conductor, Overhead | Normal | 2022 | Tier 2 - Elevated | Distribution Circuit | 10 | 27 | 2022-10-27 | 1846693 | Sus | Y | Animal¦Birdfound¦ConductorOverhead¦Normal
22-0129549 | Environmental/External | Lightning | Transformer (OH) | Failed/Faulted | 2022 | Tier 2 - Elevated | Distribution Circuit | 11 | 9 | 2022-11-09 | 1858754 | Sus | Y | EnvironmentalExternal¦Lightning¦Transformer(OH)¦FailedFaulted
22-0137002 | Vegetation | Tree - branch fell on line | Conductor, Overhead | Normal | 2022 | Tier 2 - Elevated | Distribution Circuit | 12 | 6 | 2022-12-06 | 1877280 | Sus | N | Vegetation¦Treebranchfellonline¦ConductorOverhead¦Normal
22-0138013 | Unknown Cause | Patrol - found nothing |  |  | 2022 | Tier 2 - Elevated | Distribution Circuit | 12 | 9 | 2022-12-09 | 1880062 | Sus | N | UnknownCause¦Patrolfoundnothing¦¦
22-0138786 | Unknown Cause | Patrol - found nothing |  |  | 2022 | Tier 2 - Elevated | Distribution Circuit | 12 | 10 | 2022-12-10 | 1884421 | Sus | N | UnknownCause¦Patrolfoundnothing¦¦
22-0139119 | Unknown Cause | Patrol - not conducted | Conductor, Overhead | Arcing | 2022 | Tier 3 - Extreme | Distribution Circuit | 12 | 11 | 2022-12-11 | 1886619 | Sus | N | UnknownCause¦Patrolnotconducted¦ConductorOverhead¦Arcing
22-0139899 | 3rd Party | Vehicle | Anchor or Guy | Broken | 2022 | Tier 2 - Elevated | Distribution Circuit | 12 | 14 | 2022-12-14 | 1889209 | Sus | N | 3rdParty¦Vehicle¦AnchororGuy¦Broken
22-0140188 | Vegetation | Tree - fell into line | Conductor, Overhead | Broken, wire on ground | 2022 | Tier 3 - Extreme | Distribution Circuit | 12 | 15 | 2022-12-15 | 1890329 | Sus | N | Vegetation¦Treefellintoline¦ConductorOverhead¦Brokenwireonground
22-0142264 | Vegetation | Tree - fell into line | Conductor, Overhead | Broken, wire on ground | 2022 | Tier 2 - Elevated | Distribution Circuit | 12 | 30 | 2022-12-30 | 1902383 | Sus | N | Vegetation¦Treefellintoline¦ConductorOverhead¦Brokenwireonground
22-0142980 | Vegetation | Tree - branch fell on line | Conductor, Overhead | Normal | 2022 | Tier 3 - Extreme | Distribution Circuit | 12 | 31 | 2022-12-31 | 1904484 | Sus | N | Vegetation¦Treebranchfellonline¦ConductorOverhead¦Normal
15-0010777 | Unknown Cause | Patrol - found nothing |  |  | 2015 | Tier 2 - Elevated | Distribution Circuit | 2 | 6 | 2015-02-06 | 1177541 | Sus | N | UnknownCause¦Patrolfoundnothing¦¦
15-0011797 | Equipment Failure/Involved | Other | Conductor, Overhead | Broken, wire on ground | 2015 | Tier 3 - Extreme | Distribution Circuit | 2 | 8 | 2015-02-08 | 1183975 | Sus | N | EquipmentFailureInvolved¦Other¦ConductorOverhead¦Brokenwireonground
15-0012255 | Vegetation | Tree - fell into line | Conductor, Overhead | Broken, wire on ground | 2015 | Tier 3 - Extreme | Distribution Circuit | 2 | 9 | 2015-02-09 | 1186789 | Sus | N | Vegetation¦Treefellintoline¦ConductorOverhead¦Brokenwireonground
15-0028735 | Equipment Failure/Involved | Other | Transformer | Malfunctioning | 2015 | Tier 3 - Extreme | Distribution Circuit | 4 | 22 | 2015-04-22 | 1223293 | Sus | N | EquipmentFailureInvolved¦Other¦Transformer¦Malfunctioning
15-0032350 | Environmental/External | Lightning | Fuse | Failed/Faulted | 2015 | Tier 3 - Extreme | Distribution Circuit | 5 | 7 | 2015-05-07 | 1230246 | Sus | Y | EnvironmentalExternal¦Lightning¦Fuse¦FailedFaulted
15-0037114 | Animal | Bird found | Conductor, Overhead | Broken, wire on ground | 2015 | Tier 2 - Elevated | Distribution Circuit | 5 | 28 | 2015-05-28 | 1240813 | Sus | Y | Animal¦Birdfound¦ConductorOverhead¦Brokenwireonground
15-0037423 | Equipment Failure/Involved | Overhead | Lightning Arrestor | Failed/Faulted | 2015 | Tier 2 - Elevated | Transformer only | 5 | 30 | 2015-05-30 | 1241432 | Sus | Y | EquipmentFailureInvolved¦Overhead¦LightningArrestor¦FailedFaulted
15-0039087 | Environmental/External | Lightning | Transformer (OH) | Normal | 2015 | Tier 2 - Elevated | Distribution Circuit | 6 | 6 | 2015-06-06 | 1244952 | Sus | Y | EnvironmentalExternal¦Lightning¦Transformer(OH)¦Normal
15-0044501 | Equipment Failure/Involved | Electrical Overload | Transformer | Failed/Faulted | 2015 | Tier 2 - Elevated | Transformer only | 7 | 1 | 2015-07-01 | 1260060 | Sus | Y | EquipmentFailureInvolved¦ElectricalOverload¦Transformer¦FailedFaulted
15-0046928 | Animal | Squirrel | Cutout, fuse holder | Normal | 2015 | Tier 2 - Elevated | Distribution Circuit | 7 | 11 | 2015-07-11 | 1266533 | Sus | Y | Animal¦Squirrel¦Cutoutfuseholder¦Normal
15-0049359 | Unknown Cause | Patrol - found nothing |  |  | 2015 | Tier 2 - Elevated | Distribution Circuit | 7 | 20 | 2015-07-20 | 1274205 | Sus | Y | UnknownCause¦Patrolfoundnothing¦¦
15-0053743 | Unknown Cause | Patrol - found nothing |  |  | 2015 | Tier 3 - Extreme | Distribution Circuit | 8 | 7 | 2015-08-07 | 1284987 | Sus | Y | UnknownCause¦Patrolfoundnothing¦¦
15-0057948 | Unknown Cause | Patrol - found nothing |  |  | 2015 | Tier 3 - Extreme | Distribution Circuit | 8 | 28 | 2015-08-28 | 1296071 | Sus | Y | UnknownCause¦Patrolfoundnothing¦¦
15-0061059 | Environmental/External | Fire, Forest/Grass | Pole-Wood | Broken, wire on ground | 2015 | Tier 3 - Extreme | Distribution Circuit | 9 | 13 | 2015-09-13 | 1304871 | Sus | Y | EnvironmentalExternal¦FireForestGrass¦PoleWood¦Brokenwireonground
15-0062810 | Environmental/External | Fire, Forest/Grass | Pole-Wood | Burned/flashed | 2015 | Tier 2 - Elevated | Distribution Circuit | 9 | 10 | 2015-09-10 | 1310567 | Sus | Y | EnvironmentalExternal¦FireForestGrass¦PoleWood¦Burnedflashed
15-0068344 | Vegetation | Tree - branch fell on line | Conductor, Overhead | Normal | 2015 | Tier 3 - Extreme | Distribution Circuit | 10 | 6 | 2015-10-06 | 1317793 | Sus | Y | Vegetation¦Treebranchfellonline¦ConductorOverhead¦Normal
15-0071538 | Environmental/External | Lightning | Transformer (OH) | Failed/Faulted | 2015 | Tier 2 - Elevated | Transformer only | 10 | 18 | 2015-10-18 | 1324500 | Sus | Y | EnvironmentalExternal¦Lightning¦Transformer(OH)¦FailedFaulted
15-0080643 | Vegetation | Tree - fell into line | Insulator | Broken | 2015 | Tier 2 - Elevated | Distribution Circuit | 11 | 24 | 2015-11-24 | 1348142 | Sus | Y | Vegetation¦Treefellintoline¦Insulator¦Broken
15-0081649 | Unknown Cause | Patrol - found nothing |  |  | 2015 | Tier 2 - Elevated | Distribution Circuit | 11 | 30 | 2015-11-30 | 1350340 | Sus | Y | UnknownCause¦Patrolfoundnothing¦¦
15-0082531 | Vegetation | Tree - branch fell on line | Conductor, Overhead | Normal | 2015 | Tier 2 - Elevated | Distribution Circuit | 12 | 3 | 2015-12-03 | 1352848 | Sus | N | Vegetation¦Treebranchfellonline¦ConductorOverhead¦Normal
15-0082670 | Unknown Cause | Patrol - found nothing |  |  | 2015 | Tier 3 - Extreme | Distribution Circuit | 12 | 4 | 2015-12-04 | 1353573 | Sus | N | UnknownCause¦Patrolfoundnothing¦¦
15-0083433 | Equipment Failure/Involved | Overhead | Cutout, fuse holder | Broken | 2015 | Tier 2 - Elevated | Transformer only | 12 | 8 | 2015-12-08 | 1355748 | Sus | N | EquipmentFailureInvolved¦Overhead¦Cutoutfuseholder¦Broken
15-0085326 | Vegetation | Tree - fell into line | Pole-Wood | Broken, wire on ground | 2015 | Tier 2 - Elevated | Distribution Circuit | 12 | 14 | 2015-12-14 | 1363339 | Sus | N | Vegetation¦Treefellintoline¦PoleWood¦Brokenwireonground
15-0086460 | Unknown Cause | Patrol - found nothing |  |  | 2015 | Tier 2 - Elevated | Distribution Circuit | 12 | 21 | 2015-12-21 | 1367881 | Sus | N | UnknownCause¦Patrolfoundnothing¦¦
15-0086953 | Vegetation | Tree - branch fell on line | Conductor, Overhead | Normal | 2015 | Tier 3 - Extreme | Distribution Circuit | 12 | 23 | 2015-12-23 | 1370217 | Sus | N | Vegetation¦Treebranchfellonline¦ConductorOverhead¦Normal
16-0003338 | Vegetation | Tree - palm frond fell into line | Fuse | Failed/Faulted | 2016 | Tier 3 - Extreme | Distribution Circuit | 1 | 6 | 2016-01-06 | 1378243 | Sus | N | Vegetation¦Treepalmfrondfellintoline¦Fuse¦FailedFaulted
16-0004937 | Equipment Failure/Involved | Overhead | Transformer | Broken, wire on ground | 2016 | Tier 3 - Extreme | Transformer only | 1 | 13 | 2016-01-13 | 1382487 | Sus | N | EquipmentFailureInvolved¦Overhead¦Transformer¦Brokenwireonground
16-0013694 | Vegetation | Tree - fell into line | Conductor, Overhead | Normal | 2016 | Tier 2 - Elevated | Distribution Circuit | 2 | 18 | 2016-02-18 | 1407904 | Sus | N | Vegetation¦Treefellintoline¦ConductorOverhead¦Normal
16-0013850 | Equipment Failure/Involved | Overhead | Transformer | Failed/Faulted | 2016 | Tier 2 - Elevated | Transformer only | 2 | 18 | 2016-02-18 | 1408480 | Sus | N | EquipmentFailureInvolved¦Overhead¦Transformer¦FailedFaulted
16-0017805 | Vegetation | Tree - fell into line | Conductor, Overhead | Broken, wire on ground | 2016 | Tier 2 - Elevated | Distribution Circuit | 3 | 5 | 2016-03-05 | 1417935 | Sus | N | Vegetation¦Treefellintoline¦ConductorOverhead¦Brokenwireonground
16-0017919 | Unknown Cause | Patrol - found nothing |  |  | 2016 | Tier 2 - Elevated | Distribution Circuit | 3 | 5 | 2016-03-05 | 1418956 | Sus | N | UnknownCause¦Patrolfoundnothing¦¦
16-0018092 | Equipment Failure/Involved | Overhead | Pole-Wood | Broken | 2016 | Tier 3 - Extreme | Distribution Circuit | 3 | 5 | 2016-03-05 | 1420300 | Sus | N | EquipmentFailureInvolved¦Overhead¦PoleWood¦Broken
16-0020787 | Unknown Cause | Patrol - found nothing |  |  | 2016 | Tier 2 - Elevated | Distribution Circuit | 3 | 12 | 2016-03-12 | 1429409 | Sus | N | UnknownCause¦Patrolfoundnothing¦¦
16-0023643 | Equipment Failure/Involved | Overhead | Bushing | Broken | 2016 | Tier 3 - Extreme | Transformer only | 3 | 23 | 2016-03-23 | 1437129 | Sus | N | EquipmentFailureInvolved¦Overhead¦Bushing¦Broken
16-0025766 | 3rd Party | Vehicle | Pole-Wood | Broken | 2016 | Tier 3 - Extreme | Distribution Circuit | 4 | 3 | 2016-04-03 |  | Sus | N | 3rdParty¦Vehicle¦PoleWood¦Broken
16-0028767 | 3rd Party | Vehicle | Pole-Wood | Broken, wire on ground | 2016 | Tier 2 - Elevated | Distribution Circuit | 4 | 14 | 2016-04-14 | 1451010 | Sus | N | 3rdParty¦Vehicle¦PoleWood¦Brokenwireonground
16-0028767 | 3rd Party | Vehicle | Pole-Wood | Broken, wire on ground | 2016 | Tier 2 - Elevated | Distribution Circuit | 4 | 14 | 2016-04-14 | 1451010 | Sus | N | 3rdParty¦Vehicle¦PoleWood¦Brokenwireonground
16-0030250 | Unknown Cause | Patrol - found nothing |  |  | 2016 | Tier 3 - Extreme | Transformer only | 4 | 21 | 2016-04-21 | 1454994 | Sus | N | UnknownCause¦Patrolfoundnothing¦¦
16-0031101 | Equipment Failure/Involved | Overhead |  | Failed/Faulted | 2016 | Tier 2 - Elevated | Transformer only | 4 | 24 | 2016-04-24 | 1457457 | Sus | N | EquipmentFailureInvolved¦Overhead¦¦FailedFaulted
16-0034639 | Equipment Failure/Involved | Overhead | Transformer (OH) |  | 2016 | Tier 2 - Elevated | Transformer only | 5 | 7 | 2016-05-07 | 1466354 | Sus | Y | EquipmentFailureInvolved¦Overhead¦Transformer(OH)¦
16-0035913 | Equipment Failure/Involved | Other | Connector or Splice (OH) | Deteriorated | 2016 | Tier 2 - Elevated | Transformer only | 5 | 13 | 2016-05-13 | 1469278 | Sus | Y | EquipmentFailureInvolved¦Other¦ConnectororSplice(OH)¦Deteriorated
16-0047467 | Unknown Cause | Patrol - not conducted |  |  | 2016 | Tier 2 - Elevated | Distribution Circuit | 7 | 1 | 2016-07-01 | 1499741 | Sus | Y | UnknownCause¦Patrolnotconducted¦¦
16-0048047 | 3rd Party | Tree - cutting, 3rd party | Conductor, Overhead | Broken | 2016 | Tier 2 - Elevated | Transmission line | 7 | 6 | 2016-07-06 | 1501686 | Sus | Y | 3rdParty¦Treecutting3rdparty¦ConductorOverhead¦Broken
16-0049449 | Unknown Cause | Patrol - found nothing |  |  | 2016 | Tier 2 - Elevated | Distribution Circuit | 7 | 12 | 2016-07-12 | 1509065 | Sus | Y | UnknownCause¦Patrolfoundnothing¦¦
16-0052794 | Equipment Failure/Involved | Overhead | Transformer |  | 2016 | Tier 2 - Elevated | Transformer only | 7 | 26 | 2016-07-26 | 1516710 | Sus | Y | EquipmentFailureInvolved¦Overhead¦Transformer¦
16-0062150 | 3rd Party | Tree - cutting, 3rd party | Conductor, Overhead | Broken, wire on ground | 2016 | Tier 2 - Elevated | Distribution Circuit | 9 | 2 | 2016-09-02 | 1536103 | Sus | Y | 3rdParty¦Treecutting3rdparty¦ConductorOverhead¦Brokenwireonground
16-0071891 | Equipment Failure/Involved | Underground | Transformer (UG) | Broken | 2016 | Tier 3 - Extreme | Distribution Circuit | 10 | 14 | 2016-10-14 | 1558268 | Sus | Y | EquipmentFailureInvolved¦Underground¦Transformer(UG)¦Broken
16-0072525 | Vegetation | Tree - fell into line | Conductor, Overhead | Broken, wire on ground | 2016 | Tier 2 - Elevated | Distribution Circuit | 10 | 15 | 2016-10-15 | 1561119 | Sus | Y | Vegetation¦Treefellintoline¦ConductorOverhead¦Brokenwireonground
16-0073058 | Vegetation | Tree - fell into line | Conductor, Overhead | Broken, wire on ground | 2016 | Tier 3 - Extreme | Distribution Circuit | 10 | 16 | 2016-10-16 | 1563220 | Sus | Y | Vegetation¦Treefellintoline¦ConductorOverhead¦Brokenwireonground
16-0073095 | Vegetation | Tree - fell into line | Conductor, Overhead | Broken, wire on object | 2016 | Tier 3 - Extreme | Distribution Circuit | 10 | 16 | 2016-10-16 | 1563724 | Sus | Y | Vegetation¦Treefellintoline¦ConductorOverhead¦Brokenwireonobject
16-0073335 | Vegetation | Tree - branch fell on line | Conductor, Overhead | Arcing | 2016 | Tier 2 - Elevated | Distribution Circuit | 10 | 17 | 2016-10-17 | 1564564 | Sus | Y | Vegetation¦Treebranchfellonline¦ConductorOverhead¦Arcing
16-0073351 | Equipment Failure/Involved | Overhead | Jumper | Burned Open | 2016 | Tier 2 - Elevated | Distribution Circuit | 10 | 17 | 2016-10-17 | 1564549 | Sus | Y | EquipmentFailureInvolved¦Overhead¦Jumper¦BurnedOpen
16-0085374 | Unknown Cause | Patrol - found nothing |  |  | 2016 | Tier 2 - Elevated | Distribution Circuit | 12 | 13 | 2016-12-13 | 1601013 | Sus | N | UnknownCause¦Patrolfoundnothing¦¦
16-0087041 | Equipment Failure/Involved | Overhead | Conductor, Overhead | Together | 2016 | Tier 2 - Elevated | Distribution Circuit | 12 | 26 | 2016-12-26 | 1610875 | Sus | N | EquipmentFailureInvolved¦Overhead¦ConductorOverhead¦Together
16-0087413 | Vegetation | Tree - fell into line | Conductor, Overhead | Broken, wire on ground | 2016 | Tier 2 - Elevated | Distribution Circuit | 12 | 30 | 2016-12-30 | 1613488 | Sus | N | Vegetation¦Treefellintoline¦ConductorOverhead¦Brokenwireonground
17-0003508 | Vegetation | Tree - fell into line | Crossarm, Wood | Broken | 2017 | Tier 2 - Elevated | Distribution Circuit | 1 | 4 | 2017-01-04 | 1618110 | Sus | N | Vegetation¦Treefellintoline¦CrossarmWood¦Broken
17-0004321 | Equipment Failure/Involved | Electrical Overload | Transformer | Deteriorated | 2017 | Tier 3 - Extreme | Transformer only | 1 | 6 | 2017-01-06 | 1620403 | Sus | N | EquipmentFailureInvolved¦ElectricalOverload¦Transformer¦Deteriorated
17-0004676 | Vegetation | Tree - fell into line | Conductor, Overhead | Broken, wire on ground | 2017 | Tier 3 - Extreme | Distribution Circuit | 1 | 7 | 2017-01-07 | 1621430 | Sus | N | Vegetation¦Treefellintoline¦ConductorOverhead¦Brokenwireonground
17-0005163 | Vegetation | Tree - branch fell on line | Conductor, Overhead | Broken, wire on ground | 2017 | Tier 3 - Extreme | Distribution Circuit | 1 | 8 | 2017-01-08 | 1624286 | Sus | N | Vegetation¦Treebranchfellonline¦ConductorOverhead¦Brokenwireonground
17-0006274 | Equipment Failure/Involved | Underground | Conductor, Underground | Broken | 2017 | Tier 2 - Elevated | Distribution Circuit | 1 | 9 | 2017-01-09 | 1631371 | Sus | N | EquipmentFailureInvolved¦Underground¦ConductorUnderground¦Broken
17-0007061 | Vegetation | Tree - fell into line | Transformer | Broken, wire on ground | 2017 | Tier 3 - Extreme | Transformer only | 1 | 10 | 2017-01-10 | 1632665 | Sus | N | Vegetation¦Treefellintoline¦Transformer¦Brokenwireonground
17-0007154 | Unknown Cause | Patrol - found nothing |  |  | 2017 | Tier 2 - Elevated | Distribution Circuit | 1 | 10 | 2017-01-10 | 1637573 | Sus | N | UnknownCause¦Patrolfoundnothing¦¦
17-0007760 | Vegetation | Tree - fell into line | Pole-Wood | Broken | 2017 | Tier 2 - Elevated | Distribution Circuit | 1 | 10 | 2017-01-10 | 1636500 | Sus | N | Vegetation¦Treefellintoline¦PoleWood¦Broken
17-0010541 | Vegetation | Tree - fell into line | Conductor, Overhead | Broken, wire on ground | 2017 | Tier 2 - Elevated | Distribution Circuit | 1 | 18 | 2017-01-18 | 1648406 | Sus | N | Vegetation¦Treefellintoline¦ConductorOverhead¦Brokenwireonground
17-0011692 | Equipment Failure/Involved | Overhead | Connector or Splice (OH) | Broken | 2017 | Tier 2 - Elevated | Distribution Circuit | 1 | 20 | 2017-01-20 | 1654683 | Sus | N | EquipmentFailureInvolved¦Overhead¦ConnectororSplice(OH)¦Broken
17-0011999 | Vegetation | Tree - fell into line | Conductor, Overhead | Normal | 2017 | Tier 3 - Extreme | Distribution Circuit | 1 | 21 | 2017-01-21 | 1656469 | Sus | N | Vegetation¦Treefellintoline¦ConductorOverhead¦Normal
17-0012009 | Unknown Cause | Patrol - found nothing |  |  | 2017 | Tier 3 - Extreme | Distribution Circuit | 1 | 21 | 2017-01-21 | 1656419 | Sus | N | UnknownCause¦Patrolfoundnothing¦¦
17-0016457 | 3rd Party | Tree - cutting, 3rd party | Conductor, Overhead | Broken, wire on ground | 2017 | Tier 2 - Elevated | Distribution Circuit | 1 | 31 | 2017-01-31 | 1671515 | Sus | N | 3rdParty¦Treecutting3rdparty¦ConductorOverhead¦Brokenwireonground
17-0018169 | Vegetation | Tree - branch fell on line | Conductor, Overhead | Broken, wire on ground | 2017 | Tier 3 - Extreme | Distribution Circuit | 2 | 7 | 2017-02-07 | 1678074 | Sus | N | Vegetation¦Treebranchfellonline¦ConductorOverhead¦Brokenwireonground
17-0018578 | Unknown Cause | Patrol - found nothing |  |  | 2017 | Tier 2 - Elevated | Distribution Circuit | 2 | 7 | 2017-02-07 | 1680068 | Sus | N | UnknownCause¦Patrolfoundnothing¦¦
17-0018823 | Vegetation | Tree - fell into line | Conductor, Overhead | Broken, wire on ground | 2017 | Tier 3 - Extreme | Distribution Circuit | 2 | 7 | 2017-02-07 | 1681093 | Sus | N | Vegetation¦Treefellintoline¦ConductorOverhead¦Brokenwireonground
17-0018869 | Vegetation | Tree - fell into line | Conductor, Overhead | Broken, wire on ground | 2017 | Tier 3 - Extreme | Distribution Circuit | 2 | 8 | 2017-02-08 | 1681464 | Sus | N | Vegetation¦Treefellintoline¦ConductorOverhead¦Brokenwireonground
17-0019198 | Vegetation | Tree - fell into line | Connector or Splice (OH) | Broken, wire on ground | 2017 | Tier 2 - Elevated | Distribution Circuit | 2 | 8 | 2017-02-08 | 1682640 | Sus | N | Vegetation¦Treefellintoline¦ConnectororSplice(OH)¦Brokenwireonground
17-0020040 | Equipment Failure/Involved | Overhead | Pothead(Riser Termination) | Deteriorated | 2017 | Tier 2 - Elevated | Distribution Circuit | 2 | 10 | 2017-02-10 | 1684999 | Sus | N | EquipmentFailureInvolved¦Overhead¦Pothead(RiserTermination)¦Deteriorated
17-0020282 | Vegetation | Tree - fell into line | Conductor, Overhead | Normal | 2017 | Tier 2 - Elevated | Distribution Circuit | 2 | 11 | 2017-02-11 | 1685862 | Sus | N | Vegetation¦Treefellintoline¦ConductorOverhead¦Normal
17-0021017 | Equipment Failure/Involved | Overhead | Lightning Arrestor | Failed/Faulted | 2017 | Tier 3 - Extreme | Distribution Circuit | 2 | 14 | 2017-02-14 | 1688468 | Sus | N | EquipmentFailureInvolved¦Overhead¦LightningArrestor¦FailedFaulted
17-0022273 | Unknown Cause | Patrol - found nothing |  |  | 2017 | Tier 2 - Elevated | Distribution Circuit | 2 | 17 | 2017-02-17 | 1695325 | Sus | N | UnknownCause¦Patrolfoundnothing¦¦
17-0024749 | Vegetation | Tree - fell into line | Conductor, Overhead | Deteriorated | 2017 | Tier 2 - Elevated | Distribution Circuit | 2 | 20 | 2017-02-20 | 1706406 | Sus | N | Vegetation¦Treefellintoline¦ConductorOverhead¦Deteriorated
17-0026709 | Equipment Failure/Involved | Overhead | Transformer (OH) | Failed/Faulted | 2017 | Tier 2 - Elevated | Transformer only | 2 | 25 | 2017-02-25 | 1713834 | Sus | N | EquipmentFailureInvolved¦Overhead¦Transformer(OH)¦FailedFaulted
17-0030706 | Vegetation | Tree - fell into line | Conductor, Overhead | Normal | 2017 | Tier 2 - Elevated | Distribution Circuit | 3 | 14 | 2017-03-14 | 1727000 | Sus | N | Vegetation¦Treefellintoline¦ConductorOverhead¦Normal
17-0031770 | Equipment Failure/Involved | Overhead | Transformer | Failed/Faulted | 2017 | Tier 2 - Elevated | Transformer only | 3 | 19 | 2017-03-19 | 1730154 | Sus | N | EquipmentFailureInvolved¦Overhead¦Transformer¦FailedFaulted
17-0032897 | Vegetation | Tree - branch fell on line | Conductor, Overhead | Normal | 2017 | Tier 2 - Elevated | Distribution Circuit | 3 | 22 | 2017-03-22 | 1733216 | Sus | N | Vegetation¦Treebranchfellonline¦ConductorOverhead¦Normal
17-0038854 | Vegetation | Tree - fell into line | Conductor, Overhead | Broken, wire on ground | 2017 | Tier 2 - Elevated | Distribution Circuit | 4 | 10 | 2017-04-10 | 1754308 | Sus | N | Vegetation¦Treefellintoline¦ConductorOverhead¦Brokenwireonground
17-0040116 | Unknown Cause | Patrol - found nothing |  |  | 2017 | Tier 3 - Extreme | Distribution Circuit | 4 | 13 | 2017-04-13 | 1757395 | Sus | N | UnknownCause¦Patrolfoundnothing¦¦
17-0040394 | Unknown Cause | Patrol - found nothing |  |  | 2017 | Tier 2 - Elevated | Distribution Circuit | 4 | 14 | 2017-04-14 | 1758063 | Sus | N | UnknownCause¦Patrolfoundnothing¦¦
17-0042886 | Vegetation | Tree - fell into line | Conductor, Overhead | Broken, wire on ground | 2017 | Tier 2 - Elevated | Distribution Circuit | 4 | 25 | 2017-04-25 | 1766973 | Sus | N | Vegetation¦Treefellintoline¦ConductorOverhead¦Brokenwireonground
17-0045802 | Vegetation | Tree - fell into line | Conductor, Overhead | Broken, wire on ground | 2017 | Tier 2 - Elevated | Distribution Circuit | 5 | 6 | 2017-05-06 | 1776317 | Sus | Y | Vegetation¦Treefellintoline¦ConductorOverhead¦Brokenwireonground
17-0046445 | Unknown Cause | Patrol - not conducted |  |  | 2017 | Tier 2 - Elevated | Distribution Circuit | 5 | 9 | 2017-05-09 | 1778360 | Sus | Y | UnknownCause¦Patrolnotconducted¦¦
17-0051870 | Vegetation | Tree - branch fell on line | Conductor, Overhead | Contaminated | 2017 | Tier 3 - Extreme | Transformer only | 5 | 31 | 2017-05-31 | 1794081 | Sus | Y | Vegetation¦Treebranchfellonline¦ConductorOverhead¦Contaminated
17-0055886 | Unknown Cause | Patrol - not conducted |  |  | 2017 | Tier 2 - Elevated | Distribution Circuit | 6 | 16 | 2017-06-16 | 1806519 | Sus | Y | UnknownCause¦Patrolnotconducted¦¦
17-0059600 | Vegetation | Tree - fell into line | Conductor, Overhead | Broken, wire on ground | 2017 | Tier 3 - Extreme | Distribution Circuit | 6 | 29 | 2017-06-29 | 1820958 | Sus | Y | Vegetation¦Treefellintoline¦ConductorOverhead¦Brokenwireonground
17-0063143 | Unknown Cause | Patrol - found nothing |  |  | 2017 | Tier 2 - Elevated | Distribution Circuit | 7 | 15 | 2017-07-15 | 1832263 | Sus | Y | UnknownCause¦Patrolfoundnothing¦¦
17-0067804 | Vegetation | Tree - fell into line | Conductor, Overhead | Normal | 2017 | Tier 2 - Elevated | Distribution Circuit | 8 | 3 | 2017-08-03 | 1845672 | Sus | Y | Vegetation¦Treefellintoline¦ConductorOverhead¦Normal
17-0068240 | Unknown Cause | Patrol - found nothing |  |  | 2017 | Tier 2 - Elevated | Distribution Circuit | 8 | 6 | 2017-08-06 | 1847183 | Sus | Y | UnknownCause¦Patrolfoundnothing¦¦
17-0068378 | Unknown Cause | Patrol - found nothing |  |  | 2017 | Tier 2 - Elevated | Distribution Circuit | 8 | 7 | 2017-08-07 | 1847598 | Sus | Y | UnknownCause¦Patrolfoundnothing¦¦
17-0071152 | Vegetation | Tree - fell into line | Conductor, Overhead | Normal | 2017 | Tier 3 - Extreme | Distribution Circuit | 8 | 17 | 2017-08-17 | 1854331 | Sus | Y | Vegetation¦Treefellintoline¦ConductorOverhead¦Normal
17-0071589 | Equipment Failure/Involved | Overhead | Transformer | Failed/Faulted | 2017 | Tier 3 - Extreme | Transformer only | 8 | 20 | 2017-08-20 | 1855778 | Sus | Y | EquipmentFailureInvolved¦Overhead¦Transformer¦FailedFaulted
17-0074795 | Unknown Cause | Patrol - found nothing |  |  | 2017 | Tier 2 - Elevated | Distribution Circuit | 9 | 1 | 2017-09-01 | 1864728 | Sus | Y | UnknownCause¦Patrolfoundnothing¦¦
17-0077309 | Equipment Failure/Involved | Overhead | Transformer (OH) | Failed/Faulted | 2017 | Tier 3 - Extreme | Distribution Circuit | 9 | 10 | 2017-09-10 | 1874241 | Sus | Y | EquipmentFailureInvolved¦Overhead¦Transformer(OH)¦FailedFaulted
17-0078050 | Environmental/External | Lightning | Other | Broken | 2017 | Tier 2 - Elevated | Transformer only | 9 | 12 | 2017-09-12 | 1876850 | Sus | Y | EnvironmentalExternal¦Lightning¦Other¦Broken
17-0081319 | Vegetation | Tree - branch fell on line | Conductor, Overhead | Normal | 2017 | Tier 2 - Elevated | Distribution Circuit | 9 | 24 | 2017-09-24 | 1884890 | Sus | Y | Vegetation¦Treebranchfellonline¦ConductorOverhead¦Normal
17-0083663 | Unknown Cause | Patrol - not conducted |  |  | 2017 | Tier 3 - Extreme | Distribution Circuit | 10 | 3 | 2017-10-03 | 1889880 | Sus | Y | UnknownCause¦Patrolnotconducted¦¦
17-0085401 | Unknown Cause | Patrol - found nothing |  |  | 2017 | Tier 3 - Extreme | Distribution Circuit | 10 | 8 | 2017-10-08 | 1894238 | Sus | Y | UnknownCause¦Patrolfoundnothing¦¦
17-0085963 | Equipment Failure/Involved | Overhead | Transformer | Failed/Faulted | 2017 | Tier 3 - Extreme | Transformer only | 10 | 10 | 2017-10-10 | 1897120 | Sus | Y | EquipmentFailureInvolved¦Overhead¦Transformer¦FailedFaulted
17-0085968 | 3rd Party | Vehicle | Crossarm, Wood | Broken | 2017 | Tier 2 - Elevated | Distribution Circuit | 10 | 10 | 2017-10-10 | 1897414 | Sus | Y | 3rdParty¦Vehicle¦CrossarmWood¦Broken
17-0086816 | Environmental/External | Fire, Forest/Grass | Conductor, Overhead | Normal | 2017 | Tier 2 - Elevated | Distribution Circuit | 10 | 8 | 2017-10-08 | 1899484 | Sus | Y | EnvironmentalExternal¦FireForestGrass¦ConductorOverhead¦Normal
17-0088410 | Environmental/External | Fire, Forest/Grass | Pole-Wood | Broken | 2017 | Tier 3 - Extreme | Distribution Circuit | 10 | 9 | 2017-10-09 | 1903607 | Sus | Y | EnvironmentalExternal¦FireForestGrass¦PoleWood¦Broken
17-0088411 | Environmental/External | Fire, Forest/Grass | Pole-Wood | Burned/flashed | 2017 | Tier 3 - Extreme | Distribution Circuit | 10 | 9 | 2017-10-09 | 1903609 | Sus | Y | EnvironmentalExternal¦FireForestGrass¦PoleWood¦Burnedflashed
17-0093659 | Unknown Cause | Patrol - found nothing |  |  | 2017 | Tier 3 - Extreme | Distribution Circuit | 11 | 8 | 2017-11-08 | 1918693 | Sus | Y | UnknownCause¦Patrolfoundnothing¦¦
17-0097742 | Vegetation | Tree - fell into line | Conductor, Overhead | On Ground | 2017 | Tier 3 - Extreme | Distribution Circuit | 11 | 27 | 2017-11-27 | 1929898 | Sus | Y | Vegetation¦Treefellintoline¦ConductorOverhead¦OnGround
17-0098262 | Equipment Failure/Involved | Overhead | Secondary | Broken | 2017 | Tier 3 - Extreme | Transformer only | 11 | 29 | 2017-11-29 | 1931445 | Sus | Y | EquipmentFailureInvolved¦Overhead¦Secondary¦Broken
17-0099838 | Vegetation | Tree - branch fell on line | Conductor, Overhead | Normal | 2017 | Tier 2 - Elevated | Distribution Circuit | 12 | 4 | 2017-12-04 | 1936110 | Sus | N | Vegetation¦Treebranchfellonline¦ConductorOverhead¦Normal
17-0102144 | Equipment Failure/Involved | Overhead | Conductor, Overhead | Broken, wire on ground | 2017 | Tier 2 - Elevated | Distribution Circuit | 12 | 16 | 2017-12-16 | 1945127 | Sus | N | EquipmentFailureInvolved¦Overhead¦ConductorOverhead¦Brokenwireonground
18-0002860 | Unknown Cause | Patrol - found nothing |  |  | 2018 | Tier 2 - Elevated | Distribution Circuit | 1 | 1 | 2018-01-01 | 193 | Sus | N | UnknownCause¦Patrolfoundnothing¦¦
18-0004853 | Unknown Cause | Patrol - found nothing |  |  | 2018 | Tier 3 - Extreme | Distribution Circuit | 1 | 9 | 2018-01-09 | 5293 | Sus | N | UnknownCause¦Patrolfoundnothing¦¦
18-0005995 | Vegetation | Tree - fell into line | Conductor, Overhead | Broken, wire on ground | 2018 | Tier 3 - Extreme | Distribution Circuit | 1 | 13 | 2018-01-13 | 7923 | Sus | N | Vegetation¦Treefellintoline¦ConductorOverhead¦Brokenwireonground
18-0009180 | Unknown Cause | Patrol - found nothing |  |  | 2018 | Tier 3 - Extreme | Distribution Circuit | 1 | 26 | 2018-01-26 | 14322 | Sus | N | UnknownCause¦Patrolfoundnothing¦¦
18-0017008 | Vegetation | Tree - fell into line | Crossarm, Wood | Broken | 2018 | Tier 3 - Extreme | Distribution Circuit | 2 | 24 | 2018-02-24 | 31043 | Sus | N | Vegetation¦Treefellintoline¦CrossarmWood¦Broken
18-0018273 | Vegetation | Tree - branch fell on line | Conductor, Overhead | Normal | 2018 | Tier 3 - Extreme | Distribution Circuit | 2 | 28 | 2018-02-28 | 33772 | Sus | N | Vegetation¦Treebranchfellonline¦ConductorOverhead¦Normal
18-0018453 | Unknown Cause | Patrol - found nothing |  |  | 2018 | Tier 3 - Extreme | Distribution Circuit | 3 | 1 | 2018-03-01 | 33987 | Sus | N | UnknownCause¦Patrolfoundnothing¦¦
18-0023543 | Vegetation | Tree - fell into line | Conductor, Overhead | Broken, wire on ground | 2018 | Tier 3 - Extreme | Distribution Circuit | 3 | 16 | 2018-03-16 | 45874 | Sus | N | Vegetation¦Treefellintoline¦ConductorOverhead¦Brokenwireonground
18-0024255 | Unknown Cause | Patrol - found nothing |  |  | 2018 | Tier 2 - Elevated | Distribution Circuit | 3 | 19 | 2018-03-19 | 48250 | Sus | N | UnknownCause¦Patrolfoundnothing¦¦
18-0024950 | 3rd Party | Vehicle | Pole-Wood | Broken | 2018 | Tier 2 - Elevated | Distribution Circuit | 3 | 21 | 2018-03-21 | 49454 | Sus | N | 3rdParty¦Vehicle¦PoleWood¦Broken
18-0025354 | Equipment Failure/Involved | Fire, pole | Pole-Wood | Burned/flashed | 2018 | Tier 3 - Extreme | Distribution Circuit | 3 | 22 | 2018-03-22 | 50422 | Sus | N | EquipmentFailureInvolved¦Firepole¦PoleWood¦Burnedflashed
18-0028387 | Unknown Cause | Patrol - not conducted |  |  | 2018 | Tier 2 - Elevated | Distribution Circuit | 4 | 2 | 2018-04-02 | 57779 | Sus | N | UnknownCause¦Patrolnotconducted¦¦
18-0030578 | Animal | Bird found | Fuse | Failed/Faulted | 2018 | Tier 2 - Elevated | Distribution Circuit | 4 | 9 | 2018-04-09 | 63053 | Sus | N | Animal¦Birdfound¦Fuse¦FailedFaulted
18-0032267 | Equipment Failure/Involved | Underground | Conductor, Underground | Deteriorated | 2018 | Tier 2 - Elevated | Distribution Circuit | 4 | 14 | 2018-04-14 | 66905 | Sus | N | EquipmentFailureInvolved¦Underground¦ConductorUnderground¦Deteriorated
18-0032579 | Equipment Failure/Involved | Overhead | Transformer | Failed/Faulted | 2018 | Tier 2 - Elevated | Transformer only | 4 | 16 | 2018-04-16 | 67710 | Sus | N | EquipmentFailureInvolved¦Overhead¦Transformer¦FailedFaulted
18-0033520 | 3rd Party | Dig in, 3rd party | Transformer | Broken | 2018 | Tier 2 - Elevated | Distribution Circuit | 4 | 18 | 2018-04-18 | 69640 | Sus | N | 3rdParty¦Digin3rdparty¦Transformer¦Broken
18-0034272 | Unknown Cause | Patrol - found nothing |  |  | 2018 | Tier 2 - Elevated | Distribution Circuit | 4 | 20 | 2018-04-20 | 71052 | Sus | N | UnknownCause¦Patrolfoundnothing¦¦
18-0035529 | Unknown Cause | Patrol - found nothing |  |  | 2018 | Tier 2 - Elevated | Distribution Circuit | 4 | 25 | 2018-04-25 | 73801 | Sus | N | UnknownCause¦Patrolfoundnothing¦¦
18-0036876 | Unknown Cause | Patrol - found nothing |  |  | 2018 | Tier 2 - Elevated | Transformer only | 4 | 30 | 2018-04-30 | 76739 | Sus | N | UnknownCause¦Patrolfoundnothing¦¦
18-0044695 | Equipment Failure/Involved | Overhead | Conductor, Overhead | Broken, wire on ground | 2018 | Tier 2 - Elevated | Distribution Circuit | 5 | 26 | 2018-05-26 | 94678 | Sus | Y | EquipmentFailureInvolved¦Overhead¦ConductorOverhead¦Brokenwireonground
18-0048123 | Equipment Failure/Involved | Overhead | Insulator | Broken | 2018 | Tier 3 - Extreme | Distribution Circuit | 6 | 6 | 2018-06-06 | 103132 | Sus | Y | EquipmentFailureInvolved¦Overhead¦Insulator¦Broken
18-0051721 | Equipment Failure/Involved | Underground | Conductor, Underground | Broken | 2018 | Tier 2 - Elevated | Distribution Circuit | 6 | 17 | 2018-06-17 | 111275 | Sus | Y | EquipmentFailureInvolved¦Underground¦ConductorUnderground¦Broken
18-0053454 | Unknown Cause | Patrol - found nothing |  |  | 2018 | Tier 2 - Elevated | Distribution Circuit | 6 | 22 | 2018-06-22 | 115101 | Sus | Y | UnknownCause¦Patrolfoundnothing¦¦
18-0053755 | Equipment Failure/Involved | Overhead | Fuse | Broken | 2018 | Tier 2 - Elevated | Distribution Circuit | 6 | 22 | 2018-06-22 | 115843 | Sus | Y | EquipmentFailureInvolved¦Overhead¦Fuse¦Broken
18-0053992 | Vegetation | Tree - branch fell on line | Conductor, Overhead | Broken, wire on ground | 2018 | Tier 3 - Extreme | Distribution Circuit | 6 | 24 | 2018-06-24 | 116822 | Sus | Y | Vegetation¦Treebranchfellonline¦ConductorOverhead¦Brokenwireonground
18-0062162 | 3rd Party | Tree - cutting, 3rd party | Conductor, Overhead | Broken, wire on ground | 2018 | Tier 2 - Elevated | Distribution Circuit | 7 | 20 | 2018-07-20 | 136799 | Sus | Y | 3rdParty¦Treecutting3rdparty¦ConductorOverhead¦Brokenwireonground
18-0064798 | Equipment Failure/Involved | Fire, pole | Pole-Wood | Burned/flashed | 2018 | Tier 2 - Elevated | Distribution Circuit | 7 | 29 | 2018-07-29 | 144383 | Sus | Y | EquipmentFailureInvolved¦Firepole¦PoleWood¦Burnedflashed
18-0075269 | Vegetation | Tree - branch fell on line | Conductor, Overhead | Burned/flashed | 2018 | Tier 2 - Elevated | Distribution Circuit | 8 | 30 | 2018-08-30 | 165920 | Sus | Y | Vegetation¦Treebranchfellonline¦ConductorOverhead¦Burnedflashed
18-0075269 | Vegetation | Tree - branch fell on line | Conductor, Overhead | Burned/flashed | 2018 | Tier 2 - Elevated | Distribution Circuit | 8 | 30 | 2018-08-30 | 165920 | Sus | Y | Vegetation¦Treebranchfellonline¦ConductorOverhead¦Burnedflashed
18-0081807 | Vegetation | Tree - fell into line | Conductor, Overhead | Normal | 2018 | Tier 3 - Extreme | Distribution Circuit | 9 | 20 | 2018-09-20 | 178291 | Sus | Y | Vegetation¦Treefellintoline¦ConductorOverhead¦Normal
18-0082650 | 3rd Party | Metallic Balloon | Conductor, Overhead | Normal | 2018 | Tier 2 - Elevated | Distribution Circuit | 9 | 23 | 2018-09-23 | 179926 | Sus | Y | 3rdParty¦MetallicBalloon¦ConductorOverhead¦Normal
18-0085508 | Equipment Failure/Involved | Overhead | Crossarm, Wood | Broken | 2018 | Tier 2 - Elevated | Distribution Circuit | 10 | 2 | 2018-10-02 | 185451 | Sus | Y | EquipmentFailureInvolved¦Overhead¦CrossarmWood¦Broken
18-0089623 | Vegetation | Tree - fell into line | Secondary | Broken | 2018 | Tier 3 - Extreme | Transformer only | 10 | 11 | 2018-10-11 | 193410 | Sus | Y | Vegetation¦Treefellintoline¦Secondary¦Broken
18-0093091 | Equipment Failure/Involved | Overhead | Transformer | Deteriorated | 2018 | Tier 3 - Extreme | Transformer only | 10 | 22 | 2018-10-22 | 200451 | Sus | Y | EquipmentFailureInvolved¦Overhead¦Transformer¦Deteriorated
18-0094654 | Unknown Cause | Patrol - not conducted |  |  | 2018 | Tier 2 - Elevated | Distribution Circuit | 10 | 26 | 2018-10-26 | 202999 | Sus | Y | UnknownCause¦Patrolnotconducted¦¦
18-0098509 | Animal | Squirrel | Fuse | Failed/Faulted | 2018 | Tier 2 - Elevated | Distribution Circuit | 11 | 9 | 2018-11-09 | 212094 | Sus | Y | Animal¦Squirrel¦Fuse¦FailedFaulted
18-0101329 | Environmental/External | Fire, Forest/Grass | Pole-Wood | Burned/flashed | 2018 | Tier 3 - Extreme | Distribution Circuit | 11 | 8 | 2018-11-08 | 218763 | Sus | Y | EnvironmentalExternal¦FireForestGrass¦PoleWood¦Burnedflashed
18-0101636 | Equipment Failure/Involved | Overhead | Transformer | Failed/Faulted | 2018 | Tier 3 - Extreme | Transformer only | 11 | 20 | 2018-11-20 | 219240 | Sus | Y | EquipmentFailureInvolved¦Overhead¦Transformer¦FailedFaulted
18-0101919 | Unknown Cause | Patrol - found nothing |  |  | 2018 | Tier 3 - Extreme | Distribution Circuit | 11 | 21 | 2018-11-21 | 219872 | Sus | Y | UnknownCause¦Patrolfoundnothing¦¦
18-0102279 | Environmental/External | Lightning | Transformer | Failed/Faulted | 2018 | Tier 2 - Elevated | Transformer only | 11 | 22 | 2018-11-22 | 221858 | Sus | Y | EnvironmentalExternal¦Lightning¦Transformer¦FailedFaulted
18-0102937 | Equipment Failure/Involved | Overhead | Transformer (OH) | Failed/Faulted | 2018 | Tier 2 - Elevated | Distribution Circuit | 11 | 24 | 2018-11-24 | 223863 | Sus | Y | EquipmentFailureInvolved¦Overhead¦Transformer(OH)¦FailedFaulted
18-0104983 | Equipment Failure/Involved | Overhead | Transformer | Burned Open | 2018 | Tier 3 - Extreme | Transformer only | 11 | 29 | 2018-11-29 | 228370 | Sus | Y | EquipmentFailureInvolved¦Overhead¦Transformer¦BurnedOpen
18-0109627 | Equipment Failure/Involved | Overhead | Capacitor | Burned/flashed | 2018 | Tier 2 - Elevated | Distribution Circuit | 12 | 17 | 2018-12-17 | 242194 | Sus | N | EquipmentFailureInvolved¦Overhead¦Capacitor¦Burnedflashed
18-0110213 | Wildfire Mitigation | CWSP - Vegetation Removal | Conductor, Overhead | Normal | 2018 | Tier 3 - Extreme | Distribution Circuit | 12 | 21 | 2018-12-21 | 244930 | Sus | N | WildfireMitigation¦CWSPVegetationRemoval¦ConductorOverhead¦Normal
18-0111286 | Unknown Cause | Patrol - found nothing |  |  | 2018 | Tier 2 - Elevated | Distribution Circuit | 12 | 31 | 2018-12-31 | 250879 | Sus | N | UnknownCause¦Patrolfoundnothing¦¦
18-0111290 | Unknown Cause | Patrol - found nothing |  |  | 2018 | Tier 3 - Extreme | Distribution Circuit | 12 | 31 | 2018-12-31 | 251047 | Sus | N | UnknownCause¦Patrolfoundnothing¦¦
19-0004694 | Equipment Failure/Involved | Underground | Conductor, Underground | Broken | 2019 | Tier 3 - Extreme | Distribution Circuit | 1 | 5 | 2019-01-05 | 253573 | Sus | N | EquipmentFailureInvolved¦Underground¦ConductorUnderground¦Broken
19-0004874 | Unknown Cause | Patrol - found nothing |  |  | 2019 | Tier 2 - Elevated | Distribution Circuit | 1 | 5 | 2019-01-05 | 254507 | Sus | N | UnknownCause¦Patrolfoundnothing¦¦
19-0005601 | Unknown Cause | Patrol - found nothing |  |  | 2019 | Tier 2 - Elevated | Distribution Circuit | 1 | 6 | 2019-01-06 | 258406 | Sus | N | UnknownCause¦Patrolfoundnothing¦¦
19-0007015 | Vegetation | Tree - branch fell on line | Conductor, Overhead | Together | 2019 | Tier 3 - Extreme | Distribution Circuit | 1 | 9 | 2019-01-09 | 262101 | Sus | N | Vegetation¦Treebranchfellonline¦ConductorOverhead¦Together
19-0009830 | Vegetation | Tree - fell into line | Conductor, Overhead | Broken, wire on ground | 2019 | Tier 3 - Extreme | Distribution Circuit | 1 | 16 | 2019-01-16 | 267581 | Sus | N | Vegetation¦Treefellintoline¦ConductorOverhead¦Brokenwireonground
19-0010171 | Unknown Cause | Patrol - not conducted |  |  | 2019 | Tier 3 - Extreme | Distribution Circuit | 1 | 16 | 2019-01-16 | 268790 | Sus | N | UnknownCause¦Patrolnotconducted¦¦
19-0015731 | Equipment Failure/Involved | Overhead | Transformer (OH) | Failed/Faulted | 2019 | Tier 2 - Elevated | Distribution Circuit | 1 | 29 | 2019-01-29 | 283612 | Sus | N | EquipmentFailureInvolved¦Overhead¦Transformer(OH)¦FailedFaulted
19-0017224 | Vegetation | Tree - fell into line | Conductor, Overhead | Broken, wire on ground | 2019 | Tier 2 - Elevated | Distribution Circuit | 2 | 2 | 2019-02-02 | 286135 | Sus | N | Vegetation¦Treefellintoline¦ConductorOverhead¦Brokenwireonground
19-0017501 | Vegetation | Tree - fell into line | Conductor, Overhead | Broken, wire on ground | 2019 | Tier 2 - Elevated | Distribution Circuit | 2 | 3 | 2019-02-03 | 288734 | Sus | N | Vegetation¦Treefellintoline¦ConductorOverhead¦Brokenwireonground
19-0018133 | Equipment Failure/Involved | Overhead | Transformer | Failed/Faulted | 2019 | Tier 2 - Elevated | Transformer only | 2 | 4 | 2019-02-04 | 290286 | Sus | N | EquipmentFailureInvolved¦Overhead¦Transformer¦FailedFaulted
19-0018294 | Vegetation | Tree - fell into line | Pole-Wood | Broken, wire on ground | 2019 | Tier 2 - Elevated | Distribution Circuit | 2 | 5 | 2019-02-05 | 291777 | Sus | N | Vegetation¦Treefellintoline¦PoleWood¦Brokenwireonground
19-0018358 | Vegetation | Tree - fell into line | Conductor, Overhead | Normal | 2019 | Tier 2 - Elevated | Distribution Circuit | 2 | 5 | 2019-02-05 | 292121 | Sus | N | Vegetation¦Treefellintoline¦ConductorOverhead¦Normal
19-0018550 | Vegetation | Tree - fell into line | Pole-Wood | Broken, wire on ground | 2019 | Tier 3 - Extreme | Distribution Circuit | 2 | 5 | 2019-02-05 | 292733 | Sus | N | Vegetation¦Treefellintoline¦PoleWood¦Brokenwireonground
19-0018799 | Vegetation | Tree - fell into line | Conductor, Overhead | Broken, wire on ground | 2019 | Tier 2 - Elevated | Distribution Circuit | 2 | 5 | 2019-02-05 | 293786 | Sus | N | Vegetation¦Treefellintoline¦ConductorOverhead¦Brokenwireonground
19-0019530 | Unknown Cause | Patrol - found nothing |  |  | 2019 | Tier 2 - Elevated | Distribution Circuit | 2 | 7 | 2019-02-07 | 295148 | Sus | N | UnknownCause¦Patrolfoundnothing¦¦
19-0021789 | Unknown Cause | Patrol - not conducted |  |  | 2019 | Tier 3 - Extreme | Distribution Circuit | 2 | 13 | 2019-02-13 | 302714 | Sus | N | UnknownCause¦Patrolnotconducted¦¦
19-0021812 | Vegetation | Tree - fell into line | Pole-Wood | Broken, wire on ground | 2019 | Tier 2 - Elevated | Distribution Circuit | 2 | 13 | 2019-02-13 | 302618 | Sus | N | Vegetation¦Treefellintoline¦PoleWood¦Brokenwireonground
19-0022530 | Unknown Cause | Patrol - found nothing |  |  | 2019 | Tier 3 - Extreme | Distribution Circuit | 2 | 13 | 2019-02-13 | 305374 | Sus | N | UnknownCause¦Patrolfoundnothing¦¦
19-0022728 | Vegetation | Tree - fell into line | Conductor, Overhead | Normal | 2019 | Tier 2 - Elevated | Distribution Circuit | 2 | 14 | 2019-02-14 | 306103 | Sus | N | Vegetation¦Treefellintoline¦ConductorOverhead¦Normal
19-0022792 | Unknown Cause | Patrol - found nothing |  |  | 2019 | Tier 3 - Extreme | Distribution Circuit | 2 | 14 | 2019-02-14 | 306656 | Sus | N | UnknownCause¦Patrolfoundnothing¦¦
19-0023377 | Environmental/External | Water | Pole-Wood | Broken, wire on ground | 2019 | Tier 2 - Elevated | Distribution Circuit | 2 | 14 | 2019-02-14 | 309676 | Sus | N | EnvironmentalExternal¦Water¦PoleWood¦Brokenwireonground
19-0023656 | Equipment Failure/Involved | Electrical Overload | Transformer (OH) | Failed/Faulted | 2019 | Tier 2 - Elevated | Transformer only | 2 | 14 | 2019-02-14 | 310764 | Sus | N | EquipmentFailureInvolved¦ElectricalOverload¦Transformer(OH)¦FailedFaulted
19-0025141 | Vegetation | Tree - fell into line | Conductor, Overhead | Broken, wire on ground | 2019 | Tier 3 - Extreme | Distribution Circuit | 2 | 13 | 2019-02-13 | 315869 | Sus | N | Vegetation¦Treefellintoline¦ConductorOverhead¦Brokenwireonground
19-0025494 | Equipment Failure/Involved | Overhead | Secondary | Burned/flashed | 2019 | Tier 3 - Extreme | Transformer only | 2 | 17 | 2019-02-17 | 317106 | Sus | N | EquipmentFailureInvolved¦Overhead¦Secondary¦Burnedflashed
19-0025542 | Equipment Failure/Involved | Overhead | Jumper | Broken | 2019 | Tier 3 - Extreme | Distribution Circuit | 2 | 17 | 2019-02-17 | 316772 | Sus | N | EquipmentFailureInvolved¦Overhead¦Jumper¦Broken
19-0026756 | Unknown Cause | Patrol - found nothing |  |  | 2019 | Tier 2 - Elevated | Distribution Circuit | 2 | 21 | 2019-02-21 | 320260 | Sus | N | UnknownCause¦Patrolfoundnothing¦¦
19-0028851 | Vegetation | Tree - fell into line | Pole-Wood | Broken | 2019 | Tier 2 - Elevated | Distribution Circuit | 2 | 27 | 2019-02-27 | 326205 | Sus | N | Vegetation¦Treefellintoline¦PoleWood¦Broken
19-0029583 | Vegetation | Tree - fell into line | Conductor, Overhead | Broken, wire on ground | 2019 | Tier 2 - Elevated | Distribution Circuit | 2 | 28 | 2019-02-28 | 328448 | Sus | N | Vegetation¦Treefellintoline¦ConductorOverhead¦Brokenwireonground
19-0032670 | Animal | Other | Pole-Wood | Broken, wire on ground | 2019 | Tier 2 - Elevated | Distribution Circuit | 3 | 11 | 2019-03-11 | 336301 | Sus | N | Animal¦Other¦PoleWood¦Brokenwireonground
19-0035574 | Vegetation | Tree - fell into line | Conductor, Overhead | Normal | 2019 | Tier 3 - Extreme | Distribution Circuit | 3 | 20 | 2019-03-20 | 344147 | Sus | N | Vegetation¦Treefellintoline¦ConductorOverhead¦Normal
19-0037683 | Unknown Cause | Patrol - found nothing |  |  | 2019 | Tier 3 - Extreme | Distribution Circuit | 3 | 27 | 2019-03-27 | 349039 | Sus | N | UnknownCause¦Patrolfoundnothing¦¦
19-0040431 | Animal | Bird found | Conductor, Overhead | Normal | 2019 | Tier 2 - Elevated | Distribution Circuit | 4 | 8 | 2019-04-08 | 355447 | Sus | N | Animal¦Birdfound¦ConductorOverhead¦Normal
19-0041847 | Company Initiated | Construction Activity/equip, company | Conductor, Overhead | Normal | 2019 | Tier 2 - Elevated | Distribution Circuit | 4 | 12 | 2019-04-12 | 359464 | Sus | N | CompanyInitiated¦ConstructionActivityequipcompany¦ConductorOverhead¦Normal
19-0042336 | Equipment Failure/Involved | Overhead | Pole-Wood | Broken | 2019 | Tier 2 - Elevated | Transformer only | 4 | 14 | 2019-04-14 | 360633 | Sus | N | EquipmentFailureInvolved¦Overhead¦PoleWood¦Broken
19-0045085 | Unknown Cause | Patrol - not conducted |  |  | 2019 | Tier 2 - Elevated | Distribution Circuit | 4 | 23 | 2019-04-23 | 365976 | Sus | N | UnknownCause¦Patrolnotconducted¦¦
19-0045807 | Equipment Failure/Involved | Other | Customer Equipment | Malfunctioning | 2019 | Tier 2 - Elevated | Transformer only | 4 | 24 | 2019-04-24 | 367447 | Sus | N | EquipmentFailureInvolved¦Other¦CustomerEquipment¦Malfunctioning
19-0046609 | Equipment Failure/Involved | Overhead | Conductor, Overhead | Broken | 2019 | Tier 2 - Elevated | Distribution Circuit | 4 | 26 | 2019-04-26 | 368882 | Sus | N | EquipmentFailureInvolved¦Overhead¦ConductorOverhead¦Broken
19-0049359 | Equipment Failure/Involved | Overhead | Crossarm, Wood | Broken | 2019 | Tier 3 - Extreme | Distribution Circuit | 5 | 6 | 2019-05-06 | 374721 | Sus | Y | EquipmentFailureInvolved¦Overhead¦CrossarmWood¦Broken
19-0050569 | Animal | Bird found | Cutout, fuse holder | Failed/Faulted | 2019 | Tier 2 - Elevated | Distribution Circuit | 5 | 9 | 2019-05-09 | 377377 | Sus | Y | Animal¦Birdfound¦Cutoutfuseholder¦FailedFaulted
19-0052097 | Unknown Cause | Patrol - found nothing |  |  | 2019 | Tier 2 - Elevated | Distribution Circuit | 5 | 15 | 2019-05-15 | 380560 | Sus | Y | UnknownCause¦Patrolfoundnothing¦¦
19-0061451 | Unknown Cause | Patrol - found nothing |  |  | 2019 | Tier 2 - Elevated | Distribution Circuit | 6 | 1 | 2019-06-01 | 395428 | Sus | Y | UnknownCause¦Patrolfoundnothing¦¦
19-0061742 | Equipment Failure/Involved | Overhead | Transformer (OH) | Failed/Faulted | 2019 | Tier 2 - Elevated | Distribution Circuit | 6 | 3 | 2019-06-03 | 396073 | Sus | Y | EquipmentFailureInvolved¦Overhead¦Transformer(OH)¦FailedFaulted
19-0064375 | Vegetation | Tree - fell into line | Conductor, Overhead | Burned/flashed | 2019 | Tier 2 - Elevated | Distribution Circuit | 6 | 7 | 2019-06-07 | 401135 | Sus | Y | Vegetation¦Treefellintoline¦ConductorOverhead¦Burnedflashed
19-0066209 | Unknown Cause | Patrol - found nothing |  |  | 2019 | Tier 2 - Elevated | Distribution Circuit | 6 | 11 | 2019-06-11 | 406321 | Sus | Y | UnknownCause¦Patrolfoundnothing¦¦
19-0067399 | Unknown Cause | Patrol - found nothing |  |  | 2019 | Tier 2 - Elevated | Distribution Circuit | 6 | 13 | 2019-06-13 | 409237 | Sus | Y | UnknownCause¦Patrolfoundnothing¦¦
19-0074934 | Equipment Failure/Involved | Overhead | Conductor, Overhead | Broken, wire on object | 2019 | Tier 2 - Elevated | Distribution Circuit | 7 | 6 | 2019-07-06 | 441784 | Sus | Y | EquipmentFailureInvolved¦Overhead¦ConductorOverhead¦Brokenwireonobject
19-0074960 | Equipment Failure/Involved | Overhead | Connector or Splice (OH) | Broken, wire on ground | 2019 | Tier 2 - Elevated | Distribution Circuit | 7 | 6 | 2019-07-06 | 441914 | Sus | Y | EquipmentFailureInvolved¦Overhead¦ConnectororSplice(OH)¦Brokenwireonground
19-0077077 | Unknown Cause | Patrol - found nothing |  |  | 2019 | Tier 3 - Extreme | Distribution Circuit | 7 | 13 | 2019-07-13 | 448037 | Sus | Y | UnknownCause¦Patrolfoundnothing¦¦
19-0077793 | Equipment Failure/Involved | Overhead | Fuse | Failed/Faulted | 2019 | Tier 3 - Extreme | Distribution Circuit | 7 | 16 | 2019-07-16 | 453342 | Sus | Y | EquipmentFailureInvolved¦Overhead¦Fuse¦FailedFaulted
19-0079861 | Wildfire Mitigation | CWSP - Vegetation Removal | Conductor, Overhead | Normal | 2019 | Tier 3 - Extreme | Distribution Circuit | 7 | 22 | 2019-07-22 | 466735 | Sus | Y | WildfireMitigation¦CWSPVegetationRemoval¦ConductorOverhead¦Normal
19-0081056 | Equipment Failure/Involved | Electrical Overload | Transformer | Failed/Faulted | 2019 | Tier 3 - Extreme | Transformer only | 7 | 25 | 2019-07-25 | 470862 | Sus | Y | EquipmentFailureInvolved¦ElectricalOverload¦Transformer¦FailedFaulted
19-0086613 | Vegetation | Tree - fell into line | Conductor, Overhead | Together | 2019 | Tier 2 - Elevated | Distribution Circuit | 8 | 11 | 2019-08-11 | 501837 | Sus | Y | Vegetation¦Treefellintoline¦ConductorOverhead¦Together
19-0089666 | Equipment Failure/Involved | Underground | Transformer (UG) | Failed/Faulted | 2019 | Tier 2 - Elevated | Distribution Circuit | 8 | 19 | 2019-08-19 | 524150 | Sus | Y | EquipmentFailureInvolved¦Underground¦Transformer(UG)¦FailedFaulted
19-0090956 | Vegetation | Tree - fell into line | Conductor, Overhead | Normal | 2019 | Tier 3 - Extreme | Distribution Circuit | 8 | 22 | 2019-08-22 | 531539 | Sus | Y | Vegetation¦Treefellintoline¦ConductorOverhead¦Normal
19-0096456 | Environmental/External | Fire, Forest/Grass | Cutout, fuse holder | Normal | 2019 | Tier 2 - Elevated | Distribution Circuit | 9 | 7 | 2019-09-07 | 562064 | Sus | Y | EnvironmentalExternal¦FireForestGrass¦Cutoutfuseholder¦Normal
19-0097183 | Unknown Cause | Patrol - not conducted |  |  | 2019 | Tier 3 - Extreme | Distribution Circuit | 9 | 10 | 2019-09-10 | 566434 | Sus | Y | UnknownCause¦Patrolnotconducted¦¦
19-0099057 | Equipment Failure/Involved | Overhead | Transformer | Failed/Faulted | 2019 | Tier 3 - Extreme | Transformer only | 9 | 13 | 2019-09-13 | 579414 | Sus | Y | EquipmentFailureInvolved¦Overhead¦Transformer¦FailedFaulted
19-0105007 | Vegetation | Tree - branch fell on line | Conductor, Overhead | Broken, wire on ground | 2019 | Tier 2 - Elevated | Distribution Circuit | 9 | 28 | 2019-09-28 | 627723 | Sus | Y | Vegetation¦Treebranchfellonline¦ConductorOverhead¦Brokenwireonground
19-0105096 | Vegetation | Tree - branch fell on line | Conductor, Overhead | Normal | 2019 | Tier 2 - Elevated | Distribution Circuit | 9 | 28 | 2019-09-28 | 628289 | Sus | Y | Vegetation¦Treebranchfellonline¦ConductorOverhead¦Normal
19-0110782 | Unknown Cause | Patrol - found nothing |  |  | 2019 | Tier 3 - Extreme | Distribution Circuit | 10 | 12 | 2019-10-12 | 654993 | Sus | Y | UnknownCause¦Patrolfoundnothing¦¦
19-0113726 | Unknown Cause | Patrol - found nothing |  |  | 2019 | Tier 2 - Elevated | Distribution Circuit | 10 | 19 | 2019-10-19 | 673893 | Sus | Y | UnknownCause¦Patrolfoundnothing¦¦
19-0116271 | Wildfire Mitigation | Public Safety Power Shut-off | Conductor, Overhead | Normal | 2019 | Tier 3 - Extreme | Distribution Circuit | 10 | 26 | 2019-10-26 | 681133 | Sus | Y | WildfireMitigation¦PublicSafetyPowerShutoff¦ConductorOverhead¦Normal
19-0126660 | Equipment Failure/Involved | Overhead | Pothead(Riser Termination) | Failed/Faulted | 2019 | Tier 3 - Extreme | Distribution Circuit | 11 | 20 | 2019-11-20 | 710854 | Sus | Y | EquipmentFailureInvolved¦Overhead¦Pothead(RiserTermination)¦FailedFaulted
19-0130692 | Unknown Cause | Patrol - found nothing |  |  | 2019 | Tier 2 - Elevated | Distribution Circuit | 11 | 27 | 2019-11-27 | 722162 | Sus | Y | UnknownCause¦Patrolfoundnothing¦¦
19-0131686 | Vegetation | Tree - grew into line | Conductor, Overhead | Normal | 2019 | Tier 3 - Extreme | Distribution Circuit | 11 | 30 | 2019-11-30 | 725156 | Sus | Y | Vegetation¦Treegrewintoline¦ConductorOverhead¦Normal
19-0132132 | Vegetation | Tree - branch fell on line | Conductor, Overhead | Broken, wire on ground | 2019 | Tier 3 - Extreme | Distribution Circuit | 12 | 1 | 2019-12-01 | 726748 | Sus | N | Vegetation¦Treebranchfellonline¦ConductorOverhead¦Brokenwireonground
19-0137420 | 3rd Party | Vehicle | Pole-Wood | Broken | 2019 | Tier 2 - Elevated | Distribution Circuit | 12 | 21 | 2019-12-21 | 747654 | Sus | N | 3rdParty¦Vehicle¦PoleWood¦Broken
20-0011095 | Vegetation | Tree - fell into line | Conductor, Overhead | Broken, wire on ground | 2020 | Tier 3 - Extreme | Distribution Circuit | 1 | 18 | 2020-01-18 | 765678 | Sus | N | Vegetation¦Treefellintoline¦ConductorOverhead¦Brokenwireonground
20-0013650 | Equipment Failure/Involved | Overhead | Jumper | Burned Open | 2020 | Tier 2 - Elevated | Distribution Circuit | 1 | 24 | 2020-01-24 | 769805 | Sus | N | EquipmentFailureInvolved¦Overhead¦Jumper¦BurnedOpen
20-0019391 | Equipment Failure/Involved | Overhead | Other | Broken | 2020 | Tier 2 - Elevated | Distribution Circuit | 2 | 9 | 2020-02-09 | 783934 | Sus | N | EquipmentFailureInvolved¦Overhead¦Other¦Broken
20-0020253 | Vegetation | Tree - branch fell on line | Transformer | Broken | 2020 | Tier 3 - Extreme | Transformer only | 2 | 9 | 2020-02-09 | 788005 | Sus | N | Vegetation¦Treebranchfellonline¦Transformer¦Broken
20-0032452 | Vegetation | Tree - branch fell on line | Conductor, Overhead | Normal | 2020 | Tier 3 - Extreme | Distribution Circuit | 3 | 15 | 2020-03-15 | 852889 | Sus | N | Vegetation¦Treebranchfellonline¦ConductorOverhead¦Normal
20-0033067 | Vegetation | Tree - fell into line | Conductor, Overhead | Broken, wire on ground | 2020 | Tier 3 - Extreme | Distribution Circuit | 3 | 14 | 2020-03-14 | 855965 | Sus | N | Vegetation¦Treefellintoline¦ConductorOverhead¦Brokenwireonground
20-0033102 | Vegetation | Tree - branch fell on line | Conductor, Overhead | Broken, wire on ground | 2020 | Tier 2 - Elevated | Distribution Circuit | 3 | 16 | 2020-03-16 | 855538 | Sus | N | Vegetation¦Treebranchfellonline¦ConductorOverhead¦Brokenwireonground
20-0035455 | Unknown Cause | Patrol - found nothing |  |  | 2020 | Tier 2 - Elevated | Distribution Circuit | 3 | 23 | 2020-03-23 | 862495 | Sus | N | UnknownCause¦Patrolfoundnothing¦¦
20-0037049 | Unknown Cause | Patrol - found nothing |  |  | 2020 | Tier 3 - Extreme | Distribution Circuit | 3 | 30 | 2020-03-30 | 869445 | Sus | N | UnknownCause¦Patrolfoundnothing¦¦
20-0038508 | Vegetation | Tree - grew into line | Transformer | Together | 2020 | Tier 3 - Extreme | Transformer only | 4 | 5 | 2020-04-05 | 882652 | Sus | N | Vegetation¦Treegrewintoline¦Transformer¦Together
20-0038886 | Vegetation | Tree - branch fell on line | Conductor, Overhead | Normal | 2020 | Tier 3 - Extreme | Distribution Circuit | 4 | 6 | 2020-04-06 | 884973 | Sus | N | Vegetation¦Treebranchfellonline¦ConductorOverhead¦Normal
20-0043672 | Vegetation | Tree - branch fell on line | Fuse | Failed/Faulted | 2020 | Tier 3 - Extreme | Distribution Circuit | 4 | 22 | 2020-04-22 | 899373 | Sus | N | Vegetation¦Treebranchfellonline¦Fuse¦FailedFaulted
20-0049573 | Vegetation | Tree - fell into line | Conductor, Overhead | Broken, wire on ground | 2020 | Tier 3 - Extreme | Distribution Circuit | 5 | 12 | 2020-05-12 | 912112 | Sus | Y | Vegetation¦Treefellintoline¦ConductorOverhead¦Brokenwireonground
20-0050893 | Vegetation | Tree - fell into line | Conductor, Overhead | Broken, wire on ground | 2020 | Tier 3 - Extreme | Distribution Circuit | 5 | 16 | 2020-05-16 | 914848 | Sus | Y | Vegetation¦Treefellintoline¦ConductorOverhead¦Brokenwireonground
20-0054767 | Equipment Failure/Involved | Fire, pole | Crossarm, Wood | Burned/flashed | 2020 | Tier 2 - Elevated | Distribution Circuit | 5 | 27 | 2020-05-27 | 923364 | Sus | Y | EquipmentFailureInvolved¦Firepole¦CrossarmWood¦Burnedflashed
20-0055919 | Equipment Failure/Involved | Overhead | Transformer (OH) | Failed/Faulted | 2020 | Tier 2 - Elevated | Transformer only | 5 | 30 | 2020-05-30 | 926316 | Sus | Y | EquipmentFailureInvolved¦Overhead¦Transformer(OH)¦FailedFaulted
20-0056027 | Vegetation | Tree - branch fell on line | Conductor, Overhead | Broken, wire on ground | 2020 | Tier 2 - Elevated | Distribution Circuit | 5 | 31 | 2020-05-31 | 926729 | Sus | Y | Vegetation¦Treebranchfellonline¦ConductorOverhead¦Brokenwireonground
20-0056033 | Equipment Failure/Involved | Overhead | Transformer | Failed/Faulted | 2020 | Tier 3 - Extreme | Transformer only | 5 | 31 | 2020-05-31 | 926743 | Sus | Y | EquipmentFailureInvolved¦Overhead¦Transformer¦FailedFaulted
20-0058481 | Unknown Cause | Patrol - found nothing |  |  | 2020 | Tier 2 - Elevated | Distribution Circuit | 6 | 6 | 2020-06-06 | 932980 | Sus | Y | UnknownCause¦Patrolfoundnothing¦¦
20-0059411 | Vegetation | Tree - grew into line | Conductor, Overhead | Normal | 2020 | Tier 3 - Extreme | Distribution Circuit | 6 | 9 | 2020-06-09 | 935489 | Sus | Y | Vegetation¦Treegrewintoline¦ConductorOverhead¦Normal
20-0060962 | Environmental/External | Lightning | Transformer (OH) | Failed/Faulted | 2020 | Tier 2 - Elevated | Transformer only | 6 | 12 | 2020-06-12 | 938692 | Sus | Y | EnvironmentalExternal¦Lightning¦Transformer(OH)¦FailedFaulted
20-0063161 | Vegetation | Tree - fell into line | Crossarm, Wood | Broken | 2020 | Tier 3 - Extreme | Distribution Circuit | 6 | 19 | 2020-06-19 | 942835 | Sus | Y | Vegetation¦Treefellintoline¦CrossarmWood¦Broken
20-0064732 | Equipment Failure/Involved | Overhead | Transformer | Failed/Faulted | 2020 | Tier 2 - Elevated | Transformer only | 6 | 25 | 2020-06-25 | 946770 | Sus | Y | EquipmentFailureInvolved¦Overhead¦Transformer¦FailedFaulted
20-0077865 | Unknown Cause | Patrol - found nothing |  |  | 2020 | Tier 3 - Extreme | Distribution Circuit | 7 | 30 | 2020-07-30 | 975311 | Sus | Y | UnknownCause¦Patrolfoundnothing¦¦
20-0079078 | Equipment Failure/Involved | Overhead | Connector or Splice (OH) | Contaminated | 2020 | Tier 2 - Elevated | Transformer only | 8 | 3 | 2020-08-03 | 977754 | Sus | Y | EquipmentFailureInvolved¦Overhead¦ConnectororSplice(OH)¦Contaminated
20-0081460 | Vegetation | Tree - fell into line | Crossarm, Wood | Broken, wire on ground | 2020 | Tier 3 - Extreme | Distribution Circuit | 8 | 10 | 2020-08-10 | 987459 | Sus | Y | Vegetation¦Treefellintoline¦CrossarmWood¦Brokenwireonground
20-0081926 | Vegetation | Tree - fell into line | Pole-Wood | Broken, wire on ground | 2020 | Tier 3 - Extreme | Distribution Circuit | 8 | 11 | 2020-08-11 | 991130 | Sus | Y | Vegetation¦Treefellintoline¦PoleWood¦Brokenwireonground
20-0084617 | Vegetation | Tree - branch fell on line | Conductor, Overhead | Normal | 2020 | Tier 2 - Elevated | Distribution Circuit | 8 | 16 | 2020-08-16 | 1009834 | Sus | Y | Vegetation¦Treebranchfellonline¦ConductorOverhead¦Normal
20-0085750 | Equipment Failure/Involved | Overhead | Bushing | Leaking | 2020 | Tier 3 - Extreme | Transformer only | 8 | 17 | 2020-08-17 | 1016514 | Sus | Y | EquipmentFailureInvolved¦Overhead¦Bushing¦Leaking
20-0086938 | Vegetation | Tree - branch fell on line | Conductor, Overhead | Normal | 2020 | Tier 3 - Extreme | Distribution Circuit | 8 | 18 | 2020-08-18 | 1020412 | Sus | Y | Vegetation¦Treebranchfellonline¦ConductorOverhead¦Normal
20-0090721 | Unknown Cause | Patrol - found nothing |  |  | 2020 | Tier 2 - Elevated | Distribution Circuit | 8 | 27 | 2020-08-27 | 1034160 | Sus | Y | UnknownCause¦Patrolfoundnothing¦¦
20-0096203 | Environmental/External | Fire, Forest/Grass | Customer Equipment | Broken | 2020 | Tier 2 - Elevated | Distribution Circuit | 8 | 17 | 2020-08-17 | 1063951 | Sus | Y | EnvironmentalExternal¦FireForestGrass¦CustomerEquipment¦Broken
20-0099798 | Environmental/External | Fire, Forest/Grass | Transformer (OH) | Deteriorated | 2020 | Tier 3 - Extreme | Transformer only | 9 | 21 | 2020-09-21 | 1084835 | Sus | Y | EnvironmentalExternal¦FireForestGrass¦Transformer(OH)¦Deteriorated
20-0101887 | Equipment Failure/Involved | Overhead | Fuse | Normal | 2020 | Tier 2 - Elevated | Transformer only | 9 | 26 | 2020-09-26 | 1093876 | Sus | Y | EquipmentFailureInvolved¦Overhead¦Fuse¦Normal
20-0101904 | Vegetation | Tree - bark fell into line | Fuse | Burned Open | 2020 | Tier 2 - Elevated | Distribution Circuit | 9 | 26 | 2020-09-26 | 1094628 | Sus | Y | Vegetation¦Treebarkfellintoline¦Fuse¦BurnedOpen
20-0103269 | Company Initiated | Construction Activity/equip, company | Transformer (OH) | Normal | 2020 | Tier 3 - Extreme | Transformer only | 9 | 30 | 2020-09-30 | 1100933 | Sus | Y | CompanyInitiated¦ConstructionActivityequipcompany¦Transformer(OH)¦Normal
20-0107251 | Vegetation | Tree - fell into line | Conductor, Overhead | Broken, wire on ground | 2020 | Tier 2 - Elevated | Distribution Circuit | 10 | 10 | 2020-10-10 | 1114862 | Sus | Y | Vegetation¦Treefellintoline¦ConductorOverhead¦Brokenwireonground
20-0112903 | Environmental/External | Fire, Forest/Grass | Conductor, Overhead | Burned/flashed | 2020 | Tier 3 - Extreme | Distribution Circuit | 10 | 24 | 2020-10-24 | 1124703 | Sus | Y | EnvironmentalExternal¦FireForestGrass¦ConductorOverhead¦Burnedflashed
20-0123815 | Unknown Cause | Patrol - found nothing |  |  | 2020 | Tier 3 - Extreme | Distribution Circuit | 11 | 21 | 2020-11-21 | 1152038 | Sus | Y | UnknownCause¦Patrolfoundnothing¦¦
20-0129410 | Equipment Failure/Involved | Overhead | Insulator | Failed/Faulted | 2020 | Tier 3 - Extreme | Distribution Circuit | 12 | 10 | 2020-12-10 | 1176070 | Sus | N | EquipmentFailureInvolved¦Overhead¦Insulator¦FailedFaulted
20-0131361 | Unknown Cause | Patrol - found nothing |  |  | 2020 | Tier 2 - Elevated | Distribution Circuit | 12 | 21 | 2020-12-21 | 1196209 | Sus | N | UnknownCause¦Patrolfoundnothing¦¦
21-0004242 | Unknown Cause | Patrol - found nothing |  |  | 2021 | Tier 2 - Elevated | Distribution Circuit | 1 | 1 | 2021-01-01 | 1202132 | Sus | N | UnknownCause¦Patrolfoundnothing¦¦
21-0004420 | Equipment Failure/Involved | Electrical Overload | Transformer | Burned Open | 2021 | Tier 2 - Elevated | Transformer only | 1 | 3 | 2021-01-03 | 1202712 | Sus | N | EquipmentFailureInvolved¦ElectricalOverload¦Transformer¦BurnedOpen
21-0009408 | Equipment Failure/Involved | Overhead | Lightning Arrestor | Failed/Faulted | 2021 | Tier 2 - Elevated | Distribution Circuit | 1 | 16 | 2021-01-16 | 1211639 | Sus | N | EquipmentFailureInvolved¦Overhead¦LightningArrestor¦FailedFaulted
21-0010804 | Vegetation | Tree - fell into line | Conductor, Overhead | Broken, wire on ground | 2021 | Tier 2 - Elevated | Distribution Circuit | 1 | 19 | 2021-01-19 | 1215665 | Sus | N | Vegetation¦Treefellintoline¦ConductorOverhead¦Brokenwireonground
21-0010848 | Vegetation | Tree - fell into line | Conductor, Overhead | Normal | 2021 | Tier 2 - Elevated | Distribution Circuit | 1 | 19 | 2021-01-19 | 1216501 | Sus | N | Vegetation¦Treefellintoline¦ConductorOverhead¦Normal
21-0013531 | Vegetation | Tree - branch fell on line | Conductor, Overhead | Normal | 2021 | Tier 3 - Extreme | Distribution Circuit | 1 | 24 | 2021-01-24 | 1222825 | Sus | N | Vegetation¦Treebranchfellonline¦ConductorOverhead¦Normal
21-0013878 | Unknown Cause | Patrol - found nothing |  |  | 2021 | Tier 2 - Elevated | Distribution Circuit | 1 | 25 | 2021-01-25 | 1224193 | Sus | N | UnknownCause¦Patrolfoundnothing¦¦
21-0014360 | Environmental/External | Ice or snow | Lightning Arrestor | Failed/Faulted | 2021 | Tier 2 - Elevated | Distribution Circuit | 1 | 25 | 2021-01-25 | 1225194 | Sus | N | EnvironmentalExternal¦Iceorsnow¦LightningArrestor¦FailedFaulted
21-0014633 | Equipment Failure/Involved | Overhead | Insulator | Broken | 2021 | Tier 2 - Elevated | Distribution Circuit | 1 | 26 | 2021-01-26 | 1226313 | Sus | N | EquipmentFailureInvolved¦Overhead¦Insulator¦Broken
21-0016795 | Vegetation | Tree - fell into line | Conductor, Overhead | Deteriorated | 2021 | Tier 3 - Extreme | Distribution Circuit | 1 | 27 | 2021-01-27 | 1236755 | Sus | N | Vegetation¦Treefellintoline¦ConductorOverhead¦Deteriorated
21-0017473 | Vegetation | Tree - fell into line | Conductor, Overhead | Broken | 2021 | Tier 3 - Extreme | Distribution Circuit | 1 | 27 | 2021-01-27 | 1236569 | Sus | N | Vegetation¦Treefellintoline¦ConductorOverhead¦Broken
21-0024401 | Unknown Cause | Patrol - found nothing |  |  | 2021 | Tier 2 - Elevated | Distribution Circuit | 2 | 11 | 2021-02-11 | 1252768 | Sus | N | UnknownCause¦Patrolfoundnothing¦¦
21-0033366 | Equipment Failure/Involved | Overhead | Crossarm, Wood | Broken | 2021 | Tier 2 - Elevated | Distribution Circuit | 3 | 8 | 2021-03-08 | 1273262 | Sus | N | EquipmentFailureInvolved¦Overhead¦CrossarmWood¦Broken
21-0036363 | 3rd Party | Vehicle | Pole-Wood | Broken | 2021 | Tier 2 - Elevated | Distribution Circuit | 3 | 15 | 2021-03-15 | 1282477 | Sus | N | 3rdParty¦Vehicle¦PoleWood¦Broken
21-0036463 | Unknown Cause | Patrol - found nothing |  |  | 2021 | Tier 2 - Elevated | Distribution Circuit | 3 | 15 | 2021-03-15 | 1282493 | Sus | N | UnknownCause¦Patrolfoundnothing¦¦
21-0037164 | Unknown Cause | Patrol - found nothing |  |  | 2021 | Tier 2 - Elevated | Distribution Circuit | 3 | 16 | 2021-03-16 | 1284389 | Sus | N | UnknownCause¦Patrolfoundnothing¦¦
21-0038478 | Vegetation | Tree - branch fell on line | Conductor, Overhead | Normal | 2021 | Tier 2 - Elevated | Distribution Circuit | 3 | 19 | 2021-03-19 | 1288415 | Sus | N | Vegetation¦Treebranchfellonline¦ConductorOverhead¦Normal
21-0054018 | Equipment Failure/Involved | Overhead | Jumper | Arcing | 2021 | Tier 2 - Elevated | Transformer only | 4 | 27 | 2021-04-27 | 1335560 | Sus | N | EquipmentFailureInvolved¦Overhead¦Jumper¦Arcing
21-0062202 | Environmental/External | Fire, Forest/Grass | Conductor, Overhead | Normal | 2021 | Tier 2 - Elevated | Distribution Circuit | 5 | 17 | 2021-05-17 | 1351484 | Sus | Y | EnvironmentalExternal¦FireForestGrass¦ConductorOverhead¦Normal
21-0063491 | Vegetation | Tree - fell into line | Conductor, Overhead | Broken, wire on ground | 2021 | Tier 2 - Elevated | Distribution Circuit | 5 | 19 | 2021-05-19 | 1353736 | Sus | Y | Vegetation¦Treefellintoline¦ConductorOverhead¦Brokenwireonground
21-0072377 | Equipment Failure/Involved | Overhead | Transformer (OH) | Leaking | 2021 | Tier 2 - Elevated | Transformer only | 6 | 9 | 2021-06-09 | 1369841 | Sus | Y | EquipmentFailureInvolved¦Overhead¦Transformer(OH)¦Leaking
21-0073722 | Equipment Failure/Involved | Overhead | Conductor, Overhead | Normal | 2021 | Tier 2 - Elevated | Distribution Circuit | 6 | 14 | 2021-06-14 | 1372596 | Sus | Y | EquipmentFailureInvolved¦Overhead¦ConductorOverhead¦Normal
21-0076576 | Unknown Cause | Patrol - found nothing |  |  | 2021 | Tier 3 - Extreme | Distribution Circuit | 6 | 19 | 2021-06-19 | 1378725 | Sus | Y | UnknownCause¦Patrolfoundnothing¦¦
21-0078271 | Equipment Failure/Involved | Overhead | Insulator | Broken | 2021 | Tier 3 - Extreme | Distribution Circuit | 6 | 23 | 2021-06-23 | 1383209 | Sus | Y | EquipmentFailureInvolved¦Overhead¦Insulator¦Broken
21-0086235 | Equipment Failure/Involved | Overhead | Switch (OH) | Burned/flashed | 2021 | Tier 2 - Elevated | Distribution Circuit | 7 | 8 | 2021-07-08 | 1394224 | Sus | Y | EquipmentFailureInvolved¦Overhead¦Switch(OH)¦Burnedflashed
21-0088086 | Equipment Failure/Involved | Overhead | Transformer (OH) | Deteriorated | 2021 | Tier 2 - Elevated | Transformer only | 7 | 12 | 2021-07-12 | 1400922 | Sus | Y | EquipmentFailureInvolved¦Overhead¦Transformer(OH)¦Deteriorated
21-0089902 | Equipment Failure/Involved | Overhead | Lightning Arrestor | Failed/Faulted | 2021 | Tier 2 - Elevated | Distribution Circuit | 7 | 15 | 2021-07-15 | 1405027 | Sus | Y | EquipmentFailureInvolved¦Overhead¦LightningArrestor¦FailedFaulted
21-0094518 | Equipment Failure/Involved | Underground | Transformer (UG) | Failed/Faulted | 2021 | Tier 2 - Elevated | Distribution Circuit | 7 | 24 | 2021-07-24 | 1413523 | Sus | Y | EquipmentFailureInvolved¦Underground¦Transformer(UG)¦FailedFaulted
21-0099424 | Company Initiated | Other Circuits | Conductor, Overhead | Normal | 2021 | Tier 2 - Elevated | Transmission line | 8 | 4 | 2021-08-04 | 1433297 | Sus | Y | CompanyInitiated¦OtherCircuits¦ConductorOverhead¦Normal
21-0105423 | Equipment Failure/Involved | Overhead | Transformer (OH) | Broken | 2021 | Tier 3 - Extreme | Distribution Circuit | 8 | 17 | 2021-08-17 | 1444484 | Sus | Y | EquipmentFailureInvolved¦Overhead¦Transformer(OH)¦Broken
21-0105534 | Equipment Failure/Involved | Overhead | Transformer (OH) | Failed/Faulted | 2021 | Tier 2 - Elevated | Transformer only | 8 | 17 | 2021-08-17 | 1444633 | Sus | Y | EquipmentFailureInvolved¦Overhead¦Transformer(OH)¦FailedFaulted
21-0110564 | Unknown Cause | Patrol - found nothing |  |  | 2021 | Tier 3 - Extreme | Distribution Circuit | 8 | 28 | 2021-08-28 | 1456394 | Sus | Y | UnknownCause¦Patrolfoundnothing¦¦
21-0115621 | Unknown Cause | Patrol - found nothing |  |  | 2021 | Tier 3 - Extreme | Distribution Circuit | 9 | 9 | 2021-09-09 | 1466667 | Sus | Y | UnknownCause¦Patrolfoundnothing¦¦
21-0117537 | Equipment Failure/Involved | Overhead | Transformer (OH) | Failed/Faulted | 2021 | Tier 2 - Elevated | Transformer only | 9 | 14 | 2021-09-14 | 1471723 | Sus | Y | EquipmentFailureInvolved¦Overhead¦Transformer(OH)¦FailedFaulted
21-0125204 | Equipment Failure/Involved | Overhead | Transformer (OH) | Broken | 2021 | Tier 2 - Elevated | Distribution Circuit | 10 | 2 | 2021-10-02 | 1485595 | Sus | Y | EquipmentFailureInvolved¦Overhead¦Transformer(OH)¦Broken
21-0128381 | Wildfire Mitigation | Public Safety Power Shut-off | Conductor, Overhead | Normal | 2021 | Tier 2 - Elevated | Distribution Circuit | 10 | 11 | 2021-10-11 | 1492157 | Sus | Y | WildfireMitigation¦PublicSafetyPowerShutoff¦ConductorOverhead¦Normal
21-0134149 | Equipment Failure/Involved | Overhead | Cutout, fuse holder | Burned/flashed | 2021 | Tier 2 - Elevated | Transformer only | 10 | 20 | 2021-10-20 | 1503622 | Sus | Y | EquipmentFailureInvolved¦Overhead¦Cutoutfuseholder¦Burnedflashed
21-0135007 | Vegetation | Tree - branch fell on line | Conductor, Overhead | Normal | 2021 | Tier 3 - Extreme | Distribution Circuit | 10 | 22 | 2021-10-22 | 1505542 | Sus | Y | Vegetation¦Treebranchfellonline¦ConductorOverhead¦Normal
21-0135067 | Equipment Failure/Involved | Overhead | Transformer | Failed/Faulted | 2021 | Tier 3 - Extreme | Transformer only | 10 | 22 | 2021-10-22 | 1505251 | Sus | Y | EquipmentFailureInvolved¦Overhead¦Transformer¦FailedFaulted
21-0136963 | Vegetation | Tree - fell into line | Conductor, Overhead | Broken, wire on ground | 2021 | Tier 2 - Elevated | Distribution Circuit | 10 | 25 | 2021-10-25 | 1516133 | Sus | Y | Vegetation¦Treefellintoline¦ConductorOverhead¦Brokenwireonground
21-0138129 | Unknown Cause | Patrol - found nothing |  |  | 2021 | Tier 2 - Elevated | Distribution Circuit | 10 | 26 | 2021-10-26 | 1521523 | Sus | Y | UnknownCause¦Patrolfoundnothing¦¦
21-0138339 | 3rd Party | Customer Equipment | Other | Contaminated | 2021 | Tier 2 - Elevated | Distribution Circuit | 10 | 26 | 2021-10-26 | 1522101 | Sus | Y | 3rdParty¦CustomerEquipment¦Other¦Contaminated
21-0140732 | Vegetation | Tree - fell into line | Conductor, Overhead | Broken, wire on ground | 2021 | Tier 2 - Elevated | Distribution Circuit | 11 | 1 | 2021-11-01 | 1527376 | Sus | Y | Vegetation¦Treefellintoline¦ConductorOverhead¦Brokenwireonground
21-0142913 | Equipment Failure/Involved | Overhead | Connector or Splice (OH) | Broken | 2021 | Tier 2 - Elevated | Transformer only | 11 | 5 | 2021-11-05 | 1535871 | Sus | Y | EquipmentFailureInvolved¦Overhead¦ConnectororSplice(OH)¦Broken
21-0143650 | Unknown Cause | Patrol - found nothing |  |  | 2021 | Tier 2 - Elevated | Distribution Circuit | 11 | 8 | 2021-11-08 | 1538059 | Sus | Y | UnknownCause¦Patrolfoundnothing¦¦
21-0144019 | Vegetation | Tree - branch fell on line | Conductor, Overhead | Normal | 2021 | Tier 2 - Elevated | Distribution Circuit | 11 | 9 | 2021-11-09 | 1538821 | Sus | Y | Vegetation¦Treebranchfellonline¦ConductorOverhead¦Normal
21-0144201 | Equipment Failure/Involved | Overhead | Transformer (OH) | Broken | 2021 | Tier 2 - Elevated | Transformer only | 11 | 9 | 2021-11-09 | 1539347 | Sus | Y | EquipmentFailureInvolved¦Overhead¦Transformer(OH)¦Broken
21-0144546 | Unknown Cause | Patrol - found nothing |  |  | 2021 | Tier 2 - Elevated | Distribution Circuit | 11 | 10 | 2021-11-10 | 1540000 | Sus | Y | UnknownCause¦Patrolfoundnothing¦¦
21-0145542 | Animal | Bird found | Conductor, Overhead | Normal | 2021 | Tier 2 - Elevated | Distribution Circuit | 11 | 15 | 2021-11-15 | 1544172 | Sus | Y | Animal¦Birdfound¦ConductorOverhead¦Normal
21-0150902 | Vegetation | Tree - fell into line | Conductor, Overhead | Broken, wire on ground | 2021 | Tier 2 - Elevated | Distribution Circuit | 11 | 24 | 2021-11-24 | 1554256 | Sus | Y | Vegetation¦Treefellintoline¦ConductorOverhead¦Brokenwireonground
21-0156121 | Unknown Cause | Patrol - found nothing |  |  | 2021 | Tier 3 - Extreme | Distribution Circuit | 12 | 8 | 2021-12-08 | 1562314 | Sus | N | UnknownCause¦Patrolfoundnothing¦¦
21-0157148 | Vegetation | Tree - branch fell on line | Cutout, fuse holder | Broken | 2021 | Tier 2 - Elevated | Distribution Circuit | 12 | 13 | 2021-12-13 | 1566965 | Sus | N | Vegetation¦Treebranchfellonline¦Cutoutfuseholder¦Broken
21-0157400 | Equipment Failure/Involved | Overhead | Secondary | Broken | 2021 | Tier 2 - Elevated | Transformer only | 12 | 13 | 2021-12-13 | 1567877 | Sus | N | EquipmentFailureInvolved¦Overhead¦Secondary¦Broken
21-0161315 | Vegetation | Tree - fell into line | Conductor, Overhead | Broken, wire on ground | 2021 | Tier 2 - Elevated | Distribution Circuit | 12 | 27 | 2021-12-27 | 1584521 | Sus | N | Vegetation¦Treefellintoline¦ConductorOverhead¦Brokenwireonground
21-0161880 | Vegetation | Tree - fell into line | Conductor, Overhead | Broken, wire on ground | 2021 | Tier 2 - Elevated | Distribution Circuit | 12 | 27 | 2021-12-27 | 1584327 | Sus | N | Vegetation¦Treefellintoline¦ConductorOverhead¦Brokenwireonground
22-0005123 | Environmental/External | Ice or snow | Transformer | Failed/Faulted | 2022 | Tier 3 - Extreme | Transformer only | 1 | 1 | 2022-01-01 | 1591813 | Sus | N | EnvironmentalExternal¦Iceorsnow¦Transformer¦FailedFaulted
22-0005127 | Vegetation | Tree - branch fell on line | Conductor, Overhead | Normal | 2022 | Tier 2 - Elevated | Distribution Circuit | 1 | 1 | 2022-01-01 | 1591826 | Sus | N | Vegetation¦Treebranchfellonline¦ConductorOverhead¦Normal
22-0006155 | Vegetation | Tree - branch fell on line | Conductor, Overhead | On Ground | 2022 | Tier 2 - Elevated | Transformer only | 1 | 4 | 2022-01-04 | 1594825 | Sus | N | Vegetation¦Treebranchfellonline¦ConductorOverhead¦OnGround
22-0006213 | Vegetation | Tree - fell into line | Conductor, Overhead | On Ground | 2021 | Tier 3 - Extreme | Distribution Circuit | 12 | 26 | 2021-12-26 | 1595239 | Sus | N | Vegetation¦Treefellintoline¦ConductorOverhead¦OnGround
22-0006638 | Vegetation | Tree - fell into line | Conductor, Overhead | Normal | 2021 | Tier 3 - Extreme | Distribution Circuit | 12 | 27 | 2021-12-27 | 1596220 | Sus | N | Vegetation¦Treefellintoline¦ConductorOverhead¦Normal
22-0007706 | 3rd Party | Vehicle | Pole-Wood | Broken | 2022 | Tier 2 - Elevated | Distribution Circuit | 1 | 8 | 2022-01-08 | 1598473 | Sus | N | 3rdParty¦Vehicle¦PoleWood¦Broken
22-0007995 | Vegetation | Tree - fell into line | Conductor, Overhead | Broken, wire on ground | 2021 | Tier 3 - Extreme | Distribution Circuit | 12 | 27 | 2021-12-27 | 1599307 | Sus | N | Vegetation¦Treefellintoline¦ConductorOverhead¦Brokenwireonground
22-0008476 | Unknown Cause | Patrol - found nothing |  |  | 2022 | Tier 2 - Elevated | Distribution Circuit | 1 | 11 | 2022-01-11 | 1600240 | Sus | N | UnknownCause¦Patrolfoundnothing¦¦
22-0012084 | Equipment Failure/Involved | Overhead | Transformer (OH) | Failed/Faulted | 2022 | Tier 2 - Elevated | Transformer only | 1 | 20 | 2022-01-20 | 1606232 | Sus | N | EquipmentFailureInvolved¦Overhead¦Transformer(OH)¦FailedFaulted
22-0012762 | Vegetation | Tree - fell into line | Conductor, Overhead | Broken, wire on ground | 2022 | Tier 2 - Elevated | Distribution Circuit | 1 | 21 | 2022-01-21 | 1607734 | Sus | N | Vegetation¦Treefellintoline¦ConductorOverhead¦Brokenwireonground
22-0020703 | Equipment Failure/Involved | Overhead | Pole-Wood | Broken | 2022 | Tier 2 - Elevated | Distribution Circuit | 2 | 10 | 2022-02-10 | 1624774 | Sus | N | EquipmentFailureInvolved¦Overhead¦PoleWood¦Broken
22-0024918 | Equipment Failure/Involved | Overhead | Fuse | Burned Open | 2022 | Tier 2 - Elevated | Transformer only | 2 | 22 | 2022-02-22 | 1633484 | Sus | N | EquipmentFailureInvolved¦Overhead¦Fuse¦BurnedOpen
22-0028048 | Vegetation | Tree - fell into line | Conductor, Overhead | Broken, wire on ground | 2022 | Tier 2 - Elevated | Distribution Circuit | 3 | 1 | 2022-03-01 | 1639916 | Sus | N | Vegetation¦Treefellintoline¦ConductorOverhead¦Brokenwireonground
22-0030258 | Unknown Cause | Patrol - found nothing |  |  | 2022 | Tier 3 - Extreme | Distribution Circuit | 3 | 5 | 2022-03-05 | 1642812 | Sus | N | UnknownCause¦Patrolfoundnothing¦¦
22-0045984 | Unknown Cause | Patrol - found nothing |  |  | 2022 | Tier 3 - Extreme | Distribution Circuit | 4 | 11 | 2022-04-11 | 1669375 | Sus | N | UnknownCause¦Patrolfoundnothing¦¦
22-0053418 | Vegetation | Tree - fell into line | Conductor, Overhead | Broken, wire on ground | 2022 | Tier 3 - Extreme | Distribution Circuit | 4 | 22 | 2022-04-22 | 1679378 | Sus | N | Vegetation¦Treefellintoline¦ConductorOverhead¦Brokenwireonground
22-0070280 | Unknown Cause | Patrol - found nothing |  |  | 2022 | Tier 2 - Elevated | Distribution Circuit | 6 | 5 | 2022-06-05 | 1719414 | Sus | Y | UnknownCause¦Patrolfoundnothing¦¦
22-0070896 | 3rd Party | Customer Equipment | Transformer (OH) | Broken | 2022 | Tier 2 - Elevated | Transformer only | 6 | 7 | 2022-06-07 | 1721186 | Sus | Y | 3rdParty¦CustomerEquipment¦Transformer(OH)¦Broken
22-0082946 | Equipment Failure/Involved | Overhead | Conductor, Overhead | Deteriorated | 2022 | Tier 3 - Extreme | Distribution Circuit | 7 | 7 | 2022-07-07 | 1751025 | Sus | Y | EquipmentFailureInvolved¦Overhead¦ConductorOverhead¦Deteriorated
22-0106429 | Equipment Failure/Involved | Overhead | Transformer (OH) | Failed/Faulted | 2022 | Tier 2 - Elevated | Transformer only | 9 | 6 | 2022-09-06 | 1801742 | Sus | Y | EquipmentFailureInvolved¦Overhead¦Transformer(OH)¦FailedFaulted
22-0110131 | Equipment Failure/Involved | Overhead | Crossarm, Wood | Broken | 2022 | Tier 2 - Elevated | Transformer only | 9 | 14 | 2022-09-14 | 1811086 | Sus | Y | EquipmentFailureInvolved¦Overhead¦CrossarmWood¦Broken
22-0111759 | Unknown Cause | Patrol - found nothing |  |  | 2022 | Tier 3 - Extreme | Distribution Circuit | 9 | 18 | 2022-09-18 | 1815132 | Sus | Y | UnknownCause¦Patrolfoundnothing¦¦
22-0113078 | 3rd Party | Tree - cutting, 3rd party | Conductor, Overhead | Normal | 2022 | Tier 3 - Extreme | Distribution Circuit | 9 | 21 | 2022-09-21 | 1818364 | Sus | Y | 3rdParty¦Treecutting3rdparty¦ConductorOverhead¦Normal
22-0124578 | Equipment Failure/Involved | Overhead | Pole-Wood | Deteriorated | 2022 | Tier 3 - Extreme | Distribution Circuit | 10 | 25 | 2022-10-25 | 1845113 | Sus | Y | EquipmentFailureInvolved¦Overhead¦PoleWood¦Deteriorated
22-0124693 | Vegetation | Tree - branch fell on line | Cutout, fuse holder | Broken | 2022 | Tier 2 - Elevated | Transformer only | 10 | 25 | 2022-10-25 | 1845142 | Sus | Y | Vegetation¦Treebranchfellonline¦Cutoutfuseholder¦Broken
22-0125011 | Company Initiated | Personnel, company | Relay | Normal | 2022 | Tier 2 - Elevated | Generation | 10 | 26 | 2022-10-26 | 1846013 | Sus | Y | CompanyInitiated¦Personnelcompany¦Relay¦Normal
22-0126387 | Vegetation | Tree - fell into line | Conductor, Overhead | Broken, wire on ground | 2022 | Tier 2 - Elevated | Distribution Circuit | 11 | 1 | 2022-11-01 | 1849586 | Sus | Y | Vegetation¦Treefellintoline¦ConductorOverhead¦Brokenwireonground
22-0126579 | Equipment Failure/Involved | Underground | Elbow | Burned/flashed | 2022 | Tier 2 - Elevated | Distribution Circuit | 11 | 1 | 2022-11-01 | 1850286 | Sus | Y | EquipmentFailureInvolved¦Underground¦Elbow¦Burnedflashed
22-0129603 | Environmental/External | Ice or snow | Fuse | Normal | 2022 | Tier 3 - Extreme | Transformer only | 11 | 9 | 2022-11-09 | 1859126 | Sus | Y | EnvironmentalExternal¦Iceorsnow¦Fuse¦Normal
22-0129719 | Vegetation | Tree - fell into line | Conductor, Overhead | Together | 2022 | Tier 3 - Extreme | Distribution Circuit | 11 | 9 | 2022-11-09 | 1859395 | Sus | Y | Vegetation¦Treefellintoline¦ConductorOverhead¦Together
22-0134349 | Unknown Cause | Patrol - found nothing |  |  | 2022 | Tier 2 - Elevated | Distribution Circuit | 11 | 28 | 2022-11-28 | 1870003 | Sus | Y | UnknownCause¦Patrolfoundnothing¦¦
22-0136455 | Equipment Failure/Involved | Overhead | Crossarm, Wood | Broken, wire on ground | 2022 | Tier 2 - Elevated | Distribution Circuit | 12 | 4 | 2022-12-04 | 1875785 | Sus | N | EquipmentFailureInvolved¦Overhead¦CrossarmWood¦Brokenwireonground
22-0138265 | Unknown Cause | Patrol - found nothing |  |  | 2022 | Tier 2 - Elevated | Distribution Circuit | 12 | 10 | 2022-12-10 | 1881356 | Sus | N | UnknownCause¦Patrolfoundnothing¦¦
22-0141725 | Vegetation | Tree - fell into line | Conductor, Overhead | Broken, wire on ground | 2022 | Tier 3 - Extreme | Distribution Circuit | 12 | 27 | 2022-12-27 | 1899304 | Sus | N | Vegetation¦Treefellintoline¦ConductorOverhead¦Brokenwireonground
22-0141987 | Vegetation | Tree - branch fell on line | Conductor, Overhead | Normal | 2022 | Tier 2 - Elevated | Distribution Circuit | 12 | 28 | 2022-12-28 | 1900505 | Sus | N | Vegetation¦Treebranchfellonline¦ConductorOverhead¦Normal
15-0010933 | Vegetation | Tree - branch fell on line | Conductor, Overhead | Broken, wire on ground | 2015 | Tier 2 - Elevated | Distribution Circuit | 2 | 6 | 2015-02-06 | 1173310 | Sus | N | Vegetation¦Treebranchfellonline¦ConductorOverhead¦Brokenwireonground
15-0011826 | Unknown Cause | Patrol - found nothing |  |  | 2015 | Tier 3 - Extreme | Distribution Circuit | 2 | 8 | 2015-02-08 | 1183761 | Sus | N | UnknownCause¦Patrolfoundnothing¦¦
15-0012349 | Equipment Failure/Involved | Other | Connector or Splice (OH) | Broken | 2015 | Tier 3 - Extreme | Distribution Circuit | 2 | 10 | 2015-02-10 | 1187458 | Sus | N | EquipmentFailureInvolved¦Other¦ConnectororSplice(OH)¦Broken
15-0015089 | Vegetation | Tree - grew into line | Secondary | Arcing | 2015 | Tier 2 - Elevated | Transformer only | 2 | 23 | 2015-02-23 | 1194619 | Sus | N | Vegetation¦Treegrewintoline¦Secondary¦Arcing
15-0021525 | Vegetation | Tree - fell into line | Conductor, Overhead | Broken, wire on ground | 2015 | Tier 3 - Extreme | Distribution Circuit | 3 | 23 | 2015-03-23 | 1207027 | Sus | N | Vegetation¦Treefellintoline¦ConductorOverhead¦Brokenwireonground
15-0023747 | Equipment Failure/Involved | Other | Connector or Splice (OH) | Broken, wire on ground | 2015 | Tier 3 - Extreme | Distribution Circuit | 4 | 2 | 2015-04-02 | 1211660 | Sus | N | EquipmentFailureInvolved¦Other¦ConnectororSplice(OH)¦Brokenwireonground
15-0035790 | Unknown Cause | Patrol - not conducted |  |  | 2015 | Tier 3 - Extreme | Distribution Circuit | 5 | 21 | 2015-05-21 | 1238069 | Sus | Y | UnknownCause¦Patrolnotconducted¦¦
15-0045827 | Unknown Cause | Patrol - found nothing |  |  | 2015 | Tier 3 - Extreme | Distribution Circuit | 7 | 6 | 2015-07-06 | 1263757 | Sus | Y | UnknownCause¦Patrolfoundnothing¦¦
15-0046511 | Animal | Squirrel | Fuse | Failed/Faulted | 2015 | Tier 2 - Elevated | Distribution Circuit | 7 | 9 | 2015-07-09 | 1265450 | Sus | Y | Animal¦Squirrel¦Fuse¦FailedFaulted
15-0048406 | Unknown Cause | Patrol - found nothing |  |  | 2015 | Tier 3 - Extreme | Distribution Circuit | 7 | 18 | 2015-07-18 | 1270057 | Sus | Y | UnknownCause¦Patrolfoundnothing¦¦
15-0052124 | 3rd Party | Metallic Balloon | Conductor, Overhead | Normal | 2015 | Tier 2 - Elevated | Distribution Circuit | 8 | 1 | 2015-08-01 | 1281374 | Sus | Y | 3rdParty¦MetallicBalloon¦ConductorOverhead¦Normal
15-0053354 | Unknown Cause | Patrol - found nothing |  |  | 2015 | Tier 2 - Elevated | Distribution Circuit | 8 | 6 | 2015-08-06 | 1283942 | Sus | Y | UnknownCause¦Patrolfoundnothing¦¦
15-0053433 | Unknown Cause | Patrol - found nothing |  |  | 2015 | Tier 2 - Elevated | Distribution Circuit | 8 | 7 | 2015-08-07 | 1284175 | Sus | Y | UnknownCause¦Patrolfoundnothing¦¦
15-0053926 | Equipment Failure/Involved | Overhead | Transformer | Failed/Faulted | 2015 | Tier 3 - Extreme | Transformer only | 8 | 9 | 2015-08-09 | 1285552 | Sus | Y | EquipmentFailureInvolved¦Overhead¦Transformer¦FailedFaulted
15-0055357 | Equipment Failure/Involved | Electrical Overload | Fuse | Failed/Faulted | 2015 | Tier 3 - Extreme | Distribution Circuit | 8 | 16 | 2015-08-16 | 1289470 | Sus | Y | EquipmentFailureInvolved¦ElectricalOverload¦Fuse¦FailedFaulted
15-0055480 | Unknown Cause | Patrol - found nothing |  |  | 2015 | Tier 2 - Elevated | Distribution Circuit | 8 | 17 | 2015-08-17 | 1290050 | Sus | Y | UnknownCause¦Patrolfoundnothing¦¦
15-0055584 | 3rd Party | Fire, house or bldg. | Customer Equipment | Burned/flashed | 2015 | Tier 2 - Elevated | Distribution Circuit | 8 | 17 | 2015-08-17 | 1290370 | Sus | Y | 3rdParty¦Firehouseorbldg¦CustomerEquipment¦Burnedflashed
15-0055967 | Unknown Cause | Patrol - found nothing |  |  | 2015 | Tier 2 - Elevated | Distribution Circuit | 8 | 18 | 2015-08-18 | 1291171 | Sus | Y | UnknownCause¦Patrolfoundnothing¦¦
15-0056828 | Vegetation | Tree - branch fell on line | Conductor, Overhead | Normal | 2015 | Tier 3 - Extreme | Distribution Circuit | 8 | 23 | 2015-08-23 | 1293326 | Sus | Y | Vegetation¦Treebranchfellonline¦ConductorOverhead¦Normal
15-0056828 | Vegetation | Tree - branch fell on line | Conductor, Overhead | Normal | 2015 | Tier 3 - Extreme | Distribution Circuit | 8 | 23 | 2015-08-23 | 1293326 | Sus | Y | Vegetation¦Treebranchfellonline¦ConductorOverhead¦Normal
15-0058269 | Vegetation | Tree - fell into line | Conductor, Overhead | Broken, wire on ground | 2015 | Tier 3 - Extreme | Distribution Circuit | 8 | 30 | 2015-08-30 | 1297305 | Sus | Y | Vegetation¦Treefellintoline¦ConductorOverhead¦Brokenwireonground
15-0061701 | Environmental/External | Fire, Forest/Grass | Pole-Wood | Broken | 2015 | Tier 2 - Elevated | Distribution Circuit | 9 | 10 | 2015-09-10 | 1306833 | Sus | Y | EnvironmentalExternal¦FireForestGrass¦PoleWood¦Broken
15-0061778 | Unknown Cause | Patrol - found nothing |  |  | 2015 | Tier 2 - Elevated | Distribution Circuit | 9 | 16 | 2015-09-16 | 1307007 | Sus | Y | UnknownCause¦Patrolfoundnothing¦¦
15-0062285 | Animal | Squirrel | Fuse | Failed/Faulted | 2015 | Tier 2 - Elevated | Distribution Circuit | 9 | 19 | 2015-09-19 | 1308493 | Sus | Y | Animal¦Squirrel¦Fuse¦FailedFaulted
15-0068730 | 3rd Party | Vehicle | Pole-Wood | Broken, wire on ground | 2015 | Tier 2 - Elevated | Distribution Circuit | 10 | 7 | 2015-10-07 | 1318382 | Sus | Y | 3rdParty¦Vehicle¦PoleWood¦Brokenwireonground
15-0069074 | Unknown Cause | Patrol - found nothing |  |  | 2015 | Tier 2 - Elevated | Distribution Circuit | 10 | 8 | 2015-10-08 | 1318986 | Sus | Y | UnknownCause¦Patrolfoundnothing¦¦
15-0070387 | Unknown Cause | Patrol - found nothing |  |  | 2015 | Tier 2 - Elevated | Distribution Circuit | 10 | 14 | 2015-10-14 | 1322084 | Sus | Y | UnknownCause¦Patrolfoundnothing¦¦
15-0072579 | Equipment Failure/Involved | Overhead | Transformer | Failed/Faulted | 2015 | Tier 2 - Elevated | Transformer only | 10 | 21 | 2015-10-21 | 1327399 | Sus | Y | EquipmentFailureInvolved¦Overhead¦Transformer¦FailedFaulted
15-0075469 | Equipment Failure/Involved | Overhead | Transformer (OH) | Failed/Faulted | 2015 | Tier 3 - Extreme | Distribution Circuit | 11 | 4 | 2015-11-04 | 1335043 | Sus | Y | EquipmentFailureInvolved¦Overhead¦Transformer(OH)¦FailedFaulted
15-0077916 | Vegetation | Tree - branch fell on line | Conductor, Overhead | Normal | 2015 | Tier 3 - Extreme | Distribution Circuit | 11 | 15 | 2015-11-15 | 1341842 | Sus | Y | Vegetation¦Treebranchfellonline¦ConductorOverhead¦Normal
15-0083270 | Unknown Cause | Patrol - found nothing |  |  | 2015 | Tier 2 - Elevated | Distribution Circuit | 12 | 7 | 2015-12-07 | 1355220 | Sus | N | UnknownCause¦Patrolfoundnothing¦¦
15-0083807 | Vegetation | Tree - fell into line | Conductor, Overhead | Normal | 2015 | Tier 3 - Extreme | Distribution Circuit | 12 | 10 | 2015-12-10 | 1357035 | Sus | N | Vegetation¦Treefellintoline¦ConductorOverhead¦Normal
15-0083862 | Vegetation | Tree - fell into line | Conductor, Overhead | Broken, wire on ground | 2015 | Tier 2 - Elevated | Distribution Circuit | 12 | 10 | 2015-12-10 | 1357223 | Sus | N | Vegetation¦Treefellintoline¦ConductorOverhead¦Brokenwireonground
15-0084903 | Vegetation | Tree - fell into line | Conductor, Overhead | Normal | 2015 | Tier 3 - Extreme | Distribution Circuit | 12 | 13 | 2015-12-13 | 1362377 | Sus | N | Vegetation¦Treefellintoline¦ConductorOverhead¦Normal
15-0084930 | Equipment Failure/Involved | Overhead | Jumper | Burned Open | 2015 | Tier 2 - Elevated | Distribution Circuit | 12 | 13 | 2015-12-13 | 1362296 | Sus | N | EquipmentFailureInvolved¦Overhead¦Jumper¦BurnedOpen
15-0085352 | Vegetation | Tree - fell into line | Conductor, Overhead | Broken, wire on ground | 2015 | Tier 2 - Elevated | Distribution Circuit | 12 | 13 | 2015-12-13 | 1363666 | Sus | N | Vegetation¦Treefellintoline¦ConductorOverhead¦Brokenwireonground
16-0004925 | Vegetation | Tree - fell into line | Conductor, Overhead | Normal | 2016 | Tier 2 - Elevated | Distribution Circuit | 1 | 12 | 2016-01-12 | 1382448 | Sus | N | Vegetation¦Treefellintoline¦ConductorOverhead¦Normal
16-0005944 | Unknown Cause | Patrol - found nothing |  |  | 2016 | Tier 3 - Extreme | Distribution Circuit | 1 | 17 | 2016-01-17 | 1385670 | Sus | N | UnknownCause¦Patrolfoundnothing¦¦
16-0012173 | Equipment Failure/Involved | Overhead | Transformer | Failed/Faulted | 2016 | Tier 2 - Elevated | Transformer only | 2 | 11 | 2016-02-11 | 1402128 | Sus | N | EquipmentFailureInvolved¦Overhead¦Transformer¦FailedFaulted
16-0013482 | Vegetation | Tree - branch fell on line | Conductor, Overhead | Broken, wire on ground | 2016 | Tier 3 - Extreme | Distribution Circuit | 2 | 17 | 2016-02-17 | 1407396 | Sus | N | Vegetation¦Treebranchfellonline¦ConductorOverhead¦Brokenwireonground
16-0013884 | Vegetation | Tree - branch fell on line | Conductor, Overhead | Broken, wire on ground | 2016 | Tier 2 - Elevated | Distribution Circuit | 2 | 18 | 2016-02-18 | 1408231 | Sus | N | Vegetation¦Treebranchfellonline¦ConductorOverhead¦Brokenwireonground
16-0015470 | Equipment Failure/Involved | Electrical Overload | Transformer | Failed/Faulted | 2016 | Tier 3 - Extreme | Transformer only | 2 | 24 | 2016-02-24 | 1411888 | Sus | N | EquipmentFailureInvolved¦ElectricalOverload¦Transformer¦FailedFaulted
16-0017614 | Vegetation | Tree - branch fell on line | Conductor, Overhead | Normal | 2016 | Tier 2 - Elevated | Distribution Circuit | 3 | 5 | 2016-03-05 | 1417031 | Sus | N | Vegetation¦Treebranchfellonline¦ConductorOverhead¦Normal
16-0018805 | Vegetation | Tree - fell into line | Conductor, Overhead | Normal | 2016 | Tier 3 - Extreme | Distribution Circuit | 3 | 7 | 2016-03-07 | 1423196 | Sus | N | Vegetation¦Treefellintoline¦ConductorOverhead¦Normal
16-0022867 | Animal | Squirrel | Fuse | Failed/Faulted | 2016 | Tier 3 - Extreme | Distribution Circuit | 3 | 21 | 2016-03-21 | 1435057 | Sus | N | Animal¦Squirrel¦Fuse¦FailedFaulted
16-0027870 | Vegetation | Tree - fell into line | Conductor, Overhead | Together | 2016 | Tier 3 - Extreme | Distribution Circuit | 4 | 11 | 2016-04-11 | 1449041 | Sus | N | Vegetation¦Treefellintoline¦ConductorOverhead¦Together
16-0028203 | Vegetation | Tree - fell into line | Conductor, Overhead | Normal | 2016 | Tier 2 - Elevated | Distribution Circuit | 4 | 13 | 2016-04-13 | 1449792 | Sus | N | Vegetation¦Treefellintoline¦ConductorOverhead¦Normal
16-0029097 | Unknown Cause | Patrol - not conducted |  |  | 2016 | Tier 2 - Elevated | Distribution Circuit | 4 | 16 | 2016-04-16 | 1451842 | Sus | N | UnknownCause¦Patrolnotconducted¦¦
16-0030846 | Equipment Failure/Involved | Overhead | Transformer (OH) | Failed/Faulted | 2016 | Tier 2 - Elevated | Distribution Circuit | 4 | 22 | 2016-04-22 | 1456374 | Sus | N | EquipmentFailureInvolved¦Overhead¦Transformer(OH)¦FailedFaulted
16-0034899 | Equipment Failure/Involved | Underground | Secondary | Deteriorated | 2016 | Tier 2 - Elevated | Transformer only | 5 | 9 | 2016-05-09 | 1467067 | Sus | Y | EquipmentFailureInvolved¦Underground¦Secondary¦Deteriorated
16-0040797 | Equipment Failure/Involved | Overhead | Connector or Splice (OH) | Broken | 2016 | Tier 2 - Elevated | Transformer only | 6 | 3 | 2016-06-03 | 1481976 | Sus | Y | EquipmentFailureInvolved¦Overhead¦ConnectororSplice(OH)¦Broken
16-0045498 | Vegetation | Tree - fell into line | Conductor, Overhead | Broken, wire on ground | 2016 | Tier 3 - Extreme | Distribution Circuit | 6 | 24 | 2016-06-24 | 1495000 | Sus | Y | Vegetation¦Treefellintoline¦ConductorOverhead¦Brokenwireonground
16-0048665 | Animal | Squirrel | Jumper | Normal | 2016 | Tier 2 - Elevated | Distribution Circuit | 7 | 8 | 2016-07-08 | 1502876 | Sus | Y | Animal¦Squirrel¦Jumper¦Normal
16-0050466 | Animal | Other | Transformer (OH) | Normal | 2016 | Tier 2 - Elevated | Distribution Circuit | 7 | 17 | 2016-07-17 | 1511473 | Sus | Y | Animal¦Other¦Transformer(OH)¦Normal
16-0051018 | Equipment Failure/Involved | Overhead | Insulator | Broken | 2016 | Tier 2 - Elevated | Distribution Circuit | 7 | 19 | 2016-07-19 | 1512653 | Sus | Y | EquipmentFailureInvolved¦Overhead¦Insulator¦Broken
16-0053866 | Animal | Bird found | Transformer (OH) | Normal | 2016 | Tier 2 - Elevated | Distribution Circuit | 7 | 30 | 2016-07-30 | 1519111 | Sus | Y | Animal¦Birdfound¦Transformer(OH)¦Normal
16-0058025 | Vegetation | Tree - branch fell on line | Conductor, Overhead | Broken, wire on ground | 2016 | Tier 3 - Extreme | Distribution Circuit | 8 | 17 | 2016-08-17 | 1528113 | Sus | Y | Vegetation¦Treebranchfellonline¦ConductorOverhead¦Brokenwireonground
16-0061130 | Vegetation | Tree - fell into line | Conductor, Overhead | Together | 2016 | Tier 2 - Elevated | Distribution Circuit | 8 | 30 | 2016-08-30 | 1534495 | Sus | Y | Vegetation¦Treefellintoline¦ConductorOverhead¦Together
16-0062260 | Vegetation | Tree - fell into line | Conductor, Overhead | Normal | 2016 | Tier 3 - Extreme | Distribution Circuit | 9 | 3 | 2016-09-03 | 1536397 | Sus | Y | Vegetation¦Treefellintoline¦ConductorOverhead¦Normal
16-0062307 | Animal | Squirrel | Transformer | Failed/Faulted | 2016 | Tier 2 - Elevated | Distribution Circuit | 9 | 4 | 2016-09-04 | 1536519 | Sus | Y | Animal¦Squirrel¦Transformer¦FailedFaulted
16-0069056 | Environmental/External | Lightning | Fuse | Failed/Faulted | 2016 | Tier 3 - Extreme | Distribution Circuit | 10 | 2 | 2016-10-02 | 1551454 | Sus | Y | EnvironmentalExternal¦Lightning¦Fuse¦FailedFaulted
16-0071368 | Unknown Cause | Patrol - found nothing |  |  | 2016 | Tier 2 - Elevated | Distribution Circuit | 10 | 12 | 2016-10-12 | 1556973 | Sus | Y | UnknownCause¦Patrolfoundnothing¦¦
16-0074761 | Unknown Cause | Patrol - found nothing |  |  | 2016 | Tier 2 - Elevated | Distribution Circuit | 10 | 22 | 2016-10-22 | 1567589 | Sus | Y | UnknownCause¦Patrolfoundnothing¦¦
16-0075215 | Vegetation | Tree - fell into line | Conductor, Overhead | Broken, wire on ground | 2016 | Tier 3 - Extreme | Distribution Circuit | 10 | 24 | 2016-10-24 | 1569064 | Sus | Y | Vegetation¦Treefellintoline¦ConductorOverhead¦Brokenwireonground
16-0075436 | Unknown Cause | Patrol - found nothing |  |  | 2016 | Tier 2 - Elevated | Distribution Circuit | 10 | 25 | 2016-10-25 | 1569717 | Sus | Y | UnknownCause¦Patrolfoundnothing¦¦
16-0080737 | Equipment Failure/Involved | Overhead | Conductor, Overhead | Broken, wire on ground | 2016 | Tier 2 - Elevated | Distribution Circuit | 11 | 18 | 2016-11-18 | 1583771 | Sus | Y | EquipmentFailureInvolved¦Overhead¦ConductorOverhead¦Brokenwireonground
16-0081052 | Animal | Bird found | Conductor, Overhead | Normal | 2016 | Tier 2 - Elevated | Distribution Circuit | 11 | 19 | 2016-11-19 | 1584677 | Sus | Y | Animal¦Birdfound¦ConductorOverhead¦Normal
16-0081633 | Vegetation | Tree - fell into line | Conductor, Overhead | Broken, wire on ground | 2016 | Tier 2 - Elevated | Distribution Circuit | 11 | 22 | 2016-11-22 | 1587029 | Sus | Y | Vegetation¦Treefellintoline¦ConductorOverhead¦Brokenwireonground
16-0082511 | Equipment Failure/Involved | Overhead | Fuse | Failed/Faulted | 2016 | Tier 2 - Elevated | Distribution Circuit | 11 | 27 | 2016-11-27 | 1590062 | Sus | Y | EquipmentFailureInvolved¦Overhead¦Fuse¦FailedFaulted
16-0084923 | Vegetation | Tree - fell into line | Conductor, Overhead | Broken, wire on ground | 2016 | Tier 2 - Elevated | Distribution Circuit | 12 | 10 | 2016-12-10 | 1598441 | Sus | N | Vegetation¦Treefellintoline¦ConductorOverhead¦Brokenwireonground
16-0086891 | Equipment Failure/Involved | Electrical Overload | Transformer (OH) | Failed/Faulted | 2016 | Tier 2 - Elevated | Transformer only | 12 | 24 | 2016-12-24 | 1610169 | Sus | N | EquipmentFailureInvolved¦ElectricalOverload¦Transformer(OH)¦FailedFaulted
17-0004114 | Vegetation | Tree - fell into line | Pole-Wood | Broken, wire on ground | 2017 | Tier 2 - Elevated | Distribution Circuit | 1 | 3 | 2017-01-03 | 1619843 | Sus | N | Vegetation¦Treefellintoline¦PoleWood¦Brokenwireonground
17-0004890 | Vegetation | Tree - fell into line | Conductor, Overhead | Broken, wire on ground | 2017 | Tier 3 - Extreme | Distribution Circuit | 1 | 8 | 2017-01-08 | 1622372 | Sus | N | Vegetation¦Treefellintoline¦ConductorOverhead¦Brokenwireonground
17-0005247 | Vegetation | Tree - fell into line | Conductor, Overhead | Together | 2017 | Tier 3 - Extreme | Distribution Circuit | 1 | 8 | 2017-01-08 | 1625170 | Sus | N | Vegetation¦Treefellintoline¦ConductorOverhead¦Together
17-0005277 | Vegetation | Tree - fell into line | Pole-Wood | Broken, wire on ground | 2017 | Tier 2 - Elevated | Distribution Circuit | 1 | 8 | 2017-01-08 | 1626362 | Sus | N | Vegetation¦Treefellintoline¦PoleWood¦Brokenwireonground
17-0005474 | Vegetation | Tree - fell into line | Conductor, Overhead | Normal | 2017 | Tier 3 - Extreme | Distribution Circuit | 1 | 8 | 2017-01-08 | 1628009 | Sus | N | Vegetation¦Treefellintoline¦ConductorOverhead¦Normal
17-0005518 | Unknown Cause | Patrol - found nothing |  |  | 2017 | Tier 2 - Elevated | Distribution Circuit | 1 | 8 | 2017-01-08 | 1625397 | Sus | N | UnknownCause¦Patrolfoundnothing¦¦
17-0006251 | Vegetation | Tree - fell into line | Conductor, Overhead | Normal | 2017 | Tier 2 - Elevated | Distribution Circuit | 1 | 9 | 2017-01-09 | 1631902 | Sus | N | Vegetation¦Treefellintoline¦ConductorOverhead¦Normal
17-0006295 | Vegetation | Tree - fell into line | Conductor, Overhead | Broken, wire on ground | 2017 | Tier 3 - Extreme | Distribution Circuit | 1 | 9 | 2017-01-09 | 1632155 | Sus | N | Vegetation¦Treefellintoline¦ConductorOverhead¦Brokenwireonground
17-0006665 | Environmental/External | Flood/Erosion | Pole-Wood | Normal | 2017 | Tier 3 - Extreme | Distribution Circuit | 1 | 10 | 2017-01-10 | 1633333 | Sus | N | EnvironmentalExternal¦FloodErosion¦PoleWood¦Normal
17-0006685 | Vegetation | Tree - fell into line | Conductor, Overhead | Broken, wire on ground | 2017 | Tier 2 - Elevated | Distribution Circuit | 1 | 10 | 2017-01-10 | 1633406 | Sus | N | Vegetation¦Treefellintoline¦ConductorOverhead¦Brokenwireonground
17-0006697 | Vegetation | Tree - fell into line | Conductor, Overhead | Broken, wire on ground | 2017 | Tier 2 - Elevated | Distribution Circuit | 1 | 10 | 2017-01-10 | 1633797 | Sus | N | Vegetation¦Treefellintoline¦ConductorOverhead¦Brokenwireonground
17-0008426 | Equipment Failure/Involved | Overhead | Cutout, fuse holder | Broken | 2017 | Tier 2 - Elevated | Distribution Circuit | 1 | 12 | 2017-01-12 | 1641679 | Sus | N | EquipmentFailureInvolved¦Overhead¦Cutoutfuseholder¦Broken
17-0010300 | Unknown Cause | Patrol - found nothing |  |  | 2017 | Tier 2 - Elevated | Distribution Circuit | 1 | 18 | 2017-01-18 | 1647627 | Sus | N | UnknownCause¦Patrolfoundnothing¦¦
17-0011593 | Vegetation | Tree - fell into line | Conductor, Overhead | Broken, wire on ground | 2017 | Tier 2 - Elevated | Distribution Circuit | 1 | 20 | 2017-01-20 | 1652469 | Sus | N | Vegetation¦Treefellintoline¦ConductorOverhead¦Brokenwireonground
17-0012620 | Vegetation | Tree - fell into line | Conductor, Overhead | Together | 2017 | Tier 2 - Elevated | Distribution Circuit | 1 | 22 | 2017-01-22 | 1658193 | Sus | N | Vegetation¦Treefellintoline¦ConductorOverhead¦Together
17-0015413 | Equipment Failure/Involved | Overhead | Jumper | Burned Open | 2017 | Tier 2 - Elevated | Distribution Circuit | 1 | 26 | 2017-01-26 | 1668086 | Sus | N | EquipmentFailureInvolved¦Overhead¦Jumper¦BurnedOpen
17-0016549 | Unknown Cause | Patrol - found nothing |  |  | 2017 | Tier 2 - Elevated | Distribution Circuit | 2 | 1 | 2017-02-01 | 1671793 | Sus | N | UnknownCause¦Patrolfoundnothing¦¦
17-0018490 | Vegetation | Tree - branch fell on line | Conductor, Overhead | Broken, wire on ground | 2017 | Tier 2 - Elevated | Distribution Circuit | 2 | 7 | 2017-02-07 | 1677989 | Sus | N | Vegetation¦Treebranchfellonline¦ConductorOverhead¦Brokenwireonground
17-0018837 | Vegetation | Tree - fell into line | Conductor, Overhead | Together | 2017 | Tier 2 - Elevated | Distribution Circuit | 2 | 7 | 2017-02-07 | 1681041 | Sus | N | Vegetation¦Treefellintoline¦ConductorOverhead¦Together
17-0019512 | Vegetation | Tree - fell into line | Conductor, Overhead | Broken, wire on ground | 2017 | Tier 3 - Extreme | Distribution Circuit | 2 | 9 | 2017-02-09 | 1683536 | Sus | N | Vegetation¦Treefellintoline¦ConductorOverhead¦Brokenwireonground
17-0019619 | Equipment Failure/Involved | Overhead | Insulator | Normal | 2017 | Tier 3 - Extreme | Distribution Circuit | 2 | 9 | 2017-02-09 | 1683893 | Sus | N | EquipmentFailureInvolved¦Overhead¦Insulator¦Normal
17-0019621 | Environmental/External | Lightning | Other | Failed/Faulted | 2017 | Tier 3 - Extreme | Transformer only | 2 | 9 | 2017-02-09 | 1683867 | Sus | N | EnvironmentalExternal¦Lightning¦Other¦FailedFaulted
17-0020374 | Environmental/External | Flood/Erosion | Conductor, Overhead | On Ground | 2017 | Tier 3 - Extreme | Distribution Circuit | 2 | 11 | 2017-02-11 | 1686181 | Sus | N | EnvironmentalExternal¦FloodErosion¦ConductorOverhead¦OnGround
17-0023646 | Vegetation | Tree - fell into line | Conductor, Overhead | Broken, wire on object | 2017 | Tier 2 - Elevated | Distribution Circuit | 2 | 20 | 2017-02-20 | 1702489 | Sus | N | Vegetation¦Treefellintoline¦ConductorOverhead¦Brokenwireonobject
17-0023932 | Equipment Failure/Involved | Overhead | Transformer (OH) | Broken | 2017 | Tier 2 - Elevated | Distribution Circuit | 2 | 20 | 2017-02-20 | 1704304 | Sus | N | EquipmentFailureInvolved¦Overhead¦Transformer(OH)¦Broken
17-0024040 | Unknown Cause | Patrol - not conducted |  |  | 2017 | Tier 2 - Elevated | Distribution Circuit | 2 | 20 | 2017-02-20 | 1705022 | Sus | N | UnknownCause¦Patrolnotconducted¦¦
17-0025121 | Unknown Cause | Patrol - found nothing |  |  | 2017 | Tier 3 - Extreme | Distribution Circuit | 2 | 20 | 2017-02-20 | 1705121 | Sus | N | UnknownCause¦Patrolfoundnothing¦¦
17-0025406 | Unknown Cause | Patrol - found nothing |  |  | 2017 | Tier 2 - Elevated | Distribution Circuit | 2 | 22 | 2017-02-22 | 1709626 | Sus | N | UnknownCause¦Patrolfoundnothing¦¦
17-0027946 | Equipment Failure/Involved | Overhead | Transformer | Failed/Faulted | 2017 | Tier 2 - Elevated | Transformer only | 3 | 2 | 2017-03-02 | 1717888 | Sus | N | EquipmentFailureInvolved¦Overhead¦Transformer¦FailedFaulted
17-0029884 | Unknown Cause | Patrol - found nothing |  |  | 2017 | Tier 2 - Elevated | Distribution Circuit | 3 | 10 | 2017-03-10 | 1723751 | Sus | N | UnknownCause¦Patrolfoundnothing¦¦
17-0033965 | Vegetation | Tree - fell into line | Conductor, Overhead | Together | 2017 | Tier 2 - Elevated | Distribution Circuit | 3 | 27 | 2017-03-27 | 1736198 | Sus | N | Vegetation¦Treefellintoline¦ConductorOverhead¦Together
17-0034073 | Equipment Failure/Involved | Overhead | Cutout, fuse holder | Broken | 2017 | Tier 3 - Extreme | Distribution Circuit | 3 | 27 | 2017-03-27 | 1736547 | Sus | N | EquipmentFailureInvolved¦Overhead¦Cutoutfuseholder¦Broken
17-0037494 | Unknown Cause | Patrol - found nothing |  |  | 2017 | Tier 3 - Extreme | Distribution Circuit | 4 | 6 | 2017-04-06 | 1748501 | Sus | N | UnknownCause¦Patrolfoundnothing¦¦
17-0037539 | Vegetation | Tree - fell into line | Conductor, Overhead | Broken, wire on ground | 2017 | Tier 3 - Extreme | Distribution Circuit | 4 | 6 | 2017-04-06 | 1748927 | Sus | N | Vegetation¦Treefellintoline¦ConductorOverhead¦Brokenwireonground
17-0037555 | Unknown Cause | Patrol - found nothing |  |  | 2017 | Tier 2 - Elevated | Distribution Circuit | 4 | 7 | 2017-04-07 | 1749090 | Sus | N | UnknownCause¦Patrolfoundnothing¦¦
17-0057978 | Unknown Cause | Patrol - found nothing |  |  | 2017 | Tier 3 - Extreme | Distribution Circuit | 6 | 22 | 2017-06-22 | 1815692 | Sus | Y | UnknownCause¦Patrolfoundnothing¦¦
17-0065004 | Equipment Failure/Involved | Overhead | Crossarm, Wood | Broken | 2017 | Tier 3 - Extreme | Distribution Circuit | 7 | 24 | 2017-07-24 | 1838698 | Sus | Y | EquipmentFailureInvolved¦Overhead¦CrossarmWood¦Broken
17-0068944 | Equipment Failure/Involved | Overhead | Crossarm, Wood | Broken, wire on ground | 2017 | Tier 3 - Extreme | Distribution Circuit | 8 | 9 | 2017-08-09 | 1848996 | Sus | Y | EquipmentFailureInvolved¦Overhead¦CrossarmWood¦Brokenwireonground
17-0071559 | Animal | Squirrel | Transformer (OH) | Normal | 2017 | Tier 3 - Extreme | Distribution Circuit | 8 | 20 | 2017-08-20 | 1855623 | Sus | Y | Animal¦Squirrel¦Transformer(OH)¦Normal
17-0074496 | Equipment Failure/Involved | Electrical Overload | Transformer | Burned/flashed | 2017 | Tier 2 - Elevated | Transformer only | 8 | 31 | 2017-08-31 | 1864101 | Sus | Y | EquipmentFailureInvolved¦ElectricalOverload¦Transformer¦Burnedflashed
17-0075089 | Unknown Cause | Patrol - found nothing |  |  | 2017 | Tier 3 - Extreme | Distribution Circuit | 9 | 2 | 2017-09-02 | 1866008 | Sus | Y | UnknownCause¦Patrolfoundnothing¦¦
17-0085381 | Environmental/External | Fire, Forest/Grass | Conductor, Overhead | Broken, wire on ground | 2017 | Tier 2 - Elevated | Transmission line | 10 | 8 | 2017-10-08 | 1894305 | Sus | Y | EnvironmentalExternal¦FireForestGrass¦ConductorOverhead¦Brokenwireonground
17-0086003 | Unknown Cause | Patrol - found nothing |  |  | 2017 | Tier 2 - Elevated | Distribution Circuit | 10 | 8 | 2017-10-08 | 1894074 | Sus | Y | UnknownCause¦Patrolfoundnothing¦¦
17-0086807 | Environmental/External | Fire, Forest/Grass | Pole-Wood | Burned/flashed | 2017 | Tier 2 - Elevated | Distribution Circuit | 10 | 8 | 2017-10-08 | 1899464 | Sus | Y | EnvironmentalExternal¦FireForestGrass¦PoleWood¦Burnedflashed
17-0088085 | Environmental/External | Fire, Forest/Grass | Conductor, Overhead | Normal | 2017 | Tier 2 - Elevated | Distribution Circuit | 10 | 9 | 2017-10-09 | 1902809 | Sus | Y | EnvironmentalExternal¦FireForestGrass¦ConductorOverhead¦Normal
17-0088117 | Environmental/External | Fire, Forest/Grass | Transformer (OH) | Burned/flashed | 2017 | Tier 3 - Extreme | Transformer only | 10 | 8 | 2017-10-08 | 1902860 | Sus | Y | EnvironmentalExternal¦FireForestGrass¦Transformer(OH)¦Burnedflashed
17-0088448 | Unknown Cause | Patrol - found nothing |  |  | 2017 | Tier 2 - Elevated | Distribution Circuit | 10 | 18 | 2017-10-18 | 1903631 | Sus | Y | UnknownCause¦Patrolfoundnothing¦¦
17-0091255 | Vegetation | Tree - branch fell on line | Conductor, Overhead | Normal | 2017 | Tier 3 - Extreme | Distribution Circuit | 10 | 30 | 2017-10-30 | 1912146 | Sus | Y | Vegetation¦Treebranchfellonline¦ConductorOverhead¦Normal
17-0093174 | Equipment Failure/Involved | Overhead | Connector or Splice (OH) | Broken, wire on ground | 2017 | Tier 2 - Elevated | Distribution Circuit | 11 | 7 | 2017-11-07 | 1917430 | Sus | Y | EquipmentFailureInvolved¦Overhead¦ConnectororSplice(OH)¦Brokenwireonground
17-0093442 | Unknown Cause | Patrol - found nothing |  |  | 2017 | Tier 3 - Extreme | Distribution Circuit | 11 | 8 | 2017-11-08 | 1918080 | Sus | Y | UnknownCause¦Patrolfoundnothing¦¦
17-0095533 | Equipment Failure/Involved | Overhead | Transformer | Failed/Faulted | 2017 | Tier 2 - Elevated | Distribution Circuit | 11 | 16 | 2017-11-16 | 1923750 | Sus | Y | EquipmentFailureInvolved¦Overhead¦Transformer¦FailedFaulted
17-0098082 | Vegetation | Tree - fell into line | Transformer | Broken, wire on ground | 2017 | Tier 2 - Elevated | Transformer only | 11 | 28 | 2017-11-28 | 1930891 | Sus | Y | Vegetation¦Treefellintoline¦Transformer¦Brokenwireonground
17-0099544 | Vegetation | Tree - fell into line | Conductor, Overhead | Broken, wire on ground | 2017 | Tier 3 - Extreme | Transmission line | 12 | 4 | 2017-12-04 | 1934777 | Sus | N | Vegetation¦Treefellintoline¦ConductorOverhead¦Brokenwireonground
17-0101757 | Equipment Failure/Involved | Overhead | Transformer | Failed/Faulted | 2017 | Tier 2 - Elevated | Transformer only | 12 | 15 | 2017-12-15 | 1943419 | Sus | N | EquipmentFailureInvolved¦Overhead¦Transformer¦FailedFaulted
17-0101900 | Equipment Failure/Involved | Overhead | Fuse | Broken | 2017 | Tier 2 - Elevated | Distribution Circuit | 12 | 16 | 2017-12-16 | 1943974 | Sus | N | EquipmentFailureInvolved¦Overhead¦Fuse¦Broken
18-0004506 | Vegetation | Tree - fell into line | Fuse | Failed/Faulted | 2018 | Tier 3 - Extreme | Distribution Circuit | 1 | 8 | 2018-01-08 | 4389 | Sus | N | Vegetation¦Treefellintoline¦Fuse¦FailedFaulted
18-0005170 | 3rd Party | Vehicle | Pole-Wood | Broken | 2018 | Tier 2 - Elevated | Distribution Circuit | 1 | 10 | 2018-01-10 | 6325 | Sus | N | 3rdParty¦Vehicle¦PoleWood¦Broken
18-0005599 | Animal | Squirrel |  | Normal | 2018 | Tier 2 - Elevated | Transformer only | 1 | 12 | 2018-01-12 | 7068 | Sus | N | Animal¦Squirrel¦¦Normal
18-0010672 | Unknown Cause | Patrol - not conducted |  |  | 2018 | Tier 2 - Elevated | Distribution Circuit | 2 | 1 | 2018-02-01 | 17455 | Sus | N | UnknownCause¦Patrolnotconducted¦¦
18-0014957 | Equipment Failure/Involved | Overhead | Secondary | Broken | 2018 | Tier 2 - Elevated | Distribution Circuit | 2 | 16 | 2018-02-16 | 25963 | Sus | N | EquipmentFailureInvolved¦Overhead¦Secondary¦Broken
18-0018349 | Vegetation | Tree - fell into line | Pole-Wood | Broken | 2018 | Tier 3 - Extreme | Distribution Circuit | 3 | 1 | 2018-03-01 | 34031 | Sus | N | Vegetation¦Treefellintoline¦PoleWood¦Broken
18-0018826 | 3rd Party | Fire, house or bldg. | Conductor, Overhead | Normal | 2018 | Tier 2 - Elevated | Distribution Circuit | 3 | 1 | 2018-03-01 | 35631 | Sus | N | 3rdParty¦Firehouseorbldg¦ConductorOverhead¦Normal
18-0022227 | Equipment Failure/Involved | Electrical Overload | Other | Failed/Faulted | 2018 | Tier 2 - Elevated | Transformer only | 3 | 13 | 2018-03-13 | 43168 | Sus | N | EquipmentFailureInvolved¦ElectricalOverload¦Other¦FailedFaulted
18-0022400 | Company Initiated | Coordination failure | Fuse | Failed/Faulted | 2018 | Tier 2 - Elevated | Distribution Circuit | 3 | 13 | 2018-03-13 | 43514 | Sus | N | CompanyInitiated¦Coordinationfailure¦Fuse¦FailedFaulted
18-0022839 | Environmental/External | Lightning | Transformer (OH) | Failed/Faulted | 2018 | Tier 3 - Extreme | Distribution Circuit | 3 | 14 | 2018-03-14 | 44319 | Sus | N | EnvironmentalExternal¦Lightning¦Transformer(OH)¦FailedFaulted
18-0023507 | Equipment Failure/Involved | Overhead | Insulator | Broken, wire on object | 2018 | Tier 3 - Extreme | Distribution Circuit | 3 | 16 | 2018-03-16 | 46059 | Sus | N | EquipmentFailureInvolved¦Overhead¦Insulator¦Brokenwireonobject
18-0027795 | Equipment Failure/Involved | Overhead | Crossarm, Wood | Broken | 2018 | Tier 2 - Elevated | Distribution Circuit | 3 | 29 | 2018-03-29 | 56099 | Sus | N | EquipmentFailureInvolved¦Overhead¦CrossarmWood¦Broken
18-0031029 | Equipment Failure/Involved | Overhead | Crossarm, Wood | Broken | 2018 | Tier 3 - Extreme | Distribution Circuit | 4 | 10 | 2018-04-10 | 64084 | Sus | N | EquipmentFailureInvolved¦Overhead¦CrossarmWood¦Broken
18-0037140 | Unknown Cause | Patrol - found nothing |  |  | 2018 | Tier 2 - Elevated | Distribution Circuit | 5 | 1 | 2018-05-01 | 77157 | Sus | Y | UnknownCause¦Patrolfoundnothing¦¦
18-0044143 | 3rd Party | Vehicle | Pole-Wood | Broken, wire on ground | 2018 | Tier 3 - Extreme | Transformer only | 5 | 24 | 2018-05-24 | 93169 | Sus | Y | 3rdParty¦Vehicle¦PoleWood¦Brokenwireonground
18-0044946 | Unknown Cause | Patrol - found nothing |  |  | 2018 | Tier 2 - Elevated | Distribution Circuit | 5 | 28 | 2018-05-28 | 95455 | Sus | Y | UnknownCause¦Patrolfoundnothing¦¦
18-0053890 | Vegetation | Tree - branch fell on line | Transformer (OH) | Broken | 2018 | Tier 3 - Extreme | Transformer only | 6 | 23 | 2018-06-23 | 116320 | Sus | Y | Vegetation¦Treebranchfellonline¦Transformer(OH)¦Broken
18-0056954 | Animal | Squirrel | Fuse | Failed/Faulted | 2018 | Tier 2 - Elevated | Distribution Circuit | 7 | 4 | 2018-07-04 | 124332 | Sus | Y | Animal¦Squirrel¦Fuse¦FailedFaulted
18-0056992 | Unknown Cause | Patrol - not conducted |  |  | 2018 | Tier 2 - Elevated | Distribution Circuit | 7 | 4 | 2018-07-04 | 124499 | Sus | Y | UnknownCause¦Patrolnotconducted¦¦
18-0066262 | Environmental/External | Fire, Forest/Grass | Pole-Wood | Burned/flashed | 2018 | Tier 3 - Extreme | Distribution Circuit | 7 | 26 | 2018-07-26 | 147825 | Sus | Y | EnvironmentalExternal¦FireForestGrass¦PoleWood¦Burnedflashed
18-0066484 | Animal | Squirrel | Transformer | Failed/Faulted | 2018 | Tier 3 - Extreme | Distribution Circuit | 8 | 3 | 2018-08-03 | 148143 | Sus | Y | Animal¦Squirrel¦Transformer¦FailedFaulted
18-0068995 | Equipment Failure/Involved | Overhead | Transformer | Broken, wire on ground | 2018 | Tier 2 - Elevated | Transformer only | 8 | 11 | 2018-08-11 | 153640 | Sus | Y | EquipmentFailureInvolved¦Overhead¦Transformer¦Brokenwireonground
18-0077280 | Vegetation | Tree - fell into line | Conductor, Overhead | Broken, wire on ground | 2018 | Tier 2 - Elevated | Distribution Circuit | 9 | 6 | 2018-09-06 | 169515 | Sus | Y | Vegetation¦Treefellintoline¦ConductorOverhead¦Brokenwireonground
18-0080126 | Vegetation | Tree - fell into line | Service conductor | Broken, wire on ground | 2018 | Tier 3 - Extreme | Transformer only | 9 | 16 | 2018-09-16 | 175268 | Sus | Y | Vegetation¦Treefellintoline¦Serviceconductor¦Brokenwireonground
18-0081838 | Animal | Other | Fuse | Burned Open | 2018 | Tier 2 - Elevated | Distribution Circuit | 9 | 21 | 2018-09-21 | 178483 | Sus | Y | Animal¦Other¦Fuse¦BurnedOpen
18-0086087 | Equipment Failure/Involved | Overhead | Pole-Wood | Broken | 2018 | Tier 2 - Elevated | Distribution Circuit | 10 | 3 | 2018-10-03 | 187061 | Sus | Y | EquipmentFailureInvolved¦Overhead¦PoleWood¦Broken
18-0087979 | Equipment Failure/Involved | Overhead | Crossarm, Wood | Broken | 2018 | Tier 2 - Elevated | Distribution Circuit | 10 | 7 | 2018-10-07 | 190401 | Sus | Y | EquipmentFailureInvolved¦Overhead¦CrossarmWood¦Broken
18-0091099 | Wildfire Mitigation | Public Safety Power Shut-off |  |  | 2018 | Tier 3 - Extreme | Distribution Circuit | 10 | 14 | 2018-10-14 | 196727 | Sus | Y | WildfireMitigation¦PublicSafetyPowerShutoff¦¦
18-0091801 | Wildfire Mitigation | Public Safety Power Shut-off |  | Normal | 2018 | Tier 3 - Extreme | Distribution Circuit | 10 | 14 | 2018-10-14 | 197970 | Sus | Y | WildfireMitigation¦PublicSafetyPowerShutoff¦¦Normal
18-0098795 | Unknown Cause | Patrol - found nothing |  |  | 2018 | Tier 3 - Extreme | Distribution Circuit | 11 | 10 | 2018-11-10 | 212775 | Sus | Y | UnknownCause¦Patrolfoundnothing¦¦
18-0101454 | Environmental/External | Fire, Forest/Grass | Pole-Wood | Burned/flashed | 2018 | Tier 3 - Extreme | Distribution Circuit | 11 | 8 | 2018-11-08 | 219054 | Sus | Y | EnvironmentalExternal¦FireForestGrass¦PoleWood¦Burnedflashed
18-0103821 | Environmental/External | Fire, Forest/Grass | Pole-Wood | Burned/flashed | 2018 | Tier 3 - Extreme | Distribution Circuit | 11 | 8 | 2018-11-08 | 225625 | Sus | Y | EnvironmentalExternal¦FireForestGrass¦PoleWood¦Burnedflashed
18-0106163 | Environmental/External | Fire, Forest/Grass | Pole-Wood | Burned/flashed | 2018 | Tier 3 - Extreme | Distribution Circuit | 11 | 8 | 2018-11-08 | 231960 | Sus | Y | EnvironmentalExternal¦FireForestGrass¦PoleWood¦Burnedflashed
18-0108073 | Vegetation | Tree - grew into line | Conductor, Overhead | Normal | 2018 | Tier 3 - Extreme | Distribution Circuit | 12 | 8 | 2018-12-08 | 236330 | Sus | N | Vegetation¦Treegrewintoline¦ConductorOverhead¦Normal
18-0110300 | Equipment Failure/Involved | Overhead | Transformer (OH) | Failed/Faulted | 2018 | Tier 2 - Elevated | Transformer only | 12 | 21 | 2018-12-21 | 245379 | Sus | N | EquipmentFailureInvolved¦Overhead¦Transformer(OH)¦FailedFaulted
18-0110643 | Vegetation | Tree - fell into line | Conductor, Overhead | Together | 2018 | Tier 2 - Elevated | Distribution Circuit | 12 | 25 | 2018-12-25 | 247106 | Sus | N | Vegetation¦Treefellintoline¦ConductorOverhead¦Together
19-0006647 | Unknown Cause | Patrol - found nothing |  |  | 2019 | Tier 3 - Extreme | Distribution Circuit | 1 | 9 | 2019-01-09 | 261205 | Sus | N | UnknownCause¦Patrolfoundnothing¦¦
19-0006731 | Vegetation | Tree - branch fell on line | Connector or Splice (OH) | Broken | 2019 | Tier 3 - Extreme | Transformer only | 1 | 9 | 2019-01-09 | 261273 | Sus | N | Vegetation¦Treebranchfellonline¦ConnectororSplice(OH)¦Broken
19-0010170 | Vegetation | Tree - branch fell on line | Conductor, Overhead | Broken, wire on ground | 2019 | Tier 2 - Elevated | Distribution Circuit | 1 | 16 | 2019-01-16 | 268821 | Sus | N | Vegetation¦Treebranchfellonline¦ConductorOverhead¦Brokenwireonground
19-0010539 | Equipment Failure/Involved | Overhead | Other | Normal | 2019 | Tier 3 - Extreme | Distribution Circuit | 1 | 16 | 2019-01-16 | 271303 | Sus | N | EquipmentFailureInvolved¦Overhead¦Other¦Normal
19-0011000 | Vegetation | Tree - branch fell on line | Fuse | Failed/Faulted | 2019 | Tier 2 - Elevated | Distribution Circuit | 1 | 17 | 2019-01-17 | 272235 | Sus | N | Vegetation¦Treebranchfellonline¦Fuse¦FailedFaulted
19-0011341 | Vegetation | Tree - branch fell on line | Conductor, Overhead | Together | 2019 | Tier 3 - Extreme | Distribution Circuit | 1 | 17 | 2019-01-17 | 273997 | Sus | N | Vegetation¦Treebranchfellonline¦ConductorOverhead¦Together
19-0016766 | Unknown Cause | Patrol - found nothing |  |  | 2019 | Tier 2 - Elevated | Distribution Circuit | 2 | 1 | 2019-02-01 | 285693 | Sus | N | UnknownCause¦Patrolfoundnothing¦¦
19-0017722 | Vegetation | Tree - fell into line | Conductor, Overhead | Broken, wire on ground | 2019 | Tier 2 - Elevated | Distribution Circuit | 2 | 4 | 2019-02-04 | 289476 | Sus | N | Vegetation¦Treefellintoline¦ConductorOverhead¦Brokenwireonground
19-0018203 | Vegetation | Tree - branch fell on line | Conductor, Overhead | Broken, wire on ground | 2019 | Tier 3 - Extreme | Distribution Circuit | 2 | 4 | 2019-02-04 | 291212 | Sus | N | Vegetation¦Treebranchfellonline¦ConductorOverhead¦Brokenwireonground
19-0018435 | Vegetation | Tree - fell into line | Conductor, Overhead | Broken, wire on ground | 2019 | Tier 3 - Extreme | Distribution Circuit | 2 | 5 | 2019-02-05 | 291750 | Sus | N | Vegetation¦Treefellintoline¦ConductorOverhead¦Brokenwireonground
19-0019346 | Vegetation | Tree - fell into line | Conductor, Overhead | Broken, wire on ground | 2019 | Tier 3 - Extreme | Distribution Circuit | 2 | 5 | 2019-02-05 | 294714 | Sus | N | Vegetation¦Treefellintoline¦ConductorOverhead¦Brokenwireonground
19-0019361 | Vegetation | Tree - fell into line | Conductor, Overhead | Normal | 2019 | Tier 2 - Elevated | Distribution Circuit | 2 | 5 | 2019-02-05 | 294768 | Sus | N | Vegetation¦Treefellintoline¦ConductorOverhead¦Normal
19-0019694 | Vegetation | Tree - fell into line | Conductor, Overhead | Normal | 2019 | Tier 3 - Extreme | Distribution Circuit | 2 | 6 | 2019-02-06 | 294837 | Sus | N | Vegetation¦Treefellintoline¦ConductorOverhead¦Normal
19-0020269 | Vegetation | Tree - fell into line | Conductor, Overhead | Normal | 2019 | Tier 3 - Extreme | Distribution Circuit | 2 | 9 | 2019-02-09 | 296764 | Sus | N | Vegetation¦Treefellintoline¦ConductorOverhead¦Normal
19-0021017 | Vegetation | Tree - fell into line | Pole-Wood | Broken | 2019 | Tier 2 - Elevated | Distribution Circuit | 2 | 10 | 2019-02-10 | 299830 | Sus | N | Vegetation¦Treefellintoline¦PoleWood¦Broken
19-0022472 | Equipment Failure/Involved | Overhead | Lightning Arrestor | Failed/Faulted | 2019 | Tier 2 - Elevated | Distribution Circuit | 2 | 13 | 2019-02-13 | 305115 | Sus | N | EquipmentFailureInvolved¦Overhead¦LightningArrestor¦FailedFaulted
19-0022797 | Vegetation | Tree - fell into line | Conductor, Overhead | Broken, wire on ground | 2019 | Tier 2 - Elevated | Distribution Circuit | 2 | 14 | 2019-02-14 | 306375 | Sus | N | Vegetation¦Treefellintoline¦ConductorOverhead¦Brokenwireonground
19-0025114 | Equipment Failure/Involved | Overhead | Crossarm, Wood | Broken | 2019 | Tier 2 - Elevated | Distribution Circuit | 2 | 12 | 2019-02-12 | 315718 | Sus | N | EquipmentFailureInvolved¦Overhead¦CrossarmWood¦Broken
19-0025648 | Unknown Cause | Patrol - found nothing |  |  | 2019 | Tier 3 - Extreme | Distribution Circuit | 2 | 12 | 2019-02-12 | 317733 | Sus | N | UnknownCause¦Patrolfoundnothing¦¦
19-0026301 | Vegetation | Tree - fell into line | Crossarm, Wood | Broken, wire on ground | 2019 | Tier 3 - Extreme | Distribution Circuit | 2 | 20 | 2019-02-20 | 319299 | Sus | N | Vegetation¦Treefellintoline¦CrossarmWood¦Brokenwireonground
19-0027838 | Unknown Cause | Patrol - found nothing |  |  | 2019 | Tier 2 - Elevated | Distribution Circuit | 2 | 25 | 2019-02-25 | 323028 | Sus | N | UnknownCause¦Patrolfoundnothing¦¦
19-0028046 | Vegetation | Tree - fell into line | Conductor, Overhead | Normal | 2019 | Tier 3 - Extreme | Distribution Circuit | 2 | 25 | 2019-02-25 | 323638 | Sus | N | Vegetation¦Treefellintoline¦ConductorOverhead¦Normal
19-0028696 | Vegetation | Tree - fell into line | Pole-Wood | Broken, wire on ground | 2019 | Tier 2 - Elevated | Distribution Circuit | 2 | 27 | 2019-02-27 | 326128 | Sus | N | Vegetation¦Treefellintoline¦PoleWood¦Brokenwireonground
19-0028796 | Unknown Cause | Patrol - found nothing |  |  | 2019 | Tier 2 - Elevated | Distribution Circuit | 2 | 26 | 2019-02-26 | 325742 | Sus | N | UnknownCause¦Patrolfoundnothing¦¦
19-0028826 | Vegetation | Tree - fell into line | Conductor, Overhead | Normal | 2019 | Tier 2 - Elevated | Distribution Circuit | 2 | 27 | 2019-02-27 | 326338 | Sus | N | Vegetation¦Treefellintoline¦ConductorOverhead¦Normal
19-0029288 | Vegetation | Tree - fell into line | Conductor, Overhead | Broken, wire on ground | 2019 | Tier 2 - Elevated | Distribution Circuit | 2 | 26 | 2019-02-26 | 325313 | Sus | N | Vegetation¦Treefellintoline¦ConductorOverhead¦Brokenwireonground
19-0030114 | Unknown Cause | Patrol - not conducted |  |  | 2019 | Tier 3 - Extreme | Distribution Circuit | 3 | 2 | 2019-03-02 | 329692 | Sus | N | UnknownCause¦Patrolnotconducted¦¦
19-0031350 | Equipment Failure/Involved | Overhead | Conductor, Overhead | Normal | 2019 | Tier 3 - Extreme | Distribution Circuit | 3 | 6 | 2019-03-06 | 332650 | Sus | N | EquipmentFailureInvolved¦Overhead¦ConductorOverhead¦Normal
19-0037994 | Equipment Failure/Involved | Overhead | Lightning Arrestor | Failed/Faulted | 2019 | Tier 3 - Extreme | Distribution Circuit | 3 | 28 | 2019-03-28 | 349625 | Sus | N | EquipmentFailureInvolved¦Overhead¦LightningArrestor¦FailedFaulted
19-0039765 | Equipment Failure/Involved | Overhead | Crossarm, Wood | Broken | 2019 | Tier 2 - Elevated | Distribution Circuit | 4 | 4 | 2019-04-04 | 353854 | Sus | N | EquipmentFailureInvolved¦Overhead¦CrossarmWood¦Broken
19-0040022 | Equipment Failure/Involved | Underground | Transformer (UG) | Burned/flashed | 2019 | Tier 2 - Elevated | Transformer only | 4 | 5 | 2019-04-05 | 354309 | Sus | N | EquipmentFailureInvolved¦Underground¦Transformer(UG)¦Burnedflashed
19-0041674 | Equipment Failure/Involved | Overhead | Crossarm, Wood | Broken | 2019 | Tier 3 - Extreme | Transformer only | 4 | 11 | 2019-04-11 | 358963 | Sus | N | EquipmentFailureInvolved¦Overhead¦CrossarmWood¦Broken
19-0046587 | Equipment Failure/Involved | Overhead | Conductor, Overhead | Normal | 2019 | Tier 3 - Extreme | Distribution Circuit | 4 | 26 | 2019-04-26 | 368857 | Sus | N | EquipmentFailureInvolved¦Overhead¦ConductorOverhead¦Normal
19-0048873 | Vegetation | Tree - fell into line | Conductor, Overhead | Normal | 2019 | Tier 3 - Extreme | Distribution Circuit | 5 | 4 | 2019-05-04 | 373716 | Sus | Y | Vegetation¦Treefellintoline¦ConductorOverhead¦Normal
19-0053004 | Unknown Cause | Patrol - found nothing |  |  | 2019 | Tier 2 - Elevated | Distribution Circuit | 5 | 16 | 2019-05-16 | 383032 | Sus | Y | UnknownCause¦Patrolfoundnothing¦¦
19-0053664 | Unknown Cause | Patrol - found nothing |  |  | 2019 | Tier 2 - Elevated | Distribution Circuit | 5 | 18 | 2019-05-18 | 384048 | Sus | Y | UnknownCause¦Patrolfoundnothing¦¦
19-0054297 | Unknown Cause | Patrol - found nothing |  |  | 2019 | Tier 2 - Elevated | Distribution Circuit | 5 | 19 | 2019-05-19 | 385792 | Sus | Y | UnknownCause¦Patrolfoundnothing¦¦
19-0056994 | Equipment Failure/Involved | Overhead | Cutout, fuse holder | Broken | 2019 | Tier 2 - Elevated | Transformer only | 5 | 24 | 2019-05-24 | 389803 | Sus | Y | EquipmentFailureInvolved¦Overhead¦Cutoutfuseholder¦Broken
19-0071948 | Equipment Failure/Involved | Overhead | Cutout, fuse holder | Broken | 2019 | Tier 2 - Elevated | Transformer only | 6 | 25 | 2019-06-25 | 428711 | Sus | Y | EquipmentFailureInvolved¦Overhead¦Cutoutfuseholder¦Broken
19-0072606 | Equipment Failure/Involved | Overhead | Pole-Wood | Broken | 2019 | Tier 2 - Elevated | Distribution Circuit | 6 | 27 | 2019-06-27 | 430916 | Sus | Y | EquipmentFailureInvolved¦Overhead¦PoleWood¦Broken
19-0084217 | 3rd Party | Metallic Balloon | Conductor, Overhead | Broken | 2019 | Tier 2 - Elevated | Distribution Circuit | 8 | 5 | 2019-08-05 | 482560 | Sus | Y | 3rdParty¦MetallicBalloon¦ConductorOverhead¦Broken
19-0097058 | 3rd Party | Vehicle | Anchor or Guy | Normal | 2019 | Tier 3 - Extreme | Distribution Circuit | 9 | 9 | 2019-09-09 | 565233 | Sus | Y | 3rdParty¦Vehicle¦AnchororGuy¦Normal
19-0099369 | Unknown Cause | Patrol - found nothing |  |  | 2019 | Tier 2 - Elevated | Distribution Circuit | 9 | 16 | 2019-09-16 | 583548 | Sus | Y | UnknownCause¦Patrolfoundnothing¦¦
19-0108066 | Unknown Cause | Patrol - found nothing |  |  | 2019 | Tier 2 - Elevated | Distribution Circuit | 10 | 6 | 2019-10-06 | 645597 | Sus | Y | UnknownCause¦Patrolfoundnothing¦¦
19-0110777 | 3rd Party | Tree - cutting, 3rd party | Conductor, Overhead | Normal | 2019 | Tier 3 - Extreme | Distribution Circuit | 10 | 11 | 2019-10-11 | 654882 | Sus | Y | 3rdParty¦Treecutting3rdparty¦ConductorOverhead¦Normal
19-0116541 | Wildfire Mitigation | Public Safety Power Shut-off | Conductor, Overhead | Normal | 2019 | Tier 3 - Extreme | Distribution Circuit | 10 | 26 | 2019-10-26 | 688056 | Sus | Y | WildfireMitigation¦PublicSafetyPowerShutoff¦ConductorOverhead¦Normal
19-0116859 | Wildfire Mitigation | Public Safety Power Shut-off | Conductor, Overhead | Normal | 2019 | Tier 2 - Elevated | Distribution Circuit | 10 | 29 | 2019-10-29 | 694634 | Sus | Y | WildfireMitigation¦PublicSafetyPowerShutoff¦ConductorOverhead¦Normal
19-0129863 | Vegetation | Tree - fell into line | Crossarm, Wood | Broken, wire on ground | 2019 | Tier 3 - Extreme | Distribution Circuit | 11 | 27 | 2019-11-27 | 719762 | Sus | Y | Vegetation¦Treefellintoline¦CrossarmWood¦Brokenwireonground
19-0129863 | Vegetation | Tree - fell into line | Crossarm, Wood | Broken, wire on ground | 2019 | Tier 3 - Extreme | Distribution Circuit | 11 | 27 | 2019-11-27 | 719762 | Sus | Y | Vegetation¦Treefellintoline¦CrossarmWood¦Brokenwireonground
19-0130415 | Unknown Cause | Patrol - not conducted |  |  | 2019 | Tier 2 - Elevated | Distribution Circuit | 11 | 27 | 2019-11-27 | 720096 | Sus | Y | UnknownCause¦Patrolnotconducted¦¦
19-0134787 | Vegetation | Tree - branch fell on line | Conductor, Overhead | Normal | 2019 | Tier 2 - Elevated | Distribution Circuit | 12 | 7 | 2019-12-07 | 732718 | Sus | N | Vegetation¦Treebranchfellonline¦ConductorOverhead¦Normal
19-0137627 | Vegetation | Tree - fell into line | Conductor, Overhead | Broken, wire on ground | 2019 | Tier 2 - Elevated | Distribution Circuit | 12 | 22 | 2019-12-22 | 748164 | Sus | N | Vegetation¦Treefellintoline¦ConductorOverhead¦Brokenwireonground
19-0137748 | Vegetation | Tree - fell into line | Conductor, Overhead | Broken | 2019 | Tier 2 - Elevated | Distribution Circuit | 12 | 23 | 2019-12-23 | 749460 | Sus | N | Vegetation¦Treefellintoline¦ConductorOverhead¦Broken
19-0138147 | Equipment Failure/Involved | Overhead | Connector or Splice (OH) | Broken, wire on ground | 2019 | Tier 3 - Extreme | Distribution Circuit | 12 | 29 | 2019-12-29 | 752030 | Sus | N | EquipmentFailureInvolved¦Overhead¦ConnectororSplice(OH)¦Brokenwireonground
20-0008440 | Unknown Cause | Patrol - found nothing |  |  | 2020 | Tier 2 - Elevated | Distribution Circuit | 1 | 14 | 2020-01-14 | 760632 | Sus | N | UnknownCause¦Patrolfoundnothing¦¦
20-0009717 | Vegetation | Tree - fell into line | Conductor, Overhead | Broken, wire on ground | 2020 | Tier 2 - Elevated | Distribution Circuit | 1 | 16 | 2020-01-16 | 762623 | Sus | N | Vegetation¦Treefellintoline¦ConductorOverhead¦Brokenwireonground
20-0010610 | Vegetation | Tree - fell into line | Conductor, Overhead | Broken, wire on ground | 2020 | Tier 2 - Elevated | Distribution Circuit | 1 | 17 | 2020-01-17 | 764762 | Sus | N | Vegetation¦Treefellintoline¦ConductorOverhead¦Brokenwireonground
20-0012079 | Vegetation | Tree - branch fell on line | Conductor, Overhead | Normal | 2020 | Tier 2 - Elevated | Distribution Circuit | 1 | 22 | 2020-01-22 | 767655 | Sus | N | Vegetation¦Treebranchfellonline¦ConductorOverhead¦Normal
20-0013283 | Vegetation | Tree - fell into line | Pole-Wood | Broken, wire on ground | 2020 | Tier 2 - Elevated | Distribution Circuit | 1 | 24 | 2020-01-24 | 769339 | Sus | N | Vegetation¦Treefellintoline¦PoleWood¦Brokenwireonground
20-0018757 | Unknown Cause | Patrol - found nothing |  |  | 2020 | Tier 3 - Extreme | Distribution Circuit | 2 | 7 | 2020-02-07 | 780408 | Sus | N | UnknownCause¦Patrolfoundnothing¦¦
20-0019116 | Equipment Failure/Involved | Overhead | Conductor, Overhead | Together | 2020 | Tier 2 - Elevated | Distribution Circuit | 2 | 9 | 2020-02-09 | 781663 | Sus | N | EquipmentFailureInvolved¦Overhead¦ConductorOverhead¦Together
20-0020005 | Unknown Cause | Patrol - found nothing |  |  | 2020 | Tier 3 - Extreme | Distribution Circuit | 2 | 9 | 2020-02-09 | 787565 | Sus | N | UnknownCause¦Patrolfoundnothing¦¦
20-0020023 | Unknown Cause | Patrol - found nothing |  |  | 2020 | Tier 3 - Extreme | Distribution Circuit | 2 | 9 | 2020-02-09 | 784654 | Sus | N | UnknownCause¦Patrolfoundnothing¦¦
20-0020255 | Vegetation | Tree - branch fell on line | Conductor, Overhead | Normal | 2020 | Tier 3 - Extreme | Distribution Circuit | 2 | 9 | 2020-02-09 | 784035 | Sus | N | Vegetation¦Treebranchfellonline¦ConductorOverhead¦Normal
20-0020615 | Vegetation | Tree - fell into line | Service conductor | Broken, wire on ground | 2020 | Tier 3 - Extreme | Distribution Circuit | 2 | 11 | 2020-02-11 | 788805 | Sus | N | Vegetation¦Treefellintoline¦Serviceconductor¦Brokenwireonground
20-0020716 | Unknown Cause | Patrol - found nothing |  |  | 2020 | Tier 2 - Elevated | Distribution Circuit | 2 | 11 | 2020-02-11 | 788683 | Sus | N | UnknownCause¦Patrolfoundnothing¦¦
20-0020744 | Unknown Cause | Patrol - found nothing |  |  | 2020 | Tier 3 - Extreme | Distribution Circuit | 2 | 11 | 2020-02-11 | 788979 | Sus | N | UnknownCause¦Patrolfoundnothing¦¦
20-0028467 | Unknown Cause | Patrol - not conducted |  |  | 2020 | Tier 2 - Elevated | Distribution Circuit | 3 | 4 | 2020-03-04 | 828031 | Sus | N | UnknownCause¦Patrolnotconducted¦¦
20-0032272 | Vegetation | Tree - bark fell into line | Conductor, Overhead | Normal | 2020 | Tier 3 - Extreme | Distribution Circuit | 3 | 14 | 2020-03-14 | 851470 | Sus | N | Vegetation¦Treebarkfellintoline¦ConductorOverhead¦Normal
20-0032359 | Vegetation | Tree - fell into line | Conductor, Overhead | Broken, wire on ground | 2020 | Tier 3 - Extreme | Distribution Circuit | 3 | 15 | 2020-03-15 | 852470 | Sus | N | Vegetation¦Treefellintoline¦ConductorOverhead¦Brokenwireonground
20-0032729 | Vegetation | Tree - branch fell on line | Conductor, Overhead | Normal | 2020 | Tier 3 - Extreme | Distribution Circuit | 3 | 16 | 2020-03-16 | 854011 | Sus | N | Vegetation¦Treebranchfellonline¦ConductorOverhead¦Normal
20-0032881 | Vegetation | Tree - branch fell on line | Conductor, Overhead | Normal | 2020 | Tier 3 - Extreme | Distribution Circuit | 3 | 16 | 2020-03-16 | 854315 | Sus | N | Vegetation¦Treebranchfellonline¦ConductorOverhead¦Normal
20-0033507 | Vegetation | Tree - fell into line | Conductor, Overhead | Broken, wire on ground | 2020 | Tier 2 - Elevated | Distribution Circuit | 3 | 16 | 2020-03-16 | 856985 | Sus | N | Vegetation¦Treefellintoline¦ConductorOverhead¦Brokenwireonground
20-0033513 | Vegetation | Tree - fell into line | Crossarm, Wood | Broken, wire on ground | 2020 | Tier 3 - Extreme | Distribution Circuit | 3 | 16 | 2020-03-16 | 857018 | Sus | N | Vegetation¦Treefellintoline¦CrossarmWood¦Brokenwireonground
20-0034550 | Vegetation | Tree - fell into line | Conductor, Overhead | Broken, wire on ground | 2020 | Tier 3 - Extreme | Distribution Circuit | 3 | 19 | 2020-03-19 | 859057 | Sus | N | Vegetation¦Treefellintoline¦ConductorOverhead¦Brokenwireonground
20-0034911 | Unknown Cause | Patrol - found nothing |  |  | 2020 | Tier 2 - Elevated | Distribution Circuit | 3 | 21 | 2020-03-21 | 860154 | Sus | N | UnknownCause¦Patrolfoundnothing¦¦
20-0041380 | Unknown Cause | Patrol - not conducted |  |  | 2020 | Tier 2 - Elevated | Distribution Circuit | 4 | 14 | 2020-04-14 | 895467 | Sus | N | UnknownCause¦Patrolnotconducted¦¦
20-0049544 | Vegetation | Tree - grew into line | Conductor, Overhead | Normal | 2020 | Tier 2 - Elevated | Distribution Circuit | 5 | 12 | 2020-05-12 | 912226 | Sus | Y | Vegetation¦Treegrewintoline¦ConductorOverhead¦Normal
20-0050358 | Unknown Cause | Patrol - found nothing |  |  | 2020 | Tier 2 - Elevated | Distribution Circuit | 5 | 14 | 2020-05-14 | 913862 | Sus | Y | UnknownCause¦Patrolfoundnothing¦¦
20-0050855 | Unknown Cause | Patrol - not conducted |  |  | 2020 | Tier 2 - Elevated | Distribution Circuit | 5 | 16 | 2020-05-16 | 914719 | Sus | Y | UnknownCause¦Patrolnotconducted¦¦
20-0051250 | Equipment Failure/Involved | Overhead | Crossarm, Wood | Broken | 2020 | Tier 2 - Elevated | Distribution Circuit | 5 | 18 | 2020-05-18 | 915888 | Sus | Y | EquipmentFailureInvolved¦Overhead¦CrossarmWood¦Broken
20-0054394 | Equipment Failure/Involved | Underground | Transformer (UG) | Deteriorated | 2020 | Tier 3 - Extreme | Distribution Circuit | 5 | 26 | 2020-05-26 | 922341 | Sus | Y | EquipmentFailureInvolved¦Underground¦Transformer(UG)¦Deteriorated
20-0068350 | Unknown Cause | Patrol - found nothing |  |  | 2020 | Tier 3 - Extreme | Distribution Circuit | 7 | 4 | 2020-07-04 | 957682 | Sus | Y | UnknownCause¦Patrolfoundnothing¦¦
20-0073899 | 3rd Party | Vehicle | Pole-Wood | Broken, wire on ground | 2020 | Tier 2 - Elevated | Distribution Circuit | 7 | 20 | 2020-07-20 | 968756 | Sus | Y | 3rdParty¦Vehicle¦PoleWood¦Brokenwireonground
20-0084967 | Unknown Cause | Patrol - found nothing |  |  | 2020 | Tier 2 - Elevated | Distribution Circuit | 8 | 16 | 2020-08-16 | 1010991 | Sus | Y | UnknownCause¦Patrolfoundnothing¦¦
20-0085375 | Environmental/External | Lightning |  | Failed/Faulted | 2020 | Tier 3 - Extreme | Transformer only | 8 | 16 | 2020-08-16 | 1014063 | Sus | Y | EnvironmentalExternal¦Lightning¦¦FailedFaulted
20-0085601 | Unknown Cause | Patrol - not conducted |  |  | 2020 | Tier 2 - Elevated | Transmission line | 8 | 17 | 2020-08-17 | 1015485 | Sus | Y | UnknownCause¦Patrolnotconducted¦¦
20-0085824 | Vegetation | Tree - branch fell on line | Conductor, Overhead | Normal | 2020 | Tier 3 - Extreme | Distribution Circuit | 8 | 16 | 2020-08-16 | 1011555 | Sus | Y | Vegetation¦Treebranchfellonline¦ConductorOverhead¦Normal
20-0087048 | Company Initiated | Coordination failure | Conductor, Overhead | Normal | 2020 | Tier 2 - Elevated | Distribution Circuit | 8 | 18 | 2020-08-18 | 1021157 | Sus | Y | CompanyInitiated¦Coordinationfailure¦ConductorOverhead¦Normal
20-0087067 | Equipment Failure/Involved | Overhead | Transformer | Failed/Faulted | 2020 | Tier 2 - Elevated | Transformer only | 8 | 17 | 2020-08-17 | 1017504 | Sus | Y | EquipmentFailureInvolved¦Overhead¦Transformer¦FailedFaulted
20-0088894 | Environmental/External | Fire, Forest/Grass | Conductor, Overhead | Normal | 2020 | Tier 3 - Extreme | Distribution Circuit | 8 | 19 | 2020-08-19 | 1027040 | Sus | Y | EnvironmentalExternal¦FireForestGrass¦ConductorOverhead¦Normal
20-0089139 | Unknown Cause | Patrol - found nothing |  |  | 2020 | Tier 2 - Elevated | Distribution Circuit | 8 | 23 | 2020-08-23 | 1027998 | Sus | Y | UnknownCause¦Patrolfoundnothing¦¦
20-0089526 | 3rd Party | Vehicle | Pole-Wood | Broken, wire on ground | 2020 | Tier 2 - Elevated | Distribution Circuit | 8 | 24 | 2020-08-24 | 1028859 | Sus | Y | 3rdParty¦Vehicle¦PoleWood¦Brokenwireonground
20-0090973 | Equipment Failure/Involved | Overhead | Pole-Wood | Broken | 2020 | Tier 3 - Extreme | Transformer only | 8 | 28 | 2020-08-28 | 1036093 | Sus | Y | EquipmentFailureInvolved¦Overhead¦PoleWood¦Broken
20-0092063 | Environmental/External | Lightning | Transformer (OH) | Failed/Faulted | 2020 | Tier 2 - Elevated | Distribution Circuit | 9 | 1 | 2020-09-01 | 1045563 | Sus | Y | EnvironmentalExternal¦Lightning¦Transformer(OH)¦FailedFaulted
20-0094119 | Equipment Failure/Involved | Electrical Overload | Fuse | Burned Open | 2020 | Tier 3 - Extreme | Distribution Circuit | 9 | 6 | 2020-09-06 | 1057883 | Sus | Y | EquipmentFailureInvolved¦ElectricalOverload¦Fuse¦BurnedOpen
20-0096964 | Environmental/External | Fire, Forest/Grass | Pole-Wood | Broken, wire on ground | 2020 | Tier 3 - Extreme | Distribution Circuit | 8 | 19 | 2020-08-19 | 1067319 | Sus | Y | EnvironmentalExternal¦FireForestGrass¦PoleWood¦Brokenwireonground
20-0100766 | Equipment Failure/Involved | Overhead | Transformer (OH) | Normal | 2020 | Tier 2 - Elevated | Transformer only | 9 | 23 | 2020-09-23 | 1090061 | Sus | Y | EquipmentFailureInvolved¦Overhead¦Transformer(OH)¦Normal
20-0102546 | Vegetation | Tree - fell into line | Conductor, Overhead | Together | 2020 | Tier 3 - Extreme | Distribution Circuit | 9 | 28 | 2020-09-28 | 1096954 | Sus | Y | Vegetation¦Treefellintoline¦ConductorOverhead¦Together
20-0120840 | Company Initiated | Improper Construction | Connector or Splice (OH) | Arcing | 2020 | Tier 2 - Elevated | Transformer only | 11 | 13 | 2020-11-13 | 1144195 | Sus | Y | CompanyInitiated¦ImproperConstruction¦ConnectororSplice(OH)¦Arcing
20-0125488 | Animal | Bird found | Pothead(Riser Termination) | Normal | 2020 | Tier 2 - Elevated | Distribution Circuit | 11 | 27 | 2020-11-27 | 1155100 | Sus | Y | Animal¦Birdfound¦Pothead(RiserTermination)¦Normal
20-0126361 | Unknown Cause | Patrol - found nothing |  |  | 2020 | Tier 3 - Extreme | Distribution Circuit | 12 | 1 | 2020-12-01 | 1157088 | Sus | N | UnknownCause¦Patrolfoundnothing¦¦
20-0131769 | Unknown Cause | Patrol - found nothing |  |  | 2020 | Tier 2 - Elevated | Distribution Circuit | 12 | 25 | 2020-12-25 | 1198567 | Sus | N | UnknownCause¦Patrolfoundnothing¦¦
21-0005048 | Vegetation | Tree - fell into line | Conductor, Overhead | Broken, wire on ground | 2021 | Tier 3 - Extreme | Distribution Circuit | 1 | 5 | 2021-01-05 | 1204403 | Sus | N | Vegetation¦Treefellintoline¦ConductorOverhead¦Brokenwireonground
21-0010069 | Equipment Failure/Involved | Overhead | Conductor, Overhead | Broken, wire on ground | 2021 | Tier 3 - Extreme | Distribution Circuit | 1 | 19 | 2021-01-19 | 1213779 | Sus | N | EquipmentFailureInvolved¦Overhead¦ConductorOverhead¦Brokenwireonground
21-0011951 | Unknown Cause | Patrol - found nothing |  |  | 2021 | Tier 2 - Elevated | Distribution Circuit | 1 | 21 | 2021-01-21 | 1219533 | Sus | N | UnknownCause¦Patrolfoundnothing¦¦
21-0013694 | Vegetation | Tree - fell into line | Conductor, Overhead | Bent or Twisted | 2021 | Tier 3 - Extreme | Distribution Circuit | 1 | 25 | 2021-01-25 | 1223664 | Sus | N | Vegetation¦Treefellintoline¦ConductorOverhead¦BentorTwisted
21-0013720 | Vegetation | Tree - branch fell on line | Conductor, Overhead | Normal | 2021 | Tier 2 - Elevated | Distribution Circuit | 1 | 25 | 2021-01-25 | 1223056 | Sus | N | Vegetation¦Treebranchfellonline¦ConductorOverhead¦Normal
21-0015270 | Unknown Cause | Patrol - found nothing |  |  | 2021 | Tier 2 - Elevated | Distribution Circuit | 1 | 26 | 2021-01-26 | 1229441 | Sus | N | UnknownCause¦Patrolfoundnothing¦¦
21-0017002 | Unknown Cause | Patrol - found nothing |  |  | 2021 | Tier 3 - Extreme | Distribution Circuit | 1 | 27 | 2021-01-27 | 1237940 | Sus | N | UnknownCause¦Patrolfoundnothing¦¦
21-0018136 | Vegetation | Tree - fell into line | Conductor, Overhead | Broken, wire on ground | 2021 | Tier 2 - Elevated | Distribution Circuit | 1 | 26 | 2021-01-26 | 1240988 | Sus | N | Vegetation¦Treefellintoline¦ConductorOverhead¦Brokenwireonground
21-0019344 | Vegetation | Tree - fell into line | Conductor, Overhead | Broken, wire on ground | 2021 | Tier 2 - Elevated | Distribution Circuit | 1 | 30 | 2021-01-30 | 1242903 | Sus | N | Vegetation¦Treefellintoline¦ConductorOverhead¦Brokenwireonground
21-0024792 | Equipment Failure/Involved | Overhead | Transformer (OH) | Failed/Faulted | 2021 | Tier 2 - Elevated | Transformer only | 2 | 11 | 2021-02-11 | 1253376 | Sus | N | EquipmentFailureInvolved¦Overhead¦Transformer(OH)¦FailedFaulted
21-0025328 | Equipment Failure/Involved | Overhead | Transformer (OH) | Failed/Faulted | 2021 | Tier 2 - Elevated | Transformer only | 2 | 13 | 2021-02-13 | 1254194 | Sus | N | EquipmentFailureInvolved¦Overhead¦Transformer(OH)¦FailedFaulted
21-0027458 | Animal | Squirrel | Fuse | Burned Open | 2021 | Tier 3 - Extreme | Distribution Circuit | 2 | 19 | 2021-02-19 | 1258043 | Sus | N | Animal¦Squirrel¦Fuse¦BurnedOpen
21-0028556 | Vegetation | Tree - bark fell into line | Conductor, Overhead | Normal | 2021 | Tier 3 - Extreme | Distribution Circuit | 2 | 23 | 2021-02-23 | 1260113 | Sus | N | Vegetation¦Treebarkfellintoline¦ConductorOverhead¦Normal
21-0029321 | Vegetation | Tree - branch fell on line | Conductor, Overhead | Normal | 2021 | Tier 2 - Elevated | Distribution Circuit | 2 | 24 | 2021-02-24 | 1261695 | Sus | N | Vegetation¦Treebranchfellonline¦ConductorOverhead¦Normal
21-0034902 | Vegetation | Tree - bark fell into line | Conductor, Overhead | Normal | 2021 | Tier 3 - Extreme | Distribution Circuit | 3 | 10 | 2021-03-10 | 1278050 | Sus | N | Vegetation¦Treebarkfellintoline¦ConductorOverhead¦Normal
21-0045122 | Unknown Cause | Patrol - found nothing |  |  | 2021 | Tier 2 - Elevated | Distribution Circuit | 4 | 6 | 2021-04-06 | 1307479 | Sus | N | UnknownCause¦Patrolfoundnothing¦¦
21-0048108 | Equipment Failure/Involved | Overhead | Insulator | Broken | 2021 | Tier 3 - Extreme | Distribution Circuit | 4 | 13 | 2021-04-13 | 1315382 | Sus | N | EquipmentFailureInvolved¦Overhead¦Insulator¦Broken
21-0049862 | Unknown Cause | Patrol - found nothing |  |  | 2021 | Tier 2 - Elevated | Distribution Circuit | 4 | 17 | 2021-04-17 | 1320510 | Sus | N | UnknownCause¦Patrolfoundnothing¦¦
21-0063620 | Unknown Cause | Patrol - found nothing |  |  | 2021 | Tier 2 - Elevated | Transformer only | 5 | 19 | 2021-05-19 | 1354111 | Sus | Y | UnknownCause¦Patrolfoundnothing¦¦
21-0077730 | Equipment Failure/Involved | Overhead | Conductor, Overhead | Broken | 2021 | Tier 2 - Elevated | Distribution Circuit | 6 | 22 | 2021-06-22 | 1382552 | Sus | Y | EquipmentFailureInvolved¦Overhead¦ConductorOverhead¦Broken
21-0081129 | Equipment Failure/Involved | Overhead | Transformer (OH) | Broken | 2021 | Tier 2 - Elevated | Transformer only | 6 | 28 | 2021-06-28 | 1387526 | Sus | Y | EquipmentFailureInvolved¦Overhead¦Transformer(OH)¦Broken
21-0082415 | Equipment Failure/Involved | Overhead | Pole-Wood | Broken | 2021 | Tier 2 - Elevated | Distribution Circuit | 6 | 30 | 2021-06-30 | 1388847 | Sus | Y | EquipmentFailureInvolved¦Overhead¦PoleWood¦Broken
21-0105444 | Equipment Failure/Involved | Overhead | Transformer (OH) | Failed/Faulted | 2021 | Tier 2 - Elevated | Transformer only | 8 | 17 | 2021-08-17 | 1444509 | Sus | Y | EquipmentFailureInvolved¦Overhead¦Transformer(OH)¦FailedFaulted
21-0107820 | Animal | Squirrel | Transformer (OH) | Normal | 2021 | Tier 2 - Elevated | Transformer only | 8 | 21 | 2021-08-21 | 1449713 | Sus | Y | Animal¦Squirrel¦Transformer(OH)¦Normal
21-0109337 | Environmental/External | Fire, Forest/Grass | Transformer (OH) | Burned/flashed | 2021 | Tier 2 - Elevated | Distribution Circuit | 8 | 25 | 2021-08-25 | 1453252 | Sus | Y | EnvironmentalExternal¦FireForestGrass¦Transformer(OH)¦Burnedflashed
21-0113874 | 3rd Party | Contact with High Voltage, 3rd party | Conductor, Overhead | Broken, wire on ground | 2021 | Tier 2 - Elevated | Distribution Circuit | 9 | 6 | 2021-09-06 | 1463058 | Sus | Y | 3rdParty¦ContactwithHighVoltage3rdparty¦ConductorOverhead¦Brokenwireonground
21-0122381 | Vegetation | Tree - fell into line | Conductor, Overhead | Broken, wire on ground | 2021 | Tier 3 - Extreme | Distribution Circuit | 9 | 25 | 2021-09-25 | 1480587 | Sus | Y | Vegetation¦Treefellintoline¦ConductorOverhead¦Brokenwireonground
21-0124209 | Equipment Failure/Involved | Fire, pole | Pole-Wood | Broken | 2021 | Tier 3 - Extreme | Distribution Circuit | 9 | 30 | 2021-09-30 | 1483966 | Sus | Y | EquipmentFailureInvolved¦Firepole¦PoleWood¦Broken
21-0124217 | Equipment Failure/Involved | Overhead | Fuse | Broken | 2021 | Tier 2 - Elevated | Transformer only | 9 | 29 | 2021-09-29 | 1483747 | Sus | Y | EquipmentFailureInvolved¦Overhead¦Fuse¦Broken
21-0124750 | Unknown Cause | Patrol - found nothing |  |  | 2021 | Tier 3 - Extreme | Distribution Circuit | 10 | 1 | 2021-10-01 | 1484783 | Sus | Y | UnknownCause¦Patrolfoundnothing¦¦
21-0128356 | Wildfire Mitigation | Public Safety Power Shut-off | Conductor, Overhead | Normal | 2021 | Tier 3 - Extreme | Distribution Circuit | 10 | 11 | 2021-10-11 | 1494970 | Sus | Y | WildfireMitigation¦PublicSafetyPowerShutoff¦ConductorOverhead¦Normal
21-0128862 | Animal | Squirrel | Transformer (OH) | Normal | 2021 | Tier 3 - Extreme | Distribution Circuit | 10 | 11 | 2021-10-11 | 1493271 | Sus | Y | Animal¦Squirrel¦Transformer(OH)¦Normal
21-0132267 | Vegetation | Tree - bark fell into line | Conductor, Overhead | Normal | 2021 | Tier 2 - Elevated | Distribution Circuit | 10 | 18 | 2021-10-18 | 1500464 | Sus | Y | Vegetation¦Treebarkfellintoline¦ConductorOverhead¦Normal
21-0133326 | Equipment Failure/Involved | Overhead | Conductor, Overhead | Broken, wire on ground | 2021 | Tier 2 - Elevated | Distribution Circuit | 10 | 19 | 2021-10-19 | 1502285 | Sus | Y | EquipmentFailureInvolved¦Overhead¦ConductorOverhead¦Brokenwireonground
21-0135912 | Equipment Failure/Involved | Overhead | Transformer (OH) | Broken | 2021 | Tier 2 - Elevated | Transformer only | 10 | 24 | 2021-10-24 | 1509800 | Sus | Y | EquipmentFailureInvolved¦Overhead¦Transformer(OH)¦Broken
21-0140396 | Unknown Cause | Patrol - found nothing |  |  | 2021 | Tier 3 - Extreme | Distribution Circuit | 11 | 1 | 2021-11-01 | 1526833 | Sus | Y | UnknownCause¦Patrolfoundnothing¦¦
21-0141235 | Equipment Failure/Involved | Overhead | Transformer (OH) | Deteriorated | 2021 | Tier 2 - Elevated | Transformer only | 11 | 2 | 2021-11-02 | 1531532 | Sus | Y | EquipmentFailureInvolved¦Overhead¦Transformer(OH)¦Deteriorated
21-0142568 | Vegetation | Tree - fell into line | Pole-Wood | Broken, wire on ground | 2021 | Tier 2 - Elevated | Distribution Circuit | 11 | 4 | 2021-11-04 | 1535216 | Sus | Y | Vegetation¦Treefellintoline¦PoleWood¦Brokenwireonground
21-0143097 | Vegetation | Tree - fell into line | Crossarm, Wood | Broken, wire on ground | 2021 | Tier 3 - Extreme | Distribution Circuit | 11 | 7 | 2021-11-07 | 1536661 | Sus | Y | Vegetation¦Treefellintoline¦CrossarmWood¦Brokenwireonground
21-0144185 | Equipment Failure/Involved | Overhead | Regulator | Burned/flashed | 2021 | Tier 3 - Extreme | Distribution Circuit | 11 | 9 | 2021-11-09 | 1539239 | Sus | Y | EquipmentFailureInvolved¦Overhead¦Regulator¦Burnedflashed
21-0144927 | Equipment Failure/Involved | Overhead | Lightning Arrestor | Broken | 2021 | Tier 3 - Extreme | Distribution Circuit | 11 | 12 | 2021-11-12 | 1541003 | Sus | Y | EquipmentFailureInvolved¦Overhead¦LightningArrestor¦Broken
21-0156772 | Equipment Failure/Involved | Underground | Conductor, Underground | Burned/flashed | 2021 | Tier 2 - Elevated | Distribution Circuit | 12 | 12 | 2021-12-12 | 1564991 | Sus | N | EquipmentFailureInvolved¦Underground¦ConductorUnderground¦Burnedflashed
21-0157596 | Vegetation | Tree - fell into line | Conductor, Overhead | Broken, wire on ground | 2021 | Tier 2 - Elevated | Distribution Circuit | 12 | 13 | 2021-12-13 | 1568561 | Sus | N | Vegetation¦Treefellintoline¦ConductorOverhead¦Brokenwireonground
21-0157906 | Vegetation | Tree - fell into line | Conductor, Overhead | Together | 2021 | Tier 2 - Elevated | Distribution Circuit | 12 | 14 | 2021-12-14 | 1569530 | Sus | N | Vegetation¦Treefellintoline¦ConductorOverhead¦Together
21-0158812 | Vegetation | Tree - fell into line | Conductor, Overhead | Broken, wire on ground | 2021 | Tier 2 - Elevated | Distribution Circuit | 12 | 15 | 2021-12-15 | 1574003 | Sus | N | Vegetation¦Treefellintoline¦ConductorOverhead¦Brokenwireonground
21-0161334 | Vegetation | Tree - fell into line | Crossarm, Wood | Broken | 2021 | Tier 3 - Extreme | Distribution Circuit | 12 | 27 | 2021-12-27 | 1586750 | Sus | N | Vegetation¦Treefellintoline¦CrossarmWood¦Broken
21-0161412 | Vegetation | Tree - fell into line | Pole-Wood | Broken, wire on ground | 2021 | Tier 3 - Extreme | Distribution Circuit | 12 | 28 | 2021-12-28 | 1587358 | Sus | N | Vegetation¦Treefellintoline¦PoleWood¦Brokenwireonground
21-0161413 | Unknown Cause | Patrol - not conducted |  |  | 2021 | Tier 2 - Elevated | Distribution Circuit | 12 | 28 | 2021-12-28 | 1587362 | Sus | N | UnknownCause¦Patrolnotconducted¦¦
21-0161537 | Vegetation | Tree - fell into line | Conductor, Overhead | Broken, wire on ground | 2021 | Tier 3 - Extreme | Distribution Circuit | 12 | 29 | 2021-12-29 | 1587678 | Sus | N | Vegetation¦Treefellintoline¦ConductorOverhead¦Brokenwireonground
21-0161817 | Vegetation | Tree - fell into line | Conductor, Overhead | Broken, wire on ground | 2021 | Tier 2 - Elevated | Distribution Circuit | 12 | 25 | 2021-12-25 | 1589847 | Sus | N | Vegetation¦Treefellintoline¦ConductorOverhead¦Brokenwireonground
22-0007079 | Equipment Failure/Involved | Overhead | Fuse | Broken | 2022 | Tier 2 - Elevated | Transformer only | 1 | 6 | 2022-01-06 | 1596795 | Sus | N | EquipmentFailureInvolved¦Overhead¦Fuse¦Broken
22-0007711 | Equipment Failure/Involved | Overhead | Transformer (OH) | Failed/Faulted | 2022 | Tier 3 - Extreme | Distribution Circuit | 1 | 8 | 2022-01-08 | 1598476 | Sus | N | EquipmentFailureInvolved¦Overhead¦Transformer(OH)¦FailedFaulted
22-0019499 | Equipment Failure/Involved | Fire, pole | Pole-Wood | Broken | 2022 | Tier 3 - Extreme | Transformer only | 2 | 7 | 2022-02-07 | 1622817 | Sus | N | EquipmentFailureInvolved¦Firepole¦PoleWood¦Broken
22-0033162 | 3rd Party | Vehicle | Pole-Wood | Broken | 2022 | Tier 2 - Elevated | Distribution Circuit | 3 | 12 | 2022-03-12 | 1647279 | Sus | N | 3rdParty¦Vehicle¦PoleWood¦Broken
22-0041515 | Unknown Cause | Patrol - found nothing |  |  | 2022 | Tier 2 - Elevated | Distribution Circuit | 4 | 1 | 2022-04-01 | 1660816 | Sus | N | UnknownCause¦Patrolfoundnothing¦¦
22-0045574 | Equipment Failure/Involved | Overhead | Secondary | Together | 2022 | Tier 2 - Elevated | Transformer only | 4 | 11 | 2022-04-11 | 1668801 | Sus | N | EquipmentFailureInvolved¦Overhead¦Secondary¦Together
22-0052112 | Vegetation | Tree - fell into line | Conductor, Overhead | Normal | 2022 | Tier 3 - Extreme | Distribution Circuit | 4 | 20 | 2022-04-20 | 1677288 | Sus | N | Vegetation¦Treefellintoline¦ConductorOverhead¦Normal
22-0060198 | Vegetation | Tree - branch fell on line | Transformer (OH) | Normal | 2022 | Tier 3 - Extreme | Transformer only | 5 | 10 | 2022-05-10 | 1692925 | Sus | Y | Vegetation¦Treebranchfellonline¦Transformer(OH)¦Normal
22-0060726 | 3rd Party | Contact with High Voltage, 3rd party | Conductor, Overhead | Together | 2022 | Tier 2 - Elevated | Distribution Circuit | 5 | 11 | 2022-05-11 | 1693856 | Sus | Y | 3rdParty¦ContactwithHighVoltage3rdparty¦ConductorOverhead¦Together
22-0071973 | Animal | Bird found | Conductor, Overhead | Normal | 2022 | Tier 2 - Elevated | Distribution Circuit | 6 | 9 | 2022-06-09 | 1724447 | Sus | Y | Animal¦Birdfound¦ConductorOverhead¦Normal
22-0073554 | Animal | Squirrel | Transformer (OH) | Normal | 2022 | Tier 2 - Elevated | Distribution Circuit | 6 | 13 | 2022-06-13 | 1729798 | Sus | Y | Animal¦Squirrel¦Transformer(OH)¦Normal
22-0079358 | Animal | Bird found | Conductor, Overhead | Normal | 2022 | Tier 2 - Elevated | Distribution Circuit | 6 | 28 | 2022-06-28 | 1744052 | Sus | Y | Animal¦Birdfound¦ConductorOverhead¦Normal
22-0082605 | Equipment Failure/Involved | Overhead | Crossarm, Wood | Broken | 2022 | Tier 2 - Elevated | Distribution Circuit | 7 | 7 | 2022-07-07 | 1750478 | Sus | Y | EquipmentFailureInvolved¦Overhead¦CrossarmWood¦Broken
22-0086234 | Vegetation | Tree - fell into line | Conductor, Overhead | Broken, wire on ground | 2022 | Tier 3 - Extreme | Distribution Circuit | 7 | 17 | 2022-07-17 | 1758258 | Sus | Y | Vegetation¦Treefellintoline¦ConductorOverhead¦Brokenwireonground
22-0088164 | Vegetation | Tree - fell into line | Secondary | Normal | 2022 | Tier 3 - Extreme | Transformer only | 7 | 21 | 2022-07-21 | 1762339 | Sus | Y | Vegetation¦Treefellintoline¦Secondary¦Normal
22-0091740 | Unknown Cause | Patrol - found nothing |  |  | 2022 | Tier 3 - Extreme | Distribution Circuit | 7 | 30 | 2022-07-30 | 1769277 | Sus | Y | UnknownCause¦Patrolfoundnothing¦¦
22-0100122 | Equipment Failure/Involved | Overhead | Crossarm, Wood | Broken | 2022 | Tier 2 - Elevated | Distribution Circuit | 8 | 20 | 2022-08-20 | 1786164 | Sus | Y | EquipmentFailureInvolved¦Overhead¦CrossarmWood¦Broken
22-0101016 | Equipment Failure/Involved | Overhead | Insulator | Broken | 2022 | Tier 3 - Extreme | Distribution Circuit | 8 | 23 | 2022-08-23 | 1788295 | Sus | Y | EquipmentFailureInvolved¦Overhead¦Insulator¦Broken
22-0104037 | Equipment Failure/Involved | Overhead | Secondary | Broken | 2022 | Tier 3 - Extreme | Transformer only | 8 | 31 | 2022-08-31 | 1795798 | Sus | Y | EquipmentFailureInvolved¦Overhead¦Secondary¦Broken
22-0104217 | Equipment Failure/Involved | Overhead | Transformer (OH) | Failed/Faulted | 2022 | Tier 2 - Elevated | Transformer only | 8 | 31 | 2022-08-31 | 1795966 | Sus | Y | EquipmentFailureInvolved¦Overhead¦Transformer(OH)¦FailedFaulted
22-0105603 | Unknown Cause | Patrol - found nothing |  |  | 2022 | Tier 2 - Elevated | Distribution Circuit | 9 | 4 | 2022-09-04 | 1798680 | Sus | Y | UnknownCause¦Patrolfoundnothing¦¦
22-0107929 | Vegetation | Tree - fell into line | Conductor, Overhead | Normal | 2022 | Tier 2 - Elevated | Distribution Circuit | 9 | 8 | 2022-09-08 | 1805803 | Sus | Y | Vegetation¦Treefellintoline¦ConductorOverhead¦Normal
22-0111776 | Unknown Cause | Patrol - found nothing |  |  | 2022 | Tier 3 - Extreme | Distribution Circuit | 9 | 18 | 2022-09-18 | 1814181 | Sus | Y | UnknownCause¦Patrolfoundnothing¦¦
22-0115789 | Unknown Cause | Patrol - found nothing |  |  | 2022 | Tier 3 - Extreme | Distribution Circuit | 9 | 28 | 2022-09-28 | 1823489 | Sus | Y | UnknownCause¦Patrolfoundnothing¦¦
22-0118616 | Vegetation | Tree - branch fell on line | Conductor, Overhead | Together | 2022 | Tier 2 - Elevated | Distribution Circuit | 10 | 6 | 2022-10-06 | 1830083 | Sus | Y | Vegetation¦Treebranchfellonline¦ConductorOverhead¦Together
22-0120057 | Company Initiated | Personnel, company | Recloser | Normal | 2022 | Tier 2 - Elevated | Distribution Circuit | 10 | 11 | 2022-10-11 | 1834884 | Sus | Y | CompanyInitiated¦Personnelcompany¦Recloser¦Normal
22-0120446 | Unknown Cause | Patrol - found nothing |  |  | 2022 | Tier 2 - Elevated | Distribution Circuit | 10 | 12 | 2022-10-12 | 1835381 | Sus | Y | UnknownCause¦Patrolfoundnothing¦¦
22-0127060 | Equipment Failure/Involved | Overhead | Pole-Wood | Broken | 2022 | Tier 2 - Elevated | Distribution Circuit | 11 | 2 | 2022-11-02 | 1851591 | Sus | Y | EquipmentFailureInvolved¦Overhead¦PoleWood¦Broken
22-0127247 | Environmental/External | Lightning | Transformer (OH) | Failed/Faulted | 2022 | Tier 2 - Elevated | Transformer only | 11 | 2 | 2022-11-02 | 1851887 | Sus | Y | EnvironmentalExternal¦Lightning¦Transformer(OH)¦FailedFaulted
22-0127432 | Vegetation | Tree - fell into line | Conductor, Overhead | Normal | 2022 | Tier 3 - Extreme | Distribution Circuit | 11 | 3 | 2022-11-03 | 1852533 | Sus | Y | Vegetation¦Treefellintoline¦ConductorOverhead¦Normal
22-0128202 | 3rd Party | Thrown Object | Conductor, Overhead | Normal | 2022 | Tier 2 - Elevated | Transmission line | 11 | 5 | 2022-11-05 | 1854788 | Sus | Y | 3rdParty¦ThrownObject¦ConductorOverhead¦Normal
22-0129597 | Equipment Failure/Involved | Overhead | Other | Failed/Faulted | 2022 | Tier 2 - Elevated | Transformer only | 11 | 9 | 2022-11-09 | 1859142 | Sus | Y | EquipmentFailureInvolved¦Overhead¦Other¦FailedFaulted
22-0129806 | Vegetation | Tree - fell into line | Transformer (OH) | Broken | 2022 | Tier 3 - Extreme | Transformer only | 11 | 9 | 2022-11-09 | 1859349 | Sus | Y | Vegetation¦Treefellintoline¦Transformer(OH)¦Broken
22-0130650 | Equipment Failure/Involved | Overhead | Lightning Arrestor | Broken | 2022 | Tier 2 - Elevated | Distribution Circuit | 11 | 13 | 2022-11-13 | 1861535 | Sus | Y | EquipmentFailureInvolved¦Overhead¦LightningArrestor¦Broken
22-0136939 | Equipment Failure/Involved | Overhead | Transformer (OH) | Leaking | 2022 | Tier 3 - Extreme | Transformer only | 12 | 6 | 2022-12-06 | 1877092 | Sus | N | EquipmentFailureInvolved¦Overhead¦Transformer(OH)¦Leaking
22-0138867 | Vegetation | Tree - fell into line | Fuse | Broken | 2022 | Tier 3 - Extreme | Distribution Circuit | 12 | 11 | 2022-12-11 | 1885546 | Sus | N | Vegetation¦Treefellintoline¦Fuse¦Broken
22-0139009 | Equipment Failure/Involved | Overhead | Transformer | Failed/Faulted | 2022 | Tier 2 - Elevated | Transformer only | 12 | 11 | 2022-12-11 | 1886067 | Sus | N | EquipmentFailureInvolved¦Overhead¦Transformer¦FailedFaulted
22-0142463 | Vegetation | Tree - branch fell on line | Conductor, Overhead | Normal | 2022 | Tier 3 - Extreme | Distribution Circuit | 12 | 31 | 2022-12-31 | 1903000 | Sus | N | Vegetation¦Treebranchfellonline¦ConductorOverhead¦Normal
15-0002057 | Equipment Failure/Involved | Other | Transformer | Malfunctioning | 2015 | Tier 3 - Extreme | Transformer only | 1 | 1 | 2015-01-01 | 1157762 | Sus | N | EquipmentFailureInvolved¦Other¦Transformer¦Malfunctioning
15-0010780 | Vegetation | Tree - branch fell on line | Conductor, Overhead | Arcing | 2015 | Tier 3 - Extreme | Distribution Circuit | 2 | 6 | 2015-02-06 | 1179092 | Sus | N | Vegetation¦Treebranchfellonline¦ConductorOverhead¦Arcing
15-0011395 | Vegetation | Tree - fell into line | Conductor, Overhead | Together | 2015 | Tier 2 - Elevated | Distribution Circuit | 2 | 6 | 2015-02-06 | 1181921 | Sus | N | Vegetation¦Treefellintoline¦ConductorOverhead¦Together
15-0011914 | Unknown Cause | Patrol - not conducted |  |  | 2015 | Tier 2 - Elevated | Distribution Circuit | 2 | 8 | 2015-02-08 | 1184288 | Sus | N | UnknownCause¦Patrolnotconducted¦¦
15-0012599 | Equipment Failure/Involved | Other | Transformer | Malfunctioning | 2015 | Tier 2 - Elevated | Distribution Circuit | 2 | 10 | 2015-02-10 | 1188211 | Sus | N | EquipmentFailureInvolved¦Other¦Transformer¦Malfunctioning
15-0013374 | Equipment Failure/Involved | Other | Transformer | Malfunctioning | 2015 | Tier 2 - Elevated | Transformer only | 2 | 14 | 2015-02-14 | 1190154 | Sus | N | EquipmentFailureInvolved¦Other¦Transformer¦Malfunctioning
15-0015251 | Equipment Failure/Involved | Other | Conductor, Overhead | Deteriorated | 2015 | Tier 3 - Extreme | Distribution Circuit | 2 | 23 | 2015-02-23 | 1194839 | Sus | N | EquipmentFailureInvolved¦Other¦ConductorOverhead¦Deteriorated
15-0018689 | Equipment Failure/Involved | Other | Crossarm, Wood | Broken | 2015 | Tier 3 - Extreme | Distribution Circuit | 3 | 10 | 2015-03-10 | 1201828 | Sus | N | EquipmentFailureInvolved¦Other¦CrossarmWood¦Broken
15-0023837 | 3rd Party | Vehicle | Pole-Wood | Broken | 2015 | Tier 3 - Extreme | Distribution Circuit | 4 | 2 | 2015-04-02 | 1211801 | Sus | N | 3rdParty¦Vehicle¦PoleWood¦Broken
15-0026627 | Vegetation | Tree - fell into line | Conductor, Overhead | Broken, wire on ground | 2015 | Tier 3 - Extreme | Distribution Circuit | 4 | 14 | 2015-04-14 | 1219263 | Sus | N | Vegetation¦Treefellintoline¦ConductorOverhead¦Brokenwireonground
15-0029380 | Equipment Failure/Involved | Other | Transformer | Failed/Faulted | 2015 | Tier 3 - Extreme | Transformer only | 4 | 24 | 2015-04-24 | 1224345 | Sus | N | EquipmentFailureInvolved¦Other¦Transformer¦FailedFaulted
15-0032575 | Unknown Cause | Patrol - found nothing |  |  | 2015 | Tier 2 - Elevated | Distribution Circuit | 5 | 7 | 2015-05-07 | 1230663 | Sus | Y | UnknownCause¦Patrolfoundnothing¦¦
15-0032773 | Equipment Failure/Involved | Overhead | Transformer | Failed/Faulted | 2015 | Tier 3 - Extreme | Transformer only | 5 | 7 | 2015-05-07 | 1231358 | Sus | Y | EquipmentFailureInvolved¦Overhead¦Transformer¦FailedFaulted
15-0035426 | Equipment Failure/Involved | Overhead | Transformer (OH) | Failed/Faulted | 2015 | Tier 3 - Extreme | Transformer only | 5 | 20 | 2015-05-20 | 1237332 | Sus | Y | EquipmentFailureInvolved¦Overhead¦Transformer(OH)¦FailedFaulted
15-0044367 | Unknown Cause | Patrol - found nothing |  |  | 2015 | Tier 3 - Extreme | Distribution Circuit | 6 | 30 | 2015-06-30 | 1259511 | Sus | Y | UnknownCause¦Patrolfoundnothing¦¦
15-0045477 | Equipment Failure/Involved | Overhead | Anchor or Guy | Broken | 2015 | Tier 2 - Elevated | Distribution Circuit | 7 | 4 | 2015-07-04 | 1262813 | Sus | Y | EquipmentFailureInvolved¦Overhead¦AnchororGuy¦Broken
15-0046143 | Vegetation | Tree - branch fell on line | Conductor, Overhead | Normal | 2015 | Tier 2 - Elevated | Distribution Circuit | 7 | 7 | 2015-07-07 | 1264540 | Sus | Y | Vegetation¦Treebranchfellonline¦ConductorOverhead¦Normal
15-0046397 | Vegetation | Tree - fell into line | Connector or Splice (OH) | Broken, wire on ground | 2015 | Tier 3 - Extreme | Distribution Circuit | 7 | 8 | 2015-07-08 | 1265093 | Sus | Y | Vegetation¦Treefellintoline¦ConnectororSplice(OH)¦Brokenwireonground
15-0046409 | Unknown Cause | Patrol - not conducted |  |  | 2015 | Tier 2 - Elevated | Distribution Circuit | 7 | 8 | 2015-07-08 | 1265079 | Sus | Y | UnknownCause¦Patrolnotconducted¦¦
15-0048985 | Unknown Cause | Patrol - found nothing |  |  | 2015 | Tier 2 - Elevated | Distribution Circuit | 7 | 20 | 2015-07-20 | 1273327 | Sus | Y | UnknownCause¦Patrolfoundnothing¦¦
15-0049655 | Equipment Failure/Involved | Overhead | Transformer (OH) | Leaking | 2015 | Tier 2 - Elevated | Transformer only | 7 | 21 | 2015-07-21 | 1274845 | Sus | Y | EquipmentFailureInvolved¦Overhead¦Transformer(OH)¦Leaking
15-0049760 | Environmental/External | Lightning | Transformer | Failed/Faulted | 2015 | Tier 3 - Extreme | Transformer only | 7 | 22 | 2015-07-22 | 1275156 | Sus | Y | EnvironmentalExternal¦Lightning¦Transformer¦FailedFaulted
15-0055213 | Equipment Failure/Involved | Overhead | Transformer | Failed/Faulted | 2015 | Tier 2 - Elevated | Transformer only | 8 | 15 | 2015-08-15 | 1288734 | Sus | Y | EquipmentFailureInvolved¦Overhead¦Transformer¦FailedFaulted
15-0055889 | Equipment Failure/Involved | Overhead | Fuse | Failed/Faulted | 2015 | Tier 2 - Elevated | Distribution Circuit | 8 | 18 | 2015-08-18 | 1290991 | Sus | Y | EquipmentFailureInvolved¦Overhead¦Fuse¦FailedFaulted
15-0057894 | Equipment Failure/Involved | Electrical Overload | Other | Normal | 2015 | Tier 3 - Extreme | Transformer only | 8 | 28 | 2015-08-28 | 1295953 | Sus | Y | EquipmentFailureInvolved¦ElectricalOverload¦Other¦Normal
15-0064058 | Unknown Cause | Patrol - found nothing |  |  | 2015 | Tier 2 - Elevated | Distribution Circuit | 9 | 26 | 2015-09-26 | 1312209 | Sus | Y | UnknownCause¦Patrolfoundnothing¦¦
15-0068143 | Unknown Cause | Patrol - found nothing |  |  | 2015 | Tier 3 - Extreme | Transformer only | 10 | 5 | 2015-10-05 | 1317380 | Sus | Y | UnknownCause¦Patrolfoundnothing¦¦
15-0069590 | Unknown Cause | Patrol - found nothing |  |  | 2015 | Tier 3 - Extreme | Distribution Circuit | 10 | 12 | 2015-10-12 | 1320451 | Sus | Y | UnknownCause¦Patrolfoundnothing¦¦
15-0071350 | Environmental/External | Lightning | Transformer | Failed/Faulted | 2015 | Tier 2 - Elevated | Transformer only | 10 | 17 | 2015-10-17 | 1324428 | Sus | Y | EnvironmentalExternal¦Lightning¦Transformer¦FailedFaulted
15-0075368 | Unknown Cause | Patrol - found nothing |  |  | 2015 | Tier 2 - Elevated | Distribution Circuit | 11 | 3 | 2015-11-03 | 1334819 | Sus | Y | UnknownCause¦Patrolfoundnothing¦¦
15-0076700 | Equipment Failure/Involved | Overhead | Lightning Arrestor | Broken | 2015 | Tier 2 - Elevated | Distribution Circuit | 11 | 9 | 2015-11-09 | 1338076 | Sus | Y | EquipmentFailureInvolved¦Overhead¦LightningArrestor¦Broken
15-0082057 | Equipment Failure/Involved | Overhead |  | Failed/Faulted | 2015 | Tier 2 - Elevated | Transformer only | 12 | 1 | 2015-12-01 | 1351461 | Sus | N | EquipmentFailureInvolved¦Overhead¦¦FailedFaulted
15-0083839 | Vegetation | Tree - branch fell on line | Conductor, Overhead | Normal | 2015 | Tier 3 - Extreme | Distribution Circuit | 12 | 10 | 2015-12-10 | 1356947 | Sus | N | Vegetation¦Treebranchfellonline¦ConductorOverhead¦Normal
15-0084844 | Equipment Failure/Involved | Overhead | Transformer | Broken | 2015 | Tier 2 - Elevated | Transformer only | 12 | 13 | 2015-12-13 | 1361954 | Sus | N | EquipmentFailureInvolved¦Overhead¦Transformer¦Broken
16-0003714 | Equipment Failure/Involved | Overhead | Crossarm, Wood | Broken | 2016 | Tier 3 - Extreme | Distribution Circuit | 1 | 6 | 2016-01-06 | 1379051 | Sus | N | EquipmentFailureInvolved¦Overhead¦CrossarmWood¦Broken
16-0006105 | Unknown Cause | Patrol - found nothing |  |  | 2016 | Tier 3 - Extreme | Distribution Circuit | 1 | 17 | 2016-01-17 | 1385815 | Sus | N | UnknownCause¦Patrolfoundnothing¦¦
16-0013472 | Vegetation | Tree - fell into line | Conductor, Overhead | Broken, wire on ground | 2016 | Tier 2 - Elevated | Distribution Circuit | 2 | 17 | 2016-02-17 | 1407515 | Sus | N | Vegetation¦Treefellintoline¦ConductorOverhead¦Brokenwireonground
16-0013491 | Vegetation | Tree - branch fell on line | Conductor, Overhead | Normal | 2016 | Tier 2 - Elevated | Distribution Circuit | 2 | 17 | 2016-02-17 | 1407603 | Sus | N | Vegetation¦Treebranchfellonline¦ConductorOverhead¦Normal
16-0013654 | Vegetation | Tree - branch fell on line | Conductor, Overhead | Normal | 2016 | Tier 3 - Extreme | Distribution Circuit | 2 | 17 | 2016-02-17 | 1406511 | Sus | N | Vegetation¦Treebranchfellonline¦ConductorOverhead¦Normal
16-0015070 | Equipment Failure/Involved | Overhead | Transformer | Failed/Faulted | 2016 | Tier 2 - Elevated | Transformer only | 2 | 23 | 2016-02-23 | 1411072 | Sus | N | EquipmentFailureInvolved¦Overhead¦Transformer¦FailedFaulted
16-0017625 | Equipment Failure/Involved | Overhead | Conductor, Overhead | Broken, wire on ground | 2016 | Tier 2 - Elevated | Distribution Circuit | 3 | 5 | 2016-03-05 | 1417447 | Sus | N | EquipmentFailureInvolved¦Overhead¦ConductorOverhead¦Brokenwireonground
16-0017825 | Vegetation | Tree - branch fell on line | Conductor, Overhead | Together | 2016 | Tier 2 - Elevated | Distribution Circuit | 3 | 5 | 2016-03-05 | 1417606 | Sus | N | Vegetation¦Treebranchfellonline¦ConductorOverhead¦Together
16-0019827 | Equipment Failure/Involved | Overhead | Transformer (OH) | Broken | 2016 | Tier 2 - Elevated | Transformer only | 3 | 9 | 2016-03-09 | 1426009 | Sus | N | EquipmentFailureInvolved¦Overhead¦Transformer(OH)¦Broken
16-0022297 | Animal | Other | Fuse | Failed/Faulted | 2016 | Tier 2 - Elevated | Distribution Circuit | 3 | 17 | 2016-03-17 | 1433250 | Sus | N | Animal¦Other¦Fuse¦FailedFaulted
16-0023355 | Vegetation | Tree - branch fell on line | Conductor, Overhead | Together | 2016 | Tier 2 - Elevated | Distribution Circuit | 3 | 22 | 2016-03-22 | 1436357 | Sus | N | Vegetation¦Treebranchfellonline¦ConductorOverhead¦Together
16-0024225 | Unknown Cause | Patrol - found nothing |  |  | 2016 | Tier 3 - Extreme | Distribution Circuit | 3 | 27 | 2016-03-27 | 1439289 | Sus | N | UnknownCause¦Patrolfoundnothing¦¦
16-0025406 | Unknown Cause | Patrol - found nothing |  |  | 2016 | Tier 3 - Extreme | Distribution Circuit | 3 | 31 | 2016-03-31 | 1442434 | Sus | N | UnknownCause¦Patrolfoundnothing¦¦
16-0026398 | Equipment Failure/Involved | Underground | Switch (UG) | Broken | 2016 | Tier 2 - Elevated | Distribution Circuit | 4 | 6 | 2016-04-06 | 1445610 | Sus | N | EquipmentFailureInvolved¦Underground¦Switch(UG)¦Broken
16-0027982 | Equipment Failure/Involved | Overhead | Transformer (OH) | Failed/Faulted | 2016 | Tier 2 - Elevated | Distribution Circuit | 4 | 12 | 2016-04-12 | 1449225 | Sus | N | EquipmentFailureInvolved¦Overhead¦Transformer(OH)¦FailedFaulted
16-0034678 | Unknown Cause | Patrol - found nothing |  |  | 2016 | Tier 3 - Extreme | Distribution Circuit | 5 | 7 | 2016-05-07 | 1466551 | Sus | Y | UnknownCause¦Patrolfoundnothing¦¦
16-0035414 | Equipment Failure/Involved | Overhead | Transformer | Leaking | 2016 | Tier 2 - Elevated | Transformer only | 5 | 11 | 2016-05-11 | 1468236 | Sus | Y | EquipmentFailureInvolved¦Overhead¦Transformer¦Leaking
16-0035991 | Vegetation | Tree - fell into line | Transformer | Broken, wire on ground | 2016 | Tier 2 - Elevated | Transformer only | 5 | 13 | 2016-05-13 | 1469468 | Sus | Y | Vegetation¦Treefellintoline¦Transformer¦Brokenwireonground
16-0036657 | Equipment Failure/Involved | Underground | Conductor, Underground | Broken | 2016 | Tier 3 - Extreme | Distribution Circuit | 5 | 17 | 2016-05-17 | 1471658 | Sus | Y | EquipmentFailureInvolved¦Underground¦ConductorUnderground¦Broken
16-0046452 | Vegetation | Tree - branch fell on line | Conductor, Overhead | Broken, wire on ground | 2016 | Tier 3 - Extreme | Distribution Circuit | 6 | 28 | 2016-06-28 | 1497863 | Sus | Y | Vegetation¦Treebranchfellonline¦ConductorOverhead¦Brokenwireonground
16-0048728 | Equipment Failure/Involved | Overhead | Cutout, fuse holder | Broken | 2016 | Tier 2 - Elevated | Transformer only | 7 | 8 | 2016-07-08 | 1503045 | Sus | Y | EquipmentFailureInvolved¦Overhead¦Cutoutfuseholder¦Broken
16-0057541 | Animal | Bird found | Fuse | Failed/Faulted | 2016 | Tier 3 - Extreme | Distribution Circuit | 8 | 16 | 2016-08-16 | 1527052 | Sus | Y | Animal¦Birdfound¦Fuse¦FailedFaulted
16-0061267 | Animal | Bird found | Conductor, Overhead | Burned/flashed | 2016 | Tier 2 - Elevated | Distribution Circuit | 8 | 31 | 2016-08-31 | 1534690 | Sus | Y | Animal¦Birdfound¦ConductorOverhead¦Burnedflashed
16-0066719 | Vegetation | Tree - fell into line | Pole-Wood | Broken, wire on ground | 2016 | Tier 2 - Elevated | Distribution Circuit | 9 | 22 | 2016-09-22 | 1546201 | Sus | Y | Vegetation¦Treefellintoline¦PoleWood¦Brokenwireonground
16-0070041 | Unknown Cause | Patrol - found nothing |  |  | 2016 | Tier 2 - Elevated | Distribution Circuit | 10 | 6 | 2016-10-06 | 1553766 | Sus | Y | UnknownCause¦Patrolfoundnothing¦¦
16-0070130 | Unknown Cause | Patrol - found nothing |  |  | 2016 | Tier 2 - Elevated | Distribution Circuit | 10 | 6 | 2016-10-06 | 1553977 | Sus | Y | UnknownCause¦Patrolfoundnothing¦¦
16-0071763 | Vegetation | Tree - fell into line | Conductor, Overhead | Broken, wire on ground | 2016 | Tier 2 - Elevated | Distribution Circuit | 10 | 13 | 2016-10-13 | 1557738 | Sus | Y | Vegetation¦Treefellintoline¦ConductorOverhead¦Brokenwireonground
16-0076743 | Equipment Failure/Involved | Substation | Other | Failed/Faulted | 2016 | Tier 2 - Elevated | Substation - Distribution | 10 | 30 | 2016-10-30 | 1573003 | Sus | Y | EquipmentFailureInvolved¦Substation¦Other¦FailedFaulted
16-0082328 | Unknown Cause | Patrol - found nothing |  |  | 2016 | Tier 2 - Elevated | Distribution Circuit | 11 | 26 | 2016-11-26 | 1589446 | Sus | Y | UnknownCause¦Patrolfoundnothing¦¦
16-0085647 | Vegetation | Tree - branch fell on line | Conductor, Overhead | Normal | 2016 | Tier 3 - Extreme | Distribution Circuit | 12 | 15 | 2016-12-15 | 1602282 | Sus | N | Vegetation¦Treebranchfellonline¦ConductorOverhead¦Normal
16-0085821 | Vegetation | Tree - fell into line | Conductor, Overhead | Broken | 2016 | Tier 3 - Extreme | Distribution Circuit | 12 | 15 | 2016-12-15 | 1603193 | Sus | N | Vegetation¦Treefellintoline¦ConductorOverhead¦Broken
16-0087417 | Equipment Failure/Involved | Overhead | Conductor, Overhead | Broken | 2016 | Tier 2 - Elevated | Distribution Circuit | 12 | 30 | 2016-12-30 | 1613505 | Sus | N | EquipmentFailureInvolved¦Overhead¦ConductorOverhead¦Broken
17-0004118 | Vegetation | Tree - branch fell on line | Conductor, Overhead | Normal | 2017 | Tier 3 - Extreme | Distribution Circuit | 1 | 5 | 2017-01-05 | 1619665 | Sus | N | Vegetation¦Treebranchfellonline¦ConductorOverhead¦Normal
17-0005113 | Vegetation | Tree - fell into line | Conductor, Overhead | Broken, wire on ground | 2017 | Tier 3 - Extreme | Distribution Circuit | 1 | 8 | 2017-01-08 | 1623555 | Sus | N | Vegetation¦Treefellintoline¦ConductorOverhead¦Brokenwireonground
17-0005141 | Vegetation | Tree - fell into line | Conductor, Overhead | Together | 2017 | Tier 2 - Elevated | Distribution Circuit | 1 | 8 | 2017-01-08 | 1624495 | Sus | N | Vegetation¦Treefellintoline¦ConductorOverhead¦Together
17-0005496 | Vegetation | Tree - fell into line | Fuse | Failed/Faulted | 2017 | Tier 3 - Extreme | Distribution Circuit | 1 | 8 | 2017-01-08 | 1627697 | Sus | N | Vegetation¦Treefellintoline¦Fuse¦FailedFaulted
17-0006722 | Vegetation | Tree - fell into line | Conductor, Overhead | Together | 2017 | Tier 3 - Extreme | Distribution Circuit | 1 | 10 | 2017-01-10 | 1633275 | Sus | N | Vegetation¦Treefellintoline¦ConductorOverhead¦Together
17-0007316 | Vegetation | Tree - fell into line | Conductor, Overhead | Normal | 2017 | Tier 2 - Elevated | Distribution Circuit | 1 | 10 | 2017-01-10 | 1635542 | Sus | N | Vegetation¦Treefellintoline¦ConductorOverhead¦Normal
17-0008424 | Vegetation | Tree - fell into line | Conductor, Overhead | Broken | 2017 | Tier 3 - Extreme | Distribution Circuit | 1 | 9 | 2017-01-09 | 1632192 | Sus | N | Vegetation¦Treefellintoline¦ConductorOverhead¦Broken
17-0009079 | Vegetation | Tree - fell into line | Conductor, Overhead | Together | 2017 | Tier 2 - Elevated | Distribution Circuit | 1 | 14 | 2017-01-14 | 1643082 | Sus | N | Vegetation¦Treefellintoline¦ConductorOverhead¦Together
17-0009924 | Equipment Failure/Involved | Overhead | Conductor, Overhead | Broken | 2017 | Tier 2 - Elevated | Distribution Circuit | 1 | 18 | 2017-01-18 | 1645975 | Sus | N | EquipmentFailureInvolved¦Overhead¦ConductorOverhead¦Broken
17-0012012 | Vegetation | Tree - branch fell on line | Fuse | Failed/Faulted | 2017 | Tier 3 - Extreme | Distribution Circuit | 1 | 21 | 2017-01-21 | 1656100 | Sus | N | Vegetation¦Treebranchfellonline¦Fuse¦FailedFaulted
17-0012855 | Vegetation | Tree - fell into line | Conductor, Overhead | Broken, wire on ground | 2017 | Tier 2 - Elevated | Distribution Circuit | 1 | 22 | 2017-01-22 | 1658794 | Sus | N | Vegetation¦Treefellintoline¦ConductorOverhead¦Brokenwireonground
17-0012887 | Unknown Cause | Patrol - found nothing |  |  | 2017 | Tier 3 - Extreme | Distribution Circuit | 1 | 22 | 2017-01-22 | 1659324 | Sus | N | UnknownCause¦Patrolfoundnothing¦¦
17-0013804 | Vegetation | Tree - fell into line | Conductor, Overhead | Broken, wire on ground | 2017 | Tier 3 - Extreme | Distribution Circuit | 1 | 23 | 2017-01-23 | 1662990 | Sus | N | Vegetation¦Treefellintoline¦ConductorOverhead¦Brokenwireonground
17-0014359 | Equipment Failure/Involved | Overhead | Insulator | Broken | 2017 | Zone 1 - HHZ | Transmission line | 1 | 24 | 2017-01-24 | 1665599 | Sus | N | EquipmentFailureInvolved¦Overhead¦Insulator¦Broken
17-0017690 | Equipment Failure/Involved | Electrical Overload | Pole-Wood | Broken | 2017 | Tier 3 - Extreme | Distribution Circuit | 2 | 6 | 2017-02-06 | 1675864 | Sus | N | EquipmentFailureInvolved¦ElectricalOverload¦PoleWood¦Broken
17-0019450 | Vegetation | Tree - fell into line | Crossarm, Wood | Broken, wire on ground | 2017 | Tier 2 - Elevated | Distribution Circuit | 2 | 9 | 2017-02-09 | 1683446 | Sus | N | Vegetation¦Treefellintoline¦CrossarmWood¦Brokenwireonground
17-0019827 | Vegetation | Tree - fell into line | Conductor, Overhead | Broken, wire on ground | 2017 | Tier 3 - Extreme | Distribution Circuit | 2 | 10 | 2017-02-10 | 1684564 | Sus | N | Vegetation¦Treefellintoline¦ConductorOverhead¦Brokenwireonground
17-0020488 | Vegetation | Tree - fell into line | Conductor, Overhead | Normal | 2017 | Tier 3 - Extreme | Distribution Circuit | 2 | 12 | 2017-02-12 | 1686839 | Sus | N | Vegetation¦Treefellintoline¦ConductorOverhead¦Normal
17-0026674 | Vegetation | Tree - branch fell on line | Conductor, Overhead | Normal | 2017 | Tier 3 - Extreme | Distribution Circuit | 2 | 24 | 2017-02-24 | 1713574 | Sus | N | Vegetation¦Treebranchfellonline¦ConductorOverhead¦Normal
17-0026682 | Environmental/External | Ice or snow | Crossarm, Wood | Broken, wire on ground | 2017 | Tier 2 - Elevated | Distribution Circuit | 2 | 25 | 2017-02-25 | 1713619 | Sus | N | EnvironmentalExternal¦Iceorsnow¦CrossarmWood¦Brokenwireonground
17-0027197 | Unknown Cause | Patrol - found nothing |  |  | 2017 | Tier 2 - Elevated | Distribution Circuit | 2 | 27 | 2017-02-27 | 1715544 | Sus | N | UnknownCause¦Patrolfoundnothing¦¦
17-0033536 | Vegetation | Tree - fell into line | Pole-Wood | Broken | 2017 | Tier 3 - Extreme | Distribution Circuit | 3 | 24 | 2017-03-24 | 1734860 | Sus | N | Vegetation¦Treefellintoline¦PoleWood¦Broken
17-0034683 | Equipment Failure/Involved | Overhead | Pole-Wood | Broken | 2017 | Tier 2 - Elevated | Distribution Circuit | 3 | 29 | 2017-03-29 | 1738321 | Sus | N | EquipmentFailureInvolved¦Overhead¦PoleWood¦Broken
17-0035560 | Equipment Failure/Involved | Overhead | Conductor, Overhead | Broken | 2017 | Tier 3 - Extreme | Distribution Circuit | 3 | 31 | 2017-03-31 | 1740974 | Sus | N | EquipmentFailureInvolved¦Overhead¦ConductorOverhead¦Broken
17-0036699 | Vegetation | Tree - fell into line | Crossarm, Wood | Broken | 2017 | Tier 2 - Elevated | Distribution Circuit | 4 | 5 | 2017-04-05 | 1744385 | Sus | N | Vegetation¦Treefellintoline¦CrossarmWood¦Broken
17-0038323 | Unknown Cause | Patrol - found nothing |  |  | 2017 | Tier 3 - Extreme | Distribution Circuit | 4 | 8 | 2017-04-08 | 1752927 | Sus | N | UnknownCause¦Patrolfoundnothing¦¦
17-0043834 | Unknown Cause | Patrol - found nothing |  |  | 2017 | Tier 2 - Elevated | Distribution Circuit | 4 | 28 | 2017-04-28 | 1769943 | Sus | N | UnknownCause¦Patrolfoundnothing¦¦
17-0045757 | Unknown Cause | Patrol - found nothing |  |  | 2017 | Tier 2 - Elevated | Distribution Circuit | 5 | 6 | 2017-05-06 | 1776012 | Sus | Y | UnknownCause¦Patrolfoundnothing¦¦
17-0046162 | Vegetation | Tree - fell into line | Conductor, Overhead | Normal | 2017 | Tier 2 - Elevated | Distribution Circuit | 5 | 8 | 2017-05-08 | 1777437 | Sus | Y | Vegetation¦Treefellintoline¦ConductorOverhead¦Normal
17-0046319 | Unknown Cause | Patrol - found nothing |  |  | 2017 | Tier 2 - Elevated | Distribution Circuit | 5 | 8 | 2017-05-08 | 1778017 | Sus | Y | UnknownCause¦Patrolfoundnothing¦¦
17-0050814 | Unknown Cause | Patrol - found nothing |  |  | 2017 | Tier 2 - Elevated | Distribution Circuit | 5 | 25 | 2017-05-25 | 1790535 | Sus | Y | UnknownCause¦Patrolfoundnothing¦¦
17-0055902 | Unknown Cause | Patrol - found nothing |  |  | 2017 | Tier 2 - Elevated | Distribution Circuit | 6 | 17 | 2017-06-17 | 1806576 | Sus | Y | UnknownCause¦Patrolfoundnothing¦¦
17-0056277 | Unknown Cause | Patrol - found nothing |  |  | 2017 | Tier 2 - Elevated | Distribution Circuit | 6 | 18 | 2017-06-18 | 1808913 | Sus | Y | UnknownCause¦Patrolfoundnothing¦¦
17-0060336 | Animal | Bird found | Conductor, Overhead | Normal | 2017 | Tier 2 - Elevated | Distribution Circuit | 7 | 3 | 2017-07-03 | 1823150 | Sus | Y | Animal¦Birdfound¦ConductorOverhead¦Normal
17-0062748 | Animal | Bird found | Fuse | Normal | 2017 | Tier 2 - Elevated | Distribution Circuit | 7 | 13 | 2017-07-13 | 1830910 | Sus | Y | Animal¦Birdfound¦Fuse¦Normal
17-0063185 | Unknown Cause | Patrol - found nothing |  |  | 2017 | Tier 2 - Elevated | Distribution Circuit | 7 | 15 | 2017-07-15 | 1832546 | Sus | Y | UnknownCause¦Patrolfoundnothing¦¦
17-0066784 | Equipment Failure/Involved | Overhead | Transformer (OH) | Broken | 2017 | Tier 2 - Elevated | Transformer only | 7 | 31 | 2017-07-31 | 1843094 | Sus | Y | EquipmentFailureInvolved¦Overhead¦Transformer(OH)¦Broken
17-0071121 | Animal | Other | Conductor, Overhead | Broken, wire on ground | 2017 | Tier 3 - Extreme | Distribution Circuit | 8 | 17 | 2017-08-17 | 1854371 | Sus | Y | Animal¦Other¦ConductorOverhead¦Brokenwireonground
17-0071483 | 3rd Party | Customer Equipment | Customer Equipment | Broken | 2017 | Tier 2 - Elevated | Distribution Circuit | 8 | 19 | 2017-08-19 | 1855240 | Sus | Y | 3rdParty¦CustomerEquipment¦CustomerEquipment¦Broken
17-0077020 | Vegetation | Tree - branch fell on line | Conductor, Overhead | Together | 2017 | Tier 3 - Extreme | Distribution Circuit | 9 | 8 | 2017-09-08 | 1873308 | Sus | Y | Vegetation¦Treebranchfellonline¦ConductorOverhead¦Together
17-0082352 | Equipment Failure/Involved | Overhead | Transformer | Failed/Faulted | 2017 | Tier 2 - Elevated | Distribution Circuit | 9 | 28 | 2017-09-28 | 1887199 | Sus | Y | EquipmentFailureInvolved¦Overhead¦Transformer¦FailedFaulted
17-0085766 | Vegetation | Tree - branch fell on line | Conductor, Overhead | Together | 2017 | Tier 3 - Extreme | Distribution Circuit | 10 | 8 | 2017-10-08 | 1893906 | Sus | Y | Vegetation¦Treebranchfellonline¦ConductorOverhead¦Together
17-0086763 | Animal | Bird found | Conductor, Overhead | Normal | 2017 | Tier 3 - Extreme | Distribution Circuit | 10 | 12 | 2017-10-12 | 1899243 | Sus | Y | Animal¦Birdfound¦ConductorOverhead¦Normal
17-0086912 | Environmental/External | Fire, Forest/Grass | Pole-Wood | Burned/flashed | 2017 | Tier 2 - Elevated | Distribution Circuit | 10 | 9 | 2017-10-09 | 1899716 | Sus | Y | EnvironmentalExternal¦FireForestGrass¦PoleWood¦Burnedflashed
17-0087576 | Environmental/External | Fire, Forest/Grass | Pole-Wood | Burned/flashed | 2017 | Tier 3 - Extreme | Distribution Circuit | 10 | 8 | 2017-10-08 | 1901430 | Sus | Y | EnvironmentalExternal¦FireForestGrass¦PoleWood¦Burnedflashed
17-0089295 | Equipment Failure/Involved | Overhead | Customer Equipment | Broken | 2017 | Tier 2 - Elevated | Distribution Circuit | 10 | 20 | 2017-10-20 | 1906515 | Sus | Y | EquipmentFailureInvolved¦Overhead¦CustomerEquipment¦Broken
17-0092019 | 3rd Party | Vehicle | Pole-Wood | Broken | 2017 | Tier 3 - Extreme | Distribution Circuit | 11 | 2 | 2017-11-02 | 1914280 | Sus | Y | 3rdParty¦Vehicle¦PoleWood¦Broken
17-0093164 | Equipment Failure/Involved | Electrical Overload | Transformer | Failed/Faulted | 2017 | Tier 3 - Extreme | Transformer only | 11 | 7 | 2017-11-07 | 1917262 | Sus | Y | EquipmentFailureInvolved¦ElectricalOverload¦Transformer¦FailedFaulted
17-0094102 | Vegetation | Tree - branch fell on line | Conductor, Overhead | Arcing | 2017 | Tier 3 - Extreme | Distribution Circuit | 11 | 9 | 2017-11-09 | 1919804 | Sus | Y | Vegetation¦Treebranchfellonline¦ConductorOverhead¦Arcing
17-0101952 | Vegetation | Tree - branch fell on line | Conductor, Overhead | Together | 2017 | Tier 3 - Extreme | Distribution Circuit | 12 | 16 | 2017-12-16 | 1944164 | Sus | N | Vegetation¦Treebranchfellonline¦ConductorOverhead¦Together
17-0103206 | Unknown Cause | Patrol - found nothing |  |  | 2017 | Tier 3 - Extreme | Distribution Circuit | 12 | 24 | 2017-12-24 | 1950879 | Sus | N | UnknownCause¦Patrolfoundnothing¦¦
18-0003208 | Equipment Failure/Involved | Overhead | Secondary | Broken | 2018 | Tier 2 - Elevated | Transformer only | 1 | 3 | 2018-01-03 | 998 | Sus | N | EquipmentFailureInvolved¦Overhead¦Secondary¦Broken
18-0003322 | Vegetation | Tree - branch fell on line | Fuse | Failed/Faulted | 2018 | Tier 3 - Extreme | Distribution Circuit | 1 | 3 | 2018-01-03 | 1300 | Sus | N | Vegetation¦Treebranchfellonline¦Fuse¦FailedFaulted
18-0014597 | Equipment Failure/Involved | Overhead | Transformer (OH) | Failed/Faulted | 2018 | Tier 2 - Elevated | Distribution Circuit | 2 | 14 | 2018-02-14 | 25327 | Sus | N | EquipmentFailureInvolved¦Overhead¦Transformer(OH)¦FailedFaulted
18-0016018 | Equipment Failure/Involved | Overhead | Cutout, fuse holder | Broken | 2018 | Tier 3 - Extreme | Distribution Circuit | 2 | 21 | 2018-02-21 | 28698 | Sus | N | EquipmentFailureInvolved¦Overhead¦Cutoutfuseholder¦Broken
18-0016316 | Vegetation | Tree - branch fell on line | Conductor, Overhead | Normal | 2018 | Tier 3 - Extreme | Distribution Circuit | 2 | 22 | 2018-02-22 | 29283 | Sus | N | Vegetation¦Treebranchfellonline¦ConductorOverhead¦Normal
18-0018299 | Equipment Failure/Involved | Overhead | Jumper | Burned Open | 2018 | Tier 3 - Extreme | Distribution Circuit | 3 | 1 | 2018-03-01 | 33840 | Sus | N | EquipmentFailureInvolved¦Overhead¦Jumper¦BurnedOpen
18-0018592 | Vegetation | Tree - grew into line | Service conductor | Broken | 2018 | Tier 2 - Elevated | Transformer only | 3 | 1 | 2018-03-01 | 34757 | Sus | N | Vegetation¦Treegrewintoline¦Serviceconductor¦Broken
18-0018959 | Vegetation | Tree - branch fell on line | Conductor, Overhead | Broken, wire on ground | 2018 | Tier 2 - Elevated | Distribution Circuit | 3 | 2 | 2018-03-02 | 35922 | Sus | N | Vegetation¦Treebranchfellonline¦ConductorOverhead¦Brokenwireonground
18-0019503 | Unknown Cause | Patrol - found nothing |  |  | 2018 | Tier 3 - Extreme | Distribution Circuit | 3 | 3 | 2018-03-03 | 37779 | Sus | N | UnknownCause¦Patrolfoundnothing¦¦
18-0020353 | Equipment Failure/Involved | Underground | Connector or Splice (UG) | Failed/Faulted | 2018 | Tier 2 - Elevated | Distribution Circuit | 3 | 6 | 2018-03-06 | 39335 | Sus | N | EquipmentFailureInvolved¦Underground¦ConnectororSplice(UG)¦FailedFaulted
18-0023748 | Vegetation | Tree - fell into line | Conductor, Overhead | Normal | 2018 | Tier 3 - Extreme | Distribution Circuit | 3 | 16 | 2018-03-16 | 45728 | Sus | N | Vegetation¦Treefellintoline¦ConductorOverhead¦Normal
18-0023938 | Animal | Bird found | Fuse | Failed/Faulted | 2018 | Tier 2 - Elevated | Distribution Circuit | 3 | 18 | 2018-03-18 | 47453 | Sus | N | Animal¦Birdfound¦Fuse¦FailedFaulted
18-0027200 | Unknown Cause | Patrol - found nothing |  |  | 2018 | Tier 2 - Elevated | Distribution Circuit | 3 | 27 | 2018-03-27 | 54721 | Sus | N | UnknownCause¦Patrolfoundnothing¦¦
18-0027327 | Equipment Failure/Involved | Overhead | Pole-Wood | Broken | 2018 | Tier 2 - Elevated | Distribution Circuit | 3 | 28 | 2018-03-28 | 55053 | Sus | N | EquipmentFailureInvolved¦Overhead¦PoleWood¦Broken
18-0032802 | Unknown Cause | Patrol - found nothing |  |  | 2018 | Tier 2 - Elevated | Distribution Circuit | 4 | 16 | 2018-04-16 | 68257 | Sus | N | UnknownCause¦Patrolfoundnothing¦¦
18-0034966 | Equipment Failure/Involved | Overhead | Conductor, Overhead | Broken | 2018 | Tier 2 - Elevated | Transformer only | 4 | 24 | 2018-04-24 | 72717 | Sus | N | EquipmentFailureInvolved¦Overhead¦ConductorOverhead¦Broken
18-0036155 | Vegetation | Tree - fell into line | Conductor, Overhead | Normal | 2018 | Tier 3 - Extreme | Distribution Circuit | 4 | 27 | 2018-04-27 | 75304 | Sus | N | Vegetation¦Treefellintoline¦ConductorOverhead¦Normal
18-0037094 | Unknown Cause | Patrol - not conducted |  |  | 2018 | Tier 2 - Elevated | Distribution Circuit | 5 | 1 | 2018-05-01 | 77114 | Sus | Y | UnknownCause¦Patrolnotconducted¦¦
18-0056681 | Vegetation | Tree - fell into line | Conductor, Overhead | Broken, wire on ground | 2018 | Tier 2 - Elevated | Distribution Circuit | 7 | 3 | 2018-07-03 | 123601 | Sus | Y | Vegetation¦Treefellintoline¦ConductorOverhead¦Brokenwireonground
18-0059952 | Environmental/External | Lightning | Transformer (OH) | Failed/Faulted | 2018 | Tier 2 - Elevated | Transformer only | 7 | 15 | 2018-07-15 | 132221 | Sus | Y | EnvironmentalExternal¦Lightning¦Transformer(OH)¦FailedFaulted
18-0061523 | Equipment Failure/Involved | Overhead | Transformer (OH) | Failed/Faulted | 2018 | Tier 3 - Extreme | Transformer only | 7 | 19 | 2018-07-19 | 135335 | Sus | Y | EquipmentFailureInvolved¦Overhead¦Transformer(OH)¦FailedFaulted
18-0064599 | Vegetation | Tree - fell into line | Conductor, Overhead | Normal | 2018 | Tier 3 - Extreme | Distribution Circuit | 7 | 28 | 2018-07-28 | 142597 | Sus | Y | Vegetation¦Treefellintoline¦ConductorOverhead¦Normal
18-0066904 | Environmental/External | Fire, Forest/Grass | Pole-Wood | Burned/flashed | 2018 | Tier 3 - Extreme | Distribution Circuit | 8 | 4 | 2018-08-04 | 149358 | Sus | Y | EnvironmentalExternal¦FireForestGrass¦PoleWood¦Burnedflashed
18-0069662 | Equipment Failure/Involved | Overhead | Conductor, Overhead | Deteriorated | 2018 | Tier 3 - Extreme | Distribution Circuit | 8 | 14 | 2018-08-14 | 155171 | Sus | Y | EquipmentFailureInvolved¦Overhead¦ConductorOverhead¦Deteriorated
18-0071446 | Environmental/External | Fire, Forest/Grass | Pole-Wood | Burned/flashed | 2018 | Tier 2 - Elevated | Distribution Circuit | 8 | 19 | 2018-08-19 | 158105 | Sus | Y | EnvironmentalExternal¦FireForestGrass¦PoleWood¦Burnedflashed
18-0085512 | Animal | Bird found | Fuse | Failed/Faulted | 2018 | Tier 2 - Elevated | Distribution Circuit | 10 | 2 | 2018-10-02 | 185456 | Sus | Y | Animal¦Birdfound¦Fuse¦FailedFaulted
18-0097666 | Unknown Cause | Patrol - found nothing |  |  | 2018 | Tier 2 - Elevated | Distribution Circuit | 11 | 7 | 2018-11-07 | 210164 | Sus | Y | UnknownCause¦Patrolfoundnothing¦¦
18-0101176 | Animal | Squirrel | Transformer (OH) | Failed/Faulted | 2018 | Tier 2 - Elevated | Distribution Circuit | 11 | 19 | 2018-11-19 | 218194 | Sus | Y | Animal¦Squirrel¦Transformer(OH)¦FailedFaulted
18-0103062 | Unknown Cause | Patrol - found nothing |  |  | 2018 | Tier 3 - Extreme | Distribution Circuit | 11 | 25 | 2018-11-25 | 224157 | Sus | Y | UnknownCause¦Patrolfoundnothing¦¦
18-0103567 | Environmental/External | Fire, Forest/Grass | Pole-Wood | Burned/flashed | 2018 | Tier 3 - Extreme | Distribution Circuit | 11 | 8 | 2018-11-08 | 225187 | Sus | Y | EnvironmentalExternal¦FireForestGrass¦PoleWood¦Burnedflashed
18-0103570 | Environmental/External | Fire, Forest/Grass | Transformer (OH) | Burned/flashed | 2018 | Tier 3 - Extreme | Transformer only | 11 | 8 | 2018-11-08 | 225193 | Sus | Y | EnvironmentalExternal¦FireForestGrass¦Transformer(OH)¦Burnedflashed
18-0105814 | Vegetation | Tree - fell into line | Secondary | Broken, wire on ground | 2018 | Tier 3 - Extreme | Distribution Circuit | 12 | 1 | 2018-12-01 | 230774 | Sus | N | Vegetation¦Treefellintoline¦Secondary¦Brokenwireonground
18-0106635 | Equipment Failure/Involved | Overhead | Connector or Splice (OH) | Broken | 2018 | Tier 2 - Elevated | Distribution Circuit | 12 | 3 | 2018-12-03 | 233120 | Sus | N | EquipmentFailureInvolved¦Overhead¦ConnectororSplice(OH)¦Broken
18-0111283 | Unknown Cause | Patrol - found nothing |  |  | 2018 | Tier 3 - Extreme | Distribution Circuit | 12 | 31 | 2018-12-31 | 250881 | Sus | N | UnknownCause¦Patrolfoundnothing¦¦
18-0111316 | Vegetation | Tree - branch fell on line | Conductor, Overhead | Broken, wire on ground | 2018 | Tier 3 - Extreme | Distribution Circuit | 12 | 31 | 2018-12-31 | 250613 | Sus | N | Vegetation¦Treebranchfellonline¦ConductorOverhead¦Brokenwireonground
19-0004835 | Unknown Cause | Patrol - found nothing |  |  | 2019 | Tier 2 - Elevated | Distribution Circuit | 1 | 5 | 2019-01-05 | 254371 | Sus | N | UnknownCause¦Patrolfoundnothing¦¦
19-0005274 | Vegetation | Tree - fell into line | Conductor, Overhead | Broken, wire on ground | 2019 | Tier 3 - Extreme | Distribution Circuit | 1 | 6 | 2019-01-06 | 255964 | Sus | N | Vegetation¦Treefellintoline¦ConductorOverhead¦Brokenwireonground
19-0005777 | Equipment Failure/Involved | Overhead | Metering Equipment | Burned/flashed | 2019 | Tier 2 - Elevated | Distribution Circuit | 1 | 7 | 2019-01-07 | 258971 | Sus | N | EquipmentFailureInvolved¦Overhead¦MeteringEquipment¦Burnedflashed
19-0009870 | Unknown Cause | Patrol - found nothing |  |  | 2019 | Tier 2 - Elevated | Distribution Circuit | 1 | 16 | 2019-01-16 | 266977 | Sus | N | UnknownCause¦Patrolfoundnothing¦¦
19-0010195 | Vegetation | Tree - fell into line | Conductor, Overhead | Broken, wire on ground | 2019 | Tier 2 - Elevated | Distribution Circuit | 1 | 16 | 2019-01-16 | 270409 | Sus | N | Vegetation¦Treefellintoline¦ConductorOverhead¦Brokenwireonground
19-0010228 | Vegetation | Tree - branch fell on line | Conductor, Overhead | Together | 2019 | Tier 3 - Extreme | Distribution Circuit | 1 | 16 | 2019-01-16 | 269364 | Sus | N | Vegetation¦Treebranchfellonline¦ConductorOverhead¦Together
19-0010314 | Vegetation | Tree - fell into line | Conductor, Overhead | Broken, wire on ground | 2019 | Tier 2 - Elevated | Distribution Circuit | 1 | 16 | 2019-01-16 | 269727 | Sus | N | Vegetation¦Treefellintoline¦ConductorOverhead¦Brokenwireonground
19-0010419 | Vegetation | Tree - fell into line | Conductor, Overhead | Broken, wire on ground | 2019 | Tier 3 - Extreme | Distribution Circuit | 1 | 16 | 2019-01-16 | 269815 | Sus | N | Vegetation¦Treefellintoline¦ConductorOverhead¦Brokenwireonground
19-0010751 | Vegetation | Tree - bark fell into line | Conductor, Overhead | Broken, wire on ground | 2019 | Tier 3 - Extreme | Distribution Circuit | 1 | 16 | 2019-01-16 | 270625 | Sus | N | Vegetation¦Treebarkfellintoline¦ConductorOverhead¦Brokenwireonground
19-0011962 | Vegetation | Tree - fell into line | Conductor, Overhead | Broken, wire on ground | 2019 | Tier 2 - Elevated | Distribution Circuit | 1 | 16 | 2019-01-16 | 276225 | Sus | N | Vegetation¦Treefellintoline¦ConductorOverhead¦Brokenwireonground
19-0012553 | Unknown Cause | Patrol - found nothing |  |  | 2019 | Tier 2 - Elevated | Distribution Circuit | 1 | 20 | 2019-01-20 | 277244 | Sus | N | UnknownCause¦Patrolfoundnothing¦¦
19-0012885 | Vegetation | Tree - fell into line | Conductor, Overhead | Broken, wire on ground | 2019 | Tier 3 - Extreme | Distribution Circuit | 1 | 21 | 2019-01-21 | 278158 | Sus | N | Vegetation¦Treefellintoline¦ConductorOverhead¦Brokenwireonground
19-0021338 | Vegetation | Tree - branch fell on line | Transformer | Broken, wire on ground | 2019 | Tier 2 - Elevated | Transformer only | 2 | 12 | 2019-02-12 | 300401 | Sus | N | Vegetation¦Treebranchfellonline¦Transformer¦Brokenwireonground
19-0021776 | Vegetation | Tree - fell into line | Conductor, Overhead | Broken, wire on ground | 2019 | Tier 3 - Extreme | Distribution Circuit | 2 | 13 | 2019-02-13 | 302650 | Sus | N | Vegetation¦Treefellintoline¦ConductorOverhead¦Brokenwireonground
19-0021776 | Vegetation | Tree - fell into line | Conductor, Overhead | Broken, wire on ground | 2019 | Tier 3 - Extreme | Distribution Circuit | 2 | 13 | 2019-02-13 | 302650 | Sus | N | Vegetation¦Treefellintoline¦ConductorOverhead¦Brokenwireonground
19-0022397 | Unknown Cause | Patrol - found nothing |  |  | 2019 | Tier 2 - Elevated | Distribution Circuit | 2 | 12 | 2019-02-12 | 301557 | Sus | N | UnknownCause¦Patrolfoundnothing¦¦
19-0024200 | Unknown Cause | Patrol - found nothing |  |  | 2019 | Tier 3 - Extreme | Distribution Circuit | 2 | 15 | 2019-02-15 | 312315 | Sus | N | UnknownCause¦Patrolfoundnothing¦¦
19-0024258 | Vegetation | Tree - branch fell on line | Crossarm, Wood | Broken, wire on ground | 2019 | Tier 2 - Elevated | Distribution Circuit | 2 | 13 | 2019-02-13 | 312882 | Sus | N | Vegetation¦Treebranchfellonline¦CrossarmWood¦Brokenwireonground
19-0024403 | Vegetation | Tree - fell into line | Conductor, Overhead | Normal | 2019 | Tier 2 - Elevated | Distribution Circuit | 2 | 16 | 2019-02-16 | 313419 | Sus | N | Vegetation¦Treefellintoline¦ConductorOverhead¦Normal
19-0027505 | Vegetation | Tree - branch fell on line | Conductor, Overhead | Normal | 2019 | Tier 3 - Extreme | Distribution Circuit | 2 | 23 | 2019-02-23 | 321993 | Sus | N | Vegetation¦Treebranchfellonline¦ConductorOverhead¦Normal
19-0027601 | Unknown Cause | Patrol - found nothing |  |  | 2019 | Tier 2 - Elevated | Distribution Circuit | 2 | 24 | 2019-02-24 | 322543 | Sus | N | UnknownCause¦Patrolfoundnothing¦¦
19-0029134 | Unknown Cause | Patrol - found nothing |  |  | 2019 | Tier 2 - Elevated | Distribution Circuit | 2 | 27 | 2019-02-27 | 327281 | Sus | N | UnknownCause¦Patrolfoundnothing¦¦
19-0034471 | Equipment Failure/Involved | Overhead | Transformer | Failed/Faulted | 2019 | Tier 3 - Extreme | Transformer only | 3 | 17 | 2019-03-17 | 341299 | Sus | N | EquipmentFailureInvolved¦Overhead¦Transformer¦FailedFaulted
19-0037739 | Environmental/External | Lightning | Transformer | Failed/Faulted | 2019 | Tier 2 - Elevated | Transformer only | 3 | 27 | 2019-03-27 | 349025 | Sus | N | EnvironmentalExternal¦Lightning¦Transformer¦FailedFaulted
19-0044541 | Company Initiated | Construction Activity/equip, company | Pole-Wood | Deteriorated | 2019 | Tier 3 - Extreme | Distribution Circuit | 4 | 20 | 2019-04-20 | 364239 | Sus | N | CompanyInitiated¦ConstructionActivityequipcompany¦PoleWood¦Deteriorated
19-0045903 | Animal | Bird found | Fuse | Failed/Faulted | 2019 | Tier 3 - Extreme | Distribution Circuit | 4 | 25 | 2019-04-25 | 367758 | Sus | N | Animal¦Birdfound¦Fuse¦FailedFaulted
19-0046087 | Equipment Failure/Involved | Overhead | Cutout, fuse holder | Failed/Faulted | 2019 | Tier 3 - Extreme | Transformer only | 4 | 25 | 2019-04-25 | 368085 | Sus | N | EquipmentFailureInvolved¦Overhead¦Cutoutfuseholder¦FailedFaulted
19-0054037 | Vegetation | Tree - branch fell on line | Conductor, Overhead | Normal | 2019 | Tier 3 - Extreme | Distribution Circuit | 5 | 19 | 2019-05-19 | 385597 | Sus | Y | Vegetation¦Treebranchfellonline¦ConductorOverhead¦Normal
19-0054052 | Equipment Failure/Involved | Overhead | Secondary | Burned/flashed | 2019 | Tier 2 - Elevated | Distribution Circuit | 5 | 19 | 2019-05-19 | 384981 | Sus | Y | EquipmentFailureInvolved¦Overhead¦Secondary¦Burnedflashed
19-0055136 | Unknown Cause | Patrol - found nothing |  |  | 2019 | Tier 2 - Elevated | Distribution Circuit | 5 | 21 | 2019-05-21 | 387409 | Sus | Y | UnknownCause¦Patrolfoundnothing¦¦
19-0062430 | Equipment Failure/Involved | Overhead | Pole-Wood | Deteriorated | 2019 | Tier 3 - Extreme | Distribution Circuit | 6 | 4 | 2019-06-04 | 397235 | Sus | Y | EquipmentFailureInvolved¦Overhead¦PoleWood¦Deteriorated
19-0062781 | Unknown Cause | Patrol - found nothing |  |  | 2019 | Tier 2 - Elevated | Distribution Circuit | 6 | 4 | 2019-06-04 | 397979 | Sus | Y | UnknownCause¦Patrolfoundnothing¦¦
19-0068031 | Unknown Cause | Patrol - not conducted |  |  | 2019 | Tier 2 - Elevated | Distribution Circuit | 6 | 15 | 2019-06-15 | 413082 | Sus | Y | UnknownCause¦Patrolnotconducted¦¦
19-0114965 | Animal | Other | Conductor, Overhead | Normal | 2019 | Tier 2 - Elevated | Distribution Circuit | 10 | 23 | 2019-10-23 | 677284 | Sus | Y | Animal¦Other¦ConductorOverhead¦Normal
19-0118916 | Equipment Failure/Involved | Overhead | Conductor, Overhead | Normal | 2019 | Tier 2 - Elevated | Distribution Circuit | 10 | 30 | 2019-10-30 | 695011 | Sus | Y | EquipmentFailureInvolved¦Overhead¦ConductorOverhead¦Normal
19-0123236 | Equipment Failure/Involved | Underground | Transformer | Failed/Faulted | 2019 | Tier 2 - Elevated | Distribution Circuit | 11 | 8 | 2019-11-08 | 703086 | Sus | Y | EquipmentFailureInvolved¦Underground¦Transformer¦FailedFaulted
19-0125051 | Unknown Cause | Patrol - found nothing |  |  | 2019 | Tier 2 - Elevated | Distribution Circuit | 11 | 15 | 2019-11-15 | 707278 | Sus | Y | UnknownCause¦Patrolfoundnothing¦¦
19-0126606 | Equipment Failure/Involved | Overhead | Transformer (OH) | Failed/Faulted | 2019 | Tier 2 - Elevated | Distribution Circuit | 11 | 20 | 2019-11-20 | 710615 | Sus | Y | EquipmentFailureInvolved¦Overhead¦Transformer(OH)¦FailedFaulted
19-0130675 | Vegetation | Tree - branch fell on line | Conductor, Overhead | Together | 2019 | Tier 3 - Extreme | Distribution Circuit | 11 | 27 | 2019-11-27 | 721625 | Sus | Y | Vegetation¦Treebranchfellonline¦ConductorOverhead¦Together
19-0130911 | Vegetation | Tree - fell into line | Conductor, Overhead | Normal | 2019 | Tier 3 - Extreme | Distribution Circuit | 11 | 27 | 2019-11-27 | 720998 | Sus | Y | Vegetation¦Treefellintoline¦ConductorOverhead¦Normal
20-0006671 | Vegetation | Tree - grew into line | Conductor, Overhead | Normal | 2020 | Tier 2 - Elevated | Distribution Circuit | 1 | 9 | 2020-01-09 | 757691 | Sus | N | Vegetation¦Treegrewintoline¦ConductorOverhead¦Normal
20-0009647 | Vegetation | Tree - palm frond fell into line | Conductor, Overhead | Normal | 2020 | Tier 2 - Elevated | Distribution Circuit | 1 | 16 | 2020-01-16 | 762304 | Sus | N | Vegetation¦Treepalmfrondfellintoline¦ConductorOverhead¦Normal
20-0011178 | Unknown Cause | Patrol - found nothing |  |  | 2020 | Tier 2 - Elevated | Distribution Circuit | 1 | 19 | 2020-01-19 | 766088 | Sus | N | UnknownCause¦Patrolfoundnothing¦¦
20-0013746 | Vegetation | Tree - fell into line | Pole-Wood | Broken, wire on ground | 2020 | Tier 2 - Elevated | Distribution Circuit | 1 | 26 | 2020-01-26 | 770280 | Sus | N | Vegetation¦Treefellintoline¦PoleWood¦Brokenwireonground
20-0015122 | Equipment Failure/Involved | Overhead | Pole-Wood | Deteriorated | 2020 | Tier 2 - Elevated | Transformer only | 1 | 29 | 2020-01-29 | 772652 | Sus | N | EquipmentFailureInvolved¦Overhead¦PoleWood¦Deteriorated
20-0019228 | Vegetation | Tree - branch fell on line | Fuse | Failed/Faulted | 2020 | Tier 3 - Extreme | Distribution Circuit | 2 | 9 | 2020-02-09 | 781264 | Sus | N | Vegetation¦Treebranchfellonline¦Fuse¦FailedFaulted
20-0028321 | Unknown Cause | Patrol - found nothing |  |  | 2020 | Tier 3 - Extreme | Distribution Circuit | 3 | 3 | 2020-03-03 | 826596 | Sus | N | UnknownCause¦Patrolfoundnothing¦¦
20-0029770 | Unknown Cause | Patrol - found nothing |  |  | 2020 | Tier 2 - Elevated | Distribution Circuit | 3 | 7 | 2020-03-07 | 838109 | Sus | N | UnknownCause¦Patrolfoundnothing¦¦
20-0033913 | Vegetation | Tree - fell into line | Pole-Wood | Broken | 2020 | Tier 3 - Extreme | Distribution Circuit | 3 | 15 | 2020-03-15 | 858430 | Sus | N | Vegetation¦Treefellintoline¦PoleWood¦Broken
20-0034954 | Vegetation | Tree - fell into line | Conductor, Overhead | Normal | 2020 | Tier 3 - Extreme | Distribution Circuit | 3 | 21 | 2020-03-21 | 860975 | Sus | N | Vegetation¦Treefellintoline¦ConductorOverhead¦Normal
20-0042521 | Vegetation | Tree - grew into line | Conductor, Overhead | Normal | 2020 | Tier 3 - Extreme | Distribution Circuit | 4 | 18 | 2020-04-18 | 897372 | Sus | N | Vegetation¦Treegrewintoline¦ConductorOverhead¦Normal
20-0046658 | Vegetation | Tree - fell into line | Conductor, Overhead | Broken, wire on ground | 2020 | Tier 3 - Extreme | Distribution Circuit | 5 | 2 | 2020-05-02 | 906116 | Sus | Y | Vegetation¦Treefellintoline¦ConductorOverhead¦Brokenwireonground
20-0047422 | Unknown Cause | Patrol - not conducted |  |  | 2020 | Tier 3 - Extreme | Distribution Circuit | 5 | 5 | 2020-05-05 | 907314 | Sus | Y | UnknownCause¦Patrolnotconducted¦¦
20-0048289 | Equipment Failure/Involved | Overhead | Pole-Wood | Deteriorated | 2020 | Tier 2 - Elevated | Distribution Circuit | 5 | 7 | 2020-05-07 | 909246 | Sus | Y | EquipmentFailureInvolved¦Overhead¦PoleWood¦Deteriorated
20-0050714 | Vegetation | Tree - fell into line | Conductor, Overhead | Normal | 2020 | Tier 3 - Extreme | Distribution Circuit | 5 | 15 | 2020-05-15 | 914419 | Sus | Y | Vegetation¦Treefellintoline¦ConductorOverhead¦Normal
20-0053528 | 3rd Party | Tree - cutting, 3rd party | Fuse | Normal | 2020 | Tier 3 - Extreme | Distribution Circuit | 5 | 22 | 2020-05-22 | 920032 | Sus | Y | 3rdParty¦Treecutting3rdparty¦Fuse¦Normal
20-0055970 | Equipment Failure/Involved | Overhead | Transformer (OH) | Failed/Faulted | 2020 | Tier 2 - Elevated | Distribution Circuit | 5 | 30 | 2020-05-30 | 926482 | Sus | Y | EquipmentFailureInvolved¦Overhead¦Transformer(OH)¦FailedFaulted
20-0060735 | Unknown Cause | Patrol - found nothing |  |  | 2020 | Tier 3 - Extreme | Distribution Circuit | 6 | 12 | 2020-06-12 | 937969 | Sus | Y | UnknownCause¦Patrolfoundnothing¦¦
20-0064212 | Equipment Failure/Involved | Overhead | Transformer (OH) | Deteriorated | 2020 | Tier 2 - Elevated | Distribution Circuit | 6 | 23 | 2020-06-23 | 945559 | Sus | Y | EquipmentFailureInvolved¦Overhead¦Transformer(OH)¦Deteriorated
20-0070965 | Unknown Cause | Patrol - found nothing |  |  | 2020 | Tier 2 - Elevated | Transformer only | 7 | 12 | 2020-07-12 | 962799 | Sus | Y | UnknownCause¦Patrolfoundnothing¦¦
20-0073227 | Unknown Cause | Patrol - found nothing |  |  | 2020 | Tier 2 - Elevated | Distribution Circuit | 7 | 17 | 2020-07-17 | 966912 | Sus | Y | UnknownCause¦Patrolfoundnothing¦¦
20-0079805 | Equipment Failure/Involved | Overhead | Insulator | Broken | 2020 | Tier 3 - Extreme | Distribution Circuit | 8 | 5 | 2020-08-05 | 978968 | Sus | Y | EquipmentFailureInvolved¦Overhead¦Insulator¦Broken
20-0080174 | Vegetation | Tree - fell into line | Conductor, Overhead | Normal | 2020 | Tier 2 - Elevated | Distribution Circuit | 8 | 5 | 2020-08-05 | 979575 | Sus | Y | Vegetation¦Treefellintoline¦ConductorOverhead¦Normal
20-0081416 | Equipment Failure/Involved | Overhead | Transformer (OH) | Failed/Faulted | 2020 | Tier 2 - Elevated | Distribution Circuit | 8 | 9 | 2020-08-09 | 987421 | Sus | Y | EquipmentFailureInvolved¦Overhead¦Transformer(OH)¦FailedFaulted
20-0085570 | Environmental/External | Lightning | Conductor, Overhead | Broken, wire on ground | 2020 | Tier 2 - Elevated | Distribution Circuit | 8 | 17 | 2020-08-17 | 1015209 | Sus | Y | EnvironmentalExternal¦Lightning¦ConductorOverhead¦Brokenwireonground
20-0085803 | Environmental/External | Lightning | Transformer (OH) | Failed/Faulted | 2020 | Tier 2 - Elevated | Transformer only | 8 | 17 | 2020-08-17 | 1015988 | Sus | Y | EnvironmentalExternal¦Lightning¦Transformer(OH)¦FailedFaulted
20-0087800 | Equipment Failure/Involved | Overhead | Transformer (OH) | Failed/Faulted | 2020 | Tier 3 - Extreme | Transformer only | 8 | 19 | 2020-08-19 | 1023177 | Sus | Y | EquipmentFailureInvolved¦Overhead¦Transformer(OH)¦FailedFaulted
20-0090852 | Unknown Cause | Patrol - found nothing |  |  | 2020 | Tier 2 - Elevated | Distribution Circuit | 8 | 27 | 2020-08-27 | 1035357 | Sus | Y | UnknownCause¦Patrolfoundnothing¦¦
20-0091902 | Environmental/External | Fire, Forest/Grass | Conductor, Overhead | Normal | 2020 | Tier 3 - Extreme | Distribution Circuit | 8 | 19 | 2020-08-19 | 1045036 | Sus | Y | EnvironmentalExternal¦FireForestGrass¦ConductorOverhead¦Normal
20-0092985 | Environmental/External | Fire, Forest/Grass | Pole-Wood | Burned/flashed | 2020 | Tier 3 - Extreme | Distribution Circuit | 8 | 19 | 2020-08-19 | 1051630 | Sus | Y | EnvironmentalExternal¦FireForestGrass¦PoleWood¦Burnedflashed
20-0099591 | Equipment Failure/Involved | Overhead | Pole-Wood | Broken | 2020 | Tier 2 - Elevated | Distribution Circuit | 9 | 21 | 2020-09-21 | 1085153 | Sus | Y | EquipmentFailureInvolved¦Overhead¦PoleWood¦Broken
20-0101100 | Vegetation | Tree - fell into line | Conductor, Overhead | Normal | 2020 | Tier 3 - Extreme | Distribution Circuit | 9 | 24 | 2020-09-24 | 1091393 | Sus | Y | Vegetation¦Treefellintoline¦ConductorOverhead¦Normal
20-0108945 | Wildfire Mitigation | Public Safety Power Shut-off | Conductor, Overhead | Normal | 2020 | Tier 3 - Extreme | Distribution Circuit | 10 | 14 | 2020-10-14 | 1118248 | Sus | Y | WildfireMitigation¦PublicSafetyPowerShutoff¦ConductorOverhead¦Normal
20-0115758 | Company Initiated | Other Circuits | Conductor, Overhead | Normal | 2020 | Tier 3 - Extreme | Distribution Circuit | 11 | 1 | 2020-11-01 | 1133389 | Sus | Y | CompanyInitiated¦OtherCircuits¦ConductorOverhead¦Normal
20-0124137 | Animal | Squirrel | Transformer (OH) | Normal | 2020 | Tier 2 - Elevated | Distribution Circuit | 11 | 23 | 2020-11-23 | 1153118 | Sus | Y | Animal¦Squirrel¦Transformer(OH)¦Normal
20-0125915 | Equipment Failure/Involved | Overhead | Transformer | Failed/Faulted | 2020 | Tier 2 - Elevated | Transformer only | 11 | 30 | 2020-11-30 | 1156291 | Sus | Y | EquipmentFailureInvolved¦Overhead¦Transformer¦FailedFaulted
20-0128609 | Vegetation | Tree - fell into line | Conductor, Overhead | Broken, wire on ground | 2020 | Tier 3 - Extreme | Distribution Circuit | 12 | 7 | 2020-12-07 | 1168609 | Sus | N | Vegetation¦Treefellintoline¦ConductorOverhead¦Brokenwireonground
20-0129180 | 3rd Party | Tree - cutting, 3rd party | Insulator | Broken, wire on ground | 2020 | Tier 3 - Extreme | Distribution Circuit | 12 | 9 | 2020-12-09 | 1173583 | Sus | N | 3rdParty¦Treecutting3rdparty¦Insulator¦Brokenwireonground
21-0004702 | Equipment Failure/Involved | Overhead | Transformer (OH) | Failed/Faulted | 2021 | Tier 3 - Extreme | Transformer only | 1 | 4 | 2021-01-04 | 1203230 | Sus | N | EquipmentFailureInvolved¦Overhead¦Transformer(OH)¦FailedFaulted
21-0004725 | Unknown Cause | Patrol - found nothing |  |  | 2021 | Tier 3 - Extreme | Transmission line | 1 | 4 | 2021-01-04 | 1203387 | Sus | N | UnknownCause¦Patrolfoundnothing¦¦
21-0005266 | Equipment Failure/Involved | Overhead | Pole-Wood | Broken | 2021 | Tier 2 - Elevated | Distribution Circuit | 1 | 5 | 2021-01-05 | 1204752 | Sus | N | EquipmentFailureInvolved¦Overhead¦PoleWood¦Broken
21-0010311 | Equipment Failure/Involved | Overhead | Other | Broken | 2021 | Tier 3 - Extreme | Distribution Circuit | 1 | 19 | 2021-01-19 | 1215395 | Sus | N | EquipmentFailureInvolved¦Overhead¦Other¦Broken
21-0010957 | Vegetation | Tree - fell into line | Pole-Wood | Broken, wire on ground | 2021 | Tier 2 - Elevated | Distribution Circuit | 1 | 19 | 2021-01-19 | 1217525 | Sus | N | Vegetation¦Treefellintoline¦PoleWood¦Brokenwireonground
21-0011403 | Equipment Failure/Involved | Overhead | Cutout, fuse holder | Broken | 2021 | Tier 2 - Elevated | Distribution Circuit | 1 | 20 | 2021-01-20 | 1218584 | Sus | N | EquipmentFailureInvolved¦Overhead¦Cutoutfuseholder¦Broken
21-0016279 | Vegetation | Tree - fell into line | Conductor, Overhead | Broken, wire on ground | 2021 | Tier 2 - Elevated | Distribution Circuit | 1 | 27 | 2021-01-27 | 1234476 | Sus | N | Vegetation¦Treefellintoline¦ConductorOverhead¦Brokenwireonground
21-0016768 | Equipment Failure/Involved | Underground | Switch (UG) | Burned/flashed | 2021 | Tier 2 - Elevated | Distribution Circuit | 1 | 27 | 2021-01-27 | 1236907 | Sus | N | EquipmentFailureInvolved¦Underground¦Switch(UG)¦Burnedflashed
21-0018483 | Vegetation | Tree - fell into line | Conductor, Overhead | Broken, wire on ground | 2021 | Tier 2 - Elevated | Distribution Circuit | 1 | 29 | 2021-01-29 | 1241383 | Sus | N | Vegetation¦Treefellintoline¦ConductorOverhead¦Brokenwireonground
21-0022463 | Unknown Cause | Patrol - found nothing |  |  | 2021 | Tier 2 - Elevated | Distribution Circuit | 2 | 5 | 2021-02-05 | 1248396 | Sus | N | UnknownCause¦Patrolfoundnothing¦¦
21-0022735 | Unknown Cause | Patrol - found nothing |  |  | 2021 | Tier 3 - Extreme | Transformer only | 2 | 6 | 2021-02-06 | 1249776 | Sus | N | UnknownCause¦Patrolfoundnothing¦¦
21-0025383 | Equipment Failure/Involved | Overhead | Jumper | Broken | 2021 | Tier 2 - Elevated | Transformer only | 2 | 13 | 2021-02-13 | 1254528 | Sus | N | EquipmentFailureInvolved¦Overhead¦Jumper¦Broken
21-0025676 | Vegetation | Tree - fell into line | Crossarm, Wood | Broken | 2021 | Tier 3 - Extreme | Distribution Circuit | 2 | 15 | 2021-02-15 | 1255255 | Sus | N | Vegetation¦Treefellintoline¦CrossarmWood¦Broken
21-0032622 | 3rd Party | Vehicle | Fuse | Failed/Faulted | 2021 | Tier 3 - Extreme | Distribution Circuit | 3 | 5 | 2021-03-05 | 1268956 | Sus | N | 3rdParty¦Vehicle¦Fuse¦FailedFaulted
21-0034926 | 3rd Party | Vehicle | Pole-Wood | Broken | 2021 | Tier 3 - Extreme | Distribution Circuit | 3 | 10 | 2021-03-10 | 1278097 | Sus | N | 3rdParty¦Vehicle¦PoleWood¦Broken
21-0036354 | Vegetation | Tree - fell into line | Conductor, Overhead | Normal | 2021 | Tier 3 - Extreme | Distribution Circuit | 3 | 15 | 2021-03-15 | 1282429 | Sus | N | Vegetation¦Treefellintoline¦ConductorOverhead¦Normal
21-0041871 | Equipment Failure/Involved | Overhead | Insulator | Failed/Faulted | 2021 | Tier 2 - Elevated | Distribution Circuit | 3 | 27 | 2021-03-27 | 1301821 | Sus | N | EquipmentFailureInvolved¦Overhead¦Insulator¦FailedFaulted
21-0047448 | Equipment Failure/Involved | Overhead | Conductor, Overhead | Together | 2021 | Tier 2 - Elevated | Distribution Circuit | 4 | 12 | 2021-04-12 | 1313226 | Sus | N | EquipmentFailureInvolved¦Overhead¦ConductorOverhead¦Together
21-0050012 | Vegetation | Tree - fell into line | Conductor, Overhead | Broken, wire on ground | 2021 | Tier 3 - Extreme | Distribution Circuit | 4 | 18 | 2021-04-18 | 1321713 | Sus | N | Vegetation¦Treefellintoline¦ConductorOverhead¦Brokenwireonground
21-0052175 | Unknown Cause | Patrol - found nothing |  |  | 2021 | Tier 2 - Elevated | Distribution Circuit | 4 | 22 | 2021-04-22 | 1329233 | Sus | N | UnknownCause¦Patrolfoundnothing¦¦
21-0057194 | Vegetation | Tree - branch fell on line | Conductor, Overhead | Normal | 2021 | Tier 3 - Extreme | Distribution Circuit | 5 | 5 | 2021-05-05 | 1341506 | Sus | Y | Vegetation¦Treebranchfellonline¦ConductorOverhead¦Normal
21-0058676 | Equipment Failure/Involved | Overhead | Insulator | Broken | 2021 | Tier 3 - Extreme | Distribution Circuit | 5 | 7 | 2021-05-07 | 1343538 | Sus | Y | EquipmentFailureInvolved¦Overhead¦Insulator¦Broken
21-0062262 | Vegetation | Tree - cutting, PG&E contractor | Conductor, Overhead | Normal | 2021 | Tier 2 - Elevated | Distribution Circuit | 5 | 17 | 2021-05-17 | 1351578 | Sus | Y | Vegetation¦TreecuttingPG&Econtractor¦ConductorOverhead¦Normal
21-0064450 | Vegetation | Tree - branch fell on line | Transformer | Normal | 2021 | Tier 2 - Elevated | Transformer only | 5 | 21 | 2021-05-21 | 1355582 | Sus | Y | Vegetation¦Treebranchfellonline¦Transformer¦Normal
21-0076819 | Unknown Cause | Patrol - found nothing |  |  | 2021 | Tier 2 - Elevated | Distribution Circuit | 6 | 20 | 2021-06-20 | 1380310 | Sus | Y | UnknownCause¦Patrolfoundnothing¦¦
21-0087675 | Equipment Failure/Involved | Overhead | Transformer (OH) | Failed/Faulted | 2021 | Tier 3 - Extreme | Transformer only | 7 | 11 | 2021-07-11 | 1399105 | Sus | Y | EquipmentFailureInvolved¦Overhead¦Transformer(OH)¦FailedFaulted
21-0093777 | Environmental/External | Fire, Forest/Grass | Pole-Wood | Broken, wire on ground | 2021 | Tier 2 - Elevated | Distribution Circuit | 7 | 22 | 2021-07-22 | 1411769 | Sus | Y | EnvironmentalExternal¦FireForestGrass¦PoleWood¦Brokenwireonground
21-0097965 | Equipment Failure/Involved | Overhead | Lightning Arrestor | Burned/flashed | 2021 | Tier 2 - Elevated | Transformer only | 7 | 31 | 2021-07-31 | 1424425 | Sus | Y | EquipmentFailureInvolved¦Overhead¦LightningArrestor¦Burnedflashed
21-0098088 | 3rd Party | Vehicle | Pole-Wood | Broken, wire on ground | 2021 | Tier 2 - Elevated | Distribution Circuit | 7 | 31 | 2021-07-31 | 1427100 | Sus | Y | 3rdParty¦Vehicle¦PoleWood¦Brokenwireonground
21-0115606 | Unknown Cause | Patrol - found nothing |  |  | 2021 | Tier 2 - Elevated | Distribution Circuit | 9 | 9 | 2021-09-09 | 1466508 | Sus | Y | UnknownCause¦Patrolfoundnothing¦¦
21-0116424 | Equipment Failure/Involved | Overhead | Transformer (OH) | Broken | 2021 | Tier 2 - Elevated | Transformer only | 9 | 11 | 2021-09-11 | 1469316 | Sus | Y | EquipmentFailureInvolved¦Overhead¦Transformer(OH)¦Broken
21-0117185 | Equipment Failure/Involved | Overhead | Pole-Wood | Deteriorated | 2021 | Tier 2 - Elevated | Distribution Circuit | 9 | 14 | 2021-09-14 | 1471389 | Sus | Y | EquipmentFailureInvolved¦Overhead¦PoleWood¦Deteriorated
21-0124704 | Unknown Cause | Patrol - found nothing |  |  | 2021 | Tier 3 - Extreme | Distribution Circuit | 10 | 1 | 2021-10-01 | 1484654 | Sus | Y | UnknownCause¦Patrolfoundnothing¦¦
21-0126036 | Animal | Squirrel | Transformer (OH) | Failed/Faulted | 2021 | Tier 3 - Extreme | Distribution Circuit | 10 | 5 | 2021-10-05 | 1487052 | Sus | Y | Animal¦Squirrel¦Transformer(OH)¦FailedFaulted
21-0128420 | Animal | Squirrel | Transformer | Failed/Faulted | 2021 | Tier 2 - Elevated | Transformer only | 10 | 10 | 2021-10-10 | 1491613 | Sus | Y | Animal¦Squirrel¦Transformer¦FailedFaulted
21-0128517 | 3rd Party | Vehicle | Pole-Wood | Broken, wire on ground | 2021 | Tier 2 - Elevated | Distribution Circuit | 10 | 11 | 2021-10-11 | 1491808 | Sus | Y | 3rdParty¦Vehicle¦PoleWood¦Brokenwireonground
21-0136361 | Company Initiated | Improper Construction | Conductor, Overhead | Together | 2021 | Tier 2 - Elevated | Distribution Circuit | 10 | 24 | 2021-10-24 | 1513231 | Sus | Y | CompanyInitiated¦ImproperConstruction¦ConductorOverhead¦Together
21-0143366 | Unknown Cause | Patrol - found nothing |  |  | 2021 | Tier 3 - Extreme | Transformer only | 11 | 8 | 2021-11-08 | 1537406 | Sus | Y | UnknownCause¦Patrolfoundnothing¦¦
21-0156969 | Unknown Cause | Patrol - found nothing |  |  | 2021 | Tier 2 - Elevated | Distribution Circuit | 12 | 13 | 2021-12-13 | 1565701 | Sus | N | UnknownCause¦Patrolfoundnothing¦¦
21-0157084 | Equipment Failure/Involved | Overhead | Transformer (OH) | Broken | 2021 | Tier 2 - Elevated | Transformer only | 12 | 13 | 2021-12-13 | 1566158 | Sus | N | EquipmentFailureInvolved¦Overhead¦Transformer(OH)¦Broken
21-0159332 | Vegetation | Tree - branch fell on line | Conductor, Overhead | Normal | 2021 | Tier 3 - Extreme | Distribution Circuit | 12 | 16 | 2021-12-16 | 1574186 | Sus | N | Vegetation¦Treebranchfellonline¦ConductorOverhead¦Normal
21-0160132 | Vegetation | Tree - grew into line | Conductor, Overhead | Normal | 2021 | Tier 2 - Elevated | Distribution Circuit | 12 | 22 | 2021-12-22 | 1579204 | Sus | N | Vegetation¦Treegrewintoline¦ConductorOverhead¦Normal
21-0161446 | Vegetation | Tree - fell into line | Pole-Wood | Broken, wire on ground | 2021 | Tier 2 - Elevated | Distribution Circuit | 12 | 27 | 2021-12-27 | 1584610 | Sus | N | Vegetation¦Treefellintoline¦PoleWood¦Brokenwireonground
21-0162059 | Equipment Failure/Involved | Overhead | Conductor, Overhead | Broken, wire on ground | 2021 | Tier 3 - Extreme | Distribution Circuit | 12 | 26 | 2021-12-26 | 1591044 | Sus | N | EquipmentFailureInvolved¦Overhead¦ConductorOverhead¦Brokenwireonground
22-0005197 | Unknown Cause | Patrol - found nothing |  |  | 2022 | Tier 3 - Extreme | Transformer only | 1 | 1 | 2022-01-01 | 1591780 | Sus | N | UnknownCause¦Patrolfoundnothing¦¦
22-0005797 | Vegetation | Tree - fell into line | Conductor, Overhead | Broken, wire on ground | 2022 | Tier 3 - Extreme | Distribution Circuit | 1 | 4 | 2022-01-04 | 1594556 | Sus | N | Vegetation¦Treefellintoline¦ConductorOverhead¦Brokenwireonground
22-0005975 | Vegetation | Tree - fell into line | Conductor, Overhead | Broken, wire on ground | 2021 | Tier 3 - Extreme | Distribution Circuit | 12 | 26 | 2021-12-26 | 1594857 | Sus | N | Vegetation¦Treefellintoline¦ConductorOverhead¦Brokenwireonground
22-0006174 | Equipment Failure/Involved | Overhead | Cutout, fuse holder | Broken | 2022 | Tier 2 - Elevated | Distribution Circuit | 1 | 4 | 2022-01-04 | 1595124 | Sus | N | EquipmentFailureInvolved¦Overhead¦Cutoutfuseholder¦Broken
22-0007813 | Environmental/External | Ice or snow | Insulator | Broken | 2022 | Tier 2 - Elevated | Distribution Circuit | 1 | 9 | 2022-01-09 | 1598910 | Sus | N | EnvironmentalExternal¦Iceorsnow¦Insulator¦Broken
22-0007819 | Vegetation | Tree - fell into line | Conductor, Overhead | Arcing | 2022 | Tier 3 - Extreme | Distribution Circuit | 1 | 9 | 2022-01-09 | 1598904 | Sus | N | Vegetation¦Treefellintoline¦ConductorOverhead¦Arcing
22-0010287 | Vegetation | Tree - fell into line | Secondary | Broken, wire on ground | 2022 | Tier 2 - Elevated | Distribution Circuit | 1 | 15 | 2022-01-15 | 1602954 | Sus | N | Vegetation¦Treefellintoline¦Secondary¦Brokenwireonground
22-0012501 | Vegetation | Tree - branch fell on line | Conductor, Overhead | Normal | 2022 | Tier 3 - Extreme | Distribution Circuit | 1 | 21 | 2022-01-21 | 1607353 | Sus | N | Vegetation¦Treebranchfellonline¦ConductorOverhead¦Normal
22-0013222 | Vegetation | Tree - fell into line | Conductor, Overhead | Broken, wire on ground | 2022 | Tier 2 - Elevated | Distribution Circuit | 1 | 23 | 2022-01-23 | 1609916 | Sus | N | Vegetation¦Treefellintoline¦ConductorOverhead¦Brokenwireonground
22-0016627 | Unknown Cause | Patrol - found nothing |  |  | 2022 | Tier 2 - Elevated | Transformer only | 1 | 31 | 2022-01-31 | 1617298 | Sus | N | UnknownCause¦Patrolfoundnothing¦¦
22-0018468 | Unknown Cause | Patrol - found nothing |  |  | 2022 | Tier 2 - Elevated | Distribution Circuit | 2 | 3 | 2022-02-03 | 1620835 | Sus | N | UnknownCause¦Patrolfoundnothing¦¦
22-0018726 | Unknown Cause | Patrol - found nothing |  |  | 2022 | Tier 2 - Elevated | Distribution Circuit | 2 | 4 | 2022-02-04 | 1621075 | Sus | N | UnknownCause¦Patrolfoundnothing¦¦
22-0019096 | Equipment Failure/Involved | Overhead | Connector or Splice (OH) | Burned Open | 2022 | Tier 2 - Elevated | Transformer only | 2 | 6 | 2022-02-06 | 1622250 | Sus | N | EquipmentFailureInvolved¦Overhead¦ConnectororSplice(OH)¦BurnedOpen
22-0024121 | Animal | Squirrel | Cutout, fuse holder | Burned/flashed | 2022 | Tier 2 - Elevated | Transformer only | 2 | 18 | 2022-02-18 | 1631875 | Sus | N | Animal¦Squirrel¦Cutoutfuseholder¦Burnedflashed
22-0024196 | Equipment Failure/Involved | Overhead | Fuse | Failed/Faulted | 2022 | Tier 2 - Elevated | Transformer only | 2 | 18 | 2022-02-18 | 1631908 | Sus | N | EquipmentFailureInvolved¦Overhead¦Fuse¦FailedFaulted
22-0030280 | Unknown Cause | Patrol - not conducted |  |  | 2022 | Tier 2 - Elevated | Distribution Circuit | 3 | 5 | 2022-03-05 | 1642869 | Sus | N | UnknownCause¦Patrolnotconducted¦¦
22-0039441 | 3rd Party | Tree - cutting, 3rd party | Conductor, Overhead | Broken, wire on ground | 2022 | Tier 3 - Extreme | Distribution Circuit | 3 | 28 | 2022-03-28 | 1658042 | Sus | N | 3rdParty¦Treecutting3rdparty¦ConductorOverhead¦Brokenwireonground
22-0043508 | 3rd Party | Customer Equipment | Conductor, Underground | Deteriorated | 2022 | Tier 2 - Elevated | Distribution Circuit | 4 | 6 | 2022-04-06 | 1664367 | Sus | N | 3rdParty¦CustomerEquipment¦ConductorUnderground¦Deteriorated
22-0049300 | Unknown Cause | Patrol - found nothing |  |  | 2022 | Tier 2 - Elevated | Distribution Circuit | 4 | 15 | 2022-04-15 | 1673341 | Sus | N | UnknownCause¦Patrolfoundnothing¦¦
22-0052424 | Unknown Cause | Patrol - found nothing |  |  | 2022 | Tier 2 - Elevated | Transformer only | 4 | 21 | 2022-04-21 | 1678034 | Sus | N | UnknownCause¦Patrolfoundnothing¦¦
22-0059553 | Equipment Failure/Involved | Overhead | Conductor, Overhead | Broken, wire on ground | 2022 | Tier 3 - Extreme | Distribution Circuit | 5 | 9 | 2022-05-09 | 1691664 | Sus | Y | EquipmentFailureInvolved¦Overhead¦ConductorOverhead¦Brokenwireonground
22-0077372 | Equipment Failure/Involved | Overhead | Transformer (OH) | Broken | 2022 | Tier 3 - Extreme | Transformer only | 6 | 22 | 2022-06-22 | 1739067 | Sus | Y | EquipmentFailureInvolved¦Overhead¦Transformer(OH)¦Broken
22-0087202 | Unknown Cause | Patrol - found nothing |  |  | 2022 | Tier 3 - Extreme | Distribution Circuit | 7 | 19 | 2022-07-19 | 1760440 | Sus | Y | UnknownCause¦Patrolfoundnothing¦¦
22-0091578 | Vegetation | Tree - fell into line | Conductor, Overhead | Bent or Twisted | 2022 | Tier 3 - Extreme | Transformer only | 7 | 30 | 2022-07-30 | 1768697 | Sus | Y | Vegetation¦Treefellintoline¦ConductorOverhead¦BentorTwisted
22-0095629 | Unknown Cause | Patrol - found nothing |  |  | 2022 | Tier 2 - Elevated | Distribution Circuit | 8 | 10 | 2022-08-10 | 1777411 | Sus | Y | UnknownCause¦Patrolfoundnothing¦¦
22-0098374 | Vegetation | Tree - fell into line | Conductor, Overhead | Normal | 2022 | Tier 2 - Elevated | Distribution Circuit | 8 | 16 | 2022-08-16 | 1782890 | Sus | Y | Vegetation¦Treefellintoline¦ConductorOverhead¦Normal
22-0105367 | Unknown Cause | Patrol - found nothing |  |  | 2022 | Tier 2 - Elevated | Distribution Circuit | 9 | 2 | 2022-09-02 | 1797937 | Sus | Y | UnknownCause¦Patrolfoundnothing¦¦
22-0105416 | Unknown Cause | Patrol - found nothing |  |  | 2022 | Tier 3 - Extreme | Distribution Circuit | 9 | 2 | 2022-09-02 | 1798034 | Sus | Y | UnknownCause¦Patrolfoundnothing¦¦
22-0115141 | Equipment Failure/Involved | Overhead | Conductor, Overhead | Deteriorated | 2022 | Tier 2 - Elevated | Distribution Circuit | 9 | 27 | 2022-09-27 | 1822392 | Sus | Y | EquipmentFailureInvolved¦Overhead¦ConductorOverhead¦Deteriorated
22-0115901 | Unknown Cause | Patrol - found nothing |  |  | 2022 | Tier 3 - Extreme | Distribution Circuit | 9 | 28 | 2022-09-28 | 1823512 | Sus | Y | UnknownCause¦Patrolfoundnothing¦¦
22-0116883 | Unknown Cause | Patrol - found nothing |  |  | 2022 | Tier 2 - Elevated | Distribution Circuit | 9 | 30 | 2022-09-30 | 1825401 | Sus | Y | UnknownCause¦Patrolfoundnothing¦¦
22-0117783 | Unknown Cause | Patrol - found nothing |  |  | 2022 | Tier 2 - Elevated | Distribution Circuit | 10 | 4 | 2022-10-04 | 1828294 | Sus | Y | UnknownCause¦Patrolfoundnothing¦¦
22-0119515 | 3rd Party | Customer Equipment | Pole-Wood | Broken | 2022 | Tier 2 - Elevated | Distribution Circuit | 10 | 9 | 2022-10-09 | 1832386 | Sus | Y | 3rdParty¦CustomerEquipment¦PoleWood¦Broken
22-0123075 | Vegetation | Tree - branch fell on line | Conductor, Overhead | Broken | 2022 | Tier 2 - Elevated | Distribution Circuit | 10 | 19 | 2022-10-19 |  | Sus | Y | Vegetation¦Treebranchfellonline¦ConductorOverhead¦Broken
22-0123400 | Equipment Failure/Involved | Overhead | Pole-Wood | Deteriorated | 2022 | Tier 2 - Elevated | Distribution Circuit | 10 | 20 | 2022-10-20 | 1841709 | Sus | Y | EquipmentFailureInvolved¦Overhead¦PoleWood¦Deteriorated
22-0123573 | Vegetation | Tree - fell into line | Conductor, Overhead | Together | 2022 | Tier 3 - Extreme | Distribution Circuit | 10 | 21 | 2022-10-21 | 1842061 | Sus | Y | Vegetation¦Treefellintoline¦ConductorOverhead¦Together
22-0126066 | Animal | Bird found | Conductor, Overhead | Normal | 2022 | Tier 2 - Elevated | Distribution Circuit | 10 | 31 | 2022-10-31 | 1848910 | Sus | Y | Animal¦Birdfound¦ConductorOverhead¦Normal
22-0126941 | Equipment Failure/Involved | Overhead | Insulator | Broken | 2022 | Tier 2 - Elevated | Distribution Circuit | 11 | 2 | 2022-11-02 | 1851371 | Sus | Y | EquipmentFailureInvolved¦Overhead¦Insulator¦Broken
22-0129625 | Vegetation | Tree - fell into line | Conductor, Overhead | Normal | 2022 | Tier 3 - Extreme | Distribution Circuit | 11 | 9 | 2022-11-09 | 1858743 | Sus | Y | Vegetation¦Treefellintoline¦ConductorOverhead¦Normal
22-0130257 | Animal | Bird found | Conductor, Overhead | Normal | 2022 | Tier 3 - Extreme | Distribution Circuit | 11 | 10 | 2022-11-10 | 1860391 | Sus | Y | Animal¦Birdfound¦ConductorOverhead¦Normal
22-0136839 | Vegetation | Tree - branch fell on line | Conductor, Overhead | Normal | 2022 | Tier 3 - Extreme | Distribution Circuit | 12 | 5 | 2022-12-05 | 1876851 | Sus | N | Vegetation¦Treebranchfellonline¦ConductorOverhead¦Normal
22-0139115 | Vegetation | Tree - fell into line | Conductor, Overhead | Broken, wire on ground | 2022 | Tier 3 - Extreme | Distribution Circuit | 12 | 12 | 2022-12-12 | 1886552 | Sus | N | Vegetation¦Treefellintoline¦ConductorOverhead¦Brokenwireonground
22-0139446 | Unknown Cause | Patrol - found nothing | Fuse | Failed/Faulted | 2022 | Tier 2 - Elevated | Distribution Circuit | 12 | 13 | 2022-12-13 | 1887974 | Sus | N | UnknownCause¦Patrolfoundnothing¦Fuse¦FailedFaulted
22-0142141 | Vegetation | Tree - branch fell on line | Conductor, Overhead | Normal | 2022 | Tier 3 - Extreme | Distribution Circuit | 12 | 29 | 2022-12-29 | 1901696 | Sus | N | Vegetation¦Treebranchfellonline¦ConductorOverhead¦Normal
22-0142504 | 3rd Party | Vehicle | Pole-Wood | Broken | 2022 | Tier 2 - Elevated | Distribution Circuit | 12 | 31 | 2022-12-31 | 1903403 | Sus | N | 3rdParty¦Vehicle¦PoleWood¦Broken
22-0142763 | Vegetation | Tree - fell into line | Conductor, Overhead | Normal | 2022 | Tier 2 - Elevated | Distribution Circuit | 12 | 31 | 2022-12-31 | 1905279 | Sus | N | Vegetation¦Treefellintoline¦ConductorOverhead¦Normal
15-0002101 | Equipment Failure/Involved | Other | Jumper | Broken | 2015 | Tier 2 - Elevated | Transformer only | 1 | 1 | 2015-01-01 | 1157912 | Sus | N | EquipmentFailureInvolved¦Other¦Jumper¦Broken
15-0008098 | Equipment Failure/Involved | Other | Crossarm, Wood | Deteriorated | 2015 | Tier 2 - Elevated | Distribution Circuit | 1 | 29 | 2015-01-29 | 1169975 | Sus | N | EquipmentFailureInvolved¦Other¦CrossarmWood¦Deteriorated
15-0011245 | Vegetation | Tree - fell into line | Conductor, Overhead | Broken, wire on ground | 2015 | Tier 3 - Extreme | Distribution Circuit | 2 | 7 | 2015-02-07 | 1180965 | Sus | N | Vegetation¦Treefellintoline¦ConductorOverhead¦Brokenwireonground
15-0011863 | Vegetation | Tree - branch fell on line | Pole-Wood | Broken | 2015 | Tier 3 - Extreme | Distribution Circuit | 2 | 8 | 2015-02-08 | 1184748 | Sus | N | Vegetation¦Treebranchfellonline¦PoleWood¦Broken
15-0011972 | Vegetation | Tree - fell into line | Conductor, Overhead | Broken | 2015 | Tier 2 - Elevated | Distribution Circuit | 2 | 8 | 2015-02-08 | 1185570 | Sus | N | Vegetation¦Treefellintoline¦ConductorOverhead¦Broken
15-0024686 | Equipment Failure/Involved | Other | Conductor, Overhead | Broken, wire on ground | 2015 | Tier 2 - Elevated | Distribution Circuit | 4 | 7 | 2015-04-07 | 1214514 | Sus | N | EquipmentFailureInvolved¦Other¦ConductorOverhead¦Brokenwireonground
15-0032452 | Environmental/External | Lightning | Conductor, Overhead | Normal | 2015 | Tier 3 - Extreme | Distribution Circuit | 5 | 7 | 2015-05-07 | 1230607 | Sus | Y | EnvironmentalExternal¦Lightning¦ConductorOverhead¦Normal
15-0032524 | 3rd Party | Tree - cutting, 3rd party | Conductor, Overhead | Broken, wire on ground | 2015 | Tier 2 - Elevated | Distribution Circuit | 5 | 7 | 2015-05-07 | 1230778 | Sus | Y | 3rdParty¦Treecutting3rdparty¦ConductorOverhead¦Brokenwireonground
15-0044623 | Equipment Failure/Involved | Overhead | Transformer (OH) | Failed/Faulted | 2015 | Tier 2 - Elevated | Transformer only | 7 | 1 | 2015-07-01 | 1260262 | Sus | Y | EquipmentFailureInvolved¦Overhead¦Transformer(OH)¦FailedFaulted
15-0048041 | Equipment Failure/Involved | Overhead |  | Broken | 2015 | Tier 3 - Extreme | Transformer only | 7 | 16 | 2015-07-16 | 1269193 | Sus | Y | EquipmentFailureInvolved¦Overhead¦¦Broken
15-0050446 | Unknown Cause | Patrol - not conducted |  |  | 2015 | Tier 2 - Elevated | Distribution Circuit | 7 | 25 | 2015-07-25 | 1276896 | Sus | Y | UnknownCause¦Patrolnotconducted¦¦
15-0059163 | Unknown Cause | Patrol - found nothing |  |  | 2015 | Tier 3 - Extreme | Distribution Circuit | 9 | 3 | 2015-09-03 | 1299745 | Sus | Y | UnknownCause¦Patrolfoundnothing¦¦
15-0059612 | Equipment Failure/Involved | Overhead | Insulator | Broken, wire on ground | 2015 | Tier 2 - Elevated | Distribution Circuit | 9 | 6 | 2015-09-06 | 1301043 | Sus | Y | EquipmentFailureInvolved¦Overhead¦Insulator¦Brokenwireonground
15-0060273 | Equipment Failure/Involved | Overhead | Transformer (OH) | Failed/Faulted | 2015 | Tier 3 - Extreme | Transformer only | 9 | 9 | 2015-09-09 | 1302475 | Sus | Y | EquipmentFailureInvolved¦Overhead¦Transformer(OH)¦FailedFaulted
15-0061049 | 3rd Party | Vehicle | Pole-Wood | Broken | 2015 | Tier 2 - Elevated | Distribution Circuit | 9 | 12 | 2015-09-12 | 1304832 | Sus | Y | 3rdParty¦Vehicle¦PoleWood¦Broken
15-0061972 | Equipment Failure/Involved | Other | Customer Equipment | Malfunctioning | 2015 | Tier 3 - Extreme | Transformer only | 9 | 17 | 2015-09-17 | 1307671 | Sus | Y | EquipmentFailureInvolved¦Other¦CustomerEquipment¦Malfunctioning
15-0069023 | Unknown Cause | Patrol - not conducted |  |  | 2015 | Tier 2 - Elevated | Transformer only | 10 | 8 | 2015-10-08 | 1318773 | Sus | Y | UnknownCause¦Patrolnotconducted¦¦
15-0069323 | Equipment Failure/Involved | Overhead | Other | Burned/flashed | 2015 | Tier 3 - Extreme | Distribution Circuit | 10 | 9 | 2015-10-09 | 1319480 | Sus | Y | EquipmentFailureInvolved¦Overhead¦Other¦Burnedflashed
15-0069435 | Vegetation | Tree - fell into line | Conductor, Overhead | Normal | 2015 | Tier 2 - Elevated | Distribution Circuit | 10 | 10 | 2015-10-10 | 1319988 | Sus | Y | Vegetation¦Treefellintoline¦ConductorOverhead¦Normal
15-0069756 | Equipment Failure/Involved | Overhead | Insulator | Broken | 2015 | Tier 2 - Elevated | Distribution Circuit | 10 | 12 | 2015-10-12 | 1320852 | Sus | Y | EquipmentFailureInvolved¦Overhead¦Insulator¦Broken
15-0084838 | Equipment Failure/Involved | Overhead | Insulator | Broken | 2015 | Tier 2 - Elevated | Distribution Circuit | 12 | 13 | 2015-12-13 | 1361541 | Sus | N | EquipmentFailureInvolved¦Overhead¦Insulator¦Broken
15-0085929 | Equipment Failure/Involved | Overhead | Crossarm, Wood | Deteriorated | 2015 | Tier 2 - Elevated | Distribution Circuit | 12 | 17 | 2015-12-17 | 1365519 | Sus | N | EquipmentFailureInvolved¦Overhead¦CrossarmWood¦Deteriorated
15-0086362 | Vegetation | Tree - fell into line | Conductor, Overhead | Broken, wire on ground | 2015 | Tier 2 - Elevated | Distribution Circuit | 12 | 20 | 2015-12-20 | 1367346 | Sus | N | Vegetation¦Treefellintoline¦ConductorOverhead¦Brokenwireonground
15-0086413 | Vegetation | Tree - fell into line | Conductor, Overhead | Together | 2015 | Tier 2 - Elevated | Distribution Circuit | 12 | 21 | 2015-12-21 | 1367653 | Sus | N | Vegetation¦Treefellintoline¦ConductorOverhead¦Together
16-0005495 | Equipment Failure/Involved | Overhead | Transformer (OH) | Failed/Faulted | 2016 | Tier 2 - Elevated | Distribution Circuit | 1 | 14 | 2016-01-14 | 1384262 | Sus | N | EquipmentFailureInvolved¦Overhead¦Transformer(OH)¦FailedFaulted
16-0013290 | Vegetation | Tree - fell into line | Service conductor | Broken | 2016 | Tier 2 - Elevated | Transformer only | 2 | 17 | 2016-02-17 | 1405863 | Sus | N | Vegetation¦Treefellintoline¦Serviceconductor¦Broken
16-0013480 | Vegetation | Tree - fell into line | Conductor, Overhead | Broken, wire on ground | 2016 | Tier 2 - Elevated | Distribution Circuit | 2 | 17 | 2016-02-17 | 1406653 | Sus | N | Vegetation¦Treefellintoline¦ConductorOverhead¦Brokenwireonground
16-0017568 | Vegetation | Tree - fell into line | Conductor, Overhead | Together | 2016 | Tier 2 - Elevated | Distribution Circuit | 3 | 5 | 2016-03-05 | 1417275 | Sus | N | Vegetation¦Treefellintoline¦ConductorOverhead¦Together
16-0018373 | Vegetation | Tree - branch fell on line | Conductor, Overhead | Normal | 2016 | Tier 3 - Extreme | Distribution Circuit | 3 | 6 | 2016-03-06 | 1421321 | Sus | N | Vegetation¦Treebranchfellonline¦ConductorOverhead¦Normal
16-0018492 | Equipment Failure/Involved | Overhead | Pole-Wood | Normal | 2016 | Tier 2 - Elevated | Distribution Circuit | 3 | 6 | 2016-03-06 | 1420847 | Sus | N | EquipmentFailureInvolved¦Overhead¦PoleWood¦Normal
16-0018529 | Vegetation | Tree - fell into line | Conductor, Overhead | Normal | 2016 | Tier 2 - Elevated | Distribution Circuit | 3 | 6 | 2016-03-06 | 1422514 | Sus | N | Vegetation¦Treefellintoline¦ConductorOverhead¦Normal
16-0019823 | Environmental/External | Flood/Erosion | Conductor, Overhead | Normal | 2016 | Tier 2 - Elevated | Distribution Circuit | 3 | 10 | 2016-03-10 | 1426188 | Sus | N | EnvironmentalExternal¦FloodErosion¦ConductorOverhead¦Normal
16-0022499 | Unknown Cause | Patrol - found nothing |  |  | 2016 | Tier 2 - Elevated | Distribution Circuit | 3 | 18 | 2016-03-18 | 1433618 | Sus | N | UnknownCause¦Patrolfoundnothing¦¦
16-0024301 | Unknown Cause | Patrol - found nothing |  |  | 2016 | Tier 2 - Elevated | Distribution Circuit | 3 | 28 | 2016-03-28 | 1439571 | Sus | N | UnknownCause¦Patrolfoundnothing¦¦
16-0028920 | Environmental/External | Lightning | Lightning Arrestor | Burned/flashed | 2016 | Tier 2 - Elevated | Distribution Circuit | 4 | 15 | 2016-04-15 | 1451350 | Sus | N | EnvironmentalExternal¦Lightning¦LightningArrestor¦Burnedflashed
16-0033028 | Unknown Cause | Patrol - found nothing |  |  | 2016 | Tier 2 - Elevated | Distribution Circuit | 5 | 1 | 2016-05-01 | 1462586 | Sus | Y | UnknownCause¦Patrolfoundnothing¦¦
16-0041192 | Vegetation | Tree - branch fell on line | Conductor, Overhead | Broken, wire on ground | 2016 | Tier 2 - Elevated | Distribution Circuit | 6 | 5 | 2016-06-05 | 1483478 | Sus | Y | Vegetation¦Treebranchfellonline¦ConductorOverhead¦Brokenwireonground
16-0042643 | Unknown Cause | Patrol - found nothing |  |  | 2016 | Tier 2 - Elevated | Distribution Circuit | 6 | 12 | 2016-06-12 | 1487330 | Sus | Y | UnknownCause¦Patrolfoundnothing¦¦
16-0044246 | Unknown Cause | Patrol - found nothing |  |  | 2016 | Tier 2 - Elevated | Distribution Circuit | 6 | 18 | 2016-06-18 | 1491859 | Sus | Y | UnknownCause¦Patrolfoundnothing¦¦
16-0044340 | Equipment Failure/Involved | Underground | Transformer | Failed/Faulted | 2016 | Tier 2 - Elevated | Distribution Circuit | 6 | 19 | 2016-06-19 | 1492363 | Sus | Y | EquipmentFailureInvolved¦Underground¦Transformer¦FailedFaulted
16-0045012 | Animal | Squirrel | Fuse | Failed/Faulted | 2016 | Tier 3 - Extreme | Distribution Circuit | 6 | 22 | 2016-06-22 | 1493887 | Sus | Y | Animal¦Squirrel¦Fuse¦FailedFaulted
16-0047661 | Equipment Failure/Involved | Overhead | Conductor, Overhead | Together | 2016 | Tier 2 - Elevated | Distribution Circuit | 7 | 3 | 2016-07-03 | 1500493 | Sus | Y | EquipmentFailureInvolved¦Overhead¦ConductorOverhead¦Together
16-0054217 | Environmental/External | Fire, Forest/Grass | Fuse | Normal | 2016 | Tier 2 - Elevated | Distribution Circuit | 8 | 1 | 2016-08-01 | 1519899 | Sus | Y | EnvironmentalExternal¦FireForestGrass¦Fuse¦Normal
16-0058744 | Equipment Failure/Involved | Underground | Switch | Arcing | 2016 | Tier 2 - Elevated | Distribution Circuit | 8 | 20 | 2016-08-20 | 1529294 | Sus | Y | EquipmentFailureInvolved¦Underground¦Switch¦Arcing
16-0061217 | Animal | Squirrel | Cutout, fuse holder | Failed/Faulted | 2016 | Tier 2 - Elevated | Distribution Circuit | 8 | 31 | 2016-08-31 | 1534662 | Sus | Y | Animal¦Squirrel¦Cutoutfuseholder¦FailedFaulted
16-0064421 | Vegetation | Tree - fell into line | Conductor, Overhead | Normal | 2016 | Tier 3 - Extreme | Distribution Circuit | 9 | 14 | 2016-09-14 | 1541272 | Sus | Y | Vegetation¦Treefellintoline¦ConductorOverhead¦Normal
16-0070069 | Animal | Squirrel | Conductor, Overhead | Normal | 2016 | Tier 3 - Extreme | Distribution Circuit | 10 | 6 | 2016-10-06 | 1553828 | Sus | Y | Animal¦Squirrel¦ConductorOverhead¦Normal
16-0079012 | Equipment Failure/Involved | Overhead | Crossarm, Wood | Broken | 2016 | Tier 3 - Extreme | Transformer only | 11 | 9 | 2016-11-09 | 1578991 | Sus | Y | EquipmentFailureInvolved¦Overhead¦CrossarmWood¦Broken
16-0079090 | Unknown Cause | Patrol - found nothing |  |  | 2016 | Tier 2 - Elevated | Distribution Circuit | 11 | 9 | 2016-11-09 | 1579013 | Sus | Y | UnknownCause¦Patrolfoundnothing¦¦
16-0079522 | Equipment Failure/Involved | Overhead | Jumper | Burned Open | 2016 | Tier 2 - Elevated | Distribution Circuit | 11 | 13 | 2016-11-13 | 1580339 | Sus | Y | EquipmentFailureInvolved¦Overhead¦Jumper¦BurnedOpen
16-0081191 | Equipment Failure/Involved | Overhead | Crossarm, Wood | Broken | 2016 | Tier 2 - Elevated | Distribution Circuit | 11 | 19 | 2016-11-19 | 1585410 | Sus | Y | EquipmentFailureInvolved¦Overhead¦CrossarmWood¦Broken
16-0082390 | Equipment Failure/Involved | Overhead | Conductor, Overhead | Broken, wire on ground | 2016 | Tier 3 - Extreme | Distribution Circuit | 11 | 27 | 2016-11-27 | 1589614 | Sus | Y | EquipmentFailureInvolved¦Overhead¦ConductorOverhead¦Brokenwireonground
16-0084440 | Equipment Failure/Involved | Underground | Conductor, Underground | Broken | 2016 | Tier 2 - Elevated | Distribution Circuit | 12 | 7 | 2016-12-07 | 1596390 | Sus | N | EquipmentFailureInvolved¦Underground¦ConductorUnderground¦Broken
16-0084462 | Equipment Failure/Involved | Overhead | Crossarm, Wood | Broken | 2016 | Tier 2 - Elevated | Distribution Circuit | 12 | 7 | 2016-12-07 | 1596569 | Sus | N | EquipmentFailureInvolved¦Overhead¦CrossarmWood¦Broken
16-0085970 | Equipment Failure/Involved | Overhead | Crossarm, Wood | Broken | 2016 | Tier 2 - Elevated | Distribution Circuit | 12 | 16 | 2016-12-16 | 1604127 | Sus | N | EquipmentFailureInvolved¦Overhead¦CrossarmWood¦Broken
17-0003454 | Equipment Failure/Involved | Overhead | Conductor, Overhead | Broken, wire on ground | 2017 | Tier 2 - Elevated | Distribution Circuit | 1 | 3 | 2017-01-03 | 1616945 | Sus | N | EquipmentFailureInvolved¦Overhead¦ConductorOverhead¦Brokenwireonground
17-0005333 | Equipment Failure/Involved | Overhead | Transformer (OH) | Failed/Faulted | 2017 | Tier 3 - Extreme | Transformer only | 1 | 8 | 2017-01-08 | 1624150 | Sus | N | EquipmentFailureInvolved¦Overhead¦Transformer(OH)¦FailedFaulted
17-0006840 | Vegetation | Tree - fell into line | Conductor, Overhead | Together | 2017 | Tier 2 - Elevated | Distribution Circuit | 1 | 10 | 2017-01-10 | 1634619 | Sus | N | Vegetation¦Treefellintoline¦ConductorOverhead¦Together
17-0007816 | Unknown Cause | Patrol - found nothing |  |  | 2017 | Tier 3 - Extreme | Distribution Circuit | 1 | 10 | 2017-01-10 | 1636104 | Sus | N | UnknownCause¦Patrolfoundnothing¦¦
17-0008819 | Equipment Failure/Involved | Overhead | Transformer | Leaking | 2017 | Tier 2 - Elevated | Transformer only | 1 | 13 | 2017-01-13 | 1642614 | Sus | N | EquipmentFailureInvolved¦Overhead¦Transformer¦Leaking
17-0010036 | Unknown Cause | Patrol - found nothing |  |  | 2017 | Tier 2 - Elevated | Distribution Circuit | 1 | 18 | 2017-01-18 | 1645870 | Sus | N | UnknownCause¦Patrolfoundnothing¦¦
17-0010656 | Environmental/External | Lightning | Transformer | Broken | 2017 | Tier 2 - Elevated | Transformer only | 1 | 19 | 2017-01-19 | 1649912 | Sus | N | EnvironmentalExternal¦Lightning¦Transformer¦Broken
17-0010878 | Vegetation | Tree - fell into line | Conductor, Overhead | Together | 2017 | Tier 2 - Elevated | Distribution Circuit | 1 | 19 | 2017-01-19 | 1650988 | Sus | N | Vegetation¦Treefellintoline¦ConductorOverhead¦Together
17-0011629 | Equipment Failure/Involved | Overhead | Conductor, Overhead | Broken, wire on ground | 2017 | Tier 3 - Extreme | Distribution Circuit | 1 | 20 | 2017-01-20 | 1654294 | Sus | N | EquipmentFailureInvolved¦Overhead¦ConductorOverhead¦Brokenwireonground
17-0011940 | Vegetation | Tree - fell into line | Fuse | Failed/Faulted | 2017 | Tier 3 - Extreme | Distribution Circuit | 1 | 21 | 2017-01-21 | 1655746 | Sus | N | Vegetation¦Treefellintoline¦Fuse¦FailedFaulted
17-0012852 | Vegetation | Tree - fell into line | Conductor, Overhead | Broken, wire on ground | 2017 | Tier 2 - Elevated | Distribution Circuit | 1 | 22 | 2017-01-22 | 1659311 | Sus | N | Vegetation¦Treefellintoline¦ConductorOverhead¦Brokenwireonground
17-0012995 | Unknown Cause | Patrol - found nothing |  |  | 2017 | Tier 3 - Extreme | Distribution Circuit | 1 | 22 | 2017-01-22 | 1658780 | Sus | N | UnknownCause¦Patrolfoundnothing¦¦
17-0013219 | Unknown Cause | Patrol - not conducted |  |  | 2017 | Tier 3 - Extreme | Distribution Circuit | 1 | 19 | 2017-01-19 | 1651395 | Sus | N | UnknownCause¦Patrolnotconducted¦¦
17-0014012 | Unknown Cause | Patrol - found nothing |  |  | 2017 | Tier 3 - Extreme | Transformer only | 1 | 23 | 2017-01-23 | 1664610 | Sus | N | UnknownCause¦Patrolfoundnothing¦¦
17-0014280 | Equipment Failure/Involved | Overhead | Transformer | Broken | 2017 | Tier 3 - Extreme | Transformer only | 1 | 23 | 2017-01-23 | 1663973 | Sus | N | EquipmentFailureInvolved¦Overhead¦Transformer¦Broken
17-0017187 | Unknown Cause | Patrol - found nothing |  |  | 2017 | Tier 2 - Elevated | Distribution Circuit | 2 | 3 | 2017-02-03 | 1673725 | Sus | N | UnknownCause¦Patrolfoundnothing¦¦
17-0018388 | Vegetation | Tree - fell into line | Pole-Wood | Broken, wire on ground | 2017 | Tier 3 - Extreme | Distribution Circuit | 2 | 7 | 2017-02-07 | 1679056 | Sus | N | Vegetation¦Treefellintoline¦PoleWood¦Brokenwireonground
17-0018748 | Vegetation | Tree - fell into line | Conductor, Overhead | On Ground | 2017 | Tier 3 - Extreme | Distribution Circuit | 2 | 7 | 2017-02-07 | 1679363 | Sus | N | Vegetation¦Treefellintoline¦ConductorOverhead¦OnGround
17-0019230 | Vegetation | Tree - fell into line | Conductor, Overhead | Normal | 2017 | Tier 3 - Extreme | Distribution Circuit | 2 | 9 | 2017-02-09 | 1682737 | Sus | N | Vegetation¦Treefellintoline¦ConductorOverhead¦Normal
17-0019530 | Vegetation | Tree - fell into line | Transformer | Broken, wire on ground | 2017 | Tier 2 - Elevated | Transformer only | 2 | 9 | 2017-02-09 | 1683584 | Sus | N | Vegetation¦Treefellintoline¦Transformer¦Brokenwireonground
17-0021486 | Vegetation | Tree - fell into line | Conductor, Overhead | Broken, wire on ground | 2017 | Tier 2 - Elevated | Distribution Circuit | 2 | 16 | 2017-02-16 | 1690029 | Sus | N | Vegetation¦Treefellintoline¦ConductorOverhead¦Brokenwireonground
17-0025064 | Vegetation | Tree - fell into line | Conductor, Overhead | Broken, wire on ground | 2017 | Tier 2 - Elevated | Distribution Circuit | 2 | 20 | 2017-02-20 | 1708350 | Sus | N | Vegetation¦Treefellintoline¦ConductorOverhead¦Brokenwireonground
17-0025430 | Vegetation | Tree - bark fell into line | Conductor, Overhead | Normal | 2017 | Tier 3 - Extreme | Transformer only | 2 | 21 | 2017-02-21 | 1707758 | Sus | N | Vegetation¦Treebarkfellintoline¦ConductorOverhead¦Normal
17-0026882 | Vegetation | Tree - fell into line | Conductor, Overhead | Normal | 2017 | Tier 2 - Elevated | Distribution Circuit | 2 | 26 | 2017-02-26 | 1714470 | Sus | N | Vegetation¦Treefellintoline¦ConductorOverhead¦Normal
17-0032936 | Unknown Cause | Patrol - found nothing |  |  | 2017 | Tier 2 - Elevated | Transformer only | 3 | 22 | 2017-03-22 | 1733299 | Sus | N | UnknownCause¦Patrolfoundnothing¦¦
17-0033722 | Unknown Cause | Patrol - found nothing |  |  | 2017 | Tier 3 - Extreme | Distribution Circuit | 3 | 25 | 2017-03-25 | 1735224 | Sus | N | UnknownCause¦Patrolfoundnothing¦¦
17-0033730 | Unknown Cause | Patrol - found nothing |  |  | 2017 | Tier 2 - Elevated | Distribution Circuit | 3 | 25 | 2017-03-25 | 1735317 | Sus | N | UnknownCause¦Patrolfoundnothing¦¦
17-0035285 | Vegetation | Tree - fell into line | Pole-Wood | Broken, wire on ground | 2017 | Tier 2 - Elevated | Distribution Circuit | 3 | 30 | 2017-03-30 | 1740201 | Sus | N | Vegetation¦Treefellintoline¦PoleWood¦Brokenwireonground
17-0037240 | Unknown Cause | Patrol - found nothing |  |  | 2017 | Tier 3 - Extreme | Distribution Circuit | 4 | 6 | 2017-04-06 | 1746063 | Sus | N | UnknownCause¦Patrolfoundnothing¦¦
17-0037657 | Vegetation | Tree - branch fell on line | Fuse | Failed/Faulted | 2017 | Tier 3 - Extreme | Distribution Circuit | 4 | 7 | 2017-04-07 | 1749214 | Sus | N | Vegetation¦Treebranchfellonline¦Fuse¦FailedFaulted
17-0037737 | Vegetation | Tree - fell into line | Conductor, Overhead | Broken, wire on ground | 2017 | Tier 2 - Elevated | Distribution Circuit | 4 | 6 | 2017-04-06 | 1750403 | Sus | N | Vegetation¦Treefellintoline¦ConductorOverhead¦Brokenwireonground
17-0040910 | 3rd Party | Vehicle | Conductor, Overhead | Broken, wire on ground | 2017 | Tier 3 - Extreme | Distribution Circuit | 4 | 17 | 2017-04-17 | 1759776 | Sus | N | 3rdParty¦Vehicle¦ConductorOverhead¦Brokenwireonground
17-0041506 | Vegetation | Tree - branch fell on line | Conductor, Overhead | Normal | 2017 | Tier 3 - Extreme | Distribution Circuit | 4 | 19 | 2017-04-19 | 1761331 | Sus | N | Vegetation¦Treebranchfellonline¦ConductorOverhead¦Normal
17-0042020 | Vegetation | Tree - fell into line | Conductor, Overhead | Normal | 2017 | Tier 2 - Elevated | Distribution Circuit | 4 | 21 | 2017-04-21 | 1764474 | Sus | N | Vegetation¦Treefellintoline¦ConductorOverhead¦Normal
17-0046641 | Vegetation | Tree - fell into line | Pole-Wood | Broken | 2017 | Tier 2 - Elevated | Transformer only | 5 | 9 | 2017-05-09 | 1778807 | Sus | Y | Vegetation¦Treefellintoline¦PoleWood¦Broken
17-0048830 | Vegetation | Tree - fell into line | Service conductor | Broken, wire on ground | 2017 | Tier 2 - Elevated | Transformer only | 5 | 18 | 2017-05-18 | 1784522 | Sus | Y | Vegetation¦Treefellintoline¦Serviceconductor¦Brokenwireonground
17-0056326 | Equipment Failure/Involved | Overhead | Transformer (OH) | Normal | 2017 | Tier 2 - Elevated | Transformer only | 6 | 18 | 2017-06-18 | 1809187 | Sus | Y | EquipmentFailureInvolved¦Overhead¦Transformer(OH)¦Normal
17-0056697 | Animal | Bird found | Fuse | Failed/Faulted | 2017 | Tier 2 - Elevated | Distribution Circuit | 6 | 19 | 2017-06-19 | 1810915 | Sus | Y | Animal¦Birdfound¦Fuse¦FailedFaulted
17-0057370 | 3rd Party | Vehicle | Conductor, Overhead | Normal | 2017 | Tier 2 - Elevated | Distribution Circuit | 6 | 21 | 2017-06-21 | 1813782 | Sus | Y | 3rdParty¦Vehicle¦ConductorOverhead¦Normal
17-0062372 | Equipment Failure/Involved | Overhead | Transformer (OH) | Normal | 2017 | Tier 2 - Elevated | Transformer only | 7 | 12 | 2017-07-12 | 1829872 | Sus | Y | EquipmentFailureInvolved¦Overhead¦Transformer(OH)¦Normal
17-0063029 | Vegetation | Tree - fell into line | Fuse | Failed/Faulted | 2017 | Tier 2 - Elevated | Distribution Circuit | 7 | 14 | 2017-07-14 | 1831691 | Sus | Y | Vegetation¦Treefellintoline¦Fuse¦FailedFaulted
17-0066539 | Unknown Cause | Patrol - not conducted |  |  | 2017 | Tier 3 - Extreme | Distribution Circuit | 7 | 30 | 2017-07-30 | 1842515 | Sus | Y | UnknownCause¦Patrolnotconducted¦¦
17-0072066 | Equipment Failure/Involved | Overhead | Connector or Splice (OH) | Broken | 2017 | Tier 3 - Extreme | Distribution Circuit | 8 | 22 | 2017-08-22 | 1857089 | Sus | Y | EquipmentFailureInvolved¦Overhead¦ConnectororSplice(OH)¦Broken
17-0076662 | Unknown Cause | Patrol - found nothing |  |  | 2017 | Tier 2 - Elevated | Distribution Circuit | 9 | 7 | 2017-09-07 | 1872396 | Sus | Y | UnknownCause¦Patrolfoundnothing¦¦
17-0077229 | Vegetation | Tree - fell into line | Conductor, Overhead | Broken, wire on ground | 2017 | Tier 3 - Extreme | Distribution Circuit | 9 | 9 | 2017-09-09 | 1874013 | Sus | Y | Vegetation¦Treefellintoline¦ConductorOverhead¦Brokenwireonground
17-0081112 | Environmental/External | Lightning |  | Failed/Faulted | 2017 | Tier 2 - Elevated | Transformer only | 9 | 22 | 2017-09-22 | 1884082 | Sus | Y | EnvironmentalExternal¦Lightning¦¦FailedFaulted
17-0085323 | Unknown Cause | Patrol - found nothing |  |  | 2017 | Tier 2 - Elevated | Distribution Circuit | 10 | 8 | 2017-10-08 | 1894560 | Sus | Y | UnknownCause¦Patrolfoundnothing¦¦
17-0085732 | Vegetation | Tree - fell into line | Conductor, Overhead | Together | 2017 | Tier 3 - Extreme | Distribution Circuit | 10 | 9 | 2017-10-09 | 1896575 | Sus | Y | Vegetation¦Treefellintoline¦ConductorOverhead¦Together
17-0088060 | Environmental/External | Fire, Forest/Grass | Conductor, Underground | Broken | 2017 | Tier 2 - Elevated | Distribution Circuit | 10 | 12 | 2017-10-12 | 1902761 | Sus | Y | EnvironmentalExternal¦FireForestGrass¦ConductorUnderground¦Broken
17-0088391 | Equipment Failure/Involved | Overhead | Transformer (OH) | Failed/Faulted | 2017 | Tier 2 - Elevated | Transformer only | 10 | 18 | 2017-10-18 | 1903453 | Sus | Y | EquipmentFailureInvolved¦Overhead¦Transformer(OH)¦FailedFaulted
17-0088623 | Environmental/External | Fire, Forest/Grass | Conductor, Overhead | Burned/flashed | 2017 | Tier 3 - Extreme | Distribution Circuit | 10 | 8 | 2017-10-08 | 1904186 | Sus | Y | EnvironmentalExternal¦FireForestGrass¦ConductorOverhead¦Burnedflashed
17-0089756 | Equipment Failure/Involved | Overhead | Transformer | Failed/Faulted | 2017 | Tier 2 - Elevated | Transformer only | 10 | 23 | 2017-10-23 | 1908055 | Sus | Y | EquipmentFailureInvolved¦Overhead¦Transformer¦FailedFaulted
17-0090008 | Equipment Failure/Involved | Fire, pole | Conductor, Overhead | Broken | 2017 | Tier 3 - Extreme | Distribution Circuit | 10 | 24 | 2017-10-24 | 1908613 | Sus | Y | EquipmentFailureInvolved¦Firepole¦ConductorOverhead¦Broken
17-0090327 | Equipment Failure/Involved | Overhead | Connector or Splice (OH) | Broken, wire on ground | 2017 | Tier 2 - Elevated | Distribution Circuit | 10 | 25 | 2017-10-25 | 1909406 | Sus | Y | EquipmentFailureInvolved¦Overhead¦ConnectororSplice(OH)¦Brokenwireonground
17-0099310 | Equipment Failure/Involved | Overhead | Cutout, fuse holder | Failed/Faulted | 2017 | Tier 2 - Elevated | Distribution Circuit | 12 | 2 | 2017-12-02 | 1934022 | Sus | N | EquipmentFailureInvolved¦Overhead¦Cutoutfuseholder¦FailedFaulted
17-0100360 | Equipment Failure/Involved | Overhead | Lightning Arrestor | Failed/Faulted | 2017 | Tier 2 - Elevated | Distribution Circuit | 12 | 6 | 2017-12-06 | 1937576 | Sus | N | EquipmentFailureInvolved¦Overhead¦LightningArrestor¦FailedFaulted
17-0101169 | Unknown Cause | Patrol - found nothing |  |  | 2017 | Tier 2 - Elevated | Distribution Circuit | 12 | 11 | 2017-12-11 | 1940751 | Sus | N | UnknownCause¦Patrolfoundnothing¦¦
17-0101922 | Equipment Failure/Involved | Substation | Other | Normal | 2017 | Tier 2 - Elevated | Transmission line | 12 | 16 | 2017-12-16 | 1944070 | Sus | N | EquipmentFailureInvolved¦Substation¦Other¦Normal
17-0102146 | Unknown Cause | Patrol - found nothing |  |  | 2017 | Tier 3 - Extreme | Distribution Circuit | 12 | 16 | 2017-12-16 | 1945434 | Sus | N | UnknownCause¦Patrolfoundnothing¦¦
18-0008708 | Unknown Cause | Patrol - found nothing |  |  | 2018 | Tier 2 - Elevated | Distribution Circuit | 1 | 24 | 2018-01-24 | 13443 | Sus | N | UnknownCause¦Patrolfoundnothing¦¦
18-0008718 | Vegetation | Tree - branch fell on line | Fuse | Failed/Faulted | 2018 | Tier 2 - Elevated | Distribution Circuit | 1 | 24 | 2018-01-24 | 13455 | Sus | N | Vegetation¦Treebranchfellonline¦Fuse¦FailedFaulted
18-0017042 | Equipment Failure/Involved | Overhead | Service conductor | Broken | 2018 | Tier 2 - Elevated | Distribution Circuit | 2 | 25 | 2018-02-25 | 31112 | Sus | N | EquipmentFailureInvolved¦Overhead¦Serviceconductor¦Broken
18-0017580 | Vegetation | Tree - fell into line | Conductor, Overhead | Normal | 2018 | Tier 3 - Extreme | Distribution Circuit | 2 | 26 | 2018-02-26 | 32446 | Sus | N | Vegetation¦Treefellintoline¦ConductorOverhead¦Normal
18-0018775 | Vegetation | Tree - fell into line | Pole-Wood | Broken, wire on ground | 2018 | Tier 2 - Elevated | Distribution Circuit | 3 | 1 | 2018-03-01 | 35253 | Sus | N | Vegetation¦Treefellintoline¦PoleWood¦Brokenwireonground
18-0021947 | Vegetation | Tree - branch fell on line | Conductor, Overhead | Normal | 2018 | Tier 2 - Elevated | Distribution Circuit | 3 | 12 | 2018-03-12 | 42416 | Sus | N | Vegetation¦Treebranchfellonline¦ConductorOverhead¦Normal
18-0023231 | Vegetation | Tree - branch fell on line | Conductor, Overhead | Broken, wire on ground | 2018 | Tier 2 - Elevated | Distribution Circuit | 3 | 16 | 2018-03-16 | 45189 | Sus | N | Vegetation¦Treebranchfellonline¦ConductorOverhead¦Brokenwireonground
18-0033971 | Equipment Failure/Involved | Overhead | Pole-Wood | Broken | 2018 | Tier 2 - Elevated | Distribution Circuit | 4 | 20 | 2018-04-20 | 70456 | Sus | N | EquipmentFailureInvolved¦Overhead¦PoleWood¦Broken
18-0034602 | Equipment Failure/Involved | Overhead | Transformer | Failed/Faulted | 2018 | Tier 2 - Elevated | Transformer only | 4 | 23 | 2018-04-23 | 71927 | Sus | N | EquipmentFailureInvolved¦Overhead¦Transformer¦FailedFaulted
18-0036595 | Equipment Failure/Involved | Overhead | Transformer | Failed/Faulted | 2018 | Tier 3 - Extreme | Transformer only | 4 | 29 | 2018-04-29 | 76143 | Sus | N | EquipmentFailureInvolved¦Overhead¦Transformer¦FailedFaulted
18-0037122 | Unknown Cause | Patrol - found nothing |  |  | 2018 | Tier 2 - Elevated | Distribution Circuit | 5 | 1 | 2018-05-01 | 77119 | Sus | Y | UnknownCause¦Patrolfoundnothing¦¦
18-0037370 | Unknown Cause | Patrol - not conducted |  |  | 2018 | Tier 2 - Elevated | Distribution Circuit | 5 | 1 | 2018-05-01 | 77598 | Sus | Y | UnknownCause¦Patrolnotconducted¦¦
18-0037528 | Unknown Cause | Patrol - found nothing |  |  | 2018 | Tier 2 - Elevated | Distribution Circuit | 5 | 2 | 2018-05-02 | 77944 | Sus | Y | UnknownCause¦Patrolfoundnothing¦¦
18-0039622 | Equipment Failure/Involved | Overhead | Crossarm, Wood | Broken | 2018 | Tier 3 - Extreme | Distribution Circuit | 5 | 9 | 2018-05-09 | 82472 | Sus | Y | EquipmentFailureInvolved¦Overhead¦CrossarmWood¦Broken
18-0040591 | Equipment Failure/Involved | Underground | Conductor, Underground | Broken | 2018 | Tier 2 - Elevated | Distribution Circuit | 5 | 13 | 2018-05-13 | 85185 | Sus | Y | EquipmentFailureInvolved¦Underground¦ConductorUnderground¦Broken
18-0043080 | Equipment Failure/Involved | Overhead | Conductor, Overhead | Broken, wire on ground | 2018 | Tier 2 - Elevated | Distribution Circuit | 5 | 22 | 2018-05-22 | 91428 | Sus | Y | EquipmentFailureInvolved¦Overhead¦ConductorOverhead¦Brokenwireonground
18-0044263 | Equipment Failure/Involved | Overhead | Transformer (OH) | Failed/Faulted | 2018 | Tier 2 - Elevated | Transformer only | 5 | 24 | 2018-05-24 | 93421 | Sus | Y | EquipmentFailureInvolved¦Overhead¦Transformer(OH)¦FailedFaulted
18-0057776 | Vegetation | Tree - fell into line | Pole-Wood | Broken | 2018 | Tier 3 - Extreme | Distribution Circuit | 7 | 8 | 2018-07-08 | 126602 | Sus | Y | Vegetation¦Treefellintoline¦PoleWood¦Broken
18-0060352 | Vegetation | Tree - fell into line | Conductor, Overhead | Broken, wire on ground | 2018 | Tier 2 - Elevated | Distribution Circuit | 7 | 16 | 2018-07-16 | 133104 | Sus | Y | Vegetation¦Treefellintoline¦ConductorOverhead¦Brokenwireonground
18-0062361 | Animal | Bird found | Fuse | Failed/Faulted | 2018 | Tier 2 - Elevated | Distribution Circuit | 7 | 21 | 2018-07-21 | 137092 | Sus | Y | Animal¦Birdfound¦Fuse¦FailedFaulted
18-0062466 | Vegetation | Tree - branch fell on line | Conductor, Overhead | Normal | 2018 | Tier 3 - Extreme | Distribution Circuit | 7 | 22 | 2018-07-22 | 137450 | Sus | Y | Vegetation¦Treebranchfellonline¦ConductorOverhead¦Normal
18-0065333 | Environmental/External | Fire, Forest/Grass | Pole-Wood | Burned/flashed | 2018 | Tier 3 - Extreme | Distribution Circuit | 7 | 28 | 2018-07-28 | 145910 | Sus | Y | EnvironmentalExternal¦FireForestGrass¦PoleWood¦Burnedflashed
18-0065885 | Animal | Other | Conductor, Overhead | Normal | 2018 | Tier 2 - Elevated | Distribution Circuit | 8 | 1 | 2018-08-01 | 146871 | Sus | Y | Animal¦Other¦ConductorOverhead¦Normal
18-0067921 | 3rd Party | Tree - cutting, 3rd party | Conductor, Overhead | Broken, wire on ground | 2018 | Tier 2 - Elevated | Distribution Circuit | 8 | 8 | 2018-08-08 | 151343 | Sus | Y | 3rdParty¦Treecutting3rdparty¦ConductorOverhead¦Brokenwireonground
18-0072380 | Vegetation | Tree - fell into line | Conductor, Overhead | Broken, wire on ground | 2018 | Tier 2 - Elevated | Distribution Circuit | 8 | 22 | 2018-08-22 | 160167 | Sus | Y | Vegetation¦Treefellintoline¦ConductorOverhead¦Brokenwireonground
18-0073414 | Equipment Failure/Involved | Underground | Conductor, Underground | Burned/flashed | 2018 | Tier 2 - Elevated | Distribution Circuit | 8 | 25 | 2018-08-25 | 162161 | Sus | Y | EquipmentFailureInvolved¦Underground¦ConductorUnderground¦Burnedflashed
18-0083560 | Equipment Failure/Involved | Underground | Conductor, Underground | Broken | 2018 | Tier 2 - Elevated | Distribution Circuit | 9 | 25 | 2018-09-25 | 181449 | Sus | Y | EquipmentFailureInvolved¦Underground¦ConductorUnderground¦Broken
18-0087152 | Equipment Failure/Involved | Overhead | Transformer | Failed/Faulted | 2018 | Tier 2 - Elevated | Transformer only | 10 | 5 | 2018-10-05 | 188797 | Sus | Y | EquipmentFailureInvolved¦Overhead¦Transformer¦FailedFaulted
18-0090282 | Equipment Failure/Involved | Underground | Transformer (UG) | Failed/Faulted | 2018 | Tier 3 - Extreme | Distribution Circuit | 10 | 14 | 2018-10-14 | 194913 | Sus | Y | EquipmentFailureInvolved¦Underground¦Transformer(UG)¦FailedFaulted
18-0094748 | Unknown Cause | Patrol - found nothing |  |  | 2018 | Tier 3 - Extreme | Distribution Circuit | 10 | 27 | 2018-10-27 | 203237 | Sus | Y | UnknownCause¦Patrolfoundnothing¦¦
18-0096835 | Unknown Cause | Patrol - found nothing |  |  | 2018 | Tier 3 - Extreme | Distribution Circuit | 11 | 4 | 2018-11-04 | 208348 | Sus | Y | UnknownCause¦Patrolfoundnothing¦¦
18-0097636 | Equipment Failure/Involved | Overhead | Crossarm, Wood | Broken | 2018 | Tier 3 - Extreme | Distribution Circuit | 11 | 7 | 2018-11-07 | 210152 | Sus | Y | EquipmentFailureInvolved¦Overhead¦CrossarmWood¦Broken
18-0101137 | Equipment Failure/Involved | Overhead | Connector or Splice (OH) | Arcing | 2018 | Tier 3 - Extreme | Distribution Circuit | 11 | 19 | 2018-11-19 | 218380 | Sus | Y | EquipmentFailureInvolved¦Overhead¦ConnectororSplice(OH)¦Arcing
18-0101242 | Environmental/External | Fire, Forest/Grass | Pole-Wood | Burned/flashed | 2018 | Tier 3 - Extreme | Distribution Circuit | 11 | 8 | 2018-11-08 | 218605 | Sus | Y | EnvironmentalExternal¦FireForestGrass¦PoleWood¦Burnedflashed
18-0101331 | Environmental/External | Fire, Forest/Grass | Pole-Wood | Burned/flashed | 2018 | Tier 3 - Extreme | Distribution Circuit | 11 | 8 | 2018-11-08 | 218767 | Sus | Y | EnvironmentalExternal¦FireForestGrass¦PoleWood¦Burnedflashed
18-0101486 | Equipment Failure/Involved | Overhead | Cutout, fuse holder | Broken | 2018 | Tier 3 - Extreme | Transformer only | 11 | 20 | 2018-11-20 | 219109 | Sus | Y | EquipmentFailureInvolved¦Overhead¦Cutoutfuseholder¦Broken
18-0102784 | Equipment Failure/Involved | Overhead | Insulator | Failed/Faulted | 2018 | Tier 3 - Extreme | Distribution Circuit | 11 | 24 | 2018-11-24 | 223630 | Sus | Y | EquipmentFailureInvolved¦Overhead¦Insulator¦FailedFaulted
18-0103750 | Unknown Cause | Patrol - found nothing |  |  | 2018 | Tier 3 - Extreme | Distribution Circuit | 11 | 27 | 2018-11-27 | 225397 | Sus | Y | UnknownCause¦Patrolfoundnothing¦¦
18-0103774 | Environmental/External | Fire, Forest/Grass | Pole-Wood | Burned/flashed | 2018 | Tier 3 - Extreme | Distribution Circuit | 11 | 8 | 2018-11-08 | 225536 | Sus | Y | EnvironmentalExternal¦FireForestGrass¦PoleWood¦Burnedflashed
18-0106143 | Environmental/External | Fire, Forest/Grass | Pole-Wood | Burned/flashed | 2018 | Tier 3 - Extreme | Distribution Circuit | 11 | 8 | 2018-11-08 | 231927 | Sus | Y | EnvironmentalExternal¦FireForestGrass¦PoleWood¦Burnedflashed
18-0109988 | Equipment Failure/Involved | Overhead | Connector or Splice (OH) | Broken, wire on ground | 2018 | Tier 2 - Elevated | Distribution Circuit | 12 | 19 | 2018-12-19 | 243803 | Sus | N | EquipmentFailureInvolved¦Overhead¦ConnectororSplice(OH)¦Brokenwireonground
18-0110983 | Unknown Cause | Patrol - not conducted |  |  | 2018 | Tier 2 - Elevated | Distribution Circuit | 12 | 28 | 2018-12-28 | 248986 | Sus | N | UnknownCause¦Patrolnotconducted¦¦
19-0007047 | Equipment Failure/Involved | Underground | Elbow | Failed/Faulted | 2019 | Tier 2 - Elevated | Distribution Circuit | 1 | 9 | 2019-01-09 | 261906 | Sus | N | EquipmentFailureInvolved¦Underground¦Elbow¦FailedFaulted
19-0007117 | Vegetation | Tree - grew into line | Conductor, Overhead | Normal | 2019 | Tier 2 - Elevated | Distribution Circuit | 1 | 9 | 2019-01-09 | 262099 | Sus | N | Vegetation¦Treegrewintoline¦ConductorOverhead¦Normal
19-0010037 | Equipment Failure/Involved | Overhead | Conductor, Overhead | Broken, wire on ground | 2019 | Tier 3 - Extreme | Distribution Circuit | 1 | 16 | 2019-01-16 | 267952 | Sus | N | EquipmentFailureInvolved¦Overhead¦ConductorOverhead¦Brokenwireonground
19-0010966 | Vegetation | Tree - fell into line | Conductor, Overhead | Broken, wire on ground | 2019 | Tier 3 - Extreme | Distribution Circuit | 1 | 17 | 2019-01-17 | 272971 | Sus | N | Vegetation¦Treefellintoline¦ConductorOverhead¦Brokenwireonground
19-0011096 | Unknown Cause | Patrol - found nothing |  |  | 2019 | Tier 2 - Elevated | Distribution Circuit | 1 | 17 | 2019-01-17 | 273763 | Sus | N | UnknownCause¦Patrolfoundnothing¦¦
19-0012043 | 3rd Party | Vehicle | Pole-Wood | Broken | 2019 | Tier 2 - Elevated | Distribution Circuit | 1 | 18 | 2019-01-18 | 276423 | Sus | N | 3rdParty¦Vehicle¦PoleWood¦Broken
19-0012594 | Environmental/External | Lightning | Transformer (OH) | Broken | 2019 | Tier 2 - Elevated | Transformer only | 1 | 20 | 2019-01-20 | 277453 | Sus | N | EnvironmentalExternal¦Lightning¦Transformer(OH)¦Broken
19-0013159 | 3rd Party | Other | Conductor, Overhead | Normal | 2019 | Tier 2 - Elevated | Distribution Circuit | 1 | 22 | 2019-01-22 | 279138 | Sus | N | 3rdParty¦Other¦ConductorOverhead¦Normal
19-0017016 | Unknown Cause | Patrol - found nothing |  |  | 2019 | Tier 3 - Extreme | Distribution Circuit | 2 | 2 | 2019-02-02 | 286685 | Sus | N | UnknownCause¦Patrolfoundnothing¦¦
19-0017055 | Vegetation | Tree - fell into line | Transformer | Broken, wire on object | 2019 | Tier 2 - Elevated | Transformer only | 2 | 2 | 2019-02-02 | 286858 | Sus | N | Vegetation¦Treefellintoline¦Transformer¦Brokenwireonobject
19-0017475 | Unknown Cause | Patrol - found nothing |  |  | 2019 | Tier 3 - Extreme | Distribution Circuit | 2 | 2 | 2019-02-02 | 288615 | Sus | N | UnknownCause¦Patrolfoundnothing¦¦
19-0017602 | Vegetation | Tree - fell into line | Conductor, Overhead | Broken, wire on ground | 2019 | Tier 3 - Extreme | Distribution Circuit | 2 | 3 | 2019-02-03 | 289080 | Sus | N | Vegetation¦Treefellintoline¦ConductorOverhead¦Brokenwireonground
19-0018397 | Vegetation | Tree - fell into line | Conductor, Overhead | Broken, wire on ground | 2019 | Tier 3 - Extreme | Distribution Circuit | 2 | 5 | 2019-02-05 | 292308 | Sus | N | Vegetation¦Treefellintoline¦ConductorOverhead¦Brokenwireonground
19-0019757 | Vegetation | Tree - fell into line | Conductor, Overhead | Normal | 2019 | Tier 2 - Elevated | Distribution Circuit | 2 | 7 | 2019-02-07 | 295595 | Sus | N | Vegetation¦Treefellintoline¦ConductorOverhead¦Normal
19-0020155 | Vegetation | Tree - fell into line | Conductor, Overhead | Normal | 2019 | Tier 3 - Extreme | Distribution Circuit | 2 | 8 | 2019-02-08 | 296340 | Sus | N | Vegetation¦Treefellintoline¦ConductorOverhead¦Normal
19-0022216 | Vegetation | Tree - fell into line | Conductor, Overhead | Normal | 2019 | Tier 2 - Elevated | Distribution Circuit | 2 | 12 | 2019-02-12 | 304457 | Sus | N | Vegetation¦Treefellintoline¦ConductorOverhead¦Normal
19-0022235 | Equipment Failure/Involved | Overhead | Other | Broken | 2019 | Tier 2 - Elevated | Distribution Circuit | 2 | 11 | 2019-02-11 | 304530 | Sus | N | EquipmentFailureInvolved¦Overhead¦Other¦Broken
19-0022507 | Vegetation | Tree - fell into line | Crossarm, Wood | Broken, wire on ground | 2019 | Tier 3 - Extreme | Distribution Circuit | 2 | 13 | 2019-02-13 | 303256 | Sus | N | Vegetation¦Treefellintoline¦CrossarmWood¦Brokenwireonground
19-0022561 | Equipment Failure/Involved | Overhead | Transformer (OH) | Failed/Faulted | 2019 | Tier 3 - Extreme | Transformer only | 2 | 13 | 2019-02-13 | 305472 | Sus | N | EquipmentFailureInvolved¦Overhead¦Transformer(OH)¦FailedFaulted
19-0023004 | Unknown Cause | Patrol - found nothing |  |  | 2019 | Tier 3 - Extreme | Distribution Circuit | 2 | 14 | 2019-02-14 | 308003 | Sus | N | UnknownCause¦Patrolfoundnothing¦¦
19-0023318 | Vegetation | Tree - fell into line | Conductor, Overhead | Broken, wire on ground | 2019 | Tier 2 - Elevated | Distribution Circuit | 2 | 13 | 2019-02-13 | 304425 | Sus | N | Vegetation¦Treefellintoline¦ConductorOverhead¦Brokenwireonground
19-0023925 | Vegetation | Tree - fell into line | Conductor, Overhead | Normal | 2019 | Tier 3 - Extreme | Distribution Circuit | 2 | 14 | 2019-02-14 | 311610 | Sus | N | Vegetation¦Treefellintoline¦ConductorOverhead¦Normal
19-0024114 | Vegetation | Tree - branch fell on line | Conductor, Overhead | Broken, wire on ground | 2019 | Tier 3 - Extreme | Distribution Circuit | 2 | 14 | 2019-02-14 | 310209 | Sus | N | Vegetation¦Treebranchfellonline¦ConductorOverhead¦Brokenwireonground
19-0024685 | Unknown Cause | Patrol - found nothing |  |  | 2019 | Tier 2 - Elevated | Distribution Circuit | 2 | 15 | 2019-02-15 | 314829 | Sus | N | UnknownCause¦Patrolfoundnothing¦¦
19-0024713 | Unknown Cause | Patrol - not conducted |  |  | 2019 | Tier 3 - Extreme | Distribution Circuit | 2 | 16 | 2019-02-16 | 314688 | Sus | N | UnknownCause¦Patrolnotconducted¦¦
19-0025077 | Unknown Cause | Patrol - found nothing |  |  | 2019 | Tier 3 - Extreme | Distribution Circuit | 2 | 17 | 2019-02-17 | 315309 | Sus | N | UnknownCause¦Patrolfoundnothing¦¦
19-0026196 | 3rd Party | Customer Equipment | Fuse | Normal | 2019 | Tier 3 - Extreme | Distribution Circuit | 3 | 26 | 2019-03-26 | 347391 | Sus | N | 3rdParty¦CustomerEquipment¦Fuse¦Normal
19-0027992 | Equipment Failure/Involved | Overhead | Transformer (OH) | Deteriorated | 2019 | Tier 3 - Extreme | Transformer only | 2 | 25 | 2019-02-25 | 323537 | Sus | N | EquipmentFailureInvolved¦Overhead¦Transformer(OH)¦Deteriorated
19-0032300 | Vegetation | Tree - fell into line | Conductor, Overhead | Together | 2019 | Tier 2 - Elevated | Distribution Circuit | 3 | 9 | 2019-03-09 | 335173 | Sus | N | Vegetation¦Treefellintoline¦ConductorOverhead¦Together
19-0033203 | Vegetation | Tree - fell into line | Conductor, Overhead | Broken, wire on ground | 2019 | Tier 2 - Elevated | Distribution Circuit | 3 | 12 | 2019-03-12 | 337621 | Sus | N | Vegetation¦Treefellintoline¦ConductorOverhead¦Brokenwireonground
19-0034012 | Vegetation | Tree - fell into line | Transformer | Broken, wire on ground | 2019 | Tier 2 - Elevated | Transformer only | 3 | 14 | 2019-03-14 | 339722 | Sus | N | Vegetation¦Treefellintoline¦Transformer¦Brokenwireonground
19-0034534 | Equipment Failure/Involved | Overhead | Transformer (OH) | Failed/Faulted | 2019 | Tier 3 - Extreme | Transformer only | 3 | 18 | 2019-03-18 | 341635 | Sus | N | EquipmentFailureInvolved¦Overhead¦Transformer(OH)¦FailedFaulted
19-0035907 | Vegetation | Tree - fell into line | Crossarm, Wood | Broken, wire on ground | 2019 | Tier 3 - Extreme | Distribution Circuit | 3 | 21 | 2019-03-21 | 344921 | Sus | N | Vegetation¦Treefellintoline¦CrossarmWood¦Brokenwireonground
19-0039890 | Equipment Failure/Involved | Overhead | Insulator | Broken | 2019 | Tier 3 - Extreme | Distribution Circuit | 4 | 4 | 2019-04-04 | 354056 | Sus | N | EquipmentFailureInvolved¦Overhead¦Insulator¦Broken
19-0048657 | 3rd Party | Vehicle | Pole-Wood | Broken | 2019 | Tier 2 - Elevated | Distribution Circuit | 5 | 3 | 2019-05-03 | 373018 | Sus | Y | 3rdParty¦Vehicle¦PoleWood¦Broken
19-0048776 | Wildfire Mitigation | CWSP - Vegetation Removal | Conductor, Overhead | Normal | 2019 | Tier 3 - Extreme | Distribution Circuit | 5 | 3 | 2019-05-03 | 373405 | Sus | Y | WildfireMitigation¦CWSPVegetationRemoval¦ConductorOverhead¦Normal
19-0049077 | Vegetation | Tree - branch fell on line | Fuse | Failed/Faulted | 2019 | Tier 3 - Extreme | Distribution Circuit | 5 | 5 | 2019-05-05 | 374096 | Sus | Y | Vegetation¦Treebranchfellonline¦Fuse¦FailedFaulted
19-0050215 | Vegetation | Tree - fell into line | Service conductor | Broken, wire on ground | 2019 | Tier 2 - Elevated | Transformer only | 5 | 9 | 2019-05-09 | 376717 | Sus | Y | Vegetation¦Treefellintoline¦Serviceconductor¦Brokenwireonground
19-0051038 | Equipment Failure/Involved | Overhead | Transformer (OH) | Failed/Faulted | 2019 | Tier 3 - Extreme | Distribution Circuit | 5 | 11 | 2019-05-11 | 378550 | Sus | Y | EquipmentFailureInvolved¦Overhead¦Transformer(OH)¦FailedFaulted
19-0053009 | Vegetation | Tree - branch fell on line | Fuse | Failed/Faulted | 2019 | Tier 3 - Extreme | Distribution Circuit | 5 | 16 | 2019-05-16 | 382966 | Sus | Y | Vegetation¦Treebranchfellonline¦Fuse¦FailedFaulted
19-0053028 | Vegetation | Tree - branch fell on line | Conductor, Overhead | Broken, wire on ground | 2019 | Tier 3 - Extreme | Distribution Circuit | 5 | 16 | 2019-05-16 | 383027 | Sus | Y | Vegetation¦Treebranchfellonline¦ConductorOverhead¦Brokenwireonground
19-0053833 | Vegetation | Tree - branch fell on line | Conductor, Overhead | Normal | 2019 | Tier 3 - Extreme | Distribution Circuit | 5 | 18 | 2019-05-18 | 384631 | Sus | Y | Vegetation¦Treebranchfellonline¦ConductorOverhead¦Normal
19-0057643 | Unknown Cause | Patrol - found nothing |  |  | 2019 | Tier 2 - Elevated | Distribution Circuit | 5 | 25 | 2019-05-25 | 390270 | Sus | Y | UnknownCause¦Patrolfoundnothing¦¦
19-0059243 | Equipment Failure/Involved | Overhead | Transformer | Leaking | 2019 | Tier 2 - Elevated | Transformer only | 5 | 29 | 2019-05-29 | 392821 | Sus | Y | EquipmentFailureInvolved¦Overhead¦Transformer¦Leaking
19-0059956 | Vegetation | Tree - fell into line | Crossarm, Wood | Broken | 2019 | Tier 3 - Extreme | Distribution Circuit | 5 | 30 | 2019-05-30 | 393435 | Sus | Y | Vegetation¦Treefellintoline¦CrossarmWood¦Broken
19-0061457 | Unknown Cause | Patrol - found nothing |  |  | 2019 | Tier 3 - Extreme | Distribution Circuit | 6 | 1 | 2019-06-01 | 395413 | Sus | Y | UnknownCause¦Patrolfoundnothing¦¦
19-0061474 | Vegetation | Tree - fell into line | Conductor, Overhead | Broken, wire on ground | 2019 | Tier 3 - Extreme | Distribution Circuit | 6 | 2 | 2019-06-02 | 395598 | Sus | Y | Vegetation¦Treefellintoline¦ConductorOverhead¦Brokenwireonground
19-0073018 | Company Initiated | Construction Activity/equip, company | Fuse | Failed/Faulted | 2019 | Tier 3 - Extreme | Distribution Circuit | 6 | 28 | 2019-06-28 | 433169 | Sus | Y | CompanyInitiated¦ConstructionActivityequipcompany¦Fuse¦FailedFaulted
19-0085048 | Vegetation | Tree - fell into line | Conductor, Overhead | Broken, wire on ground | 2019 | Tier 3 - Extreme | Distribution Circuit | 8 | 7 | 2019-08-07 | 487604 | Sus | Y | Vegetation¦Treefellintoline¦ConductorOverhead¦Brokenwireonground
19-0085782 | Environmental/External | Fire, Forest/Grass | Crossarm, Wood | Broken | 2019 | Tier 2 - Elevated | Distribution Circuit | 8 | 8 | 2019-08-08 | 494199 | Sus | Y | EnvironmentalExternal¦FireForestGrass¦CrossarmWood¦Broken
19-0086669 | 3rd Party | Vehicle | Conductor, Overhead | Broken | 2019 | Tier 2 - Elevated | Distribution Circuit | 8 | 11 | 2019-08-11 | 502037 | Sus | Y | 3rdParty¦Vehicle¦ConductorOverhead¦Broken
19-0088571 | Equipment Failure/Involved | Overhead | Transformer | Failed/Faulted | 2019 | Tier 2 - Elevated | Transformer only | 8 | 15 | 2019-08-15 | 514210 | Sus | Y | EquipmentFailureInvolved¦Overhead¦Transformer¦FailedFaulted
19-0091317 | Vegetation | Tree - fell into line | Conductor, Overhead | Normal | 2019 | Tier 2 - Elevated | Distribution Circuit | 8 | 23 | 2019-08-23 | 533173 | Sus | Y | Vegetation¦Treefellintoline¦ConductorOverhead¦Normal
19-0095484 | Equipment Failure/Involved | Overhead | Pole-Wood | Broken | 2019 | Tier 2 - Elevated | Distribution Circuit | 9 | 5 | 2019-09-05 | 554216 | Sus | Y | EquipmentFailureInvolved¦Overhead¦PoleWood¦Broken
19-0097109 | Vegetation | Tree - fell into line | Conductor, Overhead | Normal | 2019 | Tier 2 - Elevated | Distribution Circuit | 9 | 9 | 2019-09-09 | 566051 | Sus | Y | Vegetation¦Treefellintoline¦ConductorOverhead¦Normal
19-0099092 | Animal | Bird found | Fuse | Failed/Faulted | 2019 | Tier 2 - Elevated | Distribution Circuit | 9 | 14 | 2019-09-14 | 579763 | Sus | Y | Animal¦Birdfound¦Fuse¦FailedFaulted
19-0103131 | Environmental/External | Lightning | Transformer | Failed/Faulted | 2019 | Tier 2 - Elevated | Transformer only | 9 | 24 | 2019-09-24 | 610993 | Sus | Y | EnvironmentalExternal¦Lightning¦Transformer¦FailedFaulted
19-0104225 | Equipment Failure/Involved | Overhead | Pole-Wood | Broken | 2019 | Tier 3 - Extreme | Distribution Circuit | 9 | 26 | 2019-09-26 | 616875 | Sus | Y | EquipmentFailureInvolved¦Overhead¦PoleWood¦Broken
19-0113679 | Equipment Failure/Involved | Overhead | Transformer (OH) | Deteriorated | 2019 | Tier 3 - Extreme | Transformer only | 10 | 19 | 2019-10-19 | 672013 | Sus | Y | EquipmentFailureInvolved¦Overhead¦Transformer(OH)¦Deteriorated
19-0113911 | Animal | Bird found | Conductor, Overhead | Normal | 2019 | Tier 2 - Elevated | Distribution Circuit | 10 | 21 | 2019-10-21 | 674993 | Sus | Y | Animal¦Birdfound¦ConductorOverhead¦Normal
19-0120853 | Unknown Cause | Patrol - found nothing |  |  | 2019 | Tier 3 - Extreme | Distribution Circuit | 11 | 4 | 2019-11-04 | 699270 | Sus | Y | UnknownCause¦Patrolfoundnothing¦¦
19-0126608 | Wildfire Mitigation | Public Safety Power Shut-off | Conductor, Overhead | Normal | 2019 | Tier 2 - Elevated | Distribution Circuit | 11 | 20 | 2019-11-20 | 711280 | Sus | Y | WildfireMitigation¦PublicSafetyPowerShutoff¦ConductorOverhead¦Normal
19-0128701 | Unknown Cause | Patrol - found nothing |  |  | 2019 | Tier 2 - Elevated | Distribution Circuit | 11 | 26 | 2019-11-26 | 715016 | Sus | Y | UnknownCause¦Patrolfoundnothing¦¦
19-0128724 | Vegetation | Tree - fell into line | Fuse | Failed/Faulted | 2019 | Tier 3 - Extreme | Distribution Circuit | 11 | 26 | 2019-11-26 | 715030 | Sus | Y | Vegetation¦Treefellintoline¦Fuse¦FailedFaulted
19-0130614 | Unknown Cause | Patrol - found nothing |  |  | 2019 | Tier 3 - Extreme | Distribution Circuit | 11 | 27 | 2019-11-27 | 720444 | Sus | Y | UnknownCause¦Patrolfoundnothing¦¦
19-0132141 | 3rd Party | Customer Equipment | Other | Broken | 2019 | Zone 1 - HHZ | Transmission line | 12 | 2 | 2019-12-02 | 726902 | Sus | N | 3rdParty¦CustomerEquipment¦Other¦Broken
19-0137872 | Vegetation | Tree - fell into line | Conductor, Overhead | Broken, wire on ground | 2019 | Tier 3 - Extreme | Distribution Circuit | 12 | 25 | 2019-12-25 | 750141 | Sus | N | Vegetation¦Treefellintoline¦ConductorOverhead¦Brokenwireonground
20-0018200 | Equipment Failure/Involved | Overhead | Conductor, Overhead | Broken, wire on ground | 2020 | Tier 2 - Elevated | Distribution Circuit | 2 | 6 | 2020-02-06 | 779482 | Sus | N | EquipmentFailureInvolved¦Overhead¦ConductorOverhead¦Brokenwireonground
20-0018200 | Equipment Failure/Involved | Overhead | Conductor, Overhead | Broken, wire on ground | 2020 | Tier 2 - Elevated | Distribution Circuit | 2 | 6 | 2020-02-06 | 779482 | Sus | N | EquipmentFailureInvolved¦Overhead¦ConductorOverhead¦Brokenwireonground
20-0019220 | Vegetation | Tree - fell into line | Pole-Wood | Broken, wire on object | 2020 | Tier 2 - Elevated | Distribution Circuit | 2 | 9 | 2020-02-09 | 782040 | Sus | N | Vegetation¦Treefellintoline¦PoleWood¦Brokenwireonobject
20-0019225 | Vegetation | Tree - branch fell on line | Conductor, Overhead | Normal | 2020 | Tier 3 - Extreme | Distribution Circuit | 2 | 9 | 2020-02-09 | 782303 | Sus | N | Vegetation¦Treebranchfellonline¦ConductorOverhead¦Normal
20-0019396 | Vegetation | Tree - branch fell on line | Conductor, Overhead | Broken, wire on ground | 2020 | Tier 3 - Extreme | Distribution Circuit | 2 | 9 | 2020-02-09 | 784724 | Sus | N | Vegetation¦Treebranchfellonline¦ConductorOverhead¦Brokenwireonground
20-0021274 | Equipment Failure/Involved | Overhead | Jumper | Burned Open | 2020 | Tier 2 - Elevated | Distribution Circuit | 2 | 12 | 2020-02-12 | 789918 | Sus | N | EquipmentFailureInvolved¦Overhead¦Jumper¦BurnedOpen
20-0026402 | Unknown Cause | Patrol - found nothing |  |  | 2020 | Tier 2 - Elevated | Transformer only | 2 | 27 | 2020-02-27 | 814454 | Sus | N | UnknownCause¦Patrolfoundnothing¦¦
20-0029931 | Equipment Failure/Involved | Overhead | Conductor, Overhead | Broken, wire on ground | 2020 | Tier 3 - Extreme | Distribution Circuit | 3 | 8 | 2020-03-08 | 838783 | Sus | N | EquipmentFailureInvolved¦Overhead¦ConductorOverhead¦Brokenwireonground
20-0030981 | Equipment Failure/Involved | Overhead | Insulator | Broken | 2020 | Tier 2 - Elevated | Distribution Circuit | 3 | 11 | 2020-03-11 | 844266 | Sus | N | EquipmentFailureInvolved¦Overhead¦Insulator¦Broken
20-0031166 | Equipment Failure/Involved | Electrical Overload | Connector or Splice (OH) | Deteriorated | 2020 | Tier 2 - Elevated | Transformer only | 3 | 11 | 2020-03-11 | 844544 | Sus | N | EquipmentFailureInvolved¦ElectricalOverload¦ConnectororSplice(OH)¦Deteriorated
20-0032084 | Equipment Failure/Involved | Overhead | Transformer | Failed/Faulted | 2020 | Tier 2 - Elevated | Transformer only | 3 | 14 | 2020-03-14 | 851227 | Sus | N | EquipmentFailureInvolved¦Overhead¦Transformer¦FailedFaulted
20-0032318 | Equipment Failure/Involved | Overhead | Pole-Wood | Broken, wire on ground | 2020 | Tier 3 - Extreme | Distribution Circuit | 3 | 15 | 2020-03-15 | 851694 | Sus | N | EquipmentFailureInvolved¦Overhead¦PoleWood¦Brokenwireonground
20-0032545 | Unknown Cause | Patrol - found nothing |  |  | 2020 | Tier 2 - Elevated | Distribution Circuit | 3 | 16 | 2020-03-16 | 853872 | Sus | N | UnknownCause¦Patrolfoundnothing¦¦
20-0033047 | Unknown Cause | Patrol - found nothing |  |  | 2020 | Tier 2 - Elevated | Distribution Circuit | 3 | 16 | 2020-03-16 | 854506 | Sus | N | UnknownCause¦Patrolfoundnothing¦¦
20-0034223 | Unknown Cause | Patrol - found nothing |  |  | 2020 | Tier 2 - Elevated | Distribution Circuit | 3 | 19 | 2020-03-19 | 858817 | Sus | N | UnknownCause¦Patrolfoundnothing¦¦
20-0034234 | Vegetation | Tree - branch fell on line | Conductor, Overhead | Normal | 2020 | Tier 3 - Extreme | Distribution Circuit | 3 | 15 | 2020-03-15 | 858928 | Sus | N | Vegetation¦Treebranchfellonline¦ConductorOverhead¦Normal
20-0034586 | Equipment Failure/Involved | Overhead | Pole-Wood | Broken | 2020 | Tier 2 - Elevated | Distribution Circuit | 3 | 20 | 2020-03-20 | 859512 | Sus | N | EquipmentFailureInvolved¦Overhead¦PoleWood¦Broken
20-0036018 | Vegetation | Tree - fell into line | Pole-Wood | Broken, wire on ground | 2020 | Tier 2 - Elevated | Distribution Circuit | 3 | 25 | 2020-03-25 | 864796 | Sus | N | Vegetation¦Treefellintoline¦PoleWood¦Brokenwireonground
20-0040072 | Vegetation | Tree - branch fell on line | Fuse | Failed/Faulted | 2020 | Tier 3 - Extreme | Distribution Circuit | 4 | 9 | 2020-04-09 | 892852 | Sus | N | Vegetation¦Treebranchfellonline¦Fuse¦FailedFaulted
20-0041488 | Vegetation | Tree - fell into line | Service conductor | Broken | 2020 | Tier 3 - Extreme | Distribution Circuit | 4 | 15 | 2020-04-15 | 895547 | Sus | N | Vegetation¦Treefellintoline¦Serviceconductor¦Broken
20-0043855 | Equipment Failure/Involved | Overhead | Transformer | Failed/Faulted | 2020 | Tier 2 - Elevated | Distribution Circuit | 4 | 22 | 2020-04-22 | 899651 | Sus | N | EquipmentFailureInvolved¦Overhead¦Transformer¦FailedFaulted
20-0045216 | Equipment Failure/Involved | Overhead | Transformer | Failed/Faulted | 2020 | Tier 3 - Extreme | Transformer only | 4 | 28 | 2020-04-28 | 902853 | Sus | N | EquipmentFailureInvolved¦Overhead¦Transformer¦FailedFaulted
20-0048666 | Equipment Failure/Involved | Overhead | Transformer | Failed/Faulted | 2020 | Tier 2 - Elevated | Transformer only | 5 | 8 | 2020-05-08 | 909805 | Sus | Y | EquipmentFailureInvolved¦Overhead¦Transformer¦FailedFaulted
20-0057847 | 3rd Party | Vehicle | Pole-Wood | Broken | 2020 | Tier 2 - Elevated | Distribution Circuit | 6 | 4 | 2020-06-04 | 930752 | Sus | Y | 3rdParty¦Vehicle¦PoleWood¦Broken
20-0058427 | Unknown Cause | Patrol - found nothing |  |  | 2020 | Tier 2 - Elevated | Distribution Circuit | 6 | 6 | 2020-06-06 | 932733 | Sus | Y | UnknownCause¦Patrolfoundnothing¦¦
20-0065809 | Unknown Cause | Patrol - found nothing |  |  | 2020 | Tier 3 - Extreme | Distribution Circuit | 6 | 28 | 2020-06-28 | 949279 | Sus | Y | UnknownCause¦Patrolfoundnothing¦¦
20-0066135 | Company Initiated | Construction Activity/equip, company | Fuse | Normal | 2020 | Tier 3 - Extreme | Distribution Circuit | 6 | 29 | 2020-06-29 | 952764 | Sus | Y | CompanyInitiated¦ConstructionActivityequipcompany¦Fuse¦Normal
20-0077389 | Equipment Failure/Involved | Overhead | Pole-Wood | Broken | 2020 | Tier 3 - Extreme | Distribution Circuit | 7 | 29 | 2020-07-29 | 974413 | Sus | Y | EquipmentFailureInvolved¦Overhead¦PoleWood¦Broken
20-0079792 | Vegetation | Other ground vegetation | Conductor, Overhead | Normal | 2020 | Tier 2 - Elevated | Distribution Circuit | 8 | 5 | 2020-08-05 | 978934 | Sus | Y | Vegetation¦Othergroundvegetation¦ConductorOverhead¦Normal
20-0081089 | Vegetation | Tree - branch fell on line | Transformer (OH) | Broken | 2020 | Tier 2 - Elevated | Transformer only | 8 | 7 | 2020-08-07 | 983361 | Sus | Y | Vegetation¦Treebranchfellonline¦Transformer(OH)¦Broken
20-0085038 | Equipment Failure/Involved | Overhead | Lightning Arrestor | Failed/Faulted | 2020 | Tier 2 - Elevated | Distribution Circuit | 8 | 16 | 2020-08-16 | 1012781 | Sus | Y | EquipmentFailureInvolved¦Overhead¦LightningArrestor¦FailedFaulted
20-0085641 | Unknown Cause | Patrol - found nothing |  |  | 2020 | Tier 3 - Extreme | Distribution Circuit | 8 | 16 | 2020-08-16 | 1014259 | Sus | Y | UnknownCause¦Patrolfoundnothing¦¦
20-0089111 | Unknown Cause | Patrol - found nothing |  |  | 2020 | Tier 2 - Elevated | Distribution Circuit | 8 | 23 | 2020-08-23 | 1027930 | Sus | Y | UnknownCause¦Patrolfoundnothing¦¦
20-0094998 | Environmental/External | Fire, Forest/Grass | Conductor, Overhead | Normal | 2020 | Tier 2 - Elevated | Distribution Circuit | 8 | 18 | 2020-08-18 | 1061055 | Sus | Y | EnvironmentalExternal¦FireForestGrass¦ConductorOverhead¦Normal
20-0100573 | Environmental/External | Fire, Forest/Grass | Conductor, Overhead | Burned/flashed | 2020 | Tier 3 - Extreme | Distribution Circuit | 9 | 7 | 2020-09-07 | 1089299 | Sus | Y | EnvironmentalExternal¦FireForestGrass¦ConductorOverhead¦Burnedflashed
20-0104433 | Unknown Cause | Patrol - found nothing |  |  | 2020 | Tier 3 - Extreme | Distribution Circuit | 10 | 2 | 2020-10-02 | 1106817 | Sus | Y | UnknownCause¦Patrolfoundnothing¦¦
20-0104809 | Equipment Failure/Involved | Overhead | Transformer (OH) | Failed/Faulted | 2020 | Tier 2 - Elevated | Transformer only | 10 | 3 | 2020-10-03 | 1108898 | Sus | Y | EquipmentFailureInvolved¦Overhead¦Transformer(OH)¦FailedFaulted
20-0108648 | Equipment Failure/Involved | Underground | Transformer (UG) | Failed/Faulted | 2020 | Tier 2 - Elevated | Distribution Circuit | 10 | 14 | 2020-10-14 | 1117309 | Sus | Y | EquipmentFailureInvolved¦Underground¦Transformer(UG)¦FailedFaulted
20-0128772 | Unknown Cause | Patrol - found nothing |  |  | 2020 | Tier 2 - Elevated | Distribution Circuit | 12 | 8 | 2020-12-08 | 1169944 | Sus | N | UnknownCause¦Patrolfoundnothing¦¦
20-0129258 | Animal | Bird found | Fuse | Failed/Faulted | 2020 | Tier 2 - Elevated | Distribution Circuit | 12 | 9 | 2020-12-09 | 1174287 | Sus | N | Animal¦Birdfound¦Fuse¦FailedFaulted
20-0132405 | Unknown Cause | Patrol - found nothing |  |  | 2020 | Tier 2 - Elevated | Distribution Circuit | 12 | 31 | 2020-12-31 | 1202028 | Sus | N | UnknownCause¦Patrolfoundnothing¦¦
21-0004550 | Vegetation | Tree - branch fell on line | Conductor, Overhead | Normal | 2021 | Tier 3 - Extreme | Distribution Circuit | 1 | 4 | 2021-01-04 | 1202919 | Sus | N | Vegetation¦Treebranchfellonline¦ConductorOverhead¦Normal
21-0010400 | Equipment Failure/Involved | Overhead | Pole-Wood | Broken | 2021 | Tier 3 - Extreme | Distribution Circuit | 1 | 19 | 2021-01-19 | 1215747 | Sus | N | EquipmentFailureInvolved¦Overhead¦PoleWood¦Broken
21-0010423 | Unknown Cause | Patrol - found nothing |  |  | 2021 | Tier 2 - Elevated | Transformer only | 1 | 19 | 2021-01-19 | 1215021 | Sus | N | UnknownCause¦Patrolfoundnothing¦¦
21-0012846 | Vegetation | Tree - fell into line | Conductor, Overhead | Broken | 2021 | Tier 3 - Extreme | Distribution Circuit | 1 | 19 | 2021-01-19 | 1221362 | Sus | N | Vegetation¦Treefellintoline¦ConductorOverhead¦Broken
21-0016484 | Vegetation | Tree - grew into line | Transformer | Broken | 2021 | Tier 3 - Extreme | Transformer only | 1 | 27 | 2021-01-27 | 1235474 | Sus | N | Vegetation¦Treegrewintoline¦Transformer¦Broken
21-0018466 | Equipment Failure/Involved | Overhead | Connector or Splice (OH) | Broken | 2021 | Tier 2 - Elevated | Transformer only | 1 | 29 | 2021-01-29 | 1240976 | Sus | N | EquipmentFailureInvolved¦Overhead¦ConnectororSplice(OH)¦Broken
21-0018552 | Unknown Cause | Patrol - found nothing |  |  | 2021 | Tier 3 - Extreme | Distribution Circuit | 1 | 29 | 2021-01-29 | 1242179 | Sus | N | UnknownCause¦Patrolfoundnothing¦¦
21-0018639 | Vegetation | Tree - fell into line | Transformer (OH) | Broken | 2021 | Tier 3 - Extreme | Distribution Circuit | 1 | 29 | 2021-01-29 | 1241094 | Sus | N | Vegetation¦Treefellintoline¦Transformer(OH)¦Broken
21-0020033 | Vegetation | Tree - fell into line | Conductor, Overhead | Broken, wire on ground | 2021 | Tier 3 - Extreme | Distribution Circuit | 1 | 26 | 2021-01-26 | 1244144 | Sus | N | Vegetation¦Treefellintoline¦ConductorOverhead¦Brokenwireonground
21-0020849 | Vegetation | Tree - fell into line | Conductor, Overhead | Normal | 2021 | Tier 2 - Elevated | Distribution Circuit | 2 | 2 | 2021-02-02 | 1245941 | Sus | N | Vegetation¦Treefellintoline¦ConductorOverhead¦Normal
21-0022992 | Unknown Cause | Patrol - not conducted |  |  | 2021 | Tier 3 - Extreme | Distribution Circuit | 2 | 8 | 2021-02-08 | 1250446 | Sus | N | UnknownCause¦Patrolnotconducted¦¦
21-0026975 | Equipment Failure/Involved | Overhead | Insulator | Broken | 2021 | Tier 2 - Elevated | Distribution Circuit | 2 | 18 | 2021-02-18 | 1257360 | Sus | N | EquipmentFailureInvolved¦Overhead¦Insulator¦Broken
21-0027698 | Vegetation | Tree - grew into line | Conductor, Overhead | Normal | 2021 | Tier 3 - Extreme | Distribution Circuit | 2 | 20 | 2021-02-20 | 1258582 | Sus | N | Vegetation¦Treegrewintoline¦ConductorOverhead¦Normal
21-0036216 | Animal | Bird found | Conductor, Overhead | Normal | 2021 | Tier 2 - Elevated | Distribution Circuit | 3 | 14 | 2021-03-14 | 1281764 | Sus | N | Animal¦Birdfound¦ConductorOverhead¦Normal
21-0041957 | Vegetation | Tree - fell into line | Conductor, Overhead | Normal | 2021 | Tier 3 - Extreme | Distribution Circuit | 3 | 28 | 2021-03-28 | 1302035 | Sus | N | Vegetation¦Treefellintoline¦ConductorOverhead¦Normal
21-0048277 | 3rd Party | Tree - cutting, 3rd party | Conductor, Overhead | Burned/flashed | 2021 | Tier 3 - Extreme | Distribution Circuit | 4 | 13 | 2021-04-13 | 1315761 | Sus | N | 3rdParty¦Treecutting3rdparty¦ConductorOverhead¦Burnedflashed
21-0061274 | Equipment Failure/Involved | Overhead | Transformer (OH) | Failed/Faulted | 2021 | Tier 2 - Elevated | Transformer only | 5 | 13 | 2021-05-13 | 1348655 | Sus | Y | EquipmentFailureInvolved¦Overhead¦Transformer(OH)¦FailedFaulted
21-0061886 | Unknown Cause | Patrol - found nothing |  |  | 2021 | Tier 2 - Elevated | Distribution Circuit | 5 | 15 | 2021-05-15 | 1350126 | Sus | Y | UnknownCause¦Patrolfoundnothing¦¦
21-0063282 | Unknown Cause | Patrol - found nothing |  |  | 2021 | Tier 2 - Elevated | Distribution Circuit | 5 | 19 | 2021-05-19 | 1353349 | Sus | Y | UnknownCause¦Patrolfoundnothing¦¦
21-0064000 | Vegetation | Tree - fell into line | Conductor, Overhead | Normal | 2021 | Tier 3 - Extreme | Distribution Circuit | 5 | 20 | 2021-05-20 | 1354745 | Sus | Y | Vegetation¦Treefellintoline¦ConductorOverhead¦Normal
21-0064755 | Equipment Failure/Involved | Overhead | Pole-Wood | Deteriorated | 2021 | Tier 2 - Elevated | Distribution Circuit | 5 | 22 | 2021-05-22 | 1356500 | Sus | Y | EquipmentFailureInvolved¦Overhead¦PoleWood¦Deteriorated
21-0067859 | Equipment Failure/Involved | Overhead | Conductor, Overhead | Together | 2021 | Tier 3 - Extreme | Distribution Circuit | 5 | 30 | 2021-05-30 | 1361751 | Sus | Y | EquipmentFailureInvolved¦Overhead¦ConductorOverhead¦Together
21-0073525 | Equipment Failure/Involved | Overhead | Insulator | Broken | 2021 | Tier 3 - Extreme | Distribution Circuit | 6 | 12 | 2021-06-12 | 1371638 | Sus | Y | EquipmentFailureInvolved¦Overhead¦Insulator¦Broken
21-0073632 | Unknown Cause | Patrol - found nothing |  |  | 2021 | Tier 2 - Elevated | Distribution Circuit | 6 | 13 | 2021-06-13 | 1372122 | Sus | Y | UnknownCause¦Patrolfoundnothing¦¦
21-0074238 | Animal | Other | Pole-Wood | Broken, wire on ground | 2021 | Tier 3 - Extreme | Distribution Circuit | 6 | 14 | 2021-06-14 | 1373512 | Sus | Y | Animal¦Other¦PoleWood¦Brokenwireonground
21-0085601 | Equipment Failure/Involved | Overhead | Crossarm, Wood | Broken | 2021 | Tier 3 - Extreme | Distribution Circuit | 7 | 6 | 2021-07-06 | 1393176 | Sus | Y | EquipmentFailureInvolved¦Overhead¦CrossarmWood¦Broken
21-0096532 | Animal | Squirrel | Transformer (OH) | Normal | 2021 | Tier 3 - Extreme | Transformer only | 7 | 29 | 2021-07-29 | 1418031 | Sus | Y | Animal¦Squirrel¦Transformer(OH)¦Normal
21-0098293 | Unknown Cause | Patrol - found nothing |  |  | 2021 | Tier 2 - Elevated | Distribution Circuit | 8 | 2 | 2021-08-02 | 1428369 | Sus | Y | UnknownCause¦Patrolfoundnothing¦¦
21-0101076 | Equipment Failure/Involved | Overhead | Transformer (OH) | Failed/Faulted | 2021 | Tier 2 - Elevated | Transformer only | 8 | 6 | 2021-08-06 | 1435761 | Sus | Y | EquipmentFailureInvolved¦Overhead¦Transformer(OH)¦FailedFaulted
21-0102169 | Equipment Failure/Involved | Overhead | Connector or Splice (OH) | Broken, wire on ground | 2021 | Tier 2 - Elevated | Distribution Circuit | 8 | 9 | 2021-08-09 | 1438504 | Sus | Y | EquipmentFailureInvolved¦Overhead¦ConnectororSplice(OH)¦Brokenwireonground
21-0105229 | Vegetation | Tree - fell into line | Conductor, Overhead | Broken, wire on ground | 2021 | Tier 3 - Extreme | Distribution Circuit | 8 | 16 | 2021-08-16 | 1444205 | Sus | Y | Vegetation¦Treefellintoline¦ConductorOverhead¦Brokenwireonground
21-0107385 | Equipment Failure/Involved | Overhead | Transformer | Failed/Faulted | 2021 | Tier 3 - Extreme | Transformer only | 8 | 20 | 2021-08-20 | 1448624 | Sus | Y | EquipmentFailureInvolved¦Overhead¦Transformer¦FailedFaulted
21-0109982 | Animal | Squirrel | Transformer (OH) | Normal | 2021 | Tier 2 - Elevated | Distribution Circuit | 8 | 27 | 2021-08-27 | 1455138 | Sus | Y | Animal¦Squirrel¦Transformer(OH)¦Normal
21-0112453 | Unknown Cause | Patrol - found nothing |  |  | 2021 | Tier 3 - Extreme | Distribution Circuit | 9 | 2 | 2021-09-02 | 1460532 | Sus | Y | UnknownCause¦Patrolfoundnothing¦¦
21-0120319 | Equipment Failure/Involved | Overhead | Conductor, Overhead | Together | 2021 | Tier 2 - Elevated | Distribution Circuit | 9 | 21 | 2021-09-21 | 1476989 | Sus | Y | EquipmentFailureInvolved¦Overhead¦ConductorOverhead¦Together
21-0128394 | Equipment Failure/Involved | Overhead | Transformer (OH) | Failed/Faulted | 2021 | Tier 2 - Elevated | Distribution Circuit | 10 | 10 | 2021-10-10 | 1491588 | Sus | Y | EquipmentFailureInvolved¦Overhead¦Transformer(OH)¦FailedFaulted
21-0129013 | Unknown Cause | Patrol - found nothing |  |  | 2021 | Tier 2 - Elevated | Distribution Circuit | 10 | 11 | 2021-10-11 | 1493713 | Sus | Y | UnknownCause¦Patrolfoundnothing¦¦
21-0131974 | 3rd Party | Vehicle | Pole-Wood | Broken | 2021 | Tier 2 - Elevated | Distribution Circuit | 10 | 17 | 2021-10-17 | 1499155 | Sus | Y | 3rdParty¦Vehicle¦PoleWood¦Broken
21-0133994 | Equipment Failure/Involved | Fire, pole | Pole-Wood | Burned/flashed | 2021 | Tier 2 - Elevated | Distribution Circuit | 10 | 20 | 2021-10-20 | 1503377 | Sus | Y | EquipmentFailureInvolved¦Firepole¦PoleWood¦Burnedflashed
21-0134224 | Vegetation | Tree - fell into line | Conductor, Overhead | Broken, wire on ground | 2021 | Tier 2 - Elevated | Distribution Circuit | 10 | 21 | 2021-10-21 | 1504102 | Sus | Y | Vegetation¦Treefellintoline¦ConductorOverhead¦Brokenwireonground
21-0134224 | Vegetation | Tree - fell into line | Conductor, Overhead | Broken, wire on ground | 2021 | Tier 2 - Elevated | Distribution Circuit | 10 | 21 | 2021-10-21 | 1504102 | Sus | Y | Vegetation¦Treefellintoline¦ConductorOverhead¦Brokenwireonground
21-0135179 | 3rd Party | Vehicle | Conductor, Overhead | Broken, wire on ground | 2021 | Tier 3 - Extreme | Distribution Circuit | 10 | 22 | 2021-10-22 | 1506067 | Sus | Y | 3rdParty¦Vehicle¦ConductorOverhead¦Brokenwireonground
21-0135561 | Vegetation | Tree - fell into line | Conductor, Overhead | Normal | 2021 | Tier 2 - Elevated | Distribution Circuit | 10 | 23 | 2021-10-23 | 1507150 | Sus | Y | Vegetation¦Treefellintoline¦ConductorOverhead¦Normal
21-0139563 | Equipment Failure/Involved | Overhead | Recloser | Failed/Faulted | 2021 | Tier 3 - Extreme | Distribution Circuit | 10 | 28 | 2021-10-28 | 1524621 | Sus | Y | EquipmentFailureInvolved¦Overhead¦Recloser¦FailedFaulted
21-0143608 | Unknown Cause | Patrol - found nothing |  |  | 2021 | Tier 2 - Elevated | Distribution Circuit | 11 | 8 | 2021-11-08 | 1537827 | Sus | Y | UnknownCause¦Patrolfoundnothing¦¦
21-0143609 | Vegetation | Tree - fell into line | Conductor, Overhead | Broken, wire on ground | 2021 | Tier 2 - Elevated | Distribution Circuit | 11 | 8 | 2021-11-08 | 1537794 | Sus | Y | Vegetation¦Treefellintoline¦ConductorOverhead¦Brokenwireonground
21-0152330 | Animal | Bird found | Conductor, Overhead | Normal | 2021 | Tier 3 - Extreme | Distribution Circuit | 11 | 28 | 2021-11-28 | 1555341 | Sus | Y | Animal¦Birdfound¦ConductorOverhead¦Normal
21-0154293 | Unknown Cause | Patrol - not conducted |  |  | 2021 | Tier 2 - Elevated | Distribution Circuit | 12 | 2 | 2021-12-02 | 1558113 | Sus | N | UnknownCause¦Patrolnotconducted¦¦
21-0156507 | Equipment Failure/Involved | Overhead | Pole-Wood | Broken | 2021 | Tier 2 - Elevated | Distribution Circuit | 12 | 10 | 2021-12-10 | 1563547 | Sus | N | EquipmentFailureInvolved¦Overhead¦PoleWood¦Broken
21-0157363 | Unknown Cause | Patrol - found nothing |  |  | 2021 | Tier 2 - Elevated | Distribution Circuit | 12 | 13 | 2021-12-13 | 1566155 | Sus | N | UnknownCause¦Patrolfoundnothing¦¦
21-0157496 | Animal | Squirrel | Conductor, Overhead | Normal | 2021 | Tier 3 - Extreme | Transformer only | 12 | 13 | 2021-12-13 | 1568003 | Sus | N | Animal¦Squirrel¦ConductorOverhead¦Normal
21-0158160 | Equipment Failure/Involved | Overhead | Jumper | Burned Open | 2021 | Tier 3 - Extreme | Distribution Circuit | 12 | 14 | 2021-12-14 | 1571474 | Sus | N | EquipmentFailureInvolved¦Overhead¦Jumper¦BurnedOpen
21-0158700 | Unknown Cause | Patrol - found nothing |  |  | 2021 | Tier 3 - Extreme | Distribution Circuit | 12 | 15 | 2021-12-15 | 1573885 | Sus | N | UnknownCause¦Patrolfoundnothing¦¦
21-0161545 | Unknown Cause | Patrol - found nothing |  |  | 2021 | Tier 3 - Extreme | Distribution Circuit | 12 | 29 | 2021-12-29 | 1587780 | Sus | N | UnknownCause¦Patrolfoundnothing¦¦
21-0161558 | Vegetation | Tree - fell into line | Conductor, Overhead | Together | 2021 | Tier 2 - Elevated | Distribution Circuit | 12 | 29 | 2021-12-29 | 1588187 | Sus | N | Vegetation¦Treefellintoline¦ConductorOverhead¦Together
21-0161796 | Equipment Failure/Involved | Overhead | Fuse | Burned Open | 2021 | Tier 2 - Elevated | Transformer only | 12 | 29 | 2021-12-29 | 1588016 | Sus | N | EquipmentFailureInvolved¦Overhead¦Fuse¦BurnedOpen
21-0161980 | Vegetation | Tree - branch fell on line | Conductor, Overhead | Normal | 2021 | Tier 2 - Elevated | Distribution Circuit | 12 | 31 | 2021-12-31 | 1590662 | Sus | N | Vegetation¦Treebranchfellonline¦ConductorOverhead¦Normal
22-0005481 | Unknown Cause | Patrol - found nothing |  |  | 2022 | Tier 2 - Elevated | Distribution Circuit | 1 | 3 | 2022-01-03 | 1593259 | Sus | N | UnknownCause¦Patrolfoundnothing¦¦
22-0006323 | Vegetation | Tree - grew into line | Conductor, Overhead | Normal | 2022 | Tier 2 - Elevated | Distribution Circuit | 1 | 5 | 2022-01-05 | 1595615 | Sus | N | Vegetation¦Treegrewintoline¦ConductorOverhead¦Normal
22-0016717 | Unknown Cause | Patrol - found nothing |  |  | 2022 | Tier 3 - Extreme | Distribution Circuit | 2 | 1 | 2022-02-01 | 1617597 | Sus | N | UnknownCause¦Patrolfoundnothing¦¦
22-0019505 | Equipment Failure/Involved | Overhead | Transformer | Deteriorated | 2022 | Tier 3 - Extreme | Transformer only | 2 | 7 | 2022-02-07 | 1622809 | Sus | N | EquipmentFailureInvolved¦Overhead¦Transformer¦Deteriorated
22-0020184 | Company Initiated | Construction Activity/equip, company | Conductor, Overhead | Normal | 2022 | Tier 2 - Elevated | Distribution Circuit | 2 | 9 | 2022-02-09 | 1624003 | Sus | N | CompanyInitiated¦ConstructionActivityequipcompany¦ConductorOverhead¦Normal
22-0024391 | 3rd Party | Vehicle | Pole-Wood | Broken | 2022 | Tier 2 - Elevated | Distribution Circuit | 2 | 19 | 2022-02-19 | 1632251 | Sus | N | 3rdParty¦Vehicle¦PoleWood¦Broken
22-0030283 | Unknown Cause | Patrol - found nothing |  |  | 2022 | Tier 3 - Extreme | Distribution Circuit | 3 | 5 | 2022-03-05 | 1642872 | Sus | N | UnknownCause¦Patrolfoundnothing¦¦
22-0034329 | Unknown Cause | Patrol - not conducted |  |  | 2022 | Tier 2 - Elevated | Distribution Circuit | 3 | 15 | 2022-03-15 | 1649425 | Sus | N | UnknownCause¦Patrolnotconducted¦¦
22-0038176 | Unknown Cause | Patrol - found nothing |  |  | 2022 | Tier 2 - Elevated | Distribution Circuit | 3 | 24 | 2022-03-24 | 1655206 | Sus | N | UnknownCause¦Patrolfoundnothing¦¦
22-0038943 | Vegetation | Tree - fell into line | Fuse | Broken | 2022 | Tier 2 - Elevated | Distribution Circuit | 3 | 26 | 2022-03-26 | 1656480 | Sus | N | Vegetation¦Treefellintoline¦Fuse¦Broken
22-0062145 | Unknown Cause | Patrol - found nothing |  |  | 2022 | Tier 2 - Elevated | Distribution Circuit | 5 | 14 | 2022-05-14 | 1696396 | Sus | Y | UnknownCause¦Patrolfoundnothing¦¦
22-0068511 | Environmental/External | Fire, Forest/Grass | Pole-Wood | Burned/flashed | 2022 | Tier 2 - Elevated | Distribution Circuit | 5 | 31 | 2022-05-31 | 1715051 | Sus | Y | EnvironmentalExternal¦FireForestGrass¦PoleWood¦Burnedflashed
22-0075631 | Equipment Failure/Involved | Overhead | Pole-Wood | Deteriorated | 2022 | Tier 2 - Elevated | Distribution Circuit | 6 | 17 | 2022-06-17 | 1733992 | Sus | Y | EquipmentFailureInvolved¦Overhead¦PoleWood¦Deteriorated
22-0080822 | Equipment Failure/Involved | Overhead | Crossarm, Wood | Broken | 2022 | Tier 2 - Elevated | Distribution Circuit | 6 | 30 | 2022-06-30 | 1746775 | Sus | Y | EquipmentFailureInvolved¦Overhead¦CrossarmWood¦Broken
22-0081550 | Equipment Failure/Involved | Overhead | Secondary | Broken | 2022 | Tier 2 - Elevated | Transformer only | 7 | 3 | 2022-07-03 | 1748411 | Sus | Y | EquipmentFailureInvolved¦Overhead¦Secondary¦Broken
22-0082633 | Company Initiated | Return Circuit Normal | Conductor, Overhead | Normal | 2022 | Tier 3 - Extreme | Distribution Circuit | 7 | 7 | 2022-07-07 | 1750514 | Sus | Y | CompanyInitiated¦ReturnCircuitNormal¦ConductorOverhead¦Normal
22-0082868 | Vegetation | Tree - fell into line | Conductor, Overhead | Broken, wire on ground | 2022 | Tier 3 - Extreme | Distribution Circuit | 7 | 7 | 2022-07-07 | 1750846 | Sus | Y | Vegetation¦Treefellintoline¦ConductorOverhead¦Brokenwireonground
22-0086163 | Unknown Cause | Patrol - found nothing |  |  | 2022 | Tier 3 - Extreme | Distribution Circuit | 7 | 16 | 2022-07-16 | 1757870 | Sus | Y | UnknownCause¦Patrolfoundnothing¦¦
22-0091171 | Equipment Failure/Involved | Overhead | Pole-Wood | Deteriorated | 2022 | Tier 2 - Elevated | Distribution Circuit | 7 | 29 | 2022-07-29 | 1767936 | Sus | Y | EquipmentFailureInvolved¦Overhead¦PoleWood¦Deteriorated
22-0102752 | Vegetation | Tree - fell into line | Secondary | Together | 2022 | Tier 2 - Elevated | Transformer only | 8 | 27 | 2022-08-27 | 1793193 | Sus | Y | Vegetation¦Treefellintoline¦Secondary¦Together
22-0105249 | Equipment Failure/Involved | Overhead | Transformer | Broken | 2022 | Tier 2 - Elevated | Transformer only | 9 | 2 | 2022-09-02 | 1797646 | Sus | Y | EquipmentFailureInvolved¦Overhead¦Transformer¦Broken
22-0109413 | Equipment Failure/Involved | Overhead | Conductor, Overhead | Broken, wire on object | 2022 | Tier 2 - Elevated | Distribution Circuit | 9 | 12 | 2022-09-12 | 1809375 | Sus | Y | EquipmentFailureInvolved¦Overhead¦ConductorOverhead¦Brokenwireonobject
22-0109952 | Unknown Cause | Patrol - found nothing |  |  | 2022 | Tier 2 - Elevated | Distribution Circuit | 9 | 14 | 2022-09-14 | 1810721 | Sus | Y | UnknownCause¦Patrolfoundnothing¦¦
22-0112864 | Equipment Failure/Involved | Overhead | Connector or Splice (OH) | Burned/flashed | 2022 | Tier 2 - Elevated | Distribution Circuit | 9 | 20 | 2022-09-20 | 1817871 | Sus | Y | EquipmentFailureInvolved¦Overhead¦ConnectororSplice(OH)¦Burnedflashed
22-0113356 | Unknown Cause | Patrol - found nothing |  |  | 2022 | Tier 2 - Elevated | Distribution Circuit | 9 | 21 | 2022-09-21 | 1818632 | Sus | Y | UnknownCause¦Patrolfoundnothing¦¦
22-0114408 | Equipment Failure/Involved | Overhead | Connector or Splice (OH) | Broken | 2022 | Tier 2 - Elevated | Transformer only | 9 | 23 | 2022-09-23 | 1820191 | Sus | Y | EquipmentFailureInvolved¦Overhead¦ConnectororSplice(OH)¦Broken
22-0117175 | Unknown Cause | Patrol - found nothing |  |  | 2022 | Tier 3 - Extreme | Distribution Circuit | 10 | 3 | 2022-10-03 | 1826642 | Sus | Y | UnknownCause¦Patrolfoundnothing¦¦
22-0118075 | Equipment Failure/Involved | Overhead | Transformer (OH) | Failed/Faulted | 2022 | Tier 2 - Elevated | Distribution Circuit | 10 | 5 | 2022-10-05 | 1829402 | Sus | Y | EquipmentFailureInvolved¦Overhead¦Transformer(OH)¦FailedFaulted
22-0129183 | Unknown Cause | Patrol - found nothing |  |  | 2022 | Tier 2 - Elevated | Distribution Circuit | 11 | 8 | 2022-11-08 | 1857553 | Sus | Y | UnknownCause¦Patrolfoundnothing¦¦
22-0129458 | Vegetation | Tree - fell into line | Conductor, Overhead | Bent or Twisted | 2022 | Tier 3 - Extreme | Distribution Circuit | 11 | 9 | 2022-11-09 | 1858532 | Sus | Y | Vegetation¦Treefellintoline¦ConductorOverhead¦BentorTwisted
22-0135477 | Vegetation | Tree - fell into line | Pole-Wood | Broken | 2022 | Tier 3 - Extreme | Distribution Circuit | 12 | 1 | 2022-12-01 | 1872811 | Sus | N | Vegetation¦Treefellintoline¦PoleWood¦Broken
22-0138086 | Unknown Cause | Patrol - found nothing |  |  | 2022 | Tier 2 - Elevated | Distribution Circuit | 12 | 10 | 2022-12-10 | 1880387 | Sus | N | UnknownCause¦Patrolfoundnothing¦¦
22-0138814 | Unknown Cause | Patrol - found nothing |  |  | 2022 | Tier 3 - Extreme | Distribution Circuit | 12 | 11 | 2022-12-11 | 1884908 | Sus | N | UnknownCause¦Patrolfoundnothing¦¦
22-0139095 | Vegetation | Tree - fell into line | Conductor, Overhead | Broken, wire on ground | 2022 | Tier 3 - Extreme | Distribution Circuit | 12 | 11 | 2022-12-11 | 1886394 | Sus | N | Vegetation¦Treefellintoline¦ConductorOverhead¦Brokenwireonground
22-0140099 | Equipment Failure/Involved | Overhead | Fuse | Arcing | 2022 | Tier 2 - Elevated | Distribution Circuit | 12 | 15 | 2022-12-15 | 1890058 | Sus | N | EquipmentFailureInvolved¦Overhead¦Fuse¦Arcing
22-0140373 | Equipment Failure/Involved | Overhead | Secondary | Broken | 2022 | Tier 2 - Elevated | Transformer only | 12 | 16 | 2022-12-16 | 1891257 | Sus | N | EquipmentFailureInvolved¦Overhead¦Secondary¦Broken
22-0140599 | Equipment Failure/Involved | Overhead | Lightning Arrestor | Failed/Faulted | 2022 | Tier 2 - Elevated | Transformer only | 12 | 19 | 2022-12-19 | 1892474 | Sus | N | EquipmentFailureInvolved¦Overhead¦LightningArrestor¦FailedFaulted
22-0140600 | Equipment Failure/Involved | Overhead | Jumper | Burned Open | 2022 | Tier 2 - Elevated | Distribution Circuit | 12 | 19 | 2022-12-19 | 1892436 | Sus | N | EquipmentFailureInvolved¦Overhead¦Jumper¦BurnedOpen
22-0140907 | 3rd Party | Fire, house or bldg. | Service conductor | Burned Open | 2022 | Tier 3 - Extreme | Transformer only | 12 | 21 | 2022-12-21 | 1894998 | Sus | N | 3rdParty¦Firehouseorbldg¦Serviceconductor¦BurnedOpen
22-0141580 | Vegetation | Tree - fell into line | Conductor, Overhead | Broken, wire on ground | 2022 | Tier 3 - Extreme | Distribution Circuit | 12 | 27 | 2022-12-27 | 1898657 | Sus | N | Vegetation¦Treefellintoline¦ConductorOverhead¦Brokenwireonground
22-0141967 | Equipment Failure/Involved | Overhead | Transformer (OH) | Failed/Faulted | 2022 | Tier 2 - Elevated | Transformer only | 12 | 28 | 2022-12-28 | 1900614 | Sus | N | EquipmentFailureInvolved¦Overhead¦Transformer(OH)¦FailedFaulted
22-0142185 | Unknown Cause | Patrol - found nothing |  |  | 2022 | Tier 2 - Elevated | Distribution Circuit | 12 | 30 | 2022-12-30 | 1901903 | Sus | N | UnknownCause¦Patrolfoundnothing¦¦
22-0142651 | Environmental/External | Flood/Erosion | Pole-Wood | Broken | 2022 | Tier 2 - Elevated | Distribution Circuit | 12 | 31 | 2022-12-31 | 1904877 | Sus | N | EnvironmentalExternal¦FloodErosion¦PoleWood¦Broken
15-0010826 | Vegetation | Tree - branch fell on line | Conductor, Overhead | Broken, wire on object | 2015 | Tier 2 - Elevated | Distribution Circuit | 2 | 7 | 2015-02-07 | 1179608 | Sus | N | Vegetation¦Treebranchfellonline¦ConductorOverhead¦Brokenwireonobject
15-0011870 | Vegetation | Tree - fell into line | Conductor, Overhead | Broken, wire on ground | 2015 | Tier 3 - Extreme | Distribution Circuit | 2 | 8 | 2015-02-08 | 1185281 | Sus | N | Vegetation¦Treefellintoline¦ConductorOverhead¦Brokenwireonground
15-0012269 | Vegetation | Tree - branch fell on line | Conductor, Overhead | Arcing | 2015 | Tier 2 - Elevated | Distribution Circuit | 2 | 9 | 2015-02-09 | 1186885 | Sus | N | Vegetation¦Treebranchfellonline¦ConductorOverhead¦Arcing
15-0017675 | Equipment Failure/Involved | Other | Transformer | Malfunctioning | 2015 | Tier 2 - Elevated | Transformer only | 3 | 5 | 2015-03-05 | 1199891 | Sus | N | EquipmentFailureInvolved¦Other¦Transformer¦Malfunctioning
15-0020578 | Equipment Failure/Involved | Other | Transformer | Malfunctioning | 2015 | Tier 2 - Elevated | Transformer only | 3 | 18 | 2015-03-18 | 1205355 | Sus | N | EquipmentFailureInvolved¦Other¦Transformer¦Malfunctioning
15-0032410 | Environmental/External | Lightning | Conductor, Overhead | Normal | 2015 | Tier 3 - Extreme | Distribution Circuit | 5 | 7 | 2015-05-07 | 1230359 | Sus | Y | EnvironmentalExternal¦Lightning¦ConductorOverhead¦Normal
15-0032668 | Unknown Cause | Patrol - found nothing |  |  | 2015 | Tier 2 - Elevated | Distribution Circuit | 5 | 7 | 2015-05-07 | 1230854 | Sus | Y | UnknownCause¦Patrolfoundnothing¦¦
15-0035661 | Unknown Cause | Patrol - found nothing |  |  | 2015 | Tier 2 - Elevated | Distribution Circuit | 5 | 21 | 2015-05-21 | 1237921 | Sus | Y | UnknownCause¦Patrolfoundnothing¦¦
15-0037058 | Equipment Failure/Involved | Overhead | Crossarm, Wood | Broken | 2015 | Tier 2 - Elevated | Distribution Circuit | 5 | 28 | 2015-05-28 | 1240732 | Sus | Y | EquipmentFailureInvolved¦Overhead¦CrossarmWood¦Broken
15-0043390 | Equipment Failure/Involved | Overhead | Transformer (OH) | Failed/Faulted | 2015 | Tier 2 - Elevated | Transformer only | 6 | 25 | 2015-06-25 | 1256446 | Sus | Y | EquipmentFailureInvolved¦Overhead¦Transformer(OH)¦FailedFaulted
15-0045599 | Vegetation | Tree - branch fell on line | Conductor, Overhead | Normal | 2015 | Tier 3 - Extreme | Distribution Circuit | 7 | 5 | 2015-07-05 | 1263309 | Sus | Y | Vegetation¦Treebranchfellonline¦ConductorOverhead¦Normal
15-0047034 | Vegetation | Tree - fell into line | Secondary | Broken, wire on ground | 2015 | Tier 2 - Elevated | Transformer only | 7 | 12 | 2015-07-12 | 1267016 | Sus | Y | Vegetation¦Treefellintoline¦Secondary¦Brokenwireonground
15-0049005 | Environmental/External | Lightning | Transformer | Failed/Faulted | 2015 | Tier 2 - Elevated | Transformer only | 7 | 19 | 2015-07-19 | 1273172 | Sus | Y | EnvironmentalExternal¦Lightning¦Transformer¦FailedFaulted
15-0050515 | Vegetation | Tree - fell into line | Conductor, Overhead | Broken, wire on ground | 2015 | Tier 2 - Elevated | Distribution Circuit | 7 | 25 | 2015-07-25 | 1277261 | Sus | Y | Vegetation¦Treefellintoline¦ConductorOverhead¦Brokenwireonground
15-0051879 | Environmental/External | Lightning | Transformer | Failed/Faulted | 2015 | Tier 2 - Elevated | Transformer only | 7 | 31 | 2015-07-31 | 1280708 | Sus | Y | EnvironmentalExternal¦Lightning¦Transformer¦FailedFaulted
15-0052593 | Unknown Cause | Patrol - found nothing |  |  | 2015 | Tier 3 - Extreme | Distribution Circuit | 8 | 4 | 2015-08-04 | 1282427 | Sus | Y | UnknownCause¦Patrolfoundnothing¦¦
15-0053813 | Equipment Failure/Involved | Overhead | Transformer | Failed/Faulted | 2015 | Tier 2 - Elevated | Transformer only | 8 | 8 | 2015-08-08 | 1285132 | Sus | Y | EquipmentFailureInvolved¦Overhead¦Transformer¦FailedFaulted
15-0053997 | Equipment Failure/Involved | Overhead | Conductor, Overhead | Normal | 2015 | Tier 2 - Elevated | Distribution Circuit | 8 | 10 | 2015-08-10 | 1285793 | Sus | Y | EquipmentFailureInvolved¦Overhead¦ConductorOverhead¦Normal
15-0058493 | Vegetation | Tree - branch fell on line | Conductor, Overhead | Normal | 2015 | Tier 3 - Extreme | Distribution Circuit | 8 | 31 | 2015-08-31 | 1297990 | Sus | Y | Vegetation¦Treebranchfellonline¦ConductorOverhead¦Normal
15-0059651 | Unknown Cause | Patrol - found nothing |  |  | 2015 | Tier 2 - Elevated | Distribution Circuit | 9 | 7 | 2015-09-07 | 1301190 | Sus | Y | UnknownCause¦Patrolfoundnothing¦¦
15-0060043 | Equipment Failure/Involved | Overhead | Pole-Wood | Normal | 2015 | Tier 2 - Elevated | Distribution Circuit | 9 | 9 | 2015-09-09 | 1302267 | Sus | Y | EquipmentFailureInvolved¦Overhead¦PoleWood¦Normal
15-0066078 | Unknown Cause | Patrol - found nothing |  |  | 2015 | Tier 3 - Extreme | Distribution Circuit | 9 | 28 | 2015-09-28 | 1313055 | Sus | Y | UnknownCause¦Patrolfoundnothing¦¦
15-0067617 | Vegetation | Tree - fell into line | Conductor, Overhead | Broken, wire on ground | 2015 | Tier 3 - Extreme | Distribution Circuit | 10 | 3 | 2015-10-03 | 1316071 | Sus | Y | Vegetation¦Treefellintoline¦ConductorOverhead¦Brokenwireonground
15-0069401 | Unknown Cause | Patrol - found nothing |  |  | 2015 | Tier 2 - Elevated | Distribution Circuit | 10 | 10 | 2015-10-10 | 1319895 | Sus | Y | UnknownCause¦Patrolfoundnothing¦¦
15-0076908 | Vegetation | Tree - branch fell on line | Conductor, Overhead | Normal | 2015 | Tier 3 - Extreme | Distribution Circuit | 11 | 10 | 2015-11-10 | 1338580 | Sus | Y | Vegetation¦Treebranchfellonline¦ConductorOverhead¦Normal
15-0082784 | Equipment Failure/Involved | Electrical Overload | Transformer | Annealed | 2015 | Tier 3 - Extreme | Transformer only | 12 | 4 | 2015-12-04 | 1353823 | Sus | N | EquipmentFailureInvolved¦ElectricalOverload¦Transformer¦Annealed
15-0083867 | Vegetation | Tree - branch fell on line | Conductor, Overhead | Broken, wire on ground | 2015 | Tier 2 - Elevated | Distribution Circuit | 12 | 10 | 2015-12-10 | 1357283 | Sus | N | Vegetation¦Treebranchfellonline¦ConductorOverhead¦Brokenwireonground
15-0086537 | Vegetation | Tree - fell into line | Conductor, Overhead | Normal | 2015 | Tier 3 - Extreme | Distribution Circuit | 12 | 21 | 2015-12-21 | 1368253 | Sus | N | Vegetation¦Treefellintoline¦ConductorOverhead¦Normal
15-0086601 | Unknown Cause | Patrol - found nothing |  |  | 2015 | Tier 3 - Extreme | Distribution Circuit | 12 | 22 | 2015-12-22 | 1368502 | Sus | N | UnknownCause¦Patrolfoundnothing¦¦
15-0086626 | Vegetation | Tree - branch fell on line | Conductor, Underground | Normal | 2015 | Tier 3 - Extreme | Distribution Circuit | 12 | 22 | 2015-12-22 | 1368762 | Sus | N | Vegetation¦Treebranchfellonline¦ConductorUnderground¦Normal
15-0086738 | Vegetation | Tree - fell into line | Conductor, Overhead | Broken, wire on ground | 2015 | Tier 2 - Elevated | Distribution Circuit | 12 | 22 | 2015-12-22 | 1368982 | Sus | N | Vegetation¦Treefellintoline¦ConductorOverhead¦Brokenwireonground
15-0086793 | Vegetation | Tree - fell into line | Conductor, Overhead | Broken, wire on ground | 2015 | Tier 2 - Elevated | Distribution Circuit | 12 | 22 | 2015-12-22 | 1369478 | Sus | N | Vegetation¦Treefellintoline¦ConductorOverhead¦Brokenwireonground
15-0087944 | 3rd Party | Vehicle | Pole-Wood | Broken, wire on ground | 2015 | Tier 2 - Elevated | Distribution Circuit | 12 | 31 | 2015-12-31 | 1375337 | Sus | N | 3rdParty¦Vehicle¦PoleWood¦Brokenwireonground
16-0003268 | Vegetation | Tree - fell into line | Conductor, Overhead | Broken, wire on ground | 2016 | Tier 3 - Extreme | Distribution Circuit | 1 | 6 | 2016-01-06 | 1377992 | Sus | N | Vegetation¦Treefellintoline¦ConductorOverhead¦Brokenwireonground
16-0003441 | Unknown Cause | Patrol - not conducted |  |  | 2016 | Tier 3 - Extreme | Distribution Circuit | 1 | 6 | 2016-01-06 | 1378233 | Sus | N | UnknownCause¦Patrolnotconducted¦¦
16-0005939 | Vegetation | Tree - fell into line | Conductor, Overhead | Broken, wire on ground | 2016 | Tier 2 - Elevated | Distribution Circuit | 1 | 17 | 2016-01-17 | 1385672 | Sus | N | Vegetation¦Treefellintoline¦ConductorOverhead¦Brokenwireonground
16-0006024 | Equipment Failure/Involved | Fire, pole | Pole-Wood | Burned/flashed | 2016 | Tier 2 - Elevated | Distribution Circuit | 1 | 18 | 2016-01-18 | 1385907 | Sus | N | EquipmentFailureInvolved¦Firepole¦PoleWood¦Burnedflashed
16-0006038 | Vegetation | Tree - fell into line | Conductor, Overhead | Broken, wire on ground | 2016 | Tier 2 - Elevated | Distribution Circuit | 1 | 18 | 2016-01-18 | 1386057 | Sus | N | Vegetation¦Treefellintoline¦ConductorOverhead¦Brokenwireonground
16-0007252 | Equipment Failure/Involved | Overhead | Transformer (OH) | Deteriorated | 2016 | Tier 3 - Extreme | Transformer only | 1 | 21 | 2016-01-21 | 1389576 | Sus | N | EquipmentFailureInvolved¦Overhead¦Transformer(OH)¦Deteriorated
16-0008467 | Equipment Failure/Involved | Overhead | Crossarm, Wood | Broken | 2016 | Tier 2 - Elevated | Distribution Circuit | 1 | 26 | 2016-01-26 | 1392649 | Sus | N | EquipmentFailureInvolved¦Overhead¦CrossarmWood¦Broken
16-0008698 | Environmental/External | Lightning | Transformer | Failed/Faulted | 2016 | Tier 2 - Elevated | Transformer only | 1 | 27 | 2016-01-27 | 1393010 | Sus | N | EnvironmentalExternal¦Lightning¦Transformer¦FailedFaulted
16-0013641 | Vegetation | Tree - fell into line | Conductor, Overhead | Broken, wire on ground | 2016 | Tier 2 - Elevated | Distribution Circuit | 2 | 18 | 2016-02-18 | 1407710 | Sus | N | Vegetation¦Treefellintoline¦ConductorOverhead¦Brokenwireonground
16-0018634 | Vegetation | Tree - fell into line | Conductor, Overhead | Broken, wire on ground | 2016 | Tier 2 - Elevated | Distribution Circuit | 3 | 7 | 2016-03-07 | 1422968 | Sus | N | Vegetation¦Treefellintoline¦ConductorOverhead¦Brokenwireonground
16-0021068 | Vegetation | Tree - fell into line | Conductor, Overhead | Together | 2016 | Tier 3 - Extreme | Distribution Circuit | 3 | 13 | 2016-03-13 | 1430491 | Sus | N | Vegetation¦Treefellintoline¦ConductorOverhead¦Together
16-0022693 | 3rd Party | Vehicle | Pole-Wood | Normal | 2016 | Tier 2 - Elevated | Distribution Circuit | 3 | 19 | 2016-03-19 | 1434370 | Sus | N | 3rdParty¦Vehicle¦PoleWood¦Normal
16-0025777 | Equipment Failure/Involved | Overhead | Lightning Arrestor | Failed/Faulted | 2016 | Tier 2 - Elevated | Distribution Circuit | 4 | 3 | 2016-04-03 | 1443558 | Sus | N | EquipmentFailureInvolved¦Overhead¦LightningArrestor¦FailedFaulted
16-0027625 | Equipment Failure/Involved | Overhead | Other | Broken | 2016 | Tier 2 - Elevated | Transformer only | 4 | 10 | 2016-04-10 | 1448376 | Sus | N | EquipmentFailureInvolved¦Overhead¦Other¦Broken
16-0028763 | Unknown Cause | Patrol - found nothing |  |  | 2016 | Tier 2 - Elevated | Distribution Circuit | 4 | 14 | 2016-04-14 | 1450998 | Sus | N | UnknownCause¦Patrolfoundnothing¦¦
16-0032143 | Environmental/External | Lightning | Transformer (OH) | Failed/Faulted | 2016 | Tier 2 - Elevated | Distribution Circuit | 4 | 27 | 2016-04-27 | 1460290 | Sus | N | EnvironmentalExternal¦Lightning¦Transformer(OH)¦FailedFaulted
16-0032239 | Environmental/External | Lightning | Transformer | Failed/Faulted | 2016 | Tier 2 - Elevated | Transformer only | 4 | 28 | 2016-04-28 | 1460669 | Sus | N | EnvironmentalExternal¦Lightning¦Transformer¦FailedFaulted
16-0035045 | Equipment Failure/Involved | Overhead |  | Broken | 2016 | Tier 2 - Elevated | Transformer only | 5 | 10 | 2016-05-10 | 1467398 | Sus | Y | EquipmentFailureInvolved¦Overhead¦¦Broken
16-0037640 | Vegetation | Tree - fell into line | Conductor, Overhead | On Ground | 2016 | Tier 3 - Extreme | Distribution Circuit | 5 | 21 | 2016-05-21 | 1474566 | Sus | Y | Vegetation¦Treefellintoline¦ConductorOverhead¦OnGround
16-0038589 | Environmental/External | Lightning | Transformer | Failed/Faulted | 2016 | Tier 2 - Elevated | Transformer only | 5 | 25 | 2016-05-25 | 1477281 | Sus | Y | EnvironmentalExternal¦Lightning¦Transformer¦FailedFaulted
16-0041064 | Equipment Failure/Involved | Overhead | Transformer | Deteriorated | 2016 | Tier 3 - Extreme | Transformer only | 6 | 4 | 2016-06-04 | 1482798 | Sus | Y | EquipmentFailureInvolved¦Overhead¦Transformer¦Deteriorated
16-0041802 | Vegetation | Tree - fell into line | Conductor, Overhead | Broken, wire on ground | 2016 | Tier 3 - Extreme | Distribution Circuit | 6 | 8 | 2016-06-08 | 1485001 | Sus | Y | Vegetation¦Treefellintoline¦ConductorOverhead¦Brokenwireonground
16-0057274 | Equipment Failure/Involved | Overhead | Transformer | Failed/Faulted | 2016 | Tier 3 - Extreme | Distribution Circuit | 8 | 15 | 2016-08-15 | 1526502 | Sus | Y | EquipmentFailureInvolved¦Overhead¦Transformer¦FailedFaulted
16-0060094 | Equipment Failure/Involved | Overhead | Transformer | Failed/Faulted | 2016 | Tier 3 - Extreme | Transformer only | 8 | 25 | 2016-08-25 | 1532157 | Sus | Y | EquipmentFailureInvolved¦Overhead¦Transformer¦FailedFaulted
16-0061880 | Equipment Failure/Involved | Overhead | Conductor, Overhead | Broken | 2016 | Tier 2 - Elevated | Transformer only | 9 | 2 | 2016-09-02 | 1535722 | Sus | Y | EquipmentFailureInvolved¦Overhead¦ConductorOverhead¦Broken
16-0071804 | Vegetation | Tree - branch fell on line | Conductor, Overhead | Normal | 2016 | Tier 2 - Elevated | Distribution Circuit | 10 | 13 | 2016-10-13 | 1557829 | Sus | Y | Vegetation¦Treebranchfellonline¦ConductorOverhead¦Normal
16-0072930 | Vegetation | Tree - fell into line | Conductor, Overhead | Normal | 2016 | Tier 3 - Extreme | Distribution Circuit | 10 | 16 | 2016-10-16 | 1563234 | Sus | Y | Vegetation¦Treefellintoline¦ConductorOverhead¦Normal
16-0072971 | Unknown Cause | Patrol - found nothing |  |  | 2016 | Tier 3 - Extreme | Transformer only | 10 | 16 | 2016-10-16 | 1562641 | Sus | Y | UnknownCause¦Patrolfoundnothing¦¦
16-0072995 | Vegetation | Tree - bark fell into line | Conductor, Overhead | Normal | 2016 | Tier 2 - Elevated | Distribution Circuit | 10 | 16 | 2016-10-16 | 1563328 | Sus | Y | Vegetation¦Treebarkfellintoline¦ConductorOverhead¦Normal
16-0073091 | Equipment Failure/Involved | Overhead | Transformer (OH) | Failed/Faulted | 2016 | Tier 3 - Extreme | Distribution Circuit | 10 | 16 | 2016-10-16 | 1563791 | Sus | Y | EquipmentFailureInvolved¦Overhead¦Transformer(OH)¦FailedFaulted
16-0075291 | Equipment Failure/Involved | Overhead | Transformer (OH) | Failed/Faulted | 2016 | Tier 2 - Elevated | Distribution Circuit | 10 | 25 | 2016-10-25 | 1569330 | Sus | Y | EquipmentFailureInvolved¦Overhead¦Transformer(OH)¦FailedFaulted
16-0080411 | 3rd Party | Vehicle | Pole-Wood | Broken | 2016 | Tier 2 - Elevated | Distribution Circuit | 11 | 17 | 2016-11-17 | 1582991 | Sus | Y | 3rdParty¦Vehicle¦PoleWood¦Broken
16-0080779 | Equipment Failure/Involved | Overhead | Transformer (OH) | Leaking | 2016 | Tier 2 - Elevated | Distribution Circuit | 11 | 18 | 2016-11-18 | 1583819 | Sus | Y | EquipmentFailureInvolved¦Overhead¦Transformer(OH)¦Leaking
16-0083765 | Animal | Squirrel | Fuse | Failed/Faulted | 2016 | Tier 2 - Elevated | Distribution Circuit | 12 | 3 | 2016-12-03 | 1594087 | Sus | N | Animal¦Squirrel¦Fuse¦FailedFaulted
16-0084480 | Vegetation | Tree - fell into line | Conductor, Overhead | Normal | 2016 | Tier 3 - Extreme | Distribution Circuit | 12 | 8 | 2016-12-08 | 1596682 | Sus | N | Vegetation¦Treefellintoline¦ConductorOverhead¦Normal
16-0086652 | Vegetation | Tree - fell into line | Conductor, Overhead | Together | 2016 | Tier 3 - Extreme | Distribution Circuit | 12 | 21 | 2016-12-21 | 1608707 | Sus | N | Vegetation¦Treefellintoline¦ConductorOverhead¦Together
17-0004511 | Equipment Failure/Involved | Overhead | Transformer | Deteriorated | 2017 | Tier 3 - Extreme | Distribution Circuit | 1 | 6 | 2017-01-06 | 1620646 | Sus | N | EquipmentFailureInvolved¦Overhead¦Transformer¦Deteriorated
17-0004782 | Unknown Cause | Patrol - not conducted |  |  | 2017 | Tier 3 - Extreme | Distribution Circuit | 1 | 7 | 2017-01-07 | 1622090 | Sus | N | UnknownCause¦Patrolnotconducted¦¦
17-0005019 | Equipment Failure/Involved | Overhead | Pole-Wood | Broken, wire on ground | 2017 | Tier 2 - Elevated | Distribution Circuit | 1 | 8 | 2017-01-08 | 1623079 | Sus | N | EquipmentFailureInvolved¦Overhead¦PoleWood¦Brokenwireonground
17-0005368 | Unknown Cause | Patrol - found nothing |  |  | 2017 | Tier 3 - Extreme | Distribution Circuit | 1 | 8 | 2017-01-08 | 1623804 | Sus | N | UnknownCause¦Patrolfoundnothing¦¦
17-0005777 | Unknown Cause | Patrol - found nothing |  |  | 2017 | Tier 2 - Elevated | Distribution Circuit | 1 | 8 | 2017-01-08 | 1624761 | Sus | N | UnknownCause¦Patrolfoundnothing¦¦
17-0007531 | Equipment Failure/Involved | Underground | Transformer | Failed/Faulted | 2017 | Tier 2 - Elevated | Distribution Circuit | 1 | 11 | 2017-01-11 | 1638660 | Sus | N | EquipmentFailureInvolved¦Underground¦Transformer¦FailedFaulted
17-0008532 | Vegetation | Tree - fell into line | Conductor, Overhead | Normal | 2017 | Tier 3 - Extreme | Distribution Circuit | 1 | 12 | 2017-01-12 | 1641748 | Sus | N | Vegetation¦Treefellintoline¦ConductorOverhead¦Normal
17-0009231 | Vegetation | Tree - bark fell into line | Conductor, Overhead | Broken, wire on ground | 2017 | Tier 3 - Extreme | Distribution Circuit | 1 | 14 | 2017-01-14 | 1643783 | Sus | N | Vegetation¦Treebarkfellintoline¦ConductorOverhead¦Brokenwireonground
17-0010099 | Vegetation | Tree - fell into line | Pole-Wood | Normal | 2017 | Tier 2 - Elevated | Distribution Circuit | 1 | 18 | 2017-01-18 | 1646478 | Sus | N | Vegetation¦Treefellintoline¦PoleWood¦Normal
17-0010930 | Equipment Failure/Involved | Overhead | Transformer (OH) | Normal | 2017 | Tier 3 - Extreme | Distribution Circuit | 1 | 19 | 2017-01-19 | 1651131 | Sus | N | EquipmentFailureInvolved¦Overhead¦Transformer(OH)¦Normal
17-0011293 | Vegetation | Tree - fell into line | Conductor, Overhead | Broken, wire on ground | 2017 | Tier 2 - Elevated | Distribution Circuit | 1 | 20 | 2017-01-20 | 1653087 | Sus | N | Vegetation¦Treefellintoline¦ConductorOverhead¦Brokenwireonground
17-0011510 | Vegetation | Tree - fell into line | Conductor, Overhead | Broken, wire on ground | 2017 | Tier 2 - Elevated | Distribution Circuit | 1 | 20 | 2017-01-20 | 1653789 | Sus | N | Vegetation¦Treefellintoline¦ConductorOverhead¦Brokenwireonground
17-0011562 | Vegetation | Tree - branch fell on line | Fuse | Failed/Faulted | 2017 | Tier 2 - Elevated | Distribution Circuit | 1 | 20 | 2017-01-20 | 1653935 | Sus | N | Vegetation¦Treebranchfellonline¦Fuse¦FailedFaulted
17-0011755 | Vegetation | Tree - fell into line | Conductor, Overhead | Broken, wire on ground | 2017 | Tier 2 - Elevated | Distribution Circuit | 1 | 20 | 2017-01-20 | 1655023 | Sus | N | Vegetation¦Treefellintoline¦ConductorOverhead¦Brokenwireonground
17-0012120 | Equipment Failure/Involved | Electrical Overload | Conductor, Overhead | Broken, wire on ground | 2017 | Tier 2 - Elevated | Distribution Circuit | 1 | 21 | 2017-01-21 | 1655765 | Sus | N | EquipmentFailureInvolved¦ElectricalOverload¦ConductorOverhead¦Brokenwireonground
17-0012381 | Unknown Cause | Patrol - found nothing |  |  | 2017 | Tier 2 - Elevated | Distribution Circuit | 1 | 21 | 2017-01-21 | 1657253 | Sus | N | UnknownCause¦Patrolfoundnothing¦¦
17-0013519 | Vegetation | Tree - fell into line | Conductor, Overhead | Broken, wire on ground | 2017 | Tier 3 - Extreme | Distribution Circuit | 1 | 22 | 2017-01-22 | 1662532 | Sus | N | Vegetation¦Treefellintoline¦ConductorOverhead¦Brokenwireonground
17-0014389 | Vegetation | Tree - branch fell on line | Transformer | Broken | 2017 | Tier 3 - Extreme | Transformer only | 1 | 22 | 2017-01-22 | 1665769 | Sus | N | Vegetation¦Treebranchfellonline¦Transformer¦Broken
17-0016521 | Equipment Failure/Involved | Overhead | Pole-Wood | Broken | 2017 | Tier 3 - Extreme | Distribution Circuit | 2 | 1 | 2017-02-01 | 1671858 | Sus | N | EquipmentFailureInvolved¦Overhead¦PoleWood¦Broken
17-0018237 | Unknown Cause | Patrol - not conducted |  |  | 2017 | Tier 2 - Elevated | Distribution Circuit | 2 | 7 | 2017-02-07 | 1678265 | Sus | N | UnknownCause¦Patrolnotconducted¦¦
17-0020660 | Vegetation | Tree - fell into line | Conductor, Overhead | Normal | 2017 | Tier 2 - Elevated | Distribution Circuit | 2 | 13 | 2017-02-13 | 1687334 | Sus | N | Vegetation¦Treefellintoline¦ConductorOverhead¦Normal
17-0022024 | Vegetation | Tree - fell into line | Conductor, Overhead | Broken, wire on ground | 2017 | Tier 2 - Elevated | Distribution Circuit | 2 | 17 | 2017-02-17 | 1693522 | Sus | N | Vegetation¦Treefellintoline¦ConductorOverhead¦Brokenwireonground
17-0022024 | Vegetation | Tree - fell into line | Conductor, Overhead | Broken, wire on ground | 2017 | Tier 2 - Elevated | Distribution Circuit | 2 | 17 | 2017-02-17 | 1693522 | Sus | N | Vegetation¦Treefellintoline¦ConductorOverhead¦Brokenwireonground
17-0023406 | Equipment Failure/Involved | Overhead | Transformer (OH) | Broken | 2017 | Tier 2 - Elevated | Distribution Circuit | 2 | 19 | 2017-02-19 | 1701358 | Sus | N | EquipmentFailureInvolved¦Overhead¦Transformer(OH)¦Broken
17-0023513 | Vegetation | Tree - fell into line | Conductor, Overhead | Broken, wire on ground | 2017 | Tier 2 - Elevated | Distribution Circuit | 2 | 19 | 2017-02-19 | 1701806 | Sus | N | Vegetation¦Treefellintoline¦ConductorOverhead¦Brokenwireonground
17-0024020 | Vegetation | Tree - fell into line | Conductor, Overhead | Broken, wire on ground | 2017 | Tier 2 - Elevated | Distribution Circuit | 2 | 20 | 2017-02-20 | 1704440 | Sus | N | Vegetation¦Treefellintoline¦ConductorOverhead¦Brokenwireonground
17-0024729 | Unknown Cause | Patrol - found nothing |  |  | 2017 | Tier 2 - Elevated | Distribution Circuit | 2 | 20 | 2017-02-20 | 1706103 | Sus | N | UnknownCause¦Patrolfoundnothing¦¦
17-0024949 | Vegetation | Tree - fell into line | Conductor, Overhead | Broken, wire on ground | 2017 | Tier 2 - Elevated | Distribution Circuit | 2 | 20 | 2017-02-20 | 1705546 | Sus | N | Vegetation¦Treefellintoline¦ConductorOverhead¦Brokenwireonground
17-0024994 | Vegetation | Tree - fell into line | Conductor, Overhead | Broken, wire on ground | 2017 | Tier 2 - Elevated | Distribution Circuit | 2 | 21 | 2017-02-21 | 1707281 | Sus | N | Vegetation¦Treefellintoline¦ConductorOverhead¦Brokenwireonground
17-0025029 | Vegetation | Tree - fell into line | Pole-Wood | Broken | 2017 | Tier 3 - Extreme | Distribution Circuit | 2 | 21 | 2017-02-21 | 1707266 | Sus | N | Vegetation¦Treefellintoline¦PoleWood¦Broken
17-0036921 | Vegetation | Tree - branch fell on line | Fuse | Failed/Faulted | 2017 | Tier 2 - Elevated | Distribution Circuit | 4 | 6 | 2017-04-06 | 1745197 | Sus | N | Vegetation¦Treebranchfellonline¦Fuse¦FailedFaulted
17-0037077 | Vegetation | Tree - fell into line | Conductor, Overhead | Broken, wire on ground | 2017 | Tier 2 - Elevated | Distribution Circuit | 4 | 6 | 2017-04-06 | 1745327 | Sus | N | Vegetation¦Treefellintoline¦ConductorOverhead¦Brokenwireonground
17-0038185 | Vegetation | Tree - fell into line | Conductor, Overhead | Normal | 2017 | Tier 2 - Elevated | Distribution Circuit | 4 | 7 | 2017-04-07 | 1749667 | Sus | N | Vegetation¦Treefellintoline¦ConductorOverhead¦Normal
17-0038395 | Environmental/External | Lightning | Transformer (OH) | Broken | 2017 | Tier 2 - Elevated | Transformer only | 4 | 8 | 2017-04-08 | 1753166 | Sus | N | EnvironmentalExternal¦Lightning¦Transformer(OH)¦Broken
17-0038398 | Vegetation | Tree - branch fell on line | Conductor, Overhead | Broken | 2017 | Tier 3 - Extreme | Distribution Circuit | 4 | 9 | 2017-04-09 | 1753241 | Sus | N | Vegetation¦Treebranchfellonline¦ConductorOverhead¦Broken
17-0039296 | Vegetation | Tree - branch fell on line | Conductor, Overhead | Normal | 2017 | Tier 2 - Elevated | Distribution Circuit | 4 | 11 | 2017-04-11 | 1755512 | Sus | N | Vegetation¦Treebranchfellonline¦ConductorOverhead¦Normal
17-0041342 | Equipment Failure/Involved | Overhead | Transformer | Failed/Faulted | 2017 | Tier 2 - Elevated | Transformer only | 4 | 19 | 2017-04-19 | 1760776 | Sus | N | EquipmentFailureInvolved¦Overhead¦Transformer¦FailedFaulted
17-0043182 | 3rd Party | Vehicle | Pole-Wood | Broken, wire on ground | 2017 | Tier 2 - Elevated | Distribution Circuit | 4 | 26 | 2017-04-26 | 1767929 | Sus | N | 3rdParty¦Vehicle¦PoleWood¦Brokenwireonground
17-0047454 | Vegetation | Tree - branch fell on line | Conductor, Overhead | Normal | 2017 | Tier 2 - Elevated | Distribution Circuit | 5 | 12 | 2017-05-12 | 1780510 | Sus | Y | Vegetation¦Treebranchfellonline¦ConductorOverhead¦Normal
17-0050597 | Equipment Failure/Involved | Overhead | Regulator | Malfunctioning | 2017 | Tier 2 - Elevated | Distribution Circuit | 5 | 25 | 2017-05-25 | 1790355 | Sus | Y | EquipmentFailureInvolved¦Overhead¦Regulator¦Malfunctioning
17-0052217 | Animal | Bird found | Conductor, Overhead | Broken, wire on ground | 2017 | Tier 2 - Elevated | Distribution Circuit | 6 | 2 | 2017-06-02 | 1795323 | Sus | Y | Animal¦Birdfound¦ConductorOverhead¦Brokenwireonground
17-0054173 | Unknown Cause | Patrol - found nothing |  |  | 2017 | Tier 3 - Extreme | Distribution Circuit | 6 | 10 | 2017-06-10 | 1801026 | Sus | Y | UnknownCause¦Patrolfoundnothing¦¦
17-0066686 | Equipment Failure/Involved | Overhead | Connector or Splice (OH) | Arcing | 2017 | Tier 2 - Elevated | Transformer only | 7 | 31 | 2017-07-31 | 1842947 | Sus | Y | EquipmentFailureInvolved¦Overhead¦ConnectororSplice(OH)¦Arcing
17-0068141 | Vegetation | Tree - fell into line | Conductor, Overhead | Normal | 2017 | Tier 2 - Elevated | Distribution Circuit | 8 | 5 | 2017-08-05 | 1846771 | Sus | Y | Vegetation¦Treefellintoline¦ConductorOverhead¦Normal
17-0069603 | Unknown Cause | Patrol - found nothing |  |  | 2017 | Tier 3 - Extreme | Distribution Circuit | 8 | 11 | 2017-08-11 | 1850282 | Sus | Y | UnknownCause¦Patrolfoundnothing¦¦
17-0072543 | Equipment Failure/Involved | Overhead | Pole-Wood | Broken | 2017 | Tier 2 - Elevated | Distribution Circuit | 8 | 24 | 2017-08-24 | 1858342 | Sus | Y | EquipmentFailureInvolved¦Overhead¦PoleWood¦Broken
17-0075898 | Vegetation | Tree - fell into line | Conductor, Overhead | Broken, wire on ground | 2017 | Tier 2 - Elevated | Distribution Circuit | 9 | 4 | 2017-09-04 | 1870150 | Sus | Y | Vegetation¦Treefellintoline¦ConductorOverhead¦Brokenwireonground
17-0077187 | Unknown Cause | Patrol - found nothing |  |  | 2017 | Tier 2 - Elevated | Distribution Circuit | 9 | 9 | 2017-09-09 | 1873837 | Sus | Y | UnknownCause¦Patrolfoundnothing¦¦
17-0079557 | 3rd Party | Vehicle | Pole-Wood | Normal | 2017 | Tier 2 - Elevated | Distribution Circuit | 9 | 17 | 2017-09-17 | 1880473 | Sus | Y | 3rdParty¦Vehicle¦PoleWood¦Normal
17-0087918 | Unknown Cause | Patrol - found nothing |  |  | 2017 | Tier 2 - Elevated | Distribution Circuit | 10 | 17 | 2017-10-17 | 1902352 | Sus | Y | UnknownCause¦Patrolfoundnothing¦¦
17-0088287 | Environmental/External | Fire, Forest/Grass | Customer Equipment | Burned/flashed | 2017 | Tier 2 - Elevated | Transformer only | 10 | 14 | 2017-10-14 | 1903310 | Sus | Y | EnvironmentalExternal¦FireForestGrass¦CustomerEquipment¦Burnedflashed
17-0092631 | Unknown Cause | Patrol - not conducted |  |  | 2017 | Tier 3 - Extreme | Distribution Circuit | 11 | 4 | 2017-11-04 | 1915722 | Sus | Y | UnknownCause¦Patrolnotconducted¦¦
17-0093260 | Unknown Cause | Patrol - found nothing |  |  | 2017 | Tier 3 - Extreme | Distribution Circuit | 11 | 7 | 2017-11-07 | 1917613 | Sus | Y | UnknownCause¦Patrolfoundnothing¦¦
17-0093698 | Vegetation | Tree - branch fell on line | Conductor, Overhead | Normal | 2017 | Tier 3 - Extreme | Distribution Circuit | 11 | 8 | 2017-11-08 | 1918747 | Sus | Y | Vegetation¦Treebranchfellonline¦ConductorOverhead¦Normal
17-0097488 | Animal | Squirrel | Conductor, Overhead | Normal | 2017 | Tier 2 - Elevated | Distribution Circuit | 11 | 25 | 2017-11-25 | 1928908 | Sus | Y | Animal¦Squirrel¦ConductorOverhead¦Normal
17-0100363 | Unknown Cause | Patrol - found nothing |  |  | 2017 | Tier 2 - Elevated | Distribution Circuit | 12 | 6 | 2017-12-06 | 1937619 | Sus | N | UnknownCause¦Patrolfoundnothing¦¦
17-0101901 | Equipment Failure/Involved | Overhead | Crossarm, Wood | Broken | 2017 | Tier 3 - Extreme | Distribution Circuit | 12 | 16 | 2017-12-16 | 1944024 | Sus | N | EquipmentFailureInvolved¦Overhead¦CrossarmWood¦Broken
18-0010649 | Equipment Failure/Involved | Underground | Transformer (UG) | Failed/Faulted | 2018 | Tier 2 - Elevated | Distribution Circuit | 1 | 31 | 2018-01-31 | 17410 | Sus | N | EquipmentFailureInvolved¦Underground¦Transformer(UG)¦FailedFaulted
18-0011371 | Animal | Squirrel | Conductor, Overhead | Normal | 2018 | Tier 3 - Extreme | Distribution Circuit | 2 | 4 | 2018-02-04 | 19099 | Sus | N | Animal¦Squirrel¦ConductorOverhead¦Normal
18-0018470 | Vegetation | Tree - fell into line | Conductor, Overhead | Broken, wire on ground | 2018 | Tier 3 - Extreme | Distribution Circuit | 3 | 1 | 2018-03-01 | 34381 | Sus | N | Vegetation¦Treefellintoline¦ConductorOverhead¦Brokenwireonground
18-0020877 | Animal | Bird found | Fuse | Failed/Faulted | 2018 | Tier 2 - Elevated | Distribution Circuit | 3 | 8 | 2018-03-08 | 40215 | Sus | N | Animal¦Birdfound¦Fuse¦FailedFaulted
18-0021003 | Unknown Cause | Patrol - not conducted |  |  | 2018 | Tier 2 - Elevated | Distribution Circuit | 3 | 8 | 2018-03-08 | 40426 | Sus | N | UnknownCause¦Patrolnotconducted¦¦
18-0021326 | Equipment Failure/Involved | Overhead | Connector or Splice (OH) | Broken | 2018 | Tier 2 - Elevated | Distribution Circuit | 3 | 9 | 2018-03-09 | 40993 | Sus | N | EquipmentFailureInvolved¦Overhead¦ConnectororSplice(OH)¦Broken
18-0023298 | Unknown Cause | Patrol - found nothing |  |  | 2018 | Tier 2 - Elevated | Distribution Circuit | 3 | 16 | 2018-03-16 | 45274 | Sus | N | UnknownCause¦Patrolfoundnothing¦¦
18-0023577 | Vegetation | Tree - fell into line | Conductor, Overhead | Normal | 2018 | Tier 3 - Extreme | Distribution Circuit | 3 | 16 | 2018-03-16 | 45636 | Sus | N | Vegetation¦Treefellintoline¦ConductorOverhead¦Normal
18-0023910 | Company Initiated | Improper Construction | Conductor, Overhead | Normal | 2018 | Tier 3 - Extreme | Distribution Circuit | 3 | 18 | 2018-03-18 | 47403 | Sus | N | CompanyInitiated¦ImproperConstruction¦ConductorOverhead¦Normal
18-0024394 | Vegetation | Tree - fell into line | Conductor, Overhead | Broken, wire on ground | 2018 | Tier 2 - Elevated | Distribution Circuit | 3 | 20 | 2018-03-20 | 48486 | Sus | N | Vegetation¦Treefellintoline¦ConductorOverhead¦Brokenwireonground
18-0025108 | Vegetation | Tree - fell into line | Conductor, Overhead | Broken, wire on ground | 2018 | Tier 2 - Elevated | Distribution Circuit | 3 | 21 | 2018-03-21 | 49632 | Sus | N | Vegetation¦Treefellintoline¦ConductorOverhead¦Brokenwireonground
18-0026714 | Equipment Failure/Involved | Overhead | Connector or Splice (OH) | Broken | 2018 | Tier 2 - Elevated | Distribution Circuit | 3 | 26 | 2018-03-26 | 53581 | Sus | N | EquipmentFailureInvolved¦Overhead¦ConnectororSplice(OH)¦Broken
18-0028077 | Vegetation | Tree - fell into line | Conductor, Overhead | Broken, wire on ground | 2018 | Tier 3 - Extreme | Distribution Circuit | 3 | 30 | 2018-03-30 | 56933 | Sus | N | Vegetation¦Treefellintoline¦ConductorOverhead¦Brokenwireonground
18-0030075 | Vegetation | Tree - branch fell on line | Fuse | Failed/Faulted | 2018 | Tier 2 - Elevated | Distribution Circuit | 4 | 6 | 2018-04-06 | 60951 | Sus | N | Vegetation¦Treebranchfellonline¦Fuse¦FailedFaulted
18-0032282 | Equipment Failure/Involved | Overhead | Crossarm, Wood | Broken | 2018 | Tier 2 - Elevated | Distribution Circuit | 4 | 14 | 2018-04-14 | 66912 | Sus | N | EquipmentFailureInvolved¦Overhead¦CrossarmWood¦Broken
18-0032745 | Unknown Cause | Patrol - found nothing |  |  | 2018 | Tier 3 - Extreme | Distribution Circuit | 4 | 16 | 2018-04-16 | 68020 | Sus | N | UnknownCause¦Patrolfoundnothing¦¦
18-0033212 | Equipment Failure/Involved | Overhead | Insulator | Broken | 2018 | Tier 2 - Elevated | Distribution Circuit | 4 | 17 | 2018-04-17 | 69118 | Sus | N | EquipmentFailureInvolved¦Overhead¦Insulator¦Broken
18-0037753 | Equipment Failure/Involved | Underground | Transformer (UG) | Failed/Faulted | 2018 | Tier 3 - Extreme | Distribution Circuit | 5 | 2 | 2018-05-02 | 78361 | Sus | Y | EquipmentFailureInvolved¦Underground¦Transformer(UG)¦FailedFaulted
18-0038467 | 3rd Party | Vehicle | Fuse | Failed/Faulted | 2018 | Tier 3 - Extreme | Distribution Circuit | 5 | 4 | 2018-05-04 | 79712 | Sus | Y | 3rdParty¦Vehicle¦Fuse¦FailedFaulted
18-0040507 | Vegetation | Tree - branch fell on line | Conductor, Overhead | Normal | 2018 | Tier 3 - Extreme | Distribution Circuit | 5 | 12 | 2018-05-12 | 84834 | Sus | Y | Vegetation¦Treebranchfellonline¦ConductorOverhead¦Normal
18-0044619 | Animal | Bird found | Conductor, Overhead | Together | 2018 | Tier 2 - Elevated | Distribution Circuit | 5 | 26 | 2018-05-26 | 94416 | Sus | Y | Animal¦Birdfound¦ConductorOverhead¦Together
18-0044911 | Unknown Cause | Patrol - found nothing |  |  | 2018 | Tier 2 - Elevated | Distribution Circuit | 5 | 28 | 2018-05-28 | 95284 | Sus | Y | UnknownCause¦Patrolfoundnothing¦¦
18-0048687 | Unknown Cause | Patrol - found nothing |  |  | 2018 | Tier 2 - Elevated | Distribution Circuit | 6 | 7 | 2018-06-07 | 103936 | Sus | Y | UnknownCause¦Patrolfoundnothing¦¦
18-0050778 | Equipment Failure/Involved | Overhead | Transformer | Failed/Faulted | 2018 | Tier 3 - Extreme | Transformer only | 6 | 13 | 2018-06-13 | 108738 | Sus | Y | EquipmentFailureInvolved¦Overhead¦Transformer¦FailedFaulted
18-0053174 | Equipment Failure/Involved | Underground | Secondary | Broken | 2018 | Tier 3 - Extreme | Transformer only | 6 | 21 | 2018-06-21 | 114551 | Sus | Y | EquipmentFailureInvolved¦Underground¦Secondary¦Broken
18-0055205 | Vegetation | Tree - fell into line | Conductor, Overhead | Broken, wire on ground | 2018 | Tier 2 - Elevated | Distribution Circuit | 6 | 27 | 2018-06-27 | 119796 | Sus | Y | Vegetation¦Treefellintoline¦ConductorOverhead¦Brokenwireonground
18-0057781 | Equipment Failure/Involved | Overhead | Cutout, fuse holder | Burned/flashed | 2018 | Tier 2 - Elevated | Distribution Circuit | 7 | 8 | 2018-07-08 | 126607 | Sus | Y | EquipmentFailureInvolved¦Overhead¦Cutoutfuseholder¦Burnedflashed
18-0061634 | Equipment Failure/Involved | Electrical Overload | Other | Normal | 2018 | Tier 3 - Extreme | Distribution Circuit | 7 | 19 | 2018-07-19 | 135843 | Sus | Y | EquipmentFailureInvolved¦ElectricalOverload¦Other¦Normal
18-0062867 | Vegetation | Tree - branch fell on line | Conductor, Overhead | Normal | 2018 | Tier 3 - Extreme | Distribution Circuit | 7 | 23 | 2018-07-23 | 138411 | Sus | Y | Vegetation¦Treebranchfellonline¦ConductorOverhead¦Normal
18-0064247 | Vegetation | Tree - branch fell on line | Conductor, Overhead | Normal | 2018 | Tier 2 - Elevated | Distribution Circuit | 7 | 26 | 2018-07-26 | 141375 | Sus | Y | Vegetation¦Treebranchfellonline¦ConductorOverhead¦Normal
18-0079964 | Animal | Squirrel | Fuse | Failed/Faulted | 2018 | Tier 3 - Extreme | Distribution Circuit | 9 | 15 | 2018-09-15 | 174761 | Sus | Y | Animal¦Squirrel¦Fuse¦FailedFaulted
18-0081800 | Animal | Bird found | Conductor, Overhead | Normal | 2018 | Tier 3 - Extreme | Distribution Circuit | 9 | 20 | 2018-09-20 | 178354 | Sus | Y | Animal¦Birdfound¦ConductorOverhead¦Normal
18-0082486 | Vegetation | Tree - fell into line | Conductor, Overhead | Broken, wire on ground | 2018 | Tier 2 - Elevated | Distribution Circuit | 9 | 23 | 2018-09-23 | 179682 | Sus | Y | Vegetation¦Treefellintoline¦ConductorOverhead¦Brokenwireonground
18-0083638 | Vegetation | Tree - fell into line | Conductor, Overhead | Bent or Twisted | 2018 | Tier 3 - Extreme | Distribution Circuit | 9 | 26 | 2018-09-26 | 181514 | Sus | Y | Vegetation¦Treefellintoline¦ConductorOverhead¦BentorTwisted
18-0085531 | Wildfire Mitigation | CWSP - Vegetation Removal |  |  | 2018 | Tier 3 - Extreme | Distribution Circuit | 10 | 2 | 2018-10-02 | 185681 | Sus | Y | WildfireMitigation¦CWSPVegetationRemoval¦¦
18-0085847 | Unknown Cause | Patrol - not conducted |  |  | 2018 | Tier 2 - Elevated | Distribution Circuit | 10 | 2 | 2018-10-02 | 186342 | Sus | Y | UnknownCause¦Patrolnotconducted¦¦
18-0086369 | Environmental/External | Lightning | Transformer | Failed/Faulted | 2018 | Tier 3 - Extreme | Transformer only | 10 | 3 | 2018-10-03 | 187471 | Sus | Y | EnvironmentalExternal¦Lightning¦Transformer¦FailedFaulted
18-0086819 | Unknown Cause | Patrol - found nothing |  |  | 2018 | Tier 2 - Elevated | Distribution Circuit | 10 | 3 | 2018-10-03 | 187500 | Sus | Y | UnknownCause¦Patrolfoundnothing¦¦
18-0088773 | Vegetation | Tree - fell into line | Conductor, Overhead | Normal | 2018 | Tier 2 - Elevated | Transformer only | 10 | 9 | 2018-10-09 | 191884 | Sus | Y | Vegetation¦Treefellintoline¦ConductorOverhead¦Normal
18-0093309 | Wildfire Mitigation | CWSP - Vegetation Removal |  |  | 2018 | Tier 3 - Extreme | Distribution Circuit | 10 | 30 | 2018-10-30 | 204894 | Sus | Y | WildfireMitigation¦CWSPVegetationRemoval¦¦
18-0094369 | Equipment Failure/Involved | Overhead | Secondary | Broken, wire on ground | 2018 | Tier 2 - Elevated | Transformer only | 10 | 25 | 2018-10-25 | 202622 | Sus | Y | EquipmentFailureInvolved¦Overhead¦Secondary¦Brokenwireonground
18-0096801 | Wildfire Mitigation | CWSP - Vegetation Removal |  |  | 2018 | Tier 3 - Extreme | Transformer only | 11 | 3 | 2018-11-03 | 208178 | Sus | Y | WildfireMitigation¦CWSPVegetationRemoval¦¦
18-0098253 | Unknown Cause | Patrol - found nothing |  |  | 2018 | Tier 2 - Elevated | Distribution Circuit | 11 | 8 | 2018-11-08 | 211461 | Sus | Y | UnknownCause¦Patrolfoundnothing¦¦
18-0099856 | Equipment Failure/Involved | Overhead | Transformer | Broken | 2018 | Tier 2 - Elevated | Transformer only | 11 | 14 | 2018-11-14 | 215603 | Sus | Y | EquipmentFailureInvolved¦Overhead¦Transformer¦Broken
18-0102913 | Equipment Failure/Involved | Overhead | Transformer | Failed/Faulted | 2018 | Tier 2 - Elevated | Transformer only | 11 | 24 | 2018-11-24 | 223806 | Sus | Y | EquipmentFailureInvolved¦Overhead¦Transformer¦FailedFaulted
18-0103711 | Environmental/External | Fire, Forest/Grass | Pole-Wood | Burned/flashed | 2018 | Tier 3 - Extreme | Distribution Circuit | 11 | 8 | 2018-11-08 | 225382 | Sus | Y | EnvironmentalExternal¦FireForestGrass¦PoleWood¦Burnedflashed
18-0103716 | Unknown Cause | Patrol - found nothing |  |  | 2018 | Tier 2 - Elevated | Distribution Circuit | 11 | 27 | 2018-11-27 | 225350 | Sus | Y | UnknownCause¦Patrolfoundnothing¦¦
18-0107814 | Environmental/External | Fire, Forest/Grass | Conductor, Underground | Burned/flashed | 2018 | Tier 3 - Extreme | Distribution Circuit | 11 | 8 | 2018-11-08 | 235535 | Sus | Y | EnvironmentalExternal¦FireForestGrass¦ConductorUnderground¦Burnedflashed
19-0005022 | Vegetation | Tree - fell into line | Crossarm, Wood | Broken | 2019 | Tier 2 - Elevated | Distribution Circuit | 1 | 6 | 2019-01-06 | 254960 | Sus | N | Vegetation¦Treefellintoline¦CrossarmWood¦Broken
19-0005567 | Equipment Failure/Involved | Overhead | Conductor, Overhead | Together | 2019 | Tier 2 - Elevated | Distribution Circuit | 1 | 7 | 2019-01-07 | 258445 | Sus | N | EquipmentFailureInvolved¦Overhead¦ConductorOverhead¦Together
19-0005826 | Unknown Cause | Patrol - found nothing |  |  | 2019 | Tier 3 - Extreme | Distribution Circuit | 1 | 7 | 2019-01-07 | 259022 | Sus | N | UnknownCause¦Patrolfoundnothing¦¦
19-0009553 | Unknown Cause | Patrol - not conducted |  |  | 2019 | Tier 2 - Elevated | Distribution Circuit | 1 | 16 | 2019-01-16 | 266718 | Sus | N | UnknownCause¦Patrolnotconducted¦¦
19-0010576 | Vegetation | Tree - fell into line | Conductor, Overhead | Broken, wire on ground | 2019 | Tier 3 - Extreme | Distribution Circuit | 1 | 16 | 2019-01-16 | 272507 | Sus | N | Vegetation¦Treefellintoline¦ConductorOverhead¦Brokenwireonground
19-0011499 | Vegetation | Tree - fell into line | Conductor, Overhead | Broken, wire on ground | 2019 | Tier 2 - Elevated | Distribution Circuit | 1 | 16 | 2019-01-16 | 273261 | Sus | N | Vegetation¦Treefellintoline¦ConductorOverhead¦Brokenwireonground
19-0016016 | Equipment Failure/Involved | Overhead | Crossarm, Wood | Broken | 2019 | Tier 3 - Extreme | Distribution Circuit | 1 | 30 | 2019-01-30 | 284227 | Sus | N | EquipmentFailureInvolved¦Overhead¦CrossarmWood¦Broken
19-0017353 | Unknown Cause | Patrol - found nothing |  |  | 2019 | Tier 2 - Elevated | Distribution Circuit | 2 | 2 | 2019-02-02 | 287844 | Sus | N | UnknownCause¦Patrolfoundnothing¦¦
19-0018204 | Vegetation | Tree - bark fell into line | Conductor, Overhead | Normal | 2019 | Tier 3 - Extreme | Distribution Circuit | 2 | 4 | 2019-02-04 | 291087 | Sus | N | Vegetation¦Treebarkfellintoline¦ConductorOverhead¦Normal
19-0018233 | Vegetation | Tree - branch fell on line | Conductor, Overhead | Normal | 2019 | Tier 2 - Elevated | Distribution Circuit | 2 | 5 | 2019-02-05 | 291410 | Sus | N | Vegetation¦Treebranchfellonline¦ConductorOverhead¦Normal
19-0018260 | Vegetation | Tree - fell into line | Conductor, Overhead | Normal | 2019 | Tier 2 - Elevated | Distribution Circuit | 2 | 5 | 2019-02-05 | 291664 | Sus | N | Vegetation¦Treefellintoline¦ConductorOverhead¦Normal
19-0018520 | Unknown Cause | Patrol - found nothing |  |  | 2019 | Tier 2 - Elevated | Distribution Circuit | 2 | 5 | 2019-02-05 | 292688 | Sus | N | UnknownCause¦Patrolfoundnothing¦¦
19-0018802 | Vegetation | Tree - fell into line | Conductor, Overhead | Broken, wire on ground | 2019 | Tier 2 - Elevated | Distribution Circuit | 2 | 5 | 2019-02-05 | 291864 | Sus | N | Vegetation¦Treefellintoline¦ConductorOverhead¦Brokenwireonground
19-0019611 | 3rd Party | Customer Equipment | Fuse | Failed/Faulted | 2019 | Tier 2 - Elevated | Distribution Circuit | 2 | 7 | 2019-02-07 | 295322 | Sus | N | 3rdParty¦CustomerEquipment¦Fuse¦FailedFaulted
19-0020765 | Unknown Cause | Patrol - found nothing |  |  | 2019 | Tier 3 - Extreme | Distribution Circuit | 2 | 9 | 2019-02-09 | 297449 | Sus | N | UnknownCause¦Patrolfoundnothing¦¦
19-0020841 | Unknown Cause | Patrol - found nothing |  |  | 2019 | Tier 2 - Elevated | Distribution Circuit | 2 | 9 | 2019-02-09 | 299392 | Sus | N | UnknownCause¦Patrolfoundnothing¦¦
19-0021173 | Equipment Failure/Involved | Overhead | Transformer | Failed/Faulted | 2019 | Tier 2 - Elevated | Transformer only | 2 | 11 | 2019-02-11 | 300125 | Sus | N | EquipmentFailureInvolved¦Overhead¦Transformer¦FailedFaulted
19-0021201 | Environmental/External | Ice or snow | Insulator | Broken | 2019 | Tier 2 - Elevated | Distribution Circuit | 2 | 11 | 2019-02-11 | 300044 | Sus | N | EnvironmentalExternal¦Iceorsnow¦Insulator¦Broken
19-0022708 | Unknown Cause | Patrol - not conducted |  |  | 2019 | Tier 3 - Extreme | Distribution Circuit | 2 | 13 | 2019-02-13 | 305527 | Sus | N | UnknownCause¦Patrolnotconducted¦¦
19-0024557 | Vegetation | Tree - fell into line | Pole-Wood | Broken | 2019 | Tier 3 - Extreme | Distribution Circuit | 2 | 16 | 2019-02-16 | 313805 | Sus | N | Vegetation¦Treefellintoline¦PoleWood¦Broken
19-0024582 | Vegetation | Tree - fell into line | Pole-Wood | Broken | 2019 | Tier 2 - Elevated | Distribution Circuit | 2 | 13 | 2019-02-13 | 314520 | Sus | N | Vegetation¦Treefellintoline¦PoleWood¦Broken
19-0025091 | Vegetation | Tree - fell into line | Conductor, Overhead | Together | 2019 | Tier 2 - Elevated | Distribution Circuit | 2 | 13 | 2019-02-13 | 315605 | Sus | N | Vegetation¦Treefellintoline¦ConductorOverhead¦Together
19-0025168 | Vegetation | Tree - fell into line | Conductor, Overhead | Broken, wire on ground | 2019 | Tier 2 - Elevated | Distribution Circuit | 2 | 17 | 2019-02-17 | 315526 | Sus | N | Vegetation¦Treefellintoline¦ConductorOverhead¦Brokenwireonground
19-0025322 | Equipment Failure/Involved | Overhead | Bushing | Broken | 2019 | Tier 2 - Elevated | Transformer only | 2 | 12 | 2019-02-12 | 316798 | Sus | N | EquipmentFailureInvolved¦Overhead¦Bushing¦Broken
19-0025602 | Equipment Failure/Involved | Underground | Transformer (UG) | Failed/Faulted | 2019 | Tier 2 - Elevated | Distribution Circuit | 2 | 18 | 2019-02-18 | 315600 | Sus | N | EquipmentFailureInvolved¦Underground¦Transformer(UG)¦FailedFaulted
19-0030461 | Equipment Failure/Involved | Overhead | Transformer (OH) | Leaking | 2019 | Tier 2 - Elevated | Distribution Circuit | 3 | 4 | 2019-03-04 | 330745 | Sus | N | EquipmentFailureInvolved¦Overhead¦Transformer(OH)¦Leaking
19-0031078 | Vegetation | Tree - fell into line | Conductor, Overhead | Broken, wire on ground | 2019 | Tier 3 - Extreme | Distribution Circuit | 3 | 6 | 2019-03-06 | 332147 | Sus | N | Vegetation¦Treefellintoline¦ConductorOverhead¦Brokenwireonground
19-0031135 | Environmental/External | Flood/Erosion | Pole-Wood | Broken | 2019 | Tier 2 - Elevated | Distribution Circuit | 3 | 6 | 2019-03-06 | 332412 | Sus | N | EnvironmentalExternal¦FloodErosion¦PoleWood¦Broken
19-0031460 | Equipment Failure/Involved | Overhead | Pole-Wood | Broken | 2019 | Tier 3 - Extreme | Distribution Circuit | 3 | 6 | 2019-03-06 | 333198 | Sus | N | EquipmentFailureInvolved¦Overhead¦PoleWood¦Broken
19-0035198 | Unknown Cause | Patrol - found nothing |  |  | 2019 | Tier 3 - Extreme | Distribution Circuit | 3 | 19 | 2019-03-19 | 343231 | Sus | N | UnknownCause¦Patrolfoundnothing¦¦
19-0037886 | Equipment Failure/Involved | Overhead | Transformer | Failed/Faulted | 2019 | Tier 2 - Elevated | Transformer only | 3 | 28 | 2019-03-28 | 349212 | Sus | N | EquipmentFailureInvolved¦Overhead¦Transformer¦FailedFaulted
19-0037889 | Vegetation | Tree - fell into line | Conductor, Overhead | Normal | 2019 | Tier 3 - Extreme | Distribution Circuit | 3 | 28 | 2019-03-28 | 349413 | Sus | N | Vegetation¦Treefellintoline¦ConductorOverhead¦Normal
19-0041329 | Unknown Cause | Patrol - found nothing |  |  | 2019 | Tier 2 - Elevated | Distribution Circuit | 4 | 10 | 2019-04-10 | 357910 | Sus | N | UnknownCause¦Patrolfoundnothing¦¦
19-0045769 | Equipment Failure/Involved | Overhead | Transformer (OH) | Leaking | 2019 | Tier 3 - Extreme | Transformer only | 4 | 24 | 2019-04-24 | 367400 | Sus | N | EquipmentFailureInvolved¦Overhead¦Transformer(OH)¦Leaking
19-0048087 | Equipment Failure/Involved | Overhead | Insulator | Broken | 2019 | Tier 2 - Elevated | Distribution Circuit | 5 | 2 | 2019-05-02 | 372240 | Sus | Y | EquipmentFailureInvolved¦Overhead¦Insulator¦Broken
19-0053844 | Vegetation | Tree - fell into line | Conductor, Overhead | Normal | 2019 | Tier 3 - Extreme | Distribution Circuit | 5 | 19 | 2019-05-19 | 384721 | Sus | Y | Vegetation¦Treefellintoline¦ConductorOverhead¦Normal
19-0055238 | Vegetation | Tree - branch fell on line | Conductor, Overhead | Together | 2019 | Tier 2 - Elevated | Distribution Circuit | 5 | 21 | 2019-05-21 | 387596 | Sus | Y | Vegetation¦Treebranchfellonline¦ConductorOverhead¦Together
19-0057578 | Equipment Failure/Involved | Overhead | Cutout, fuse holder | Broken | 2019 | Tier 3 - Extreme | Transformer only | 5 | 25 | 2019-05-25 | 390047 | Sus | Y | EquipmentFailureInvolved¦Overhead¦Cutoutfuseholder¦Broken
19-0057633 | Equipment Failure/Involved | Overhead |  | Broken | 2019 | Tier 2 - Elevated | Transformer only | 5 | 25 | 2019-05-25 | 390215 | Sus | Y | EquipmentFailureInvolved¦Overhead¦¦Broken
19-0058499 | Vegetation | Tree - fell into line | Conductor, Overhead | Broken, wire on ground | 2019 | Tier 3 - Extreme | Distribution Circuit | 5 | 28 | 2019-05-28 | 391766 | Sus | Y | Vegetation¦Treefellintoline¦ConductorOverhead¦Brokenwireonground
19-0058907 | Equipment Failure/Involved | Electrical Overload | Crossarm, Wood | Broken | 2019 | Tier 3 - Extreme | Transformer only | 5 | 29 | 2019-05-29 | 392395 | Sus | Y | EquipmentFailureInvolved¦ElectricalOverload¦CrossarmWood¦Broken
19-0069404 | Equipment Failure/Involved | Overhead | Crossarm, Wood | Broken | 2019 | Tier 2 - Elevated | Distribution Circuit | 6 | 18 | 2019-06-18 | 420600 | Sus | Y | EquipmentFailureInvolved¦Overhead¦CrossarmWood¦Broken
19-0069776 | Equipment Failure/Involved | Overhead | Transformer | Failed/Faulted | 2019 | Tier 2 - Elevated | Transformer only | 6 | 19 | 2019-06-19 | 421573 | Sus | Y | EquipmentFailureInvolved¦Overhead¦Transformer¦FailedFaulted
19-0071066 | Unknown Cause | Patrol - found nothing |  |  | 2019 | Tier 2 - Elevated | Distribution Circuit | 6 | 22 | 2019-06-22 | 426353 | Sus | Y | UnknownCause¦Patrolfoundnothing¦¦
19-0072704 | Equipment Failure/Involved | Overhead | Pole-Wood | Broken | 2019 | Tier 2 - Elevated | Distribution Circuit | 6 | 27 | 2019-06-27 | 431807 | Sus | Y | EquipmentFailureInvolved¦Overhead¦PoleWood¦Broken
19-0078000 | Unknown Cause | Patrol - found nothing |  |  | 2019 | Tier 3 - Extreme | Distribution Circuit | 7 | 16 | 2019-07-16 | 454197 | Sus | Y | UnknownCause¦Patrolfoundnothing¦¦
19-0079678 | Vegetation | Tree - fell into line | Conductor, Overhead | Broken, wire on ground | 2019 | Tier 2 - Elevated | Distribution Circuit | 7 | 22 | 2019-07-22 | 465289 | Sus | Y | Vegetation¦Treefellintoline¦ConductorOverhead¦Brokenwireonground
19-0079981 | 3rd Party | Vehicle | Pole-Wood | Broken | 2019 | Tier 2 - Elevated | Distribution Circuit | 7 | 22 | 2019-07-22 | 467854 | Sus | Y | 3rdParty¦Vehicle¦PoleWood¦Broken
19-0102313 | Unknown Cause | Patrol - found nothing |  |  | 2019 | Tier 2 - Elevated | Distribution Circuit | 9 | 23 | 2019-09-23 | 604594 | Sus | Y | UnknownCause¦Patrolfoundnothing¦¦
19-0111435 | Vegetation | Tree - branch fell on line | Conductor, Overhead | Normal | 2019 | Tier 3 - Extreme | Distribution Circuit | 10 | 14 | 2019-10-14 | 657194 | Sus | Y | Vegetation¦Treebranchfellonline¦ConductorOverhead¦Normal
19-0122398 | Equipment Failure/Involved | Overhead | Transformer | Deteriorated | 2019 | Tier 3 - Extreme | Transformer only | 11 | 7 | 2019-11-07 | 701714 | Sus | Y | EquipmentFailureInvolved¦Overhead¦Transformer¦Deteriorated
19-0123632 | 3rd Party | Dig in, 3rd party | Conductor, Underground | Broken | 2019 | Tier 3 - Extreme | Distribution Circuit | 11 | 11 | 2019-11-11 | 704533 | Sus | Y | 3rdParty¦Digin3rdparty¦ConductorUnderground¦Broken
19-0127909 | Unknown Cause | Patrol - found nothing |  |  | 2019 | Tier 2 - Elevated | Distribution Circuit | 11 | 23 | 2019-11-23 | 713287 | Sus | Y | UnknownCause¦Patrolfoundnothing¦¦
19-0130618 | Vegetation | Tree - fell into line | Conductor, Overhead | Broken, wire on ground | 2019 | Tier 2 - Elevated | Distribution Circuit | 11 | 27 | 2019-11-27 | 721668 | Sus | Y | Vegetation¦Treefellintoline¦ConductorOverhead¦Brokenwireonground
19-0130833 | Unknown Cause | Patrol - not conducted |  |  | 2019 | Tier 3 - Extreme | Distribution Circuit | 11 | 27 | 2019-11-27 | 722822 | Sus | Y | UnknownCause¦Patrolnotconducted¦¦
19-0131093 | Unknown Cause | Patrol - found nothing |  |  | 2019 | Tier 3 - Extreme | Distribution Circuit | 11 | 29 | 2019-11-29 | 723657 | Sus | Y | UnknownCause¦Patrolfoundnothing¦¦
19-0131380 | Equipment Failure/Involved | Overhead | Crossarm, Wood | Broken | 2019 | Tier 3 - Extreme | Distribution Circuit | 11 | 30 | 2019-11-30 | 724117 | Sus | Y | EquipmentFailureInvolved¦Overhead¦CrossarmWood¦Broken
19-0132307 | Equipment Failure/Involved | Overhead | Transformer (OH) | Failed/Faulted | 2019 | Tier 2 - Elevated | Transformer only | 12 | 2 | 2019-12-02 | 727198 | Sus | N | EquipmentFailureInvolved¦Overhead¦Transformer(OH)¦FailedFaulted
19-0134844 | Vegetation | Tree - fell into line | Conductor, Overhead | Broken, wire on ground | 2019 | Tier 3 - Extreme | Distribution Circuit | 12 | 7 | 2019-12-07 | 733020 | Sus | N | Vegetation¦Treefellintoline¦ConductorOverhead¦Brokenwireonground
19-0134876 | Vegetation | Tree - fell into line | Conductor, Overhead | Normal | 2019 | Tier 2 - Elevated | Transformer only | 12 | 7 | 2019-12-07 | 732932 | Sus | N | Vegetation¦Treefellintoline¦ConductorOverhead¦Normal
19-0135084 | Equipment Failure/Involved | Overhead | Transformer | Failed/Faulted | 2019 | Tier 3 - Extreme | Transformer only | 12 | 8 | 2019-12-08 | 734029 | Sus | N | EquipmentFailureInvolved¦Overhead¦Transformer¦FailedFaulted
19-0136987 | 3rd Party | Tree - cutting, 3rd party | Conductor, Overhead | Normal | 2019 | Tier 2 - Elevated | Distribution Circuit | 12 | 17 | 2019-12-17 | 744648 | Sus | N | 3rdParty¦Treecutting3rdparty¦ConductorOverhead¦Normal
19-0137747 | Equipment Failure/Involved | Overhead | Transformer (OH) | Failed/Faulted | 2019 | Tier 3 - Extreme | Distribution Circuit | 12 | 23 | 2019-12-23 | 749402 | Sus | N | EquipmentFailureInvolved¦Overhead¦Transformer(OH)¦FailedFaulted
19-0137767 | 3rd Party | Vehicle | Pole-Wood | Broken | 2019 | Tier 3 - Extreme | Distribution Circuit | 12 | 23 | 2019-12-23 | 749570 | Sus | N | 3rdParty¦Vehicle¦PoleWood¦Broken
20-0005241 | Unknown Cause | Patrol - found nothing |  |  | 2020 | Tier 2 - Elevated | Distribution Circuit | 1 | 5 | 2020-01-05 | 754976 | Sus | N | UnknownCause¦Patrolfoundnothing¦¦
20-0006648 | Equipment Failure/Involved | Overhead | Conductor, Overhead | Broken, wire on ground | 2020 | Tier 2 - Elevated | Distribution Circuit | 1 | 9 | 2020-01-09 | 757594 | Sus | N | EquipmentFailureInvolved¦Overhead¦ConductorOverhead¦Brokenwireonground
20-0009713 | Vegetation | Tree - branch fell on line | Transformer | Broken | 2020 | Tier 2 - Elevated | Transformer only | 1 | 16 | 2020-01-16 | 762618 | Sus | N | Vegetation¦Treebranchfellonline¦Transformer¦Broken
20-0010636 | Vegetation | Tree - fell into line | Conductor, Overhead | Broken, wire on ground | 2020 | Tier 2 - Elevated | Distribution Circuit | 1 | 16 | 2020-01-16 | 764829 | Sus | N | Vegetation¦Treefellintoline¦ConductorOverhead¦Brokenwireonground
20-0016379 | Vegetation | Tree - branch fell on line | Conductor, Overhead | Broken, wire on ground | 2020 | Tier 3 - Extreme | Distribution Circuit | 2 | 2 | 2020-02-02 | 776034 | Sus | N | Vegetation¦Treebranchfellonline¦ConductorOverhead¦Brokenwireonground
20-0020565 | Unknown Cause | Patrol - found nothing |  |  | 2020 | Tier 3 - Extreme | Distribution Circuit | 2 | 9 | 2020-02-09 | 783432 | Sus | N | UnknownCause¦Patrolfoundnothing¦¦
20-0026850 | Equipment Failure/Involved | Overhead | Cutout, fuse holder | Broken | 2020 | Tier 2 - Elevated | Distribution Circuit | 2 | 27 | 2020-02-27 | 817066 | Sus | N | EquipmentFailureInvolved¦Overhead¦Cutoutfuseholder¦Broken
20-0032252 | Vegetation | Tree - branch fell on line | Conductor, Overhead | Normal | 2020 | Tier 3 - Extreme | Distribution Circuit | 3 | 14 | 2020-03-14 | 851593 | Sus | N | Vegetation¦Treebranchfellonline¦ConductorOverhead¦Normal
20-0032309 | Vegetation | Tree - branch fell on line | Conductor, Overhead | Normal | 2020 | Tier 2 - Elevated | Distribution Circuit | 3 | 15 | 2020-03-15 | 852259 | Sus | N | Vegetation¦Treebranchfellonline¦ConductorOverhead¦Normal
20-0032480 | Vegetation | Tree - bark fell into line | Conductor, Overhead | Broken, wire on ground | 2020 | Tier 3 - Extreme | Distribution Circuit | 3 | 16 | 2020-03-16 | 853030 | Sus | N | Vegetation¦Treebarkfellintoline¦ConductorOverhead¦Brokenwireonground
20-0032908 | Vegetation | Tree - branch fell on line | Service conductor | Broken, wire on ground | 2020 | Tier 2 - Elevated | Transformer only | 3 | 16 | 2020-03-16 | 855143 | Sus | N | Vegetation¦Treebranchfellonline¦Serviceconductor¦Brokenwireonground
20-0033646 | Animal | Bird found | Fuse | Failed/Faulted | 2020 | Tier 2 - Elevated | Distribution Circuit | 3 | 18 | 2020-03-18 | 857511 | Sus | N | Animal¦Birdfound¦Fuse¦FailedFaulted
20-0033848 | Unknown Cause | Patrol - found nothing |  |  | 2020 | Tier 2 - Elevated | Distribution Circuit | 3 | 18 | 2020-03-18 | 858060 | Sus | N | UnknownCause¦Patrolfoundnothing¦¦
20-0034372 | Vegetation | Tree - fell into line | Conductor, Overhead | Broken, wire on ground | 2020 | Tier 2 - Elevated | Distribution Circuit | 3 | 16 | 2020-03-16 | 853406 | Sus | N | Vegetation¦Treefellintoline¦ConductorOverhead¦Brokenwireonground
20-0034791 | Unknown Cause | Patrol - found nothing |  |  | 2020 | Tier 3 - Extreme | Distribution Circuit | 3 | 19 | 2020-03-19 | 859136 | Sus | N | UnknownCause¦Patrolfoundnothing¦¦
20-0035841 | Environmental/External | Lightning | Transformer (OH) | Failed/Faulted | 2020 | Tier 2 - Elevated | Distribution Circuit | 3 | 24 | 2020-03-24 | 863920 | Sus | N | EnvironmentalExternal¦Lightning¦Transformer(OH)¦FailedFaulted
20-0037873 | Unknown Cause | Patrol - not conducted |  |  | 2020 | Tier 2 - Elevated | Distribution Circuit | 4 | 2 | 2020-04-02 | 878132 | Sus | N | UnknownCause¦Patrolnotconducted¦¦
20-0038549 | Vegetation | Tree - fell into line | Conductor, Overhead | Broken, wire on ground | 2020 | Tier 3 - Extreme | Distribution Circuit | 4 | 5 | 2020-04-05 | 882808 | Sus | N | Vegetation¦Treefellintoline¦ConductorOverhead¦Brokenwireonground
20-0062937 | Equipment Failure/Involved | Overhead | Transformer (OH) | Failed/Faulted | 2020 | Tier 2 - Elevated | Transformer only | 6 | 18 | 2020-06-18 | 942382 | Sus | Y | EquipmentFailureInvolved¦Overhead¦Transformer(OH)¦FailedFaulted
20-0070701 | Unknown Cause | Patrol - found nothing |  |  | 2020 | Tier 3 - Extreme | Distribution Circuit | 7 | 10 | 2020-07-10 | 961745 | Sus | Y | UnknownCause¦Patrolfoundnothing¦¦
20-0073525 | Animal | Squirrel | Transformer (OH) | Burned/flashed | 2020 | Tier 2 - Elevated | Distribution Circuit | 7 | 20 | 2020-07-20 | 968051 | Sus | Y | Animal¦Squirrel¦Transformer(OH)¦Burnedflashed
20-0075152 | Equipment Failure/Involved | Overhead | Transformer (OH) | Leaking | 2020 | Tier 3 - Extreme | Transformer only | 7 | 23 | 2020-07-23 | 970597 | Sus | Y | EquipmentFailureInvolved¦Overhead¦Transformer(OH)¦Leaking
20-0085801 | Unknown Cause | Patrol - found nothing |  |  | 2020 | Tier 3 - Extreme | Distribution Circuit | 8 | 16 | 2020-08-16 | 1009976 | Sus | Y | UnknownCause¦Patrolfoundnothing¦¦
20-0087809 | Equipment Failure/Involved | Overhead | Transformer (OH) | Failed/Faulted | 2020 | Tier 2 - Elevated | Transformer only | 8 | 20 | 2020-08-20 | 1024048 | Sus | Y | EquipmentFailureInvolved¦Overhead¦Transformer(OH)¦FailedFaulted
20-0094391 | Wildfire Mitigation | Public Safety Power Shut-off | Conductor, Overhead | Normal | 2020 | Tier 2 - Elevated | Distribution Circuit | 9 | 7 | 2020-09-07 | 1059757 | Sus | Y | WildfireMitigation¦PublicSafetyPowerShutoff¦ConductorOverhead¦Normal
20-0094595 | Wildfire Mitigation | Public Safety Power Shut-off | Other | Normal | 2020 | Tier 2 - Elevated | Distribution Circuit | 9 | 8 | 2020-09-08 | 1060232 | Sus | Y | WildfireMitigation¦PublicSafetyPowerShutoff¦Other¦Normal
20-0094662 | Wildfire Mitigation | Public Safety Power Shut-off | Conductor, Overhead | Normal | 2020 | Tier 3 - Extreme | Distribution Circuit | 9 | 7 | 2020-09-07 | 1059579 | Sus | Y | WildfireMitigation¦PublicSafetyPowerShutoff¦ConductorOverhead¦Normal
20-0094927 | Vegetation | Tree - grew into line | Conductor, Overhead | Normal | 2020 | Tier 3 - Extreme | Distribution Circuit | 9 | 8 | 2020-09-08 | 1060846 | Sus | Y | Vegetation¦Treegrewintoline¦ConductorOverhead¦Normal
20-0099139 | Equipment Failure/Involved | Overhead | Pothead(Riser Termination) | Burned/flashed | 2020 | Tier 2 - Elevated | Distribution Circuit | 9 | 19 | 2020-09-19 | 1082056 | Sus | Y | EquipmentFailureInvolved¦Overhead¦Pothead(RiserTermination)¦Burnedflashed
20-0102259 | Vegetation | Tree - fell into line | Conductor, Overhead | Broken, wire on ground | 2020 | Tier 3 - Extreme | Distribution Circuit | 9 | 28 | 2020-09-28 | 1095980 | Sus | Y | Vegetation¦Treefellintoline¦ConductorOverhead¦Brokenwireonground
20-0106185 | 3rd Party | Vehicle | Crossarm, Wood | Broken | 2020 | Tier 2 - Elevated | Distribution Circuit | 10 | 7 | 2020-10-07 | 1113016 | Sus | Y | 3rdParty¦Vehicle¦CrossarmWood¦Broken
20-0107884 | Vegetation | Tree - grew into line | Conductor, Overhead | Together | 2020 | Tier 2 - Elevated | Distribution Circuit | 10 | 12 | 2020-10-12 | 1116216 | Sus | Y | Vegetation¦Treegrewintoline¦ConductorOverhead¦Together
20-0108457 | Wildfire Mitigation | Public Safety Power Shut-off | Conductor, Overhead | Normal | 2020 | Tier 3 - Extreme | Distribution Circuit | 10 | 14 | 2020-10-14 | 1117797 | Sus | Y | WildfireMitigation¦PublicSafetyPowerShutoff¦ConductorOverhead¦Normal
20-0109401 | Vegetation | Tree - cutting, PG&E contractor | Conductor, Overhead | Normal | 2020 | Tier 2 - Elevated | Distribution Circuit | 10 | 15 | 2020-10-15 | 1118635 | Sus | Y | Vegetation¦TreecuttingPG&Econtractor¦ConductorOverhead¦Normal
20-0110096 | Unknown Cause | Patrol - found nothing |  |  | 2020 | Tier 3 - Extreme | Distribution Circuit | 10 | 18 | 2020-10-18 | 1120256 | Sus | Y | UnknownCause¦Patrolfoundnothing¦¦
20-0110393 | Unknown Cause | Patrol - found nothing |  |  | 2020 | Tier 3 - Extreme | Distribution Circuit | 10 | 19 | 2020-10-19 | 1120903 | Sus | Y | UnknownCause¦Patrolfoundnothing¦¦
20-0112123 | Equipment Failure/Involved | Overhead | Transformer (OH) | Failed/Faulted | 2020 | Tier 2 - Elevated | Transformer only | 10 | 23 | 2020-10-23 | 1124036 | Sus | Y | EquipmentFailureInvolved¦Overhead¦Transformer(OH)¦FailedFaulted
20-0115612 | Equipment Failure/Involved | Electrical Overload | Transformer (OH) | Failed/Faulted | 2020 | Tier 2 - Elevated | Transformer only | 10 | 30 | 2020-10-30 | 1132519 | Sus | Y | EquipmentFailureInvolved¦ElectricalOverload¦Transformer(OH)¦FailedFaulted
20-0115656 | Vegetation | Tree - branch fell on line | Conductor, Overhead | Together | 2020 | Tier 3 - Extreme | Distribution Circuit | 10 | 31 | 2020-10-31 | 1132924 | Sus | Y | Vegetation¦Treebranchfellonline¦ConductorOverhead¦Together
20-0117314 | Unknown Cause | Patrol - found nothing |  |  | 2020 | Tier 2 - Elevated | Distribution Circuit | 11 | 5 | 2020-11-05 | 1136412 | Sus | Y | UnknownCause¦Patrolfoundnothing¦¦
20-0118186 | Unknown Cause | Patrol - found nothing |  |  | 2020 | Tier 2 - Elevated | Distribution Circuit | 11 | 7 | 2020-11-07 | 1138411 | Sus | Y | UnknownCause¦Patrolfoundnothing¦¦
20-0119167 | Vegetation | Tree - branch fell on line | Conductor, Overhead | Normal | 2020 | Tier 2 - Elevated | Distribution Circuit | 11 | 10 | 2020-11-10 | 1140816 | Sus | Y | Vegetation¦Treebranchfellonline¦ConductorOverhead¦Normal
20-0121052 | Unknown Cause | Patrol - found nothing |  |  | 2020 | Tier 2 - Elevated | Distribution Circuit | 11 | 15 | 2020-11-15 | 1145415 | Sus | Y | UnknownCause¦Patrolfoundnothing¦¦
20-0121620 | Unknown Cause | Patrol - found nothing |  |  | 2020 | Tier 2 - Elevated | Distribution Circuit | 11 | 17 | 2020-11-17 | 1146646 | Sus | Y | UnknownCause¦Patrolfoundnothing¦¦
20-0123910 | Animal | Bird found | Conductor, Overhead | Normal | 2020 | Tier 2 - Elevated | Distribution Circuit | 11 | 22 | 2020-11-22 | 1152664 | Sus | Y | Animal¦Birdfound¦ConductorOverhead¦Normal
20-0129908 | Unknown Cause | Patrol - not conducted |  |  | 2020 | Tier 2 - Elevated | Transmission line | 12 | 12 | 2020-12-12 | 1180693 | Sus | N | UnknownCause¦Patrolnotconducted¦¦
21-0002522 | Company Initiated | Return Circuit Normal | Conductor, Overhead | Normal | 2021 | Tier 2 - Elevated | Distribution Circuit | 2 | 5 | 2021-02-05 | 1248408 | Sus | N | CompanyInitiated¦ReturnCircuitNormal¦ConductorOverhead¦Normal
21-0004741 | Unknown Cause | Patrol - not conducted |  |  | 2021 | Tier 2 - Elevated | Transmission line | 1 | 4 | 2021-01-04 | 1203699 | Sus | N | UnknownCause¦Patrolnotconducted¦¦
21-0009547 | Vegetation | Tree - fell into line | Conductor, Overhead | Broken | 2021 | Tier 3 - Extreme | Distribution Circuit | 1 | 17 | 2021-01-17 | 1212040 | Sus | N | Vegetation¦Treefellintoline¦ConductorOverhead¦Broken
21-0010663 | Unknown Cause | Patrol - found nothing |  |  | 2021 | Tier 3 - Extreme | Distribution Circuit | 1 | 19 | 2021-01-19 | 1216374 | Sus | N | UnknownCause¦Patrolfoundnothing¦¦
21-0010993 | Vegetation | Tree - branch fell on line | Conductor, Overhead | Normal | 2021 | Tier 3 - Extreme | Distribution Circuit | 1 | 19 | 2021-01-19 | 1215195 | Sus | N | Vegetation¦Treebranchfellonline¦ConductorOverhead¦Normal
21-0013251 | Vegetation | Tree - branch fell on line | Conductor, Overhead | Normal | 2021 | Tier 3 - Extreme | Distribution Circuit | 1 | 23 | 2021-01-23 | 1221617 | Sus | N | Vegetation¦Treebranchfellonline¦ConductorOverhead¦Normal
21-0013574 | Vegetation | Tree - fell into line | Conductor, Overhead | Broken, wire on ground | 2021 | Tier 3 - Extreme | Distribution Circuit | 1 | 25 | 2021-01-25 | 1223103 | Sus | N | Vegetation¦Treefellintoline¦ConductorOverhead¦Brokenwireonground
21-0016114 | Equipment Failure/Involved | Overhead | Pole-Wood | Broken | 2021 | Tier 3 - Extreme | Distribution Circuit | 1 | 27 | 2021-01-27 | 1233031 | Sus | N | EquipmentFailureInvolved¦Overhead¦PoleWood¦Broken
21-0016293 | Vegetation | Tree - fell into line | Conductor, Overhead | Broken, wire on ground | 2021 | Tier 2 - Elevated | Distribution Circuit | 1 | 27 | 2021-01-27 | 1234154 | Sus | N | Vegetation¦Treefellintoline¦ConductorOverhead¦Brokenwireonground
21-0016483 | Equipment Failure/Involved | Overhead | Transformer (OH) | Failed/Faulted | 2021 | Tier 2 - Elevated | Distribution Circuit | 1 | 27 | 2021-01-27 | 1235189 | Sus | N | EquipmentFailureInvolved¦Overhead¦Transformer(OH)¦FailedFaulted
21-0017589 | Vegetation | Tree - branch fell on line | Conductor, Overhead | Together | 2021 | Tier 3 - Extreme | Distribution Circuit | 1 | 28 | 2021-01-28 | 1239221 | Sus | N | Vegetation¦Treebranchfellonline¦ConductorOverhead¦Together
21-0024890 | Vegetation | Tree - cutting, PG&E contractor | Conductor, Overhead | Normal | 2021 | Tier 2 - Elevated | Distribution Circuit | 2 | 12 | 2021-02-12 | 1253593 | Sus | N | Vegetation¦TreecuttingPG&Econtractor¦ConductorOverhead¦Normal
21-0031354 | Equipment Failure/Involved | Overhead | Transformer | Failed/Faulted | 2021 | Tier 2 - Elevated | Transformer only | 3 | 2 | 2021-03-02 | 1265571 | Sus | N | EquipmentFailureInvolved¦Overhead¦Transformer¦FailedFaulted
21-0032416 | Unknown Cause | Patrol - found nothing |  |  | 2021 | Tier 2 - Elevated | Distribution Circuit | 3 | 4 | 2021-03-04 | 1268225 | Sus | N | UnknownCause¦Patrolfoundnothing¦¦
21-0032439 | Equipment Failure/Involved | Overhead | Fuse | Burned Open | 2021 | Tier 2 - Elevated | Distribution Circuit | 3 | 5 | 2021-03-05 | 1268349 | Sus | N | EquipmentFailureInvolved¦Overhead¦Fuse¦BurnedOpen
21-0033493 | Equipment Failure/Involved | Overhead | Connector or Splice (OH) | Arcing | 2021 | Tier 3 - Extreme | Distribution Circuit | 3 | 8 | 2021-03-08 | 1274128 | Sus | N | EquipmentFailureInvolved¦Overhead¦ConnectororSplice(OH)¦Arcing
21-0035261 | Equipment Failure/Involved | Overhead | Other | Normal | 2021 | Tier 3 - Extreme | Distribution Circuit | 3 | 11 | 2021-03-11 | 1278834 | Sus | N | EquipmentFailureInvolved¦Overhead¦Other¦Normal
21-0036317 | Unknown Cause | Patrol - found nothing |  |  | 2021 | Tier 3 - Extreme | Transformer only | 3 | 14 | 2021-03-14 | 1282334 | Sus | N | UnknownCause¦Patrolfoundnothing¦¦
21-0046246 | Equipment Failure/Involved | Overhead | Insulator | Broken | 2021 | Tier 2 - Elevated | Distribution Circuit | 4 | 8 | 2021-04-08 | 1310708 | Sus | N | EquipmentFailureInvolved¦Overhead¦Insulator¦Broken
21-0052690 | Vegetation | Tree - branch fell on line | Conductor, Overhead | Broken, wire on ground | 2021 | Tier 3 - Extreme | Distribution Circuit | 4 | 23 | 2021-04-23 | 1331418 | Sus | N | Vegetation¦Treebranchfellonline¦ConductorOverhead¦Brokenwireonground
21-0060022 | Vegetation | Tree - branch fell on line | Conductor, Overhead | Together | 2021 | Tier 3 - Extreme | Distribution Circuit | 5 | 11 | 2021-05-11 | 1346334 | Sus | Y | Vegetation¦Treebranchfellonline¦ConductorOverhead¦Together
21-0060031 | Equipment Failure/Involved | Overhead | Secondary | Deteriorated | 2021 | Tier 2 - Elevated | Transformer only | 5 | 11 | 2021-05-11 | 1346438 | Sus | Y | EquipmentFailureInvolved¦Overhead¦Secondary¦Deteriorated
21-0061756 | Unknown Cause | Patrol - found nothing |  |  | 2021 | Tier 2 - Elevated | Distribution Circuit | 5 | 15 | 2021-05-15 | 1349752 | Sus | Y | UnknownCause¦Patrolfoundnothing¦¦
21-0061762 | Equipment Failure/Involved | Overhead | Crossarm, Wood | Broken | 2021 | Tier 2 - Elevated | Distribution Circuit | 5 | 15 | 2021-05-15 | 1349796 | Sus | Y | EquipmentFailureInvolved¦Overhead¦CrossarmWood¦Broken
21-0064820 | Equipment Failure/Involved | Overhead | Crossarm, Wood | Broken | 2021 | Tier 2 - Elevated | Distribution Circuit | 5 | 23 | 2021-05-23 | 1356675 | Sus | Y | EquipmentFailureInvolved¦Overhead¦CrossarmWood¦Broken
21-0065390 | Vegetation | Tree - fell into line | Conductor, Overhead | Broken, wire on ground | 2021 | Tier 2 - Elevated | Distribution Circuit | 5 | 24 | 2021-05-24 | 1357729 | Sus | Y | Vegetation¦Treefellintoline¦ConductorOverhead¦Brokenwireonground
21-0068878 | Vegetation | Tree - grew into line | Conductor, Overhead | Burned/flashed | 2021 | Tier 2 - Elevated | Transformer only | 6 | 2 | 2021-06-02 | 1364043 | Sus | Y | Vegetation¦Treegrewintoline¦ConductorOverhead¦Burnedflashed
21-0070486 | Equipment Failure/Involved | Overhead | Transformer (OH) | Broken | 2021 | Tier 2 - Elevated | Transformer only | 6 | 5 | 2021-06-05 | 1366580 | Sus | Y | EquipmentFailureInvolved¦Overhead¦Transformer(OH)¦Broken
21-0080680 | Vegetation | Tree - fell into line | Conductor, Overhead | Normal | 2021 | Tier 2 - Elevated | Distribution Circuit | 6 | 28 | 2021-06-28 | 1386434 | Sus | Y | Vegetation¦Treefellintoline¦ConductorOverhead¦Normal
21-0081279 | Unknown Cause | Patrol - found nothing |  |  | 2021 | Tier 2 - Elevated | Distribution Circuit | 6 | 29 | 2021-06-29 | 1387648 | Sus | Y | UnknownCause¦Patrolfoundnothing¦¦
21-0084643 | Animal | Bird found | Conductor, Overhead | Normal | 2021 | Tier 2 - Elevated | Distribution Circuit | 7 | 3 | 2021-07-03 | 1391097 | Sus | Y | Animal¦Birdfound¦ConductorOverhead¦Normal
21-0088968 | Unknown Cause | Patrol - found nothing |  |  | 2021 | Tier 3 - Extreme | Distribution Circuit | 7 | 13 | 2021-07-13 | 1403439 | Sus | Y | UnknownCause¦Patrolfoundnothing¦¦
21-0094540 | Environmental/External | Fire, Forest/Grass | Pothead(Riser Termination) | Burned/flashed | 2021 | Tier 2 - Elevated | Distribution Circuit | 7 | 24 | 2021-07-24 | 1413633 | Sus | Y | EnvironmentalExternal¦FireForestGrass¦Pothead(RiserTermination)¦Burnedflashed
21-0100400 | Animal | Squirrel | Conductor, Overhead | Normal | 2021 | Tier 2 - Elevated | Distribution Circuit | 8 | 5 | 2021-08-05 | 1434866 | Sus | Y | Animal¦Squirrel¦ConductorOverhead¦Normal
21-0101504 | Unknown Cause | Patrol - found nothing |  |  | 2021 | Tier 3 - Extreme | Distribution Circuit | 8 | 7 | 2021-08-07 | 1436529 | Sus | Y | UnknownCause¦Patrolfoundnothing¦¦
21-0104502 | Unknown Cause | Patrol - found nothing |  |  | 2021 | Tier 2 - Elevated | Distribution Circuit | 8 | 14 | 2021-08-14 | 1442441 | Sus | Y | UnknownCause¦Patrolfoundnothing¦¦
21-0107924 | Unknown Cause | Patrol - found nothing |  |  | 2021 | Tier 2 - Elevated | Transformer only | 8 | 22 | 2021-08-22 | 1450053 | Sus | Y | UnknownCause¦Patrolfoundnothing¦¦
21-0119446 | Equipment Failure/Involved | Overhead | Transformer | Malfunctioning | 2021 | Tier 2 - Elevated | Transformer only | 9 | 18 | 2021-09-18 | 1474956 | Sus | Y | EquipmentFailureInvolved¦Overhead¦Transformer¦Malfunctioning
21-0129101 | Unknown Cause | Patrol - found nothing |  |  | 2021 | Tier 2 - Elevated | Distribution Circuit | 10 | 11 | 2021-10-11 | 1493736 | Sus | Y | UnknownCause¦Patrolfoundnothing¦¦
21-0131098 | Vegetation | Tree - fell into line | Conductor, Overhead | Broken, wire on ground | 2021 | Tier 3 - Extreme | Distribution Circuit | 10 | 14 | 2021-10-14 | 1497618 | Sus | Y | Vegetation¦Treefellintoline¦ConductorOverhead¦Brokenwireonground
21-0138072 | Unknown Cause | Patrol - found nothing |  |  | 2021 | Tier 2 - Elevated | Distribution Circuit | 10 | 25 | 2021-10-25 | 1521140 | Sus | Y | UnknownCause¦Patrolfoundnothing¦¦
21-0139118 | Equipment Failure/Involved | Overhead | Fuse | Broken | 2021 | Tier 2 - Elevated | Transformer only | 10 | 27 | 2021-10-27 | 1523719 | Sus | Y | EquipmentFailureInvolved¦Overhead¦Fuse¦Broken
21-0141341 | Equipment Failure/Involved | Overhead | Transformer (OH) | Broken | 2021 | Tier 3 - Extreme | Transformer only | 11 | 1 | 2021-11-01 | 1527541 | Sus | Y | EquipmentFailureInvolved¦Overhead¦Transformer(OH)¦Broken
21-0142569 | Unknown Cause | Patrol - found nothing |  |  | 2021 | Tier 2 - Elevated | Distribution Circuit | 11 | 4 | 2021-11-04 | 1535189 | Sus | Y | UnknownCause¦Patrolfoundnothing¦¦
21-0155941 | Equipment Failure/Involved | Overhead | Lightning Arrestor | Normal | 2021 | Tier 3 - Extreme | Transformer only | 12 | 8 | 2021-12-08 | 1561825 | Sus | N | EquipmentFailureInvolved¦Overhead¦LightningArrestor¦Normal
21-0157254 | Vegetation | Tree - fell into line | Conductor, Overhead | Broken, wire on ground | 2021 | Tier 3 - Extreme | Distribution Circuit | 12 | 13 | 2021-12-13 | 1566992 | Sus | N | Vegetation¦Treefellintoline¦ConductorOverhead¦Brokenwireonground
21-0157981 | Unknown Cause | Patrol - found nothing |  |  | 2021 | Tier 3 - Extreme | Distribution Circuit | 12 | 14 | 2021-12-14 | 1570302 | Sus | N | UnknownCause¦Patrolfoundnothing¦¦
21-0158527 | Vegetation | Tree - fell into line | Conductor, Overhead | Broken, wire on ground | 2021 | Tier 3 - Extreme | Distribution Circuit | 12 | 15 | 2021-12-15 | 1573054 | Sus | N | Vegetation¦Treefellintoline¦ConductorOverhead¦Brokenwireonground
21-0158778 | Vegetation | Tree - fell into line | Service conductor | Broken, wire on ground | 2021 | Tier 2 - Elevated | Transformer only | 12 | 16 | 2021-12-16 | 1574242 | Sus | N | Vegetation¦Treefellintoline¦Serviceconductor¦Brokenwireonground
21-0160416 | Equipment Failure/Involved | Overhead | Conductor, Overhead | Broken, wire on ground | 2021 | Tier 2 - Elevated | Distribution Circuit | 12 | 24 | 2021-12-24 | 1580405 | Sus | N | EquipmentFailureInvolved¦Overhead¦ConductorOverhead¦Brokenwireonground
21-0162000 | Vegetation | Tree - fell into line | Pole-Wood | Broken | 2021 | Tier 3 - Extreme | Distribution Circuit | 12 | 27 | 2021-12-27 | 1590788 | Sus | N | Vegetation¦Treefellintoline¦PoleWood¦Broken
22-0013027 | Unknown Cause | Patrol - found nothing |  |  | 2022 | Tier 2 - Elevated | Distribution Circuit | 1 | 22 | 2022-01-22 | 1608327 | Sus | N | UnknownCause¦Patrolfoundnothing¦¦
22-0016929 | Unknown Cause | Patrol - found nothing |  |  | 2022 | Tier 2 - Elevated | Distribution Circuit | 2 | 1 | 2022-02-01 | 1617684 | Sus | N | UnknownCause¦Patrolfoundnothing¦¦
22-0017385 | Vegetation | Tree - fell into line | Crossarm, Wood | Broken | 2022 | Tier 2 - Elevated | Distribution Circuit | 2 | 2 | 2022-02-02 | 1618915 | Sus | N | Vegetation¦Treefellintoline¦CrossarmWood¦Broken
22-0019590 | Unknown Cause | Patrol - found nothing |  |  | 2022 | Tier 3 - Extreme | Distribution Circuit | 2 | 7 | 2022-02-07 | 1622786 | Sus | N | UnknownCause¦Patrolfoundnothing¦¦
22-0023210 | Equipment Failure/Involved | Overhead | Fuse | Broken | 2022 | Tier 2 - Elevated | Transformer only | 2 | 16 | 2022-02-16 | 1629372 | Sus | N | EquipmentFailureInvolved¦Overhead¦Fuse¦Broken
22-0040377 | Unknown Cause | Patrol - not conducted |  |  | 2022 | Tier 2 - Elevated | Distribution Circuit | 3 | 30 | 2022-03-30 | 1659349 | Sus | N | UnknownCause¦Patrolnotconducted¦¦
22-0057472 | Equipment Failure/Involved | Overhead | Bushing | Broken | 2022 | Tier 3 - Extreme | Distribution Circuit | 5 | 3 | 2022-05-03 | 1687710 | Sus | Y | EquipmentFailureInvolved¦Overhead¦Bushing¦Broken
22-0097491 | Unknown Cause | Patrol - found nothing |  |  | 2022 | Tier 2 - Elevated | Distribution Circuit | 8 | 15 | 2022-08-15 | 1781193 | Sus | Y | UnknownCause¦Patrolfoundnothing¦¦
22-0099700 | Unknown Cause | Patrol - found nothing |  |  | 2022 | Tier 2 - Elevated | Distribution Circuit | 8 | 19 | 2022-08-19 | 1785080 | Sus | Y | UnknownCause¦Patrolfoundnothing¦¦
22-0107294 | Equipment Failure/Involved | Overhead | Regulator | Malfunctioning | 2022 | Tier 2 - Elevated | Distribution Circuit | 9 | 7 | 2022-09-07 | 1804164 | Sus | Y | EquipmentFailureInvolved¦Overhead¦Regulator¦Malfunctioning
22-0107533 | Vegetation | Tree - fell into line | Conductor, Overhead | Broken, wire on ground | 2022 | Tier 2 - Elevated | Distribution Circuit | 9 | 7 | 2022-09-07 | 1804705 | Sus | Y | Vegetation¦Treefellintoline¦ConductorOverhead¦Brokenwireonground
22-0114518 | Equipment Failure/Involved | Overhead | Transformer (OH) | Burned/flashed | 2022 | Tier 2 - Elevated | Transformer only | 9 | 24 | 2022-09-24 | 1820788 | Sus | Y | EquipmentFailureInvolved¦Overhead¦Transformer(OH)¦Burnedflashed
22-0122872 | Unknown Cause | Patrol - found nothing |  |  | 2022 | Tier 3 - Extreme | Transformer only | 10 | 19 | 2022-10-19 | 1840285 | Sus | Y | UnknownCause¦Patrolfoundnothing¦¦
22-0124558 | Unknown Cause | Patrol - found nothing |  |  | 2022 | Tier 2 - Elevated | Distribution Circuit | 10 | 25 | 2022-10-25 | 1844849 | Sus | Y | UnknownCause¦Patrolfoundnothing¦¦
22-0135374 | Animal | Other | Transformer (OH) | Normal | 2022 | Tier 2 - Elevated | Distribution Circuit | 11 | 30 | 2022-11-30 | 1872569 | Sus | Y | Animal¦Other¦Transformer(OH)¦Normal
22-0138783 | Vegetation | Tree - fell into line | Transformer | Broken, wire on ground | 2022 | Tier 2 - Elevated | Transformer only | 12 | 10 | 2022-12-10 | 1884670 | Sus | N | Vegetation¦Treefellintoline¦Transformer¦Brokenwireonground
22-0139337 | Equipment Failure/Involved | Overhead | Transformer (OH) | Failed/Faulted | 2022 | Tier 2 - Elevated | Transformer only | 12 | 12 | 2022-12-12 | 1887432 | Sus | N | EquipmentFailureInvolved¦Overhead¦Transformer(OH)¦FailedFaulted
22-0140703 | Environmental/External | Earthquake | Conductor, Overhead | Normal | 2022 | Tier 2 - Elevated | Transmission line | 12 | 20 | 2022-12-20 | 1893762 | Sus | N | EnvironmentalExternal¦Earthquake¦ConductorOverhead¦Normal
22-0140711 | Environmental/External | Earthquake | Other | Normal | 2022 | Tier 2 - Elevated | Transmission line | 12 | 20 | 2022-12-20 | 1893803 | Sus | N | EnvironmentalExternal¦Earthquake¦Other¦Normal
15-0011336 | Vegetation | Tree - fell into line | Conductor, Overhead | On Ground | 2015 | Tier 2 - Elevated | Distribution Circuit | 2 | 7 | 2015-02-07 | 1181508 | Sus | N | Vegetation¦Treefellintoline¦ConductorOverhead¦OnGround
15-0011608 | Equipment Failure/Involved | Other | Jumper | Burned Open | 2015 | Tier 2 - Elevated | Distribution Circuit | 2 | 8 | 2015-02-08 | 1182829 | Sus | N | EquipmentFailureInvolved¦Other¦Jumper¦BurnedOpen
15-0011937 | Vegetation | Tree - bark fell into line | Conductor, Overhead | Broken, wire on ground | 2015 | Tier 2 - Elevated | Distribution Circuit | 2 | 7 | 2015-02-07 | 1184626 | Sus | N | Vegetation¦Treebarkfellintoline¦ConductorOverhead¦Brokenwireonground
15-0012946 | 3rd Party | Contact with High Voltage, 3rd party | Conductor, Overhead | Burned/flashed | 2015 | Tier 2 - Elevated | Distribution Circuit | 2 | 12 | 2015-02-12 | 1189163 | Sus | N | 3rdParty¦ContactwithHighVoltage3rdparty¦ConductorOverhead¦Burnedflashed
15-0013022 | Equipment Failure/Involved | Other | Transformer | Failed/Faulted | 2015 | Tier 2 - Elevated | Transformer only | 2 | 12 | 2015-02-12 | 1189094 | Sus | N | EquipmentFailureInvolved¦Other¦Transformer¦FailedFaulted
15-0020978 | Vegetation | Tree - fell into line | Other | Broken, wire on ground | 2015 | Tier 3 - Extreme | Distribution Circuit | 3 | 20 | 2015-03-20 | 1205871 | Sus | N | Vegetation¦Treefellintoline¦Other¦Brokenwireonground
15-0029396 | Equipment Failure/Involved | Other | Transformer | Failed/Faulted | 2015 | Tier 2 - Elevated | Transformer only | 4 | 24 | 2015-04-24 | 1224463 | Sus | N | EquipmentFailureInvolved¦Other¦Transformer¦FailedFaulted
15-0029541 | Equipment Failure/Involved | Lightning | Transformer | Malfunctioning | 2015 | Tier 2 - Elevated | Transformer only | 4 | 25 | 2015-04-25 | 1224922 | Sus | N | EquipmentFailureInvolved¦Lightning¦Transformer¦Malfunctioning
15-0033027 | Unknown Cause | Patrol - found nothing |  |  | 2015 | Tier 2 - Elevated | Distribution Circuit | 5 | 8 | 2015-05-08 | 1231739 | Sus | Y | UnknownCause¦Patrolfoundnothing¦¦
15-0037517 | Unknown Cause | Patrol - found nothing |  |  | 2015 | Tier 2 - Elevated | Distribution Circuit | 5 | 31 | 2015-05-31 | 1241890 | Sus | Y | UnknownCause¦Patrolfoundnothing¦¦
15-0038638 | Environmental/External | Lightning | Transformer | Burned/flashed | 2015 | Tier 3 - Extreme | Transformer only | 6 | 5 | 2015-06-05 | 1243929 | Sus | Y | EnvironmentalExternal¦Lightning¦Transformer¦Burnedflashed
15-0039066 | Vegetation | Tree - fell into line | Pole-Wood | Broken, wire on ground | 2015 | Tier 3 - Extreme | Distribution Circuit | 6 | 6 | 2015-06-06 | 1244928 | Sus | Y | Vegetation¦Treefellintoline¦PoleWood¦Brokenwireonground
15-0046647 | Environmental/External | Lightning | Transformer | Failed/Faulted | 2015 | Tier 3 - Extreme | Transformer only | 7 | 9 | 2015-07-09 | 1265589 | Sus | Y | EnvironmentalExternal¦Lightning¦Transformer¦FailedFaulted
15-0050562 | Unknown Cause | Patrol - found nothing |  |  | 2015 | Tier 2 - Elevated | Distribution Circuit | 7 | 26 | 2015-07-26 | 1277464 | Sus | Y | UnknownCause¦Patrolfoundnothing¦¦
15-0055600 | Vegetation | Tree - fell into line | Conductor, Overhead | Broken, wire on ground | 2015 | Tier 2 - Elevated | Distribution Circuit | 8 | 17 | 2015-08-17 | 1290343 | Sus | Y | Vegetation¦Treefellintoline¦ConductorOverhead¦Brokenwireonground
15-0058161 | 3rd Party | Gun Shot | Conductor, Overhead | Together | 2015 | Tier 2 - Elevated | Distribution Circuit | 8 | 29 | 2015-08-29 | 1296596 | Sus | Y | 3rdParty¦GunShot¦ConductorOverhead¦Together
15-0062023 | Environmental/External | Fire, Forest/Grass | Pole-Wood | Burned/flashed | 2015 | Tier 3 - Extreme | Distribution Circuit | 9 | 12 | 2015-09-12 | 1307836 | Sus | Y | EnvironmentalExternal¦FireForestGrass¦PoleWood¦Burnedflashed
15-0079959 | Equipment Failure/Involved | Overhead | Transformer | Failed/Faulted | 2015 | Tier 2 - Elevated | Transformer only | 11 | 22 | 2015-11-22 | 1346887 | Sus | Y | EquipmentFailureInvolved¦Overhead¦Transformer¦FailedFaulted
15-0083792 | Vegetation | Tree - branch fell on line | Conductor, Overhead | Broken, wire on ground | 2015 | Tier 3 - Extreme | Distribution Circuit | 12 | 10 | 2015-12-10 | 1356994 | Sus | N | Vegetation¦Treebranchfellonline¦ConductorOverhead¦Brokenwireonground
15-0084351 | Equipment Failure/Involved | Overhead | Jumper | Burned Open | 2015 | Tier 2 - Elevated | Distribution Circuit | 12 | 11 | 2015-12-11 | 1359163 | Sus | N | EquipmentFailureInvolved¦Overhead¦Jumper¦BurnedOpen
15-0084405 | Unknown Cause | Patrol - found nothing |  |  | 2015 | Tier 2 - Elevated | Distribution Circuit | 12 | 12 | 2015-12-12 | 1359426 | Sus | N | UnknownCause¦Patrolfoundnothing¦¦
15-0084637 | Vegetation | Tree - branch fell on line | Conductor, Overhead | Broken, wire on ground | 2015 | Tier 3 - Extreme | Distribution Circuit | 12 | 13 | 2015-12-13 | 1360429 | Sus | N | Vegetation¦Treebranchfellonline¦ConductorOverhead¦Brokenwireonground
15-0086401 | Unknown Cause | Patrol - found nothing |  |  | 2015 | Tier 2 - Elevated | Distribution Circuit | 12 | 21 | 2015-12-21 | 1367561 | Sus | N | UnknownCause¦Patrolfoundnothing¦¦
15-0087047 | Unknown Cause | Patrol - not conducted |  |  | 2015 | Tier 2 - Elevated | Transmission line | 12 | 24 | 2015-12-24 | 1370671 | Sus | N | UnknownCause¦Patrolnotconducted¦¦
15-0087306 | Vegetation | Tree - fell into line | Conductor, Overhead | Broken, wire on ground | 2015 | Tier 2 - Elevated | Distribution Circuit | 12 | 24 | 2015-12-24 | 1371813 | Sus | N | Vegetation¦Treefellintoline¦ConductorOverhead¦Brokenwireonground
15-0087639 | Unknown Cause | Patrol - found nothing |  |  | 2015 | Tier 3 - Extreme | Distribution Circuit | 12 | 28 | 2015-12-28 | 1373395 | Sus | N | UnknownCause¦Patrolfoundnothing¦¦
16-0002850 | Vegetation | Tree - branch fell on line | Conductor, Overhead | Normal | 2016 | Tier 3 - Extreme | Distribution Circuit | 1 | 5 | 2016-01-05 | 1376999 | Sus | N | Vegetation¦Treebranchfellonline¦ConductorOverhead¦Normal
16-0003407 | Vegetation | Tree - fell into line | Crossarm, Wood | Broken, wire on ground | 2016 | Tier 2 - Elevated | Distribution Circuit | 1 | 6 | 2016-01-06 | 1378420 | Sus | N | Vegetation¦Treefellintoline¦CrossarmWood¦Brokenwireonground
16-0008999 | Unknown Cause | Patrol - found nothing |  |  | 2016 | Tier 2 - Elevated | Distribution Circuit | 1 | 28 | 2016-01-28 | 1393717 | Sus | N | UnknownCause¦Patrolfoundnothing¦¦
16-0009637 | Vegetation | Tree - fell into line | Conductor, Overhead | Broken, wire on ground | 2016 | Tier 2 - Elevated | Distribution Circuit | 2 | 1 | 2016-02-01 | 1395871 | Sus | N | Vegetation¦Treefellintoline¦ConductorOverhead¦Brokenwireonground
16-0009772 | Environmental/External | Ice or snow | Conductor, Overhead | Together | 2016 | Tier 2 - Elevated | Distribution Circuit | 2 | 1 | 2016-02-01 | 1396243 | Sus | N | EnvironmentalExternal¦Iceorsnow¦ConductorOverhead¦Together
16-0011622 | Unknown Cause | Patrol - found nothing |  |  | 2016 | Tier 2 - Elevated | Distribution Circuit | 2 | 9 | 2016-02-09 | 1400788 | Sus | N | UnknownCause¦Patrolfoundnothing¦¦
16-0013465 | Unknown Cause | Patrol - found nothing |  |  | 2016 | Tier 3 - Extreme | Distribution Circuit | 2 | 17 | 2016-02-17 | 1406148 | Sus | N | UnknownCause¦Patrolfoundnothing¦¦
16-0013634 | Unknown Cause | Patrol - found nothing |  |  | 2016 | Tier 2 - Elevated | Transformer only | 2 | 18 | 2016-02-18 | 1407818 | Sus | N | UnknownCause¦Patrolfoundnothing¦¦
16-0013707 | Vegetation | Tree - fell into line | Pole-Wood | Broken | 2016 | Tier 3 - Extreme | Distribution Circuit | 2 | 17 | 2016-02-17 | 1408019 | Sus | N | Vegetation¦Treefellintoline¦PoleWood¦Broken
16-0018244 | Equipment Failure/Involved | Overhead | Cutout, fuse holder | Broken | 2016 | Tier 2 - Elevated | Distribution Circuit | 3 | 6 | 2016-03-06 | 1421085 | Sus | N | EquipmentFailureInvolved¦Overhead¦Cutoutfuseholder¦Broken
16-0018484 | Equipment Failure/Involved | Overhead | Transformer | Broken | 2016 | Tier 3 - Extreme | Transformer only | 3 | 6 | 2016-03-06 | 1422309 | Sus | N | EquipmentFailureInvolved¦Overhead¦Transformer¦Broken
16-0020771 | Unknown Cause | Patrol - found nothing |  |  | 2016 | Tier 2 - Elevated | Distribution Circuit | 3 | 12 | 2016-03-12 | 1429311 | Sus | N | UnknownCause¦Patrolfoundnothing¦¦
16-0020994 | Vegetation | Tree - fell into line | Conductor, Overhead | Normal | 2016 | Tier 3 - Extreme | Distribution Circuit | 3 | 13 | 2016-03-13 | 1430352 | Sus | N | Vegetation¦Treefellintoline¦ConductorOverhead¦Normal
16-0022656 | 3rd Party | Vehicle | Pole-Wood | Broken | 2016 | Tier 2 - Elevated | Distribution Circuit | 3 | 19 | 2016-03-19 | 1434209 | Sus | N | 3rdParty¦Vehicle¦PoleWood¦Broken
16-0023119 | Vegetation | Tree - fell into line | Crossarm, Wood | Broken | 2016 | Tier 3 - Extreme | Distribution Circuit | 3 | 21 | 2016-03-21 | 1435838 | Sus | N | Vegetation¦Treefellintoline¦CrossarmWood¦Broken
16-0025908 | Equipment Failure/Involved | Overhead | Cutout, fuse holder | Broken | 2016 | Tier 2 - Elevated | Distribution Circuit | 4 | 4 | 2016-04-04 | 1443907 | Sus | N | EquipmentFailureInvolved¦Overhead¦Cutoutfuseholder¦Broken
16-0030823 | Unknown Cause | Patrol - found nothing |  |  | 2016 | Tier 2 - Elevated | Distribution Circuit | 4 | 22 | 2016-04-22 | 1456248 | Sus | N | UnknownCause¦Patrolfoundnothing¦¦
16-0033246 | Unknown Cause | Patrol - found nothing |  |  | 2016 | Tier 2 - Elevated | Distribution Circuit | 5 | 2 | 2016-05-02 | 1463307 | Sus | Y | UnknownCause¦Patrolfoundnothing¦¦
16-0034073 | Unknown Cause | Patrol - found nothing |  |  | 2016 | Tier 3 - Extreme | Distribution Circuit | 5 | 5 | 2016-05-05 | 1465172 | Sus | Y | UnknownCause¦Patrolfoundnothing¦¦
16-0034199 | Environmental/External | Lightning | Transformer (OH) | Failed/Faulted | 2016 | Tier 3 - Extreme | Distribution Circuit | 5 | 5 | 2016-05-05 | 1465429 | Sus | Y | EnvironmentalExternal¦Lightning¦Transformer(OH)¦FailedFaulted
16-0034711 | Equipment Failure/Involved | Electrical Overload | Transformer | Failed/Faulted | 2016 | Tier 2 - Elevated | Transformer only | 5 | 8 | 2016-05-08 | 1466627 | Sus | Y | EquipmentFailureInvolved¦ElectricalOverload¦Transformer¦FailedFaulted
16-0042770 | Equipment Failure/Involved | Electrical Overload | Other | Failed/Faulted | 2016 | Tier 3 - Extreme | Transformer only | 6 | 13 | 2016-06-13 | 1487803 | Sus | Y | EquipmentFailureInvolved¦ElectricalOverload¦Other¦FailedFaulted
16-0044251 | Vegetation | Tree - fell into line | Conductor, Overhead | Broken, wire on object | 2016 | Tier 2 - Elevated | Distribution Circuit | 6 | 18 | 2016-06-18 | 1491917 | Sus | Y | Vegetation¦Treefellintoline¦ConductorOverhead¦Brokenwireonobject
16-0049481 | Vegetation | Tree - fell into line | Crossarm, Wood | Broken | 2016 | Tier 2 - Elevated | Distribution Circuit | 7 | 12 | 2016-07-12 | 1509132 | Sus | Y | Vegetation¦Treefellintoline¦CrossarmWood¦Broken
16-0059808 | Unknown Cause | Patrol - found nothing |  |  | 2016 | Tier 2 - Elevated | Distribution Circuit | 8 | 24 | 2016-08-24 | 1531736 | Sus | Y | UnknownCause¦Patrolfoundnothing¦¦
16-0071220 | Equipment Failure/Involved | Overhead | Transformer (OH) | Failed/Faulted | 2016 | Tier 2 - Elevated | Transformer only | 10 | 11 | 2016-10-11 | 1556567 | Sus | Y | EquipmentFailureInvolved¦Overhead¦Transformer(OH)¦FailedFaulted
16-0072366 | Vegetation | Tree - fell into line | Secondary | Broken, wire on ground | 2016 | Tier 2 - Elevated | Distribution Circuit | 10 | 14 | 2016-10-14 | 1560446 | Sus | Y | Vegetation¦Treefellintoline¦Secondary¦Brokenwireonground
16-0073069 | Vegetation | Tree - grew into line | Conductor, Overhead | Broken | 2016 | Tier 2 - Elevated | Transformer only | 10 | 16 | 2016-10-16 | 1563699 | Sus | Y | Vegetation¦Treegrewintoline¦ConductorOverhead¦Broken
16-0076770 | Unknown Cause | Patrol - found nothing |  |  | 2016 | Tier 3 - Extreme | Distribution Circuit | 10 | 30 | 2016-10-30 | 1573096 | Sus | Y | UnknownCause¦Patrolfoundnothing¦¦
16-0082751 | Vegetation | Tree - fell into line | Conductor, Overhead | Broken, wire on object | 2016 | Tier 2 - Elevated | Transformer only | 11 | 28 | 2016-11-28 | 1590579 | Sus | Y | Vegetation¦Treefellintoline¦ConductorOverhead¦Brokenwireonobject
16-0086595 | Animal | Bird found | Conductor, Overhead | Broken, wire on ground | 2016 | Tier 2 - Elevated | Distribution Circuit | 12 | 21 | 2016-12-21 | 1608159 | Sus | N | Animal¦Birdfound¦ConductorOverhead¦Brokenwireonground
17-0003027 | Vegetation | Tree - branch fell on line | Fuse | Failed/Faulted | 2017 | Tier 3 - Extreme | Distribution Circuit | 1 | 3 | 2017-01-03 | 1615414 | Sus | N | Vegetation¦Treebranchfellonline¦Fuse¦FailedFaulted
17-0003309 | Unknown Cause | Patrol - found nothing |  |  | 2017 | Tier 3 - Extreme | Distribution Circuit | 1 | 3 | 2017-01-03 | 1615650 | Sus | N | UnknownCause¦Patrolfoundnothing¦¦
17-0004572 | Equipment Failure/Involved | Overhead | Fuse | Failed/Faulted | 2017 | Tier 3 - Extreme | Distribution Circuit | 1 | 7 | 2017-01-07 | 1620949 | Sus | N | EquipmentFailureInvolved¦Overhead¦Fuse¦FailedFaulted
17-0004756 | Equipment Failure/Involved | Overhead | Connector or Splice (OH) | Broken, wire on ground | 2017 | Tier 2 - Elevated | Distribution Circuit | 1 | 7 | 2017-01-07 | 1621632 | Sus | N | EquipmentFailureInvolved¦Overhead¦ConnectororSplice(OH)¦Brokenwireonground
17-0004760 | Vegetation | Tree - bark fell into line | Conductor, Overhead | Normal | 2017 | Tier 3 - Extreme | Distribution Circuit | 1 | 7 | 2017-01-07 | 1621710 | Sus | N | Vegetation¦Treebarkfellintoline¦ConductorOverhead¦Normal
17-0005472 | Vegetation | Tree - fell into line | Pole-Wood | Broken, wire on ground | 2017 | Tier 3 - Extreme | Distribution Circuit | 1 | 8 | 2017-01-08 | 1625477 | Sus | N | Vegetation¦Treefellintoline¦PoleWood¦Brokenwireonground
17-0007411 | Vegetation | Tree - fell into line | Conductor, Overhead | Broken, wire on ground | 2017 | Tier 3 - Extreme | Distribution Circuit | 1 | 10 | 2017-01-10 | 1638665 | Sus | N | Vegetation¦Treefellintoline¦ConductorOverhead¦Brokenwireonground
17-0008262 | Vegetation | Tree - fell into line | Conductor, Overhead | Together | 2017 | Tier 3 - Extreme | Distribution Circuit | 1 | 12 | 2017-01-12 | 1640892 | Sus | N | Vegetation¦Treefellintoline¦ConductorOverhead¦Together
17-0010886 | Unknown Cause | Patrol - found nothing |  |  | 2017 | Tier 2 - Elevated | Distribution Circuit | 1 | 19 | 2017-01-19 | 1651061 | Sus | N | UnknownCause¦Patrolfoundnothing¦¦
17-0011778 | Vegetation | Tree - fell into line | Pole-Wood | Broken, wire on ground | 2017 | Tier 2 - Elevated | Distribution Circuit | 1 | 20 | 2017-01-20 | 1655070 | Sus | N | Vegetation¦Treefellintoline¦PoleWood¦Brokenwireonground
17-0011880 | Vegetation | Tree - fell into line | Conductor, Overhead | Broken, wire on ground | 2017 | Tier 2 - Elevated | Distribution Circuit | 1 | 21 | 2017-01-21 | 1655381 | Sus | N | Vegetation¦Treefellintoline¦ConductorOverhead¦Brokenwireonground
17-0012160 | Equipment Failure/Involved | Overhead | Crossarm, Wood | Broken | 2017 | Tier 3 - Extreme | Distribution Circuit | 1 | 21 | 2017-01-21 | 1656972 | Sus | N | EquipmentFailureInvolved¦Overhead¦CrossarmWood¦Broken
17-0013941 | Unknown Cause | Patrol - found nothing |  |  | 2017 | Tier 3 - Extreme | Distribution Circuit | 1 | 23 | 2017-01-23 | 1663811 | Sus | N | UnknownCause¦Patrolfoundnothing¦¦
17-0014525 | Unknown Cause | Patrol - found nothing |  |  | 2017 | Tier 2 - Elevated | Distribution Circuit | 1 | 24 | 2017-01-24 | 1665985 | Sus | N | UnknownCause¦Patrolfoundnothing¦¦
17-0015637 | 3rd Party | Dig in, 3rd party | Connector or Splice (UG) | Failed/Faulted | 2017 | Tier 2 - Elevated | Distribution Circuit | 1 | 27 | 2017-01-27 | 1668716 | Sus | N | 3rdParty¦Digin3rdparty¦ConnectororSplice(UG)¦FailedFaulted
17-0016460 | Equipment Failure/Involved | Overhead | Cutout, fuse holder | Broken | 2017 | Tier 3 - Extreme | Transformer only | 1 | 31 | 2017-01-31 | 1671582 | Sus | N | EquipmentFailureInvolved¦Overhead¦Cutoutfuseholder¦Broken
17-0016776 | Vegetation | Tree - fell into line | Conductor, Overhead | Broken, wire on ground | 2017 | Tier 2 - Elevated | Distribution Circuit | 2 | 2 | 2017-02-02 | 1672618 | Sus | N | Vegetation¦Treefellintoline¦ConductorOverhead¦Brokenwireonground
17-0017348 | Environmental/External | Lightning | Transformer | Failed/Faulted | 2017 | Tier 2 - Elevated | Distribution Circuit | 2 | 3 | 2017-02-03 | 1674281 | Sus | N | EnvironmentalExternal¦Lightning¦Transformer¦FailedFaulted
17-0017398 | Environmental/External | Lightning | Transformer (OH) | Failed/Faulted | 2017 | Tier 2 - Elevated | Transformer only | 2 | 3 | 2017-02-03 | 1674371 | Sus | N | EnvironmentalExternal¦Lightning¦Transformer(OH)¦FailedFaulted
17-0018406 | Vegetation | Tree - fell into line | Conductor, Overhead | Normal | 2017 | Tier 3 - Extreme | Distribution Circuit | 2 | 7 | 2017-02-07 | 1677708 | Sus | N | Vegetation¦Treefellintoline¦ConductorOverhead¦Normal
17-0018993 | Equipment Failure/Involved | Overhead | Jumper | Burned Open | 2017 | Tier 3 - Extreme | Distribution Circuit | 2 | 8 | 2017-02-08 | 1681623 | Sus | N | EquipmentFailureInvolved¦Overhead¦Jumper¦BurnedOpen
17-0020881 | Unknown Cause | Patrol - not conducted |  |  | 2017 | Tier 2 - Elevated | Distribution Circuit | 2 | 14 | 2017-02-14 | 1687960 | Sus | N | UnknownCause¦Patrolnotconducted¦¦
17-0020937 | 3rd Party | Other | Conductor, Overhead | Normal | 2017 | Tier 2 - Elevated | Distribution Circuit | 2 | 14 | 2017-02-14 | 1688235 | Sus | N | 3rdParty¦Other¦ConductorOverhead¦Normal
17-0021595 | Equipment Failure/Involved | Overhead | Conductor, Overhead | Broken | 2017 | Tier 3 - Extreme | Distribution Circuit | 2 | 16 | 2017-02-16 | 1690351 | Sus | N | EquipmentFailureInvolved¦Overhead¦ConductorOverhead¦Broken
17-0023728 | Vegetation | Tree - fell into line | Pole-Wood | Broken | 2017 | Tier 3 - Extreme | Distribution Circuit | 2 | 20 | 2017-02-20 | 1702916 | Sus | N | Vegetation¦Treefellintoline¦PoleWood¦Broken
17-0024023 | Equipment Failure/Involved | Overhead | Conductor, Overhead | Broken, wire on ground | 2017 | Tier 2 - Elevated | Distribution Circuit | 2 | 20 | 2017-02-20 | 1703959 | Sus | N | EquipmentFailureInvolved¦Overhead¦ConductorOverhead¦Brokenwireonground
17-0025205 | Vegetation | Tree - fell into line | Conductor, Overhead | Broken, wire on ground | 2017 | Tier 2 - Elevated | Distribution Circuit | 2 | 21 | 2017-02-21 | 1708531 | Sus | N | Vegetation¦Treefellintoline¦ConductorOverhead¦Brokenwireonground
17-0028827 | Equipment Failure/Involved | Overhead | Transformer | Failed/Faulted | 2017 | Tier 2 - Elevated | Transformer only | 3 | 6 | 2017-03-06 | 1721091 | Sus | N | EquipmentFailureInvolved¦Overhead¦Transformer¦FailedFaulted
17-0034860 | Vegetation | Tree - branch fell on line | Conductor, Overhead | Normal | 2017 | Tier 3 - Extreme | Distribution Circuit | 3 | 29 | 2017-03-29 | 1738712 | Sus | N | Vegetation¦Treebranchfellonline¦ConductorOverhead¦Normal
17-0037712 | Unknown Cause | Patrol - found nothing |  |  | 2017 | Tier 2 - Elevated | Distribution Circuit | 4 | 7 | 2017-04-07 | 1750274 | Sus | N | UnknownCause¦Patrolfoundnothing¦¦
17-0037837 | Unknown Cause | Patrol - found nothing |  |  | 2017 | Tier 2 - Elevated | Distribution Circuit | 4 | 7 | 2017-04-07 | 1749607 | Sus | N | UnknownCause¦Patrolfoundnothing¦¦
17-0038091 | Unknown Cause | Patrol - found nothing |  |  | 2017 | Tier 3 - Extreme | Distribution Circuit | 4 | 7 | 2017-04-07 | 1751222 | Sus | N | UnknownCause¦Patrolfoundnothing¦¦
17-0041938 | Unknown Cause | Patrol - found nothing |  |  | 2017 | Tier 2 - Elevated | Distribution Circuit | 4 | 21 | 2017-04-21 | 1764002 | Sus | N | UnknownCause¦Patrolfoundnothing¦¦
17-0045753 | Vegetation | Tree - branch fell on line | Conductor, Overhead | Together | 2017 | Tier 3 - Extreme | Distribution Circuit | 5 | 6 | 2017-05-06 | 1776009 | Sus | Y | Vegetation¦Treebranchfellonline¦ConductorOverhead¦Together
17-0051314 | Vegetation | Tree - fell into line | Conductor, Overhead | Normal | 2017 | Tier 2 - Elevated | Distribution Circuit | 5 | 29 | 2017-05-29 | 1792730 | Sus | Y | Vegetation¦Treefellintoline¦ConductorOverhead¦Normal
17-0061610 | Unknown Cause | Patrol - found nothing |  |  | 2017 | Tier 2 - Elevated | Distribution Circuit | 7 | 9 | 2017-07-09 | 1827588 | Sus | Y | UnknownCause¦Patrolfoundnothing¦¦
17-0067502 | Unknown Cause | Patrol - found nothing |  |  | 2017 | Tier 2 - Elevated | Distribution Circuit | 8 | 2 | 2017-08-02 | 1844904 | Sus | Y | UnknownCause¦Patrolfoundnothing¦¦
17-0067864 | Vegetation | Tree - fell into line | Conductor, Overhead | Broken, wire on ground | 2017 | Tier 3 - Extreme | Distribution Circuit | 8 | 4 | 2017-08-04 | 1846107 | Sus | Y | Vegetation¦Treefellintoline¦ConductorOverhead¦Brokenwireonground
17-0069605 | Equipment Failure/Involved | Overhead | Bushing | Failed/Faulted | 2017 | Tier 2 - Elevated | Distribution Circuit | 8 | 11 | 2017-08-11 | 1850325 | Sus | Y | EquipmentFailureInvolved¦Overhead¦Bushing¦FailedFaulted
17-0072370 | Unknown Cause | Patrol - found nothing |  |  | 2017 | Tier 3 - Extreme | Distribution Circuit | 8 | 23 | 2017-08-23 | 1857850 | Sus | Y | UnknownCause¦Patrolfoundnothing¦¦
17-0073558 | Unknown Cause | Patrol - found nothing |  |  | 2017 | Tier 3 - Extreme | Distribution Circuit | 8 | 28 | 2017-08-28 | 1861678 | Sus | Y | UnknownCause¦Patrolfoundnothing¦¦
17-0073798 | 3rd Party | Vehicle | Conductor, Overhead | Normal | 2017 | Tier 2 - Elevated | Distribution Circuit | 8 | 29 | 2017-08-29 | 1862465 | Sus | Y | 3rdParty¦Vehicle¦ConductorOverhead¦Normal
17-0075730 | Equipment Failure/Involved | Overhead | Transformer | Failed/Faulted | 2017 | Tier 2 - Elevated | Distribution Circuit | 9 | 3 | 2017-09-03 | 1869361 | Sus | Y | EquipmentFailureInvolved¦Overhead¦Transformer¦FailedFaulted
17-0079931 | Unknown Cause | Patrol - found nothing |  |  | 2017 | Tier 2 - Elevated | Distribution Circuit | 9 | 19 | 2017-09-19 | 1881494 | Sus | Y | UnknownCause¦Patrolfoundnothing¦¦
17-0087405 | Vegetation | Tree - branch fell on line | Fuse | Failed/Faulted | 2017 | Tier 3 - Extreme | Distribution Circuit | 10 | 14 | 2017-10-14 | 1900727 | Sus | Y | Vegetation¦Treebranchfellonline¦Fuse¦FailedFaulted
17-0087804 | Equipment Failure/Involved | Overhead | Crossarm, Wood | Deteriorated | 2017 | Tier 2 - Elevated | Distribution Circuit | 10 | 16 | 2017-10-16 | 1902297 | Sus | Y | EquipmentFailureInvolved¦Overhead¦CrossarmWood¦Deteriorated
17-0090457 | 3rd Party | Vehicle | Pole-Wood | Broken | 2017 | Tier 2 - Elevated | Distribution Circuit | 10 | 26 | 2017-10-26 | 1909751 | Sus | Y | 3rdParty¦Vehicle¦PoleWood¦Broken
17-0090505 | Equipment Failure/Involved | Overhead | Transformer | Burned/flashed | 2017 | Tier 3 - Extreme | Distribution Circuit | 10 | 26 | 2017-10-26 | 1909756 | Sus | Y | EquipmentFailureInvolved¦Overhead¦Transformer¦Burnedflashed
17-0097004 | Animal | Other | Fuse | Failed/Faulted | 2017 | Tier 2 - Elevated | Distribution Circuit | 11 | 22 | 2017-11-22 | 1927668 | Sus | Y | Animal¦Other¦Fuse¦FailedFaulted
17-0100419 | Company Initiated | Construction Activity/equip, company | Transformer (OH) | Normal | 2017 | Tier 2 - Elevated | Transformer only | 12 | 7 | 2017-12-07 | 1938333 | Sus | N | CompanyInitiated¦ConstructionActivityequipcompany¦Transformer(OH)¦Normal
17-0103008 | Vegetation | Tree - fell into line | Conductor, Overhead | Broken, wire on ground | 2017 | Tier 3 - Extreme | Distribution Circuit | 12 | 21 | 2017-12-21 | 1949893 | Sus | N | Vegetation¦Treefellintoline¦ConductorOverhead¦Brokenwireonground
17-0103598 | Vegetation | Tree - branch fell on line | Fuse | Failed/Faulted | 2017 | Tier 3 - Extreme | Distribution Circuit | 12 | 29 | 2017-12-29 | 1953022 | Sus | N | Vegetation¦Treebranchfellonline¦Fuse¦FailedFaulted
18-0003175 | Unknown Cause | Patrol - found nothing |  |  | 2018 | Tier 2 - Elevated | Distribution Circuit | 1 | 3 | 2018-01-03 | 884 | Sus | N | UnknownCause¦Patrolfoundnothing¦¦
18-0006329 | Vegetation | Tree - fell into line | Conductor, Overhead | Together | 2018 | Tier 3 - Extreme | Distribution Circuit | 1 | 16 | 2018-01-16 | 8781 | Sus | N | Vegetation¦Treefellintoline¦ConductorOverhead¦Together
18-0016691 | Unknown Cause | Patrol - found nothing |  |  | 2018 | Tier 2 - Elevated | Distribution Circuit | 2 | 23 | 2018-02-23 | 29783 | Sus | N | UnknownCause¦Patrolfoundnothing¦¦
18-0018399 | Equipment Failure/Involved | Overhead | Transformer | Failed/Faulted | 2018 | Tier 2 - Elevated | Transformer only | 3 | 1 | 2018-03-01 | 34061 | Sus | N | EquipmentFailureInvolved¦Overhead¦Transformer¦FailedFaulted
18-0018792 | Equipment Failure/Involved | Overhead | Conductor, Overhead | Normal | 2018 | Tier 2 - Elevated | Distribution Circuit | 3 | 1 | 2018-03-01 | 35399 | Sus | N | EquipmentFailureInvolved¦Overhead¦ConductorOverhead¦Normal
18-0019132 | Equipment Failure/Involved | Overhead | Cutout, fuse holder | Broken | 2018 | Tier 3 - Extreme | Distribution Circuit | 3 | 2 | 2018-03-02 | 36280 | Sus | N | EquipmentFailureInvolved¦Overhead¦Cutoutfuseholder¦Broken
18-0023548 | Vegetation | Tree - branch fell on line | Conductor, Overhead | Normal | 2018 | Tier 3 - Extreme | Distribution Circuit | 3 | 16 | 2018-03-16 | 46128 | Sus | N | Vegetation¦Treebranchfellonline¦ConductorOverhead¦Normal
18-0034549 | Equipment Failure/Involved | Overhead | Transformer | Failed/Faulted | 2018 | Tier 2 - Elevated | Transformer only | 4 | 23 | 2018-04-23 | 71869 | Sus | N | EquipmentFailureInvolved¦Overhead¦Transformer¦FailedFaulted
18-0043179 | Animal | Squirrel | Transformer (OH) | Normal | 2018 | Tier 2 - Elevated | Distribution Circuit | 5 | 22 | 2018-05-22 | 91566 | Sus | Y | Animal¦Squirrel¦Transformer(OH)¦Normal
18-0044761 | Equipment Failure/Involved | Overhead | Transformer | Failed/Faulted | 2018 | Tier 3 - Extreme | Transformer only | 5 | 27 | 2018-05-27 | 94905 | Sus | Y | EquipmentFailureInvolved¦Overhead¦Transformer¦FailedFaulted
18-0050525 | Equipment Failure/Involved | Overhead | Other | Broken | 2018 | Tier 2 - Elevated | Transformer only | 6 | 13 | 2018-06-13 | 108044 | Sus | Y | EquipmentFailureInvolved¦Overhead¦Other¦Broken
18-0051687 | Equipment Failure/Involved | Overhead | Conductor, Overhead | Broken, wire on ground | 2018 | Tier 2 - Elevated | Distribution Circuit | 6 | 16 | 2018-06-16 | 111080 | Sus | Y | EquipmentFailureInvolved¦Overhead¦ConductorOverhead¦Brokenwireonground
18-0052539 | Equipment Failure/Involved | Overhead | Transformer | Failed/Faulted | 2018 | Tier 2 - Elevated | Transformer only | 6 | 19 | 2018-06-19 | 113346 | Sus | Y | EquipmentFailureInvolved¦Overhead¦Transformer¦FailedFaulted
18-0053069 | Equipment Failure/Involved | Overhead | Secondary | Broken | 2018 | Tier 3 - Extreme | Transformer only | 6 | 21 | 2018-06-21 | 114314 | Sus | Y | EquipmentFailureInvolved¦Overhead¦Secondary¦Broken
18-0064473 | Vegetation | Tree - branch fell on line | Conductor, Overhead | Together | 2018 | Tier 2 - Elevated | Distribution Circuit | 7 | 27 | 2018-07-27 | 142004 | Sus | Y | Vegetation¦Treebranchfellonline¦ConductorOverhead¦Together
18-0065096 | Environmental/External | Fire, Forest/Grass | Pole-Wood | Burned/flashed | 2018 | Tier 3 - Extreme | Distribution Circuit | 7 | 26 | 2018-07-26 | 145272 | Sus | Y | EnvironmentalExternal¦FireForestGrass¦PoleWood¦Burnedflashed
18-0076927 | Equipment Failure/Involved | Underground | Transformer (UG) | Failed/Faulted | 2018 | Tier 2 - Elevated | Distribution Circuit | 9 | 5 | 2018-09-05 | 168743 | Sus | Y | EquipmentFailureInvolved¦Underground¦Transformer(UG)¦FailedFaulted
18-0079606 | Equipment Failure/Involved | Overhead | Insulator | Broken | 2018 | Tier 2 - Elevated | Distribution Circuit | 9 | 13 | 2018-09-13 | 174066 | Sus | Y | EquipmentFailureInvolved¦Overhead¦Insulator¦Broken
18-0091185 | Unknown Cause | Patrol - found nothing |  |  | 2018 | Tier 3 - Extreme | Distribution Circuit | 10 | 17 | 2018-10-17 | 197020 | Sus | Y | UnknownCause¦Patrolfoundnothing¦¦
18-0095255 | Equipment Failure/Involved | Overhead | Crossarm, Wood | Broken | 2018 | Tier 3 - Extreme | Transformer only | 10 | 29 | 2018-10-29 | 204551 | Sus | Y | EquipmentFailureInvolved¦Overhead¦CrossarmWood¦Broken
18-0096742 | 3rd Party | Vehicle | Pole-Wood | Broken | 2018 | Tier 2 - Elevated | Distribution Circuit | 11 | 3 | 2018-11-03 | 207841 | Sus | Y | 3rdParty¦Vehicle¦PoleWood¦Broken
18-0098904 | Vegetation | Tree - branch fell on line | Conductor, Overhead | Normal | 2018 | Tier 3 - Extreme | Distribution Circuit | 11 | 11 | 2018-11-11 | 213232 | Sus | Y | Vegetation¦Treebranchfellonline¦ConductorOverhead¦Normal
18-0107741 | Unknown Cause | Patrol - found nothing |  |  | 2018 | Tier 2 - Elevated | Distribution Circuit | 12 | 6 | 2018-12-06 | 235323 | Sus | N | UnknownCause¦Patrolfoundnothing¦¦
18-0109514 | Unknown Cause | Patrol - found nothing |  |  | 2018 | Tier 2 - Elevated | Distribution Circuit | 12 | 16 | 2018-12-16 | 241656 | Sus | N | UnknownCause¦Patrolfoundnothing¦¦
18-0110328 | Unknown Cause | Patrol - found nothing |  |  | 2018 | Tier 3 - Extreme | Distribution Circuit | 12 | 22 | 2018-12-22 | 245465 | Sus | N | UnknownCause¦Patrolfoundnothing¦¦
18-0110443 | Animal | Squirrel | Fuse | Failed/Faulted | 2018 | Tier 3 - Extreme | Distribution Circuit | 12 | 24 | 2018-12-24 | 246037 | Sus | N | Animal¦Squirrel¦Fuse¦FailedFaulted
18-0110514 | Vegetation | Tree - branch fell on line | Conductor, Overhead | Normal | 2018 | Tier 2 - Elevated | Distribution Circuit | 12 | 24 | 2018-12-24 | 246545 | Sus | N | Vegetation¦Treebranchfellonline¦ConductorOverhead¦Normal
18-0111056 | Unknown Cause | Patrol - found nothing |  |  | 2018 | Tier 2 - Elevated | Distribution Circuit | 12 | 29 | 2018-12-29 | 249307 | Sus | N | UnknownCause¦Patrolfoundnothing¦¦
18-0111255 | Unknown Cause | Patrol - found nothing |  |  | 2018 | Tier 3 - Extreme | Distribution Circuit | 12 | 31 | 2018-12-31 | 250657 | Sus | N | UnknownCause¦Patrolfoundnothing¦¦
19-0004644 | Equipment Failure/Involved | Overhead | Transformer | Arcing | 2019 | Tier 2 - Elevated | Distribution Circuit | 1 | 5 | 2019-01-05 | 253466 | Sus | N | EquipmentFailureInvolved¦Overhead¦Transformer¦Arcing
19-0006430 | Unknown Cause | Patrol - not conducted |  |  | 2019 | Tier 2 - Elevated | Transmission line | 1 | 8 | 2019-01-08 | 260773 | Sus | N | UnknownCause¦Patrolnotconducted¦¦
19-0010513 | Equipment Failure/Involved | Overhead | Conductor, Overhead | Broken, wire on ground | 2019 | Tier 3 - Extreme | Distribution Circuit | 1 | 16 | 2019-01-16 | 271259 | Sus | N | EquipmentFailureInvolved¦Overhead¦ConductorOverhead¦Brokenwireonground
19-0010731 | Vegetation | Tree - fell into line | Conductor, Overhead | Broken, wire on ground | 2019 | Tier 3 - Extreme | Distribution Circuit | 1 | 16 | 2019-01-16 | 273141 | Sus | N | Vegetation¦Treefellintoline¦ConductorOverhead¦Brokenwireonground
19-0011039 | Unknown Cause | Patrol - found nothing |  |  | 2019 | Tier 2 - Elevated | Distribution Circuit | 1 | 17 | 2019-01-17 | 273008 | Sus | N | UnknownCause¦Patrolfoundnothing¦¦
19-0011471 | Equipment Failure/Involved | Overhead | Transformer | Broken | 2019 | Tier 3 - Extreme | Transformer only | 1 | 17 | 2019-01-17 | 275021 | Sus | N | EquipmentFailureInvolved¦Overhead¦Transformer¦Broken
19-0011622 | Unknown Cause | Patrol - found nothing |  |  | 2019 | Tier 3 - Extreme | Transformer only | 1 | 17 | 2019-01-17 | 274435 | Sus | N | UnknownCause¦Patrolfoundnothing¦¦
19-0019723 | Vegetation | Tree - grew into line | Conductor, Overhead | Normal | 2019 | Tier 3 - Extreme | Distribution Circuit | 2 | 7 | 2019-02-07 | 295515 | Sus | N | Vegetation¦Treegrewintoline¦ConductorOverhead¦Normal
19-0020798 | Vegetation | Tree - branch fell on line | Conductor, Overhead | On Ground | 2019 | Tier 2 - Elevated | Distribution Circuit | 2 | 10 | 2019-02-10 | 299174 | Sus | N | Vegetation¦Treebranchfellonline¦ConductorOverhead¦OnGround
19-0022997 | Equipment Failure/Involved | Overhead | Secondary | Together | 2019 | Tier 3 - Extreme | Distribution Circuit | 2 | 14 | 2019-02-14 | 306062 | Sus | N | EquipmentFailureInvolved¦Overhead¦Secondary¦Together
19-0023089 | Unknown Cause | Patrol - found nothing |  |  | 2019 | Tier 2 - Elevated | Distribution Circuit | 2 | 13 | 2019-02-13 | 304556 | Sus | N | UnknownCause¦Patrolfoundnothing¦¦
19-0023669 | Vegetation | Tree - fell into line | Pole-Wood | Broken, wire on ground | 2019 | Tier 3 - Extreme | Distribution Circuit | 2 | 14 | 2019-02-14 | 310790 | Sus | N | Vegetation¦Treefellintoline¦PoleWood¦Brokenwireonground
19-0023862 | Vegetation | Tree - fell into line | Conductor, Overhead | Normal | 2019 | Tier 2 - Elevated | Distribution Circuit | 2 | 13 | 2019-02-13 | 311586 | Sus | N | Vegetation¦Treefellintoline¦ConductorOverhead¦Normal
19-0025300 | Vegetation | Tree - fell into line | Conductor, Overhead | Normal | 2019 | Tier 3 - Extreme | Distribution Circuit | 2 | 17 | 2019-02-17 | 316564 | Sus | N | Vegetation¦Treefellintoline¦ConductorOverhead¦Normal
19-0025639 | Vegetation | Tree - fell into line | Conductor, Overhead | Broken, wire on ground | 2019 | Tier 3 - Extreme | Distribution Circuit | 2 | 12 | 2019-02-12 | 317713 | Sus | N | Vegetation¦Treefellintoline¦ConductorOverhead¦Brokenwireonground
19-0025690 | Vegetation | Tree - branch fell on line | Conductor, Overhead | Normal | 2019 | Tier 3 - Extreme | Distribution Circuit | 2 | 17 | 2019-02-17 | 315195 | Sus | N | Vegetation¦Treebranchfellonline¦ConductorOverhead¦Normal
19-0026899 | Unknown Cause | Patrol - found nothing |  |  | 2019 | Tier 3 - Extreme | Distribution Circuit | 2 | 21 | 2019-02-21 | 320282 | Sus | N | UnknownCause¦Patrolfoundnothing¦¦
19-0031549 | Vegetation | Tree - fell into line | Conductor, Overhead | Together | 2019 | Tier 3 - Extreme | Distribution Circuit | 3 | 7 | 2019-03-07 | 333379 | Sus | N | Vegetation¦Treefellintoline¦ConductorOverhead¦Together
19-0031549 | Vegetation | Tree - fell into line | Conductor, Overhead | Together | 2019 | Tier 3 - Extreme | Distribution Circuit | 3 | 7 | 2019-03-07 | 333379 | Sus | N | Vegetation¦Treefellintoline¦ConductorOverhead¦Together
19-0031553 | Vegetation | Tree - fell into line | Conductor, Overhead | Broken, wire on ground | 2019 | Tier 3 - Extreme | Distribution Circuit | 3 | 7 | 2019-03-07 | 333385 | Sus | N | Vegetation¦Treefellintoline¦ConductorOverhead¦Brokenwireonground
19-0033981 | Equipment Failure/Involved | Overhead | Transformer | Failed/Faulted | 2019 | Tier 2 - Elevated | Transformer only | 3 | 14 | 2019-03-14 | 339581 | Sus | N | EquipmentFailureInvolved¦Overhead¦Transformer¦FailedFaulted
19-0035255 | Unknown Cause | Patrol - not conducted |  |  | 2019 | Tier 2 - Elevated | Distribution Circuit | 3 | 20 | 2019-03-20 | 343409 | Sus | N | UnknownCause¦Patrolnotconducted¦¦
19-0036372 | Unknown Cause | Patrol - not conducted |  |  | 2019 | Tier 2 - Elevated | Distribution Circuit | 3 | 23 | 2019-03-23 | 346015 | Sus | N | UnknownCause¦Patrolnotconducted¦¦
19-0041678 | Vegetation | Tree - fell into line | Conductor, Overhead | Bent or Twisted | 2019 | Tier 2 - Elevated | Distribution Circuit | 4 | 11 | 2019-04-11 | 358894 | Sus | N | Vegetation¦Treefellintoline¦ConductorOverhead¦BentorTwisted
19-0042243 | Equipment Failure/Involved | Overhead | Transformer (OH) | Broken | 2019 | Tier 2 - Elevated | Transformer only | 4 | 13 | 2019-04-13 | 360319 | Sus | N | EquipmentFailureInvolved¦Overhead¦Transformer(OH)¦Broken
19-0042665 | Unknown Cause | Patrol - found nothing |  |  | 2019 | Tier 3 - Extreme | Distribution Circuit | 4 | 15 | 2019-04-15 | 361200 | Sus | N | UnknownCause¦Patrolfoundnothing¦¦
19-0055228 | Unknown Cause | Patrol - found nothing |  |  | 2019 | Tier 2 - Elevated | Distribution Circuit | 5 | 21 | 2019-05-21 | 387442 | Sus | Y | UnknownCause¦Patrolfoundnothing¦¦
19-0059915 | Equipment Failure/Involved | Overhead | Crossarm, Wood | Broken | 2019 | Tier 2 - Elevated | Distribution Circuit | 5 | 30 | 2019-05-30 | 393297 | Sus | Y | EquipmentFailureInvolved¦Overhead¦CrossarmWood¦Broken
19-0060253 | 3rd Party | Customer Equipment | Recloser | Normal | 2019 | Tier 2 - Elevated | Distribution Circuit | 5 | 30 | 2019-05-30 | 393775 | Sus | Y | 3rdParty¦CustomerEquipment¦Recloser¦Normal
19-0064782 | Vegetation | Tree - branch fell on line | Conductor, Overhead | Normal | 2019 | Tier 3 - Extreme | Distribution Circuit | 6 | 9 | 2019-06-09 | 402255 | Sus | Y | Vegetation¦Treebranchfellonline¦ConductorOverhead¦Normal
19-0067253 | Equipment Failure/Involved | Overhead | Crossarm, Wood | Broken | 2019 | Tier 3 - Extreme | Distribution Circuit | 6 | 13 | 2019-06-13 | 409128 | Sus | Y | EquipmentFailureInvolved¦Overhead¦CrossarmWood¦Broken
19-0069564 | Equipment Failure/Involved | Overhead | Pole-Wood | Broken | 2019 | Tier 2 - Elevated | Distribution Circuit | 6 | 19 | 2019-06-19 | 420995 | Sus | Y | EquipmentFailureInvolved¦Overhead¦PoleWood¦Broken
19-0072340 | Vegetation | Tree - fell into line | Conductor, Overhead | Broken, wire on ground | 2019 | Tier 2 - Elevated | Distribution Circuit | 6 | 26 | 2019-06-26 | 429863 | Sus | Y | Vegetation¦Treefellintoline¦ConductorOverhead¦Brokenwireonground
19-0076172 | Equipment Failure/Involved | Electrical Overload | Connector or Splice (OH) | Burned Open | 2019 | Tier 3 - Extreme | Transformer only | 7 | 10 | 2019-07-10 | 444709 | Sus | Y | EquipmentFailureInvolved¦ElectricalOverload¦ConnectororSplice(OH)¦BurnedOpen
19-0076960 | Unknown Cause | Patrol - found nothing |  |  | 2019 | Tier 3 - Extreme | Distribution Circuit | 7 | 12 | 2019-07-12 | 447554 | Sus | Y | UnknownCause¦Patrolfoundnothing¦¦
19-0091362 | Unknown Cause | Patrol - found nothing |  |  | 2019 | Tier 2 - Elevated | Distribution Circuit | 8 | 23 | 2019-08-23 | 533020 | Sus | Y | UnknownCause¦Patrolfoundnothing¦¦
19-0092965 | Animal | Bird found | Conductor, Overhead | Normal | 2019 | Tier 2 - Elevated | Distribution Circuit | 8 | 28 | 2019-08-28 | 543362 | Sus | Y | Animal¦Birdfound¦ConductorOverhead¦Normal
19-0102045 | Vegetation | Tree - fell into line | Anchor or Guy | Broken | 2019 | Tier 3 - Extreme | Distribution Circuit | 9 | 20 | 2019-09-20 | 599941 | Sus | Y | Vegetation¦Treefellintoline¦AnchororGuy¦Broken
19-0104926 | Unknown Cause | Patrol - found nothing |  |  | 2019 | Tier 2 - Elevated | Distribution Circuit | 9 | 28 | 2019-09-28 | 625753 | Sus | Y | UnknownCause¦Patrolfoundnothing¦¦
19-0105958 | Unknown Cause | Patrol - found nothing |  |  | 2019 | Tier 2 - Elevated | Distribution Circuit | 10 | 1 | 2019-10-01 | 633835 | Sus | Y | UnknownCause¦Patrolfoundnothing¦¦
19-0108794 | Equipment Failure/Involved | Overhead | Crossarm, Wood | Broken | 2019 | Tier 2 - Elevated | Distribution Circuit | 10 | 8 | 2019-10-08 | 647514 | Sus | Y | EquipmentFailureInvolved¦Overhead¦CrossarmWood¦Broken
19-0116152 | Wildfire Mitigation | Public Safety Power Shut-off | Fuse | Normal | 2019 | Tier 2 - Elevated | Distribution Circuit | 10 | 26 | 2019-10-26 | 682761 | Sus | Y | WildfireMitigation¦PublicSafetyPowerShutoff¦Fuse¦Normal
19-0117033 | Equipment Failure/Involved | Overhead | Pole-Wood | Broken | 2019 | Tier 2 - Elevated | Distribution Circuit | 10 | 26 | 2019-10-26 | 685482 | Sus | Y | EquipmentFailureInvolved¦Overhead¦PoleWood¦Broken
19-0123561 | Unknown Cause | Patrol - found nothing |  |  | 2019 | Tier 2 - Elevated | Distribution Circuit | 11 | 11 | 2019-11-11 | 704340 | Sus | Y | UnknownCause¦Patrolfoundnothing¦¦
19-0127898 | Equipment Failure/Involved | Underground | Transformer (UG) | Broken | 2019 | Tier 2 - Elevated | Distribution Circuit | 11 | 23 | 2019-11-23 | 713307 | Sus | Y | EquipmentFailureInvolved¦Underground¦Transformer(UG)¦Broken
19-0127904 | Unknown Cause | Patrol - found nothing |  |  | 2019 | Tier 2 - Elevated | Distribution Circuit | 11 | 23 | 2019-11-23 | 713301 | Sus | Y | UnknownCause¦Patrolfoundnothing¦¦
19-0130908 | Vegetation | Tree - fell into line | Conductor, Overhead | Broken, wire on ground | 2019 | Tier 2 - Elevated | Distribution Circuit | 11 | 26 | 2019-11-26 | 723105 | Sus | Y | Vegetation¦Treefellintoline¦ConductorOverhead¦Brokenwireonground
19-0135165 | Equipment Failure/Involved | Overhead | Crossarm, Wood | Broken | 2019 | Tier 2 - Elevated | Transformer only | 12 | 9 | 2019-12-09 | 734246 | Sus | N | EquipmentFailureInvolved¦Overhead¦CrossarmWood¦Broken
19-0137840 | Equipment Failure/Involved | Overhead | Transformer | Failed/Faulted | 2019 | Tier 2 - Elevated | Transformer only | 12 | 24 | 2019-12-24 | 750015 | Sus | N | EquipmentFailureInvolved¦Overhead¦Transformer¦FailedFaulted
20-0015049 | Equipment Failure/Involved | Overhead | Pole-Wood | Broken, wire on ground | 2020 | Tier 2 - Elevated | Distribution Circuit | 1 | 29 | 2020-01-29 | 772704 | Sus | N | EquipmentFailureInvolved¦Overhead¦PoleWood¦Brokenwireonground
20-0018939 | Vegetation | Tree - fell into line | Pole-Wood | Broken, wire on ground | 2020 | Tier 2 - Elevated | Distribution Circuit | 2 | 9 | 2020-02-09 | 781130 | Sus | N | Vegetation¦Treefellintoline¦PoleWood¦Brokenwireonground
20-0019035 | Equipment Failure/Involved | Overhead | Jumper | Arcing | 2020 | Tier 2 - Elevated | Transformer only | 2 | 9 | 2020-02-09 | 781232 | Sus | N | EquipmentFailureInvolved¦Overhead¦Jumper¦Arcing
20-0020074 | 3rd Party | Customer Equipment | Customer Equipment | Malfunctioning | 2020 | Tier 2 - Elevated | Distribution Circuit | 2 | 10 | 2020-02-10 | 787667 | Sus | N | 3rdParty¦CustomerEquipment¦CustomerEquipment¦Malfunctioning
20-0020443 | Unknown Cause | Patrol - found nothing |  |  | 2020 | Tier 2 - Elevated | Distribution Circuit | 2 | 11 | 2020-02-11 | 788368 | Sus | N | UnknownCause¦Patrolfoundnothing¦¦
20-0022673 | Unknown Cause | Patrol - found nothing |  |  | 2020 | Tier 2 - Elevated | Distribution Circuit | 2 | 16 | 2020-02-16 | 792114 | Sus | N | UnknownCause¦Patrolfoundnothing¦¦
20-0022894 | Equipment Failure/Involved | Overhead | Conductor, Overhead | Together | 2020 | Tier 2 - Elevated | Distribution Circuit | 2 | 17 | 2020-02-17 | 792597 | Sus | N | EquipmentFailureInvolved¦Overhead¦ConductorOverhead¦Together
20-0025441 | Equipment Failure/Involved | Underground | Elbow | Failed/Faulted | 2020 | Tier 3 - Extreme | Distribution Circuit | 2 | 25 | 2020-02-25 | 805476 | Sus | N | EquipmentFailureInvolved¦Underground¦Elbow¦FailedFaulted
20-0027373 | Equipment Failure/Involved | Overhead | Transformer | Failed/Faulted | 2020 | Tier 3 - Extreme | Transformer only | 2 | 29 | 2020-02-29 | 820106 | Sus | N | EquipmentFailureInvolved¦Overhead¦Transformer¦FailedFaulted
20-0028422 | 3rd Party | Vehicle | Pole-Wood | Broken | 2020 | Tier 2 - Elevated | Distribution Circuit | 3 | 3 | 2020-03-03 | 827904 | Sus | N | 3rdParty¦Vehicle¦PoleWood¦Broken
20-0031086 | Animal | Other | Fuse | Failed/Faulted | 2020 | Tier 2 - Elevated | Distribution Circuit | 3 | 11 | 2020-03-11 | 844573 | Sus | N | Animal¦Other¦Fuse¦FailedFaulted
20-0032948 | Equipment Failure/Involved | Overhead | Pole-Wood | Broken, wire on ground | 2020 | Tier 2 - Elevated | Distribution Circuit | 3 | 16 | 2020-03-16 | 855135 | Sus | N | EquipmentFailureInvolved¦Overhead¦PoleWood¦Brokenwireonground
20-0040102 | Equipment Failure/Involved | Electrical Overload | Transformer | Failed/Faulted | 2020 | Tier 2 - Elevated | Transformer only | 4 | 9 | 2020-04-09 | 892967 | Sus | N | EquipmentFailureInvolved¦ElectricalOverload¦Transformer¦FailedFaulted
20-0043078 | Animal | Bird found | Fuse | Failed/Faulted | 2020 | Tier 2 - Elevated | Distribution Circuit | 4 | 20 | 2020-04-20 | 898442 | Sus | N | Animal¦Birdfound¦Fuse¦FailedFaulted
20-0044578 | Equipment Failure/Involved | Overhead | Insulator | Broken | 2020 | Tier 2 - Elevated | Distribution Circuit | 4 | 25 | 2020-04-25 | 901504 | Sus | N | EquipmentFailureInvolved¦Overhead¦Insulator¦Broken
20-0056015 | Unknown Cause | Patrol - found nothing |  |  | 2020 | Tier 2 - Elevated | Distribution Circuit | 5 | 31 | 2020-05-31 | 926679 | Sus | Y | UnknownCause¦Patrolfoundnothing¦¦
20-0058364 | Vegetation | Tree - branch fell on line | Conductor, Overhead | Normal | 2020 | Tier 3 - Extreme | Distribution Circuit | 6 | 5 | 2020-06-05 | 932371 | Sus | Y | Vegetation¦Treebranchfellonline¦ConductorOverhead¦Normal
20-0058423 | Equipment Failure/Involved | Overhead | Connector or Splice (OH) | Broken, wire on ground | 2020 | Tier 2 - Elevated | Distribution Circuit | 6 | 6 | 2020-06-06 | 932667 | Sus | Y | EquipmentFailureInvolved¦Overhead¦ConnectororSplice(OH)¦Brokenwireonground
20-0060413 | Equipment Failure/Involved | Overhead | Pole-Wood | Broken | 2020 | Tier 2 - Elevated | Distribution Circuit | 6 | 11 | 2020-06-11 | 937256 | Sus | Y | EquipmentFailureInvolved¦Overhead¦PoleWood¦Broken
20-0073288 | Unknown Cause | Patrol - found nothing |  |  | 2020 | Tier 2 - Elevated | Distribution Circuit | 7 | 18 | 2020-07-18 | 967283 | Sus | Y | UnknownCause¦Patrolfoundnothing¦¦
20-0076740 | Equipment Failure/Involved | Overhead | Transformer (OH) | Failed/Faulted | 2020 | Tier 3 - Extreme | Transformer only | 7 | 28 | 2020-07-28 | 973523 | Sus | Y | EquipmentFailureInvolved¦Overhead¦Transformer(OH)¦FailedFaulted
20-0077493 | Vegetation | Tree - fell into line | Service conductor | Broken, wire on ground | 2020 | Tier 2 - Elevated | Transformer only | 7 | 29 | 2020-07-29 | 974132 | Sus | Y | Vegetation¦Treefellintoline¦Serviceconductor¦Brokenwireonground
20-0084754 | Vegetation | Tree - fell into line | Conductor, Overhead | Broken, wire on ground | 2020 | Tier 3 - Extreme | Distribution Circuit | 8 | 16 | 2020-08-16 | 1010457 | Sus | Y | Vegetation¦Treefellintoline¦ConductorOverhead¦Brokenwireonground
20-0086798 | Equipment Failure/Involved | Overhead | Transformer (OH) | Failed/Faulted | 2020 | Tier 2 - Elevated | Distribution Circuit | 8 | 18 | 2020-08-18 | 1019517 | Sus | Y | EquipmentFailureInvolved¦Overhead¦Transformer(OH)¦FailedFaulted
20-0090158 | Animal | Other | Pole-Wood | Normal | 2020 | Tier 2 - Elevated | Transformer only | 8 | 26 | 2020-08-26 | 1032093 | Sus | Y | Animal¦Other¦PoleWood¦Normal
20-0090645 | Vegetation | Tree - branch fell on line | Conductor, Overhead | Together | 2020 | Tier 3 - Extreme | Distribution Circuit | 8 | 27 | 2020-08-27 | 1034037 | Sus | Y | Vegetation¦Treebranchfellonline¦ConductorOverhead¦Together
20-0091376 | Vegetation | Tree - fell into line | Conductor, Overhead | Broken, wire on ground | 2020 | Tier 2 - Elevated | Distribution Circuit | 8 | 29 | 2020-08-29 | 1040856 | Sus | Y | Vegetation¦Treefellintoline¦ConductorOverhead¦Brokenwireonground
20-0094700 | Vegetation | Tree - fell into line | Conductor, Overhead | Broken, wire on object | 2020 | Tier 2 - Elevated | Transformer only | 9 | 7 | 2020-09-07 | 1059227 | Sus | Y | Vegetation¦Treefellintoline¦ConductorOverhead¦Brokenwireonobject
20-0096066 | Environmental/External | Fire, Forest/Grass | Transformer | Normal | 2020 | Tier 3 - Extreme | Transformer only | 8 | 20 | 2020-08-20 | 1063559 | Sus | Y | EnvironmentalExternal¦FireForestGrass¦Transformer¦Normal
20-0096067 | Environmental/External | Fire, Forest/Grass | Transformer | Normal | 2020 | Tier 3 - Extreme | Transformer only | 8 | 20 | 2020-08-20 | 1063560 | Sus | Y | EnvironmentalExternal¦FireForestGrass¦Transformer¦Normal
20-0096364 | Unknown Cause | Patrol - found nothing |  |  | 2020 | Tier 3 - Extreme | Transformer only | 8 | 19 | 2020-08-19 | 1064204 | Sus | Y | UnknownCause¦Patrolfoundnothing¦¦
20-0099204 | Equipment Failure/Involved | Overhead | Conductor, Overhead | Normal | 2020 | Tier 2 - Elevated | Distribution Circuit | 9 | 19 | 2020-09-19 | 1082653 | Sus | Y | EquipmentFailureInvolved¦Overhead¦ConductorOverhead¦Normal
20-0100202 | Vegetation | Tree - branch fell on line | Conductor, Overhead | Normal | 2020 | Tier 2 - Elevated | Distribution Circuit | 9 | 22 | 2020-09-22 | 1087735 | Sus | Y | Vegetation¦Treebranchfellonline¦ConductorOverhead¦Normal
20-0101648 | Equipment Failure/Involved | Overhead | Transformer (OH) | Failed/Faulted | 2020 | Tier 3 - Extreme | Transformer only | 9 | 25 | 2020-09-25 | 1092758 | Sus | Y | EquipmentFailureInvolved¦Overhead¦Transformer(OH)¦FailedFaulted
20-0102742 | Equipment Failure/Involved | Overhead | Other | Broken | 2020 | Tier 2 - Elevated | Distribution Circuit | 9 | 29 | 2020-09-29 | 1099692 | Sus | Y | EquipmentFailureInvolved¦Overhead¦Other¦Broken
20-0104830 | Unknown Cause | Patrol - found nothing |  |  | 2020 | Tier 2 - Elevated | Transformer only | 10 | 3 | 2020-10-03 | 1110164 | Sus | Y | UnknownCause¦Patrolfoundnothing¦¦
20-0108498 | Equipment Failure/Involved | Overhead | Pole-Wood | Deteriorated | 2020 | Tier 2 - Elevated | Transformer only | 10 | 14 | 2020-10-14 | 1117093 | Sus | Y | EquipmentFailureInvolved¦Overhead¦PoleWood¦Deteriorated
20-0108961 | Unknown Cause | Patrol - found nothing |  |  | 2020 | Tier 2 - Elevated | Distribution Circuit | 10 | 15 | 2020-10-15 | 1118262 | Sus | Y | UnknownCause¦Patrolfoundnothing¦¦
20-0108965 | Vegetation | Tree - fell into line | Conductor, Overhead | Normal | 2020 | Tier 2 - Elevated | Distribution Circuit | 10 | 15 | 2020-10-15 | 1118275 | Sus | Y | Vegetation¦Treefellintoline¦ConductorOverhead¦Normal
20-0121702 | Vegetation | Tree - branch fell on line | Conductor, Overhead | Normal | 2020 | Tier 3 - Extreme | Distribution Circuit | 11 | 17 | 2020-11-17 | 1146865 | Sus | Y | Vegetation¦Treebranchfellonline¦ConductorOverhead¦Normal
20-0125049 | Company Initiated | Construction Activity/equip, company | Other | Normal | 2020 | Tier 3 - Extreme | Distribution Circuit | 11 | 30 | 2020-11-30 | 1156241 | Sus | Y | CompanyInitiated¦ConstructionActivityequipcompany¦Other¦Normal
20-0125668 | Equipment Failure/Involved | Overhead | Transformer (OH) | Failed/Faulted | 2020 | Tier 3 - Extreme | Transformer only | 11 | 28 | 2020-11-28 | 1155694 | Sus | Y | EquipmentFailureInvolved¦Overhead¦Transformer(OH)¦FailedFaulted
20-0127480 | Equipment Failure/Involved | Overhead | Transformer (OH) | Failed/Faulted | 2020 | Tier 3 - Extreme | Transformer only | 12 | 3 | 2020-12-03 | 1161637 | Sus | N | EquipmentFailureInvolved¦Overhead¦Transformer(OH)¦FailedFaulted
20-0131785 | Vegetation | Tree - grew into line | Conductor, Overhead | Normal | 2020 | Tier 2 - Elevated | Distribution Circuit | 12 | 25 | 2020-12-25 | 1198629 | Sus | N | Vegetation¦Treegrewintoline¦ConductorOverhead¦Normal
20-0132266 | Unknown Cause | Patrol - found nothing |  |  | 2020 | Tier 2 - Elevated | Distribution Circuit | 12 | 30 | 2020-12-30 | 1201197 | Sus | N | UnknownCause¦Patrolfoundnothing¦¦
21-0004467 | Unknown Cause | Patrol - found nothing |  |  | 2021 | Tier 2 - Elevated | Distribution Circuit | 1 | 3 | 2021-01-03 | 1202840 | Sus | N | UnknownCause¦Patrolfoundnothing¦¦
21-0010183 | Vegetation | Tree - fell into line | Insulator | Broken | 2021 | Tier 3 - Extreme | Distribution Circuit | 1 | 19 | 2021-01-19 | 1213942 | Sus | N | Vegetation¦Treefellintoline¦Insulator¦Broken
21-0013804 | Vegetation | Tree - fell into line | Conductor, Overhead | Normal | 2021 | Tier 3 - Extreme | Distribution Circuit | 1 | 25 | 2021-01-25 | 1224031 | Sus | N | Vegetation¦Treefellintoline¦ConductorOverhead¦Normal
21-0014070 | Equipment Failure/Involved | Electrical Overload | Fuse | Broken | 2021 | Tier 3 - Extreme | Transformer only | 1 | 25 | 2021-01-25 | 1224746 | Sus | N | EquipmentFailureInvolved¦ElectricalOverload¦Fuse¦Broken
21-0015508 | Vegetation | Tree - fell into line | Conductor, Overhead | Broken, wire on ground | 2021 | Tier 2 - Elevated | Transmission line | 1 | 26 | 2021-01-26 | 1230479 | Sus | N | Vegetation¦Treefellintoline¦ConductorOverhead¦Brokenwireonground
21-0015664 | Vegetation | Tree - branch fell on line | Conductor, Overhead | Normal | 2021 | Tier 3 - Extreme | Distribution Circuit | 1 | 27 | 2021-01-27 | 1232627 | Sus | N | Vegetation¦Treebranchfellonline¦ConductorOverhead¦Normal
21-0018390 | Equipment Failure/Involved | Overhead | Transformer | Malfunctioning | 2021 | Tier 2 - Elevated | Transformer only | 1 | 28 | 2021-01-28 | 1240667 | Sus | N | EquipmentFailureInvolved¦Overhead¦Transformer¦Malfunctioning
21-0019239 | Unknown Cause | Patrol - found nothing |  |  | 2021 | Tier 3 - Extreme | Transformer only | 1 | 30 | 2021-01-30 | 1242631 | Sus | N | UnknownCause¦Patrolfoundnothing¦¦
21-0019940 | Vegetation | Tree - fell into line | Conductor, Overhead | Broken, wire on ground | 2021 | Tier 2 - Elevated | Distribution Circuit | 1 | 30 | 2021-01-30 | 1243403 | Sus | N | Vegetation¦Treefellintoline¦ConductorOverhead¦Brokenwireonground
21-0020354 | Vegetation | Tree - fell into line | Conductor, Overhead | Normal | 2021 | Tier 3 - Extreme | Distribution Circuit | 2 | 1 | 2021-02-01 | 1244852 | Sus | N | Vegetation¦Treefellintoline¦ConductorOverhead¦Normal
21-0020458 | Unknown Cause | Patrol - found nothing |  |  | 2021 | Tier 3 - Extreme | Transformer only | 2 | 1 | 2021-02-01 | 1244962 | Sus | N | UnknownCause¦Patrolfoundnothing¦¦
21-0021666 | Unknown Cause | Patrol - found nothing |  |  | 2021 | Tier 3 - Extreme | Distribution Circuit | 2 | 3 | 2021-02-03 | 1247480 | Sus | N | UnknownCause¦Patrolfoundnothing¦¦
21-0022686 | Equipment Failure/Involved | Overhead | Crossarm, Wood | Broken | 2021 | Tier 2 - Elevated | Distribution Circuit | 2 | 6 | 2021-02-06 | 1249706 | Sus | N | EquipmentFailureInvolved¦Overhead¦CrossarmWood¦Broken
21-0027724 | Vegetation | Tree - fell into line | Conductor, Overhead | On Ground | 2021 | Tier 3 - Extreme | Distribution Circuit | 2 | 20 | 2021-02-20 | 1258651 | Sus | N | Vegetation¦Treefellintoline¦ConductorOverhead¦OnGround
21-0030902 | Equipment Failure/Involved | Overhead | Transformer (OH) | Failed/Faulted | 2021 | Tier 2 - Elevated | Transformer only | 3 | 1 | 2021-03-01 | 1264857 | Sus | N | EquipmentFailureInvolved¦Overhead¦Transformer(OH)¦FailedFaulted
21-0033719 | Equipment Failure/Involved | Overhead | Transformer | Failed/Faulted | 2021 | Tier 2 - Elevated | Transformer only | 3 | 9 | 2021-03-09 | 1274675 | Sus | N | EquipmentFailureInvolved¦Overhead¦Transformer¦FailedFaulted
21-0040390 | Unknown Cause | Patrol - not conducted |  |  | 2021 | Tier 3 - Extreme | Distribution Circuit | 3 | 24 | 2021-03-24 | 1295729 | Sus | N | UnknownCause¦Patrolnotconducted¦¦
21-0042171 | Equipment Failure/Involved | Overhead | Transformer | Broken | 2021 | Tier 3 - Extreme | Transformer only | 3 | 29 | 2021-03-29 | 1302359 | Sus | N | EquipmentFailureInvolved¦Overhead¦Transformer¦Broken
21-0066983 | Animal | Other | Conductor, Overhead | Normal | 2021 | Tier 2 - Elevated | Distribution Circuit | 5 | 27 | 2021-05-27 | 1360012 | Sus | Y | Animal¦Other¦ConductorOverhead¦Normal
21-0067969 | Unknown Cause | Patrol - found nothing |  |  | 2021 | Tier 2 - Elevated | Distribution Circuit | 5 | 31 | 2021-05-31 | 1361981 | Sus | Y | UnknownCause¦Patrolfoundnothing¦¦
21-0067976 | Equipment Failure/Involved | Overhead | Transformer (OH) | Failed/Faulted | 2021 | Tier 3 - Extreme | Transformer only | 5 | 31 | 2021-05-31 | 1362009 | Sus | Y | EquipmentFailureInvolved¦Overhead¦Transformer(OH)¦FailedFaulted
21-0070132 | Vegetation | Tree - cutting, PG&E contractor | Conductor, Overhead | Normal | 2021 | Tier 3 - Extreme | Distribution Circuit | 6 | 4 | 2021-06-04 | 1365679 | Sus | Y | Vegetation¦TreecuttingPG&Econtractor¦ConductorOverhead¦Normal
21-0075151 | 3rd Party | Tree - cutting, 3rd party | Conductor, Overhead | Normal | 2021 | Tier 3 - Extreme | Distribution Circuit | 6 | 16 | 2021-06-16 | 1375419 | Sus | Y | 3rdParty¦Treecutting3rdparty¦ConductorOverhead¦Normal
21-0080252 | Animal | Squirrel | Fuse | Failed/Faulted | 2021 | Tier 3 - Extreme | Distribution Circuit | 6 | 26 | 2021-06-26 | 1385556 | Sus | Y | Animal¦Squirrel¦Fuse¦FailedFaulted
21-0081082 | Unknown Cause | Patrol - found nothing |  |  | 2021 | Tier 2 - Elevated | Transformer only | 6 | 28 | 2021-06-28 | 1387381 | Sus | Y | UnknownCause¦Patrolfoundnothing¦¦
21-0083481 | Animal | Squirrel | Fuse | Failed/Faulted | 2021 | Tier 3 - Extreme | Distribution Circuit | 7 | 1 | 2021-07-01 | 1389902 | Sus | Y | Animal¦Squirrel¦Fuse¦FailedFaulted
21-0085717 | Unknown Cause | Patrol - found nothing |  |  | 2021 | Tier 2 - Elevated | Distribution Circuit | 7 | 7 | 2021-07-07 | 1393472 | Sus | Y | UnknownCause¦Patrolfoundnothing¦¦
21-0092072 | Environmental/External | Lightning | Transformer (OH) | Failed/Faulted | 2021 | Tier 2 - Elevated | Transformer only | 7 | 19 | 2021-07-19 | 1408325 | Sus | Y | EnvironmentalExternal¦Lightning¦Transformer(OH)¦FailedFaulted
21-0097790 | Equipment Failure/Involved | Overhead | Transformer (OH) | Failed/Faulted | 2021 | Tier 2 - Elevated | Transformer only | 7 | 30 | 2021-07-30 | 1424298 | Sus | Y | EquipmentFailureInvolved¦Overhead¦Transformer(OH)¦FailedFaulted
21-0101548 | Vegetation | Tree - branch fell on line | Conductor, Overhead | Broken, wire on ground | 2021 | Tier 2 - Elevated | Distribution Circuit | 8 | 7 | 2021-08-07 | 1436592 | Sus | Y | Vegetation¦Treebranchfellonline¦ConductorOverhead¦Brokenwireonground
21-0111340 | Animal | Other | Fuse | Normal | 2021 | Tier 2 - Elevated | Distribution Circuit | 8 | 30 | 2021-08-30 | 1458590 | Sus | Y | Animal¦Other¦Fuse¦Normal
21-0115161 | Vegetation | Tree - branch fell on line | Conductor, Overhead | Broken, wire on ground | 2021 | Tier 2 - Elevated | Distribution Circuit | 9 | 9 | 2021-09-09 | 1465292 | Sus | Y | Vegetation¦Treebranchfellonline¦ConductorOverhead¦Brokenwireonground
21-0116502 | Equipment Failure/Involved | Overhead | Woodpin | Broken | 2021 | Tier 2 - Elevated | Distribution Circuit | 9 | 12 | 2021-09-12 | 1469886 | Sus | Y | EquipmentFailureInvolved¦Overhead¦Woodpin¦Broken
21-0119824 | Vegetation | Tree - fell into line | Secondary | Broken | 2021 | Tier 2 - Elevated | Transformer only | 9 | 20 | 2021-09-20 | 1475969 | Sus | Y | Vegetation¦Treefellintoline¦Secondary¦Broken
21-0126181 | Equipment Failure/Involved | Overhead | Crossarm, Wood | Broken | 2021 | Tier 2 - Elevated | Distribution Circuit | 11 | 21 | 2021-11-21 | 1552394 | Sus | Y | EquipmentFailureInvolved¦Overhead¦CrossarmWood¦Broken
21-0127022 | Unknown Cause | Patrol - found nothing |  |  | 2021 | Tier 2 - Elevated | Distribution Circuit | 10 | 7 | 2021-10-07 | 1489243 | Sus | Y | UnknownCause¦Patrolfoundnothing¦¦
21-0133775 | Vegetation | Tree - fell into line | Service conductor | Normal | 2021 | Tier 2 - Elevated | Distribution Circuit | 10 | 20 | 2021-10-20 | 1503047 | Sus | Y | Vegetation¦Treefellintoline¦Serviceconductor¦Normal
21-0134545 | Vegetation | Tree - branch fell on line | Conductor, Overhead | Together | 2021 | Tier 2 - Elevated | Distribution Circuit | 10 | 21 | 2021-10-21 | 1504158 | Sus | Y | Vegetation¦Treebranchfellonline¦ConductorOverhead¦Together
21-0134845 | Vegetation | Tree - fell into line | Conductor, Overhead | Broken, wire on ground | 2021 | Tier 2 - Elevated | Distribution Circuit | 10 | 22 | 2021-10-22 | 1505344 | Sus | Y | Vegetation¦Treefellintoline¦ConductorOverhead¦Brokenwireonground
21-0134870 | Vegetation | Tree - branch fell on line | Conductor, Overhead | Normal | 2021 | Tier 2 - Elevated | Distribution Circuit | 10 | 22 | 2021-10-22 | 1505276 | Sus | Y | Vegetation¦Treebranchfellonline¦ConductorOverhead¦Normal
21-0135884 | Vegetation | Tree - branch fell on line | Conductor, Overhead | Normal | 2021 | Tier 2 - Elevated | Distribution Circuit | 10 | 24 | 2021-10-24 | 1508532 | Sus | Y | Vegetation¦Treebranchfellonline¦ConductorOverhead¦Normal
21-0136236 | Vegetation | Tree - fell into line | Cutout, fuse holder | Broken | 2021 | Tier 2 - Elevated | Distribution Circuit | 10 | 24 | 2021-10-24 | 1512483 | Sus | Y | Vegetation¦Treefellintoline¦Cutoutfuseholder¦Broken
21-0137595 | Unknown Cause | Patrol - found nothing |  |  | 2021 | Tier 3 - Extreme | Distribution Circuit | 10 | 24 | 2021-10-24 | 1509967 | Sus | Y | UnknownCause¦Patrolfoundnothing¦¦
21-0137670 | Equipment Failure/Involved | Overhead | Crossarm, Wood | Broken | 2021 | Tier 3 - Extreme | Distribution Circuit | 10 | 24 | 2021-10-24 | 1520036 | Sus | Y | EquipmentFailureInvolved¦Overhead¦CrossarmWood¦Broken
21-0145215 | Animal | Bird found | Conductor, Overhead | Normal | 2021 | Tier 2 - Elevated | Distribution Circuit | 11 | 13 | 2021-11-13 | 1542206 | Sus | Y | Animal¦Birdfound¦ConductorOverhead¦Normal
21-0152343 | Equipment Failure/Involved | Overhead | Connector or Splice (OH) | Arcing | 2021 | Tier 2 - Elevated | Distribution Circuit | 11 | 28 | 2021-11-28 | 1555385 | Sus | Y | EquipmentFailureInvolved¦Overhead¦ConnectororSplice(OH)¦Arcing
21-0157605 | Equipment Failure/Involved | Overhead | Pole-Wood | Broken | 2021 | Tier 3 - Extreme | Distribution Circuit | 12 | 13 | 2021-12-13 | 1568801 | Sus | N | EquipmentFailureInvolved¦Overhead¦PoleWood¦Broken
21-0158019 | Unknown Cause | Patrol - found nothing |  |  | 2021 | Tier 2 - Elevated | Distribution Circuit | 12 | 14 | 2021-12-14 | 1569272 | Sus | N | UnknownCause¦Patrolfoundnothing¦¦
21-0159343 | Unknown Cause | Patrol - found nothing |  |  | 2021 | Tier 2 - Elevated | Distribution Circuit | 12 | 17 | 2021-12-17 | 1575815 | Sus | N | UnknownCause¦Patrolfoundnothing¦¦
21-0159344 | Environmental/External | Ice or snow | Conductor, Overhead | Broken, wire on ground | 2021 | Tier 3 - Extreme | Distribution Circuit | 12 | 14 | 2021-12-14 | 1570777 | Sus | N | EnvironmentalExternal¦Iceorsnow¦ConductorOverhead¦Brokenwireonground
21-0159883 | Equipment Failure/Involved | Overhead | Pole-Wood | Broken | 2021 | Tier 3 - Extreme | Transformer only | 12 | 20 | 2021-12-20 | 1578212 | Sus | N | EquipmentFailureInvolved¦Overhead¦PoleWood¦Broken
21-0160752 | Vegetation | Tree - branch fell on line | Conductor, Overhead | Normal | 2021 | Tier 3 - Extreme | Distribution Circuit | 12 | 26 | 2021-12-26 | 1582356 | Sus | N | Vegetation¦Treebranchfellonline¦ConductorOverhead¦Normal
21-0161266 | Vegetation | Tree - fell into line | Pole-Wood | Broken, wire on ground | 2021 | Tier 2 - Elevated | Distribution Circuit | 12 | 27 | 2021-12-27 | 1586389 | Sus | N | Vegetation¦Treefellintoline¦PoleWood¦Brokenwireonground
21-0161615 | Equipment Failure/Involved | Overhead | Connector or Splice (OH) | Broken | 2021 | Tier 2 - Elevated | Distribution Circuit | 12 | 27 | 2021-12-27 | 1588764 | Sus | N | EquipmentFailureInvolved¦Overhead¦ConnectororSplice(OH)¦Broken
21-0162064 | Vegetation | Tree - branch fell on line | Conductor, Overhead | Normal | 2021 | Tier 2 - Elevated | Distribution Circuit | 12 | 31 | 2021-12-31 | 1591111 | Sus | N | Vegetation¦Treebranchfellonline¦ConductorOverhead¦Normal
22-0005049 | Vegetation | Tree - branch fell on line | Conductor, Overhead | Broken, wire on object | 2021 | Tier 3 - Extreme | Distribution Circuit | 12 | 27 | 2021-12-27 | 1591624 | Sus | N | Vegetation¦Treebranchfellonline¦ConductorOverhead¦Brokenwireonobject
22-0005267 | Environmental/External | Ice or snow | Conductor, Overhead | Normal | 2022 | Tier 2 - Elevated | Transmission line | 1 | 2 | 2022-01-02 | 1592890 | Sus | N | EnvironmentalExternal¦Iceorsnow¦ConductorOverhead¦Normal
22-0005905 | Vegetation | Tree - fell into line | Conductor, Overhead | Broken, wire on ground | 2021 | Tier 3 - Extreme | Distribution Circuit | 12 | 27 | 2021-12-27 | 1594744 | Sus | N | Vegetation¦Treefellintoline¦ConductorOverhead¦Brokenwireonground
22-0006225 | Unknown Cause | Patrol - found nothing |  |  | 2022 | Tier 2 - Elevated | Distribution Circuit | 1 | 4 | 2022-01-04 | 1595226 | Sus | N | UnknownCause¦Patrolfoundnothing¦¦
22-0006649 | Vegetation | Tree - fell into line | Conductor, Overhead | Broken, wire on ground | 2022 | Tier 2 - Elevated | Distribution Circuit | 1 | 6 | 2022-01-06 | 1596289 | Sus | N | Vegetation¦Treefellintoline¦ConductorOverhead¦Brokenwireonground
22-0012782 | Equipment Failure/Involved | Overhead | Transformer | Together | 2022 | Tier 3 - Extreme | Transformer only | 1 | 21 | 2022-01-21 | 1607778 | Sus | N | EquipmentFailureInvolved¦Overhead¦Transformer¦Together
22-0017612 | Unknown Cause | Patrol - found nothing |  |  | 2022 | Tier 3 - Extreme | Distribution Circuit | 2 | 2 | 2022-02-02 | 1618960 | Sus | N | UnknownCause¦Patrolfoundnothing¦¦
22-0019334 | Equipment Failure/Involved | Overhead | Secondary | Broken | 2022 | Tier 3 - Extreme | Transformer only | 2 | 7 | 2022-02-07 | 1622677 | Sus | N | EquipmentFailureInvolved¦Overhead¦Secondary¦Broken
22-0024396 | Vegetation | Tree - fell into line | Conductor, Overhead | Broken, wire on ground | 2022 | Tier 2 - Elevated | Distribution Circuit | 2 | 19 | 2022-02-19 | 1632262 | Sus | N | Vegetation¦Treefellintoline¦ConductorOverhead¦Brokenwireonground
22-0027650 | Equipment Failure/Involved | Overhead | Transformer (OH) | Broken | 2022 | Tier 2 - Elevated | Transformer only | 2 | 28 | 2022-02-28 | 1639294 | Sus | N | EquipmentFailureInvolved¦Overhead¦Transformer(OH)¦Broken
22-0030607 | Equipment Failure/Involved | Underground | Transformer (UG) | Failed/Faulted | 2022 | Tier 2 - Elevated | Distribution Circuit | 3 | 7 | 2022-03-07 | 1643637 | Sus | N | EquipmentFailureInvolved¦Underground¦Transformer(UG)¦FailedFaulted
22-0032031 | 3rd Party | Tree - cutting, 3rd party | Secondary | Broken | 2022 | Tier 2 - Elevated | Transformer only | 3 | 9 | 2022-03-09 | 1645727 | Sus | N | 3rdParty¦Treecutting3rdparty¦Secondary¦Broken
22-0033818 | Equipment Failure/Involved | Electrical Overload | Transformer (OH) | Burned/flashed | 2022 | Tier 2 - Elevated | Transformer only | 3 | 14 | 2022-03-14 | 1648569 | Sus | N | EquipmentFailureInvolved¦ElectricalOverload¦Transformer(OH)¦Burnedflashed
22-0046011 | Equipment Failure/Involved | Overhead | Transformer | Broken | 2022 | Tier 3 - Extreme | Transformer only | 4 | 11 | 2022-04-11 | 1669512 | Sus | N | EquipmentFailureInvolved¦Overhead¦Transformer¦Broken
22-0053710 | 3rd Party | Customer Equipment | Conductor, Overhead | Normal | 2022 | Tier 2 - Elevated | Distribution Circuit | 4 | 23 | 2022-04-23 | 1680110 | Sus | N | 3rdParty¦CustomerEquipment¦ConductorOverhead¦Normal
22-0055110 | 3rd Party | Tree - cutting, 3rd party | Crossarm, Wood | Broken, wire on ground | 2022 | Tier 2 - Elevated | Distribution Circuit | 4 | 27 | 2022-04-27 | 1682710 | Sus | N | 3rdParty¦Treecutting3rdparty¦CrossarmWood¦Brokenwireonground
22-0055753 | Equipment Failure/Involved | Overhead | Pole-Wood | Broken | 2022 | Tier 2 - Elevated | Transformer only | 4 | 28 | 2022-04-28 | 1684064 | Sus | N | EquipmentFailureInvolved¦Overhead¦PoleWood¦Broken
22-0056494 | Animal | Bird found | Conductor, Overhead | Normal | 2022 | Tier 2 - Elevated | Distribution Circuit | 4 | 30 | 2022-04-30 | 1685459 | Sus | N | Animal¦Birdfound¦ConductorOverhead¦Normal
22-0061454 | Unknown Cause | Patrol - found nothing |  |  | 2022 | Tier 3 - Extreme | Transformer only | 5 | 12 | 2022-05-12 | 1694800 | Sus | Y | UnknownCause¦Patrolfoundnothing¦¦
22-0062480 | 3rd Party | Contact with High Voltage, 3rd party | Conductor, Overhead | Normal | 2022 | Tier 2 - Elevated | Distribution Circuit | 5 | 16 | 2022-05-16 | 1697429 | Sus | Y | 3rdParty¦ContactwithHighVoltage3rdparty¦ConductorOverhead¦Normal
22-0068958 | Equipment Failure/Involved | Overhead | Transformer (OH) | Broken | 2022 | Tier 2 - Elevated | Distribution Circuit | 6 | 1 | 2022-06-01 | 1715831 | Sus | Y | EquipmentFailureInvolved¦Overhead¦Transformer(OH)¦Broken
22-0075957 | Company Initiated | Other Circuits | Insulator | Broken | 2022 | Tier 2 - Elevated | Transmission line | 6 | 18 | 2022-06-18 | 1735074 | Sus | Y | CompanyInitiated¦OtherCircuits¦Insulator¦Broken
22-0083647 | Unknown Cause | Patrol - found nothing |  |  | 2022 | Tier 2 - Elevated | Distribution Circuit | 7 | 10 | 2022-07-10 | 1752459 | Sus | Y | UnknownCause¦Patrolfoundnothing¦¦
22-0091849 | 3rd Party | Vehicle | Conductor, Overhead | Broken, wire on ground | 2022 | Tier 3 - Extreme | Distribution Circuit | 7 | 31 | 2022-07-31 | 1769733 | Sus | Y | 3rdParty¦Vehicle¦ConductorOverhead¦Brokenwireonground
22-0110737 | Vegetation | Tree - grew into line | Conductor, Overhead | Normal | 2022 | Tier 3 - Extreme | Distribution Circuit | 9 | 15 | 2022-09-15 | 1811912 | Sus | Y | Vegetation¦Treegrewintoline¦ConductorOverhead¦Normal
22-0113984 | Vegetation | Tree - grew into line | Conductor, Overhead | Normal | 2022 | Tier 3 - Extreme | Distribution Circuit | 9 | 22 | 2022-09-22 | 1819605 | Sus | Y | Vegetation¦Treegrewintoline¦ConductorOverhead¦Normal
22-0123846 | Equipment Failure/Involved | Overhead | Pole-Wood | Deteriorated | 2022 | Tier 2 - Elevated | Distribution Circuit | 10 | 22 | 2022-10-22 | 1842693 | Sus | Y | EquipmentFailureInvolved¦Overhead¦PoleWood¦Deteriorated
22-0124337 | Equipment Failure/Involved | Overhead | Transformer (OH) | Leaking | 2022 | Tier 2 - Elevated | Transformer only | 10 | 24 | 2022-10-24 | 1844431 | Sus | Y | EquipmentFailureInvolved¦Overhead¦Transformer(OH)¦Leaking
22-0126943 | Environmental/External | Lightning | Transformer (OH) | Failed/Faulted | 2022 | Tier 3 - Extreme | Distribution Circuit | 11 | 1 | 2022-11-01 | 1850985 | Sus | Y | EnvironmentalExternal¦Lightning¦Transformer(OH)¦FailedFaulted
22-0128787 | Vegetation | Tree - branch fell on line | Conductor, Overhead | Normal | 2022 | Tier 3 - Extreme | Distribution Circuit | 11 | 8 | 2022-11-08 | 1856649 | Sus | Y | Vegetation¦Treebranchfellonline¦ConductorOverhead¦Normal
22-0129329 | Vegetation | Tree - fell into line | Conductor, Overhead | Normal | 2022 | Tier 2 - Elevated | Distribution Circuit | 11 | 8 | 2022-11-08 | 1858262 | Sus | Y | Vegetation¦Treefellintoline¦ConductorOverhead¦Normal
22-0142205 | Vegetation | Tree - branch fell on line | Conductor, Underground | Normal | 2022 | Tier 2 - Elevated | Distribution Circuit | 12 | 30 | 2022-12-30 | 1901986 | Sus | N | Vegetation¦Treebranchfellonline¦ConductorUnderground¦Normal
15-0008597 | Equipment Failure/Involved | Other | Jumper | Burned Open | 2015 | Tier 2 - Elevated | Transformer only | 2 | 1 | 2015-02-01 | 1170977 | Sus | N | EquipmentFailureInvolved¦Other¦Jumper¦BurnedOpen
15-0009882 | Vegetation | Tree - branch fell on line | Conductor, Overhead | On Ground | 2015 | Tier 3 - Extreme | Distribution Circuit | 2 | 6 | 2015-02-06 | 1173390 | Sus | N | Vegetation¦Treebranchfellonline¦ConductorOverhead¦OnGround
15-0009898 | Vegetation | Tree - fell into line | Conductor, Overhead | Broken, wire on ground | 2015 | Tier 2 - Elevated | Distribution Circuit | 2 | 6 | 2015-02-06 | 1173489 | Sus | N | Vegetation¦Treefellintoline¦ConductorOverhead¦Brokenwireonground
15-0010417 | Vegetation | Tree - fell into line | Conductor, Overhead | Broken, wire on ground | 2015 | Tier 2 - Elevated | Distribution Circuit | 2 | 6 | 2015-02-06 | 1176460 | Sus | N | Vegetation¦Treefellintoline¦ConductorOverhead¦Brokenwireonground
15-0010615 | Vegetation | Tree - fell into line | Pole-Wood | Broken, wire on ground | 2015 | Tier 3 - Extreme | Distribution Circuit | 2 | 6 | 2015-02-06 | 1177984 | Sus | N | Vegetation¦Treefellintoline¦PoleWood¦Brokenwireonground
15-0011936 | Vegetation | Tree - fell into line | Conductor, Overhead | On Ground | 2015 | Tier 3 - Extreme | Distribution Circuit | 2 | 8 | 2015-02-08 | 1185454 | Sus | N | Vegetation¦Treefellintoline¦ConductorOverhead¦OnGround
15-0019007 | Vegetation | Tree - fell into line | Conductor, Overhead | Broken, wire on ground | 2015 | Tier 3 - Extreme | Distribution Circuit | 3 | 11 | 2015-03-11 | 1202443 | Sus | N | Vegetation¦Treefellintoline¦ConductorOverhead¦Brokenwireonground
15-0033115 | Equipment Failure/Involved | Overhead | Transformer (OH) | Failed/Faulted | 2015 | Tier 2 - Elevated | Transformer only | 5 | 9 | 2015-05-09 | 1232101 | Sus | Y | EquipmentFailureInvolved¦Overhead¦Transformer(OH)¦FailedFaulted
15-0039960 | Environmental/External | Lightning | Fuse | Failed/Faulted | 2015 | Tier 2 - Elevated | Transformer only | 6 | 10 | 2015-06-10 | 1248220 | Sus | Y | EnvironmentalExternal¦Lightning¦Fuse¦FailedFaulted
15-0043486 | Equipment Failure/Involved | Electrical Overload | Service conductor | Arcing | 2015 | Tier 3 - Extreme | Transformer only | 6 | 25 | 2015-06-25 | 1256744 | Sus | Y | EquipmentFailureInvolved¦ElectricalOverload¦Serviceconductor¦Arcing
15-0044444 | Equipment Failure/Involved | Overhead | Other | Malfunctioning | 2015 | Tier 2 - Elevated | Transformer only | 6 | 30 | 2015-06-30 | 1259791 | Sus | Y | EquipmentFailureInvolved¦Overhead¦Other¦Malfunctioning
15-0045220 | Equipment Failure/Involved | Overhead | Transformer (OH) | Failed/Faulted | 2015 | Tier 2 - Elevated | Distribution Circuit | 7 | 2 | 2015-07-02 | 1262108 | Sus | Y | EquipmentFailureInvolved¦Overhead¦Transformer(OH)¦FailedFaulted
15-0048019 | Equipment Failure/Involved | Overhead | Transformer | Deteriorated | 2015 | Tier 2 - Elevated | Transformer only | 7 | 16 | 2015-07-16 | 1269090 | Sus | Y | EquipmentFailureInvolved¦Overhead¦Transformer¦Deteriorated
15-0048611 | Unknown Cause | Patrol - found nothing |  |  | 2015 | Tier 2 - Elevated | Distribution Circuit | 7 | 19 | 2015-07-19 | 1271798 | Sus | Y | UnknownCause¦Patrolfoundnothing¦¦
15-0049382 | Equipment Failure/Involved | Fire, pole | Pole-Wood | Burned/flashed | 2015 | Tier 2 - Elevated | Distribution Circuit | 7 | 21 | 2015-07-21 | 1274344 | Sus | Y | EquipmentFailureInvolved¦Firepole¦PoleWood¦Burnedflashed
15-0049397 | Environmental/External | Lightning | Transformer | Failed/Faulted | 2015 | Tier 2 - Elevated | Transformer only | 7 | 21 | 2015-07-21 | 1274372 | Sus | Y | EnvironmentalExternal¦Lightning¦Transformer¦FailedFaulted
15-0053049 | Equipment Failure/Involved | Electrical Overload | Other | Failed/Faulted | 2015 | Tier 2 - Elevated | Transformer only | 8 | 6 | 2015-08-06 | 1283310 | Sus | Y | EquipmentFailureInvolved¦ElectricalOverload¦Other¦FailedFaulted
15-0053731 | Vegetation | Tree - fell into line | Pole-Wood | Broken | 2015 | Tier 2 - Elevated | Distribution Circuit | 8 | 7 | 2015-08-07 | 1284865 | Sus | Y | Vegetation¦Treefellintoline¦PoleWood¦Broken
15-0054019 | Equipment Failure/Involved | Overhead | Transformer | Deteriorated | 2015 | Tier 2 - Elevated | Transformer only | 8 | 10 | 2015-08-10 | 1285776 | Sus | Y | EquipmentFailureInvolved¦Overhead¦Transformer¦Deteriorated
15-0056056 | Vegetation | Tree - grew into line | Conductor, Overhead | Normal | 2015 | Tier 2 - Elevated | Distribution Circuit | 8 | 19 | 2015-08-19 | 1291342 | Sus | Y | Vegetation¦Treegrewintoline¦ConductorOverhead¦Normal
15-0057488 | 3rd Party | Vandalism | Transformer (OH) | Failed/Faulted | 2015 | Tier 2 - Elevated | Transformer only | 8 | 26 | 2015-08-26 | 1294674 | Sus | Y | 3rdParty¦Vandalism¦Transformer(OH)¦FailedFaulted
15-0058124 | Equipment Failure/Involved | Electrical Overload | Pole-Wood | Broken | 2015 | Tier 2 - Elevated | Distribution Circuit | 8 | 29 | 2015-08-29 | 1296538 | Sus | Y | EquipmentFailureInvolved¦ElectricalOverload¦PoleWood¦Broken
15-0058769 | Unknown Cause | Patrol - found nothing |  |  | 2015 | Tier 2 - Elevated | Distribution Circuit | 9 | 2 | 2015-09-02 | 1298633 | Sus | Y | UnknownCause¦Patrolfoundnothing¦¦
15-0062301 | Vegetation | Tree - fell into line | Conductor, Overhead | Normal | 2015 | Tier 3 - Extreme | Distribution Circuit | 9 | 19 | 2015-09-19 | 1308614 | Sus | Y | Vegetation¦Treefellintoline¦ConductorOverhead¦Normal
15-0066404 | Vegetation | Tree - fell into line | Conductor, Overhead | Normal | 2015 | Tier 2 - Elevated | Distribution Circuit | 9 | 29 | 2015-09-29 | 1313768 | Sus | Y | Vegetation¦Treefellintoline¦ConductorOverhead¦Normal
15-0067644 | Vegetation | Tree - fell into line | Crossarm, Wood | Broken | 2015 | Tier 2 - Elevated | Distribution Circuit | 10 | 3 | 2015-10-03 | 1316198 | Sus | Y | Vegetation¦Treefellintoline¦CrossarmWood¦Broken
15-0071209 | Environmental/External | Lightning | Fuse | Failed/Faulted | 2015 | Tier 2 - Elevated | Distribution Circuit | 10 | 17 | 2015-10-17 | 1323888 | Sus | Y | EnvironmentalExternal¦Lightning¦Fuse¦FailedFaulted
15-0073469 | Equipment Failure/Involved | Overhead | Connector or Splice (OH) | Broken, wire on ground | 2015 | Tier 2 - Elevated | Distribution Circuit | 10 | 26 | 2015-10-26 | 1329551 | Sus | Y | EquipmentFailureInvolved¦Overhead¦ConnectororSplice(OH)¦Brokenwireonground
15-0074109 | 3rd Party | Customer Equipment | Conductor, Overhead | Broken | 2015 | Tier 2 - Elevated | Distribution Circuit | 10 | 29 | 2015-10-29 | 1331191 | Sus | Y | 3rdParty¦CustomerEquipment¦ConductorOverhead¦Broken
15-0078026 | Environmental/External | Lightning | Transformer (OH) | Failed/Faulted | 2015 | Tier 3 - Extreme | Distribution Circuit | 11 | 15 | 2015-11-15 | 1342373 | Sus | Y | EnvironmentalExternal¦Lightning¦Transformer(OH)¦FailedFaulted
15-0082429 | Vegetation | Tree - branch fell on line | Fuse | Failed/Faulted | 2015 | Tier 3 - Extreme | Distribution Circuit | 12 | 3 | 2015-12-03 | 1352433 | Sus | N | Vegetation¦Treebranchfellonline¦Fuse¦FailedFaulted
15-0084122 | Unknown Cause | Patrol - found nothing |  |  | 2015 | Tier 2 - Elevated | Distribution Circuit | 12 | 10 | 2015-12-10 | 1358158 | Sus | N | UnknownCause¦Patrolfoundnothing¦¦
15-0085053 | Unknown Cause | Patrol - found nothing |  |  | 2015 | Tier 2 - Elevated | Distribution Circuit | 12 | 13 | 2015-12-13 | 1362866 | Sus | N | UnknownCause¦Patrolfoundnothing¦¦
15-0086660 | Unknown Cause | Patrol - found nothing |  |  | 2015 | Tier 3 - Extreme | Distribution Circuit | 12 | 22 | 2015-12-22 | 1368693 | Sus | N | UnknownCause¦Patrolfoundnothing¦¦
15-0086945 | Vegetation | Tree - branch fell on line | Conductor, Overhead | Broken, wire on ground | 2015 | Tier 3 - Extreme | Distribution Circuit | 12 | 23 | 2015-12-23 | 1370178 | Sus | N | Vegetation¦Treebranchfellonline¦ConductorOverhead¦Brokenwireonground
15-0087421 | Vegetation | Tree - branch fell on line | Fuse | Failed/Faulted | 2015 | Tier 3 - Extreme | Distribution Circuit | 12 | 25 | 2015-12-25 | 1371582 | Sus | N | Vegetation¦Treebranchfellonline¦Fuse¦FailedFaulted
15-0087492 | Vegetation | Tree - branch fell on line | Pole-Wood | Broken, wire on ground | 2015 | Tier 3 - Extreme | Distribution Circuit | 12 | 25 | 2015-12-25 | 1371652 | Sus | N | Vegetation¦Treebranchfellonline¦PoleWood¦Brokenwireonground
16-0002547 | Vegetation | Tree - branch fell on line | Crossarm, Wood | Broken, wire on ground | 2016 | Tier 2 - Elevated | Distribution Circuit | 1 | 3 | 2016-01-03 | 1376114 | Sus | N | Vegetation¦Treebranchfellonline¦CrossarmWood¦Brokenwireonground
16-0003406 | Vegetation | Tree - fell into line | Conductor, Overhead | Broken, wire on ground | 2016 | Tier 3 - Extreme | Distribution Circuit | 1 | 6 | 2016-01-06 | 1378202 | Sus | N | Vegetation¦Treefellintoline¦ConductorOverhead¦Brokenwireonground
16-0003458 | Equipment Failure/Involved | Overhead | Connector or Splice (OH) | Deteriorated | 2016 | Tier 3 - Extreme | Distribution Circuit | 1 | 6 | 2016-01-06 | 1378589 | Sus | N | EquipmentFailureInvolved¦Overhead¦ConnectororSplice(OH)¦Deteriorated
16-0004015 | Equipment Failure/Involved | Overhead | Secondary | Broken | 2016 | Tier 2 - Elevated | Transformer only | 1 | 8 | 2016-01-08 | 1380249 | Sus | N | EquipmentFailureInvolved¦Overhead¦Secondary¦Broken
16-0006697 | Vegetation | Tree - fell into line | Conductor, Overhead | Broken, wire on ground | 2016 | Tier 3 - Extreme | Distribution Circuit | 1 | 19 | 2016-01-19 | 1388220 | Sus | N | Vegetation¦Treefellintoline¦ConductorOverhead¦Brokenwireonground
16-0012542 | Animal | Bird found | Fuse | Failed/Faulted | 2016 | Tier 3 - Extreme | Distribution Circuit | 2 | 14 | 2016-02-14 | 1403137 | Sus | N | Animal¦Birdfound¦Fuse¦FailedFaulted
16-0013506 | Vegetation | Tree - fell into line | Conductor, Overhead | Bent or Twisted | 2016 | Tier 3 - Extreme | Distribution Circuit | 2 | 17 | 2016-02-17 | 1406364 | Sus | N | Vegetation¦Treefellintoline¦ConductorOverhead¦BentorTwisted
16-0013623 | Unknown Cause | Patrol - found nothing |  |  | 2016 | Tier 2 - Elevated | Distribution Circuit | 2 | 17 | 2016-02-17 | 1407706 | Sus | N | UnknownCause¦Patrolfoundnothing¦¦
16-0017894 | Unknown Cause | Patrol - found nothing |  |  | 2016 | Tier 2 - Elevated | Distribution Circuit | 3 | 5 | 2016-03-05 | 1417736 | Sus | N | UnknownCause¦Patrolfoundnothing¦¦
16-0019709 | Animal | Squirrel | Pole-Wood | Normal | 2016 | Tier 2 - Elevated | Distribution Circuit | 3 | 9 | 2016-03-09 | 1425978 | Sus | N | Animal¦Squirrel¦PoleWood¦Normal
16-0020947 | Vegetation | Tree - fell into line | Pole-Wood | Broken, wire on ground | 2016 | Tier 2 - Elevated | Distribution Circuit | 3 | 13 | 2016-03-13 | 1430213 | Sus | N | Vegetation¦Treefellintoline¦PoleWood¦Brokenwireonground
16-0021140 | Vegetation | Tree - fell into line | Conductor, Overhead | Broken, wire on ground | 2016 | Tier 2 - Elevated | Distribution Circuit | 3 | 14 | 2016-03-14 | 1430834 | Sus | N | Vegetation¦Treefellintoline¦ConductorOverhead¦Brokenwireonground
16-0024183 | Unknown Cause | Patrol - found nothing |  |  | 2016 | Tier 3 - Extreme | Distribution Circuit | 3 | 26 | 2016-03-26 | 1439075 | Sus | N | UnknownCause¦Patrolfoundnothing¦¦
16-0025320 | Animal | Squirrel | Fuse | Failed/Faulted | 2016 | Tier 2 - Elevated | Distribution Circuit | 3 | 31 | 2016-03-31 | 1442258 | Sus | N | Animal¦Squirrel¦Fuse¦FailedFaulted
16-0028285 | Equipment Failure/Involved | Overhead | Crossarm, Wood | Deteriorated | 2016 | Tier 2 - Elevated | Distribution Circuit | 4 | 13 | 2016-04-13 | 1449946 | Sus | N | EquipmentFailureInvolved¦Overhead¦CrossarmWood¦Deteriorated
16-0034238 | Environmental/External | Lightning |  | Failed/Faulted | 2016 | Tier 2 - Elevated | Transformer only | 5 | 5 | 2016-05-05 | 1465464 | Sus | Y | EnvironmentalExternal¦Lightning¦¦FailedFaulted
16-0038152 | Unknown Cause | Patrol - found nothing |  |  | 2016 | Tier 2 - Elevated | Distribution Circuit | 5 | 24 | 2016-05-24 | 1475966 | Sus | Y | UnknownCause¦Patrolfoundnothing¦¦
16-0039665 | Unknown Cause | Patrol - not conducted |  |  | 2016 | Tier 2 - Elevated | Distribution Circuit | 5 | 30 | 2016-05-30 | 1479042 | Sus | Y | UnknownCause¦Patrolnotconducted¦¦
16-0041795 | 3rd Party | Vehicle | Pole-Wood | Broken, wire on ground | 2016 | Tier 2 - Elevated | Distribution Circuit | 6 | 7 | 2016-06-07 | 1484966 | Sus | Y | 3rdParty¦Vehicle¦PoleWood¦Brokenwireonground
16-0044175 | Equipment Failure/Involved | Overhead | Connector or Splice (OH) | Arcing | 2016 | Tier 2 - Elevated | Transformer only | 6 | 17 | 2016-06-17 | 1491620 | Sus | Y | EquipmentFailureInvolved¦Overhead¦ConnectororSplice(OH)¦Arcing
16-0044407 | Unknown Cause | Patrol - found nothing |  |  | 2016 | Tier 2 - Elevated | Distribution Circuit | 6 | 20 | 2016-06-20 | 1492486 | Sus | Y | UnknownCause¦Patrolfoundnothing¦¦
16-0050159 | Equipment Failure/Involved | Overhead | Cutout, fuse holder | Broken | 2016 | Tier 2 - Elevated | Distribution Circuit | 7 | 15 | 2016-07-15 | 1510548 | Sus | Y | EquipmentFailureInvolved¦Overhead¦Cutoutfuseholder¦Broken
16-0053023 | Equipment Failure/Involved | Overhead | Secondary | Deteriorated | 2016 | Tier 3 - Extreme | Transformer only | 7 | 27 | 2016-07-27 | 1517259 | Sus | Y | EquipmentFailureInvolved¦Overhead¦Secondary¦Deteriorated
16-0054266 | Unknown Cause | Patrol - found nothing |  |  | 2016 | Tier 3 - Extreme | Distribution Circuit | 8 | 1 | 2016-08-01 | 1519958 | Sus | Y | UnknownCause¦Patrolfoundnothing¦¦
16-0062148 | Equipment Failure/Involved | Overhead | Crossarm, Wood | Broken | 2016 | Tier 2 - Elevated | Distribution Circuit | 9 | 2 | 2016-09-02 | 1536098 | Sus | Y | EquipmentFailureInvolved¦Overhead¦CrossarmWood¦Broken
16-0066768 | Equipment Failure/Involved | Overhead | PGs, Kearneys | Deteriorated | 2016 | Tier 2 - Elevated | Transformer only | 9 | 22 | 2016-09-22 | 1546277 | Sus | Y | EquipmentFailureInvolved¦Overhead¦PGsKearneys¦Deteriorated
16-0069111 | Environmental/External | Lightning | Pothead(Riser Termination) | Normal | 2016 | Tier 2 - Elevated | Distribution Circuit | 10 | 2 | 2016-10-02 | 1551784 | Sus | Y | EnvironmentalExternal¦Lightning¦Pothead(RiserTermination)¦Normal
16-0069402 | Equipment Failure/Involved | Overhead | Transformer (OH) | Failed/Faulted | 2016 | Tier 3 - Extreme | Transformer only | 10 | 3 | 2016-10-03 | 1552210 | Sus | Y | EquipmentFailureInvolved¦Overhead¦Transformer(OH)¦FailedFaulted
16-0069722 | Equipment Failure/Involved | Overhead | Transformer | Failed/Faulted | 2016 | Tier 2 - Elevated | Transformer only | 10 | 4 | 2016-10-04 | 1552883 | Sus | Y | EquipmentFailureInvolved¦Overhead¦Transformer¦FailedFaulted
16-0071104 | Vegetation | Tree - fell into line | Conductor, Overhead | Broken, wire on ground | 2016 | Tier 3 - Extreme | Distribution Circuit | 10 | 11 | 2016-10-11 | 1556252 | Sus | Y | Vegetation¦Treefellintoline¦ConductorOverhead¦Brokenwireonground
16-0072298 | Equipment Failure/Involved | Overhead | Crossarm, Wood | Broken | 2016 | Tier 2 - Elevated | Distribution Circuit | 10 | 14 | 2016-10-14 | 1560068 | Sus | Y | EquipmentFailureInvolved¦Overhead¦CrossarmWood¦Broken
16-0072476 | Equipment Failure/Involved | Fire, pole | Pole-Wood | Burned/flashed | 2016 | Tier 2 - Elevated | Distribution Circuit | 10 | 15 | 2016-10-15 | 1560875 | Sus | Y | EquipmentFailureInvolved¦Firepole¦PoleWood¦Burnedflashed
16-0082030 | Equipment Failure/Involved | Overhead | Stepdown | Failed/Faulted | 2016 | Tier 3 - Extreme | Transformer only | 11 | 23 | 2016-11-23 | 1587898 | Sus | Y | EquipmentFailureInvolved¦Overhead¦Stepdown¦FailedFaulted
16-0086966 | Equipment Failure/Involved | Overhead | Transformer | Failed/Faulted | 2016 | Tier 2 - Elevated | Transformer only | 12 | 24 | 2016-12-24 | 1610578 | Sus | N | EquipmentFailureInvolved¦Overhead¦Transformer¦FailedFaulted
17-0003811 | Equipment Failure/Involved | Overhead | Transformer | Failed/Faulted | 2017 | Tier 2 - Elevated | Transformer only | 1 | 4 | 2017-01-04 | 1618773 | Sus | N | EquipmentFailureInvolved¦Overhead¦Transformer¦FailedFaulted
17-0004557 | Vegetation | Tree - fell into line | Conductor, Overhead | Broken, wire on ground | 2017 | Tier 2 - Elevated | Distribution Circuit | 1 | 7 | 2017-01-07 | 1620903 | Sus | N | Vegetation¦Treefellintoline¦ConductorOverhead¦Brokenwireonground
17-0004642 | Vegetation | Tree - fell into line | Conductor, Overhead | Broken, wire on ground | 2017 | Tier 2 - Elevated | Distribution Circuit | 1 | 7 | 2017-01-07 | 1620906 | Sus | N | Vegetation¦Treefellintoline¦ConductorOverhead¦Brokenwireonground
17-0005302 | Equipment Failure/Involved | Overhead | Conductor, Overhead | Broken | 2017 | Tier 3 - Extreme | Distribution Circuit | 1 | 8 | 2017-01-08 | 1626664 | Sus | N | EquipmentFailureInvolved¦Overhead¦ConductorOverhead¦Broken
17-0005457 | Unknown Cause | Patrol - found nothing |  |  | 2017 | Tier 3 - Extreme | Distribution Circuit | 1 | 8 | 2017-01-08 | 1626825 | Sus | N | UnknownCause¦Patrolfoundnothing¦¦
17-0005547 | Vegetation | Tree - fell into line | Conductor, Overhead | Broken, wire on ground | 2017 | Tier 2 - Elevated | Distribution Circuit | 1 | 8 | 2017-01-08 | 1627779 | Sus | N | Vegetation¦Treefellintoline¦ConductorOverhead¦Brokenwireonground
17-0006362 | Equipment Failure/Involved | Overhead | Transformer | Broken, wire on ground | 2017 | Tier 3 - Extreme | Transformer only | 1 | 9 | 2017-01-09 | 1632434 | Sus | N | EquipmentFailureInvolved¦Overhead¦Transformer¦Brokenwireonground
17-0006424 | Unknown Cause | Patrol - found nothing |  |  | 2017 | Tier 2 - Elevated | Distribution Circuit | 1 | 10 | 2017-01-10 | 1632632 | Sus | N | UnknownCause¦Patrolfoundnothing¦¦
17-0007783 | Vegetation | Tree - fell into line | Conductor, Overhead | Broken, wire on ground | 2017 | Tier 3 - Extreme | Distribution Circuit | 1 | 10 | 2017-01-10 | 1635609 | Sus | N | Vegetation¦Treefellintoline¦ConductorOverhead¦Brokenwireonground
17-0008464 | Equipment Failure/Involved | Overhead | Transformer | Failed/Faulted | 2017 | Tier 2 - Elevated | Transformer only | 1 | 12 | 2017-01-12 | 1641369 | Sus | N | EquipmentFailureInvolved¦Overhead¦Transformer¦FailedFaulted
17-0010653 | Environmental/External | Lightning | Lightning Arrestor | Broken | 2017 | Tier 2 - Elevated | Distribution Circuit | 1 | 19 | 2017-01-19 | 1649901 | Sus | N | EnvironmentalExternal¦Lightning¦LightningArrestor¦Broken
17-0011688 | Unknown Cause | Patrol - found nothing |  |  | 2017 | Tier 3 - Extreme | Distribution Circuit | 1 | 20 | 2017-01-20 | 1653413 | Sus | N | UnknownCause¦Patrolfoundnothing¦¦
17-0012049 | Vegetation | Tree - fell into line | Insulator | Broken | 2017 | Tier 3 - Extreme | Distribution Circuit | 1 | 21 | 2017-01-21 | 1655554 | Sus | N | Vegetation¦Treefellintoline¦Insulator¦Broken
17-0012139 | Vegetation | Tree - grew into line | Pole-Wood | Broken, wire on ground | 2017 | Tier 3 - Extreme | Distribution Circuit | 1 | 21 | 2017-01-21 | 1655773 | Sus | N | Vegetation¦Treegrewintoline¦PoleWood¦Brokenwireonground
17-0012822 | Vegetation | Tree - branch fell on line | Conductor, Overhead | Normal | 2017 | Tier 2 - Elevated | Distribution Circuit | 1 | 22 | 2017-01-22 | 1657969 | Sus | N | Vegetation¦Treebranchfellonline¦ConductorOverhead¦Normal
17-0014024 | Vegetation | Tree - fell into line | Conductor, Overhead | Normal | 2017 | Tier 3 - Extreme | Distribution Circuit | 1 | 23 | 2017-01-23 | 1664686 | Sus | N | Vegetation¦Treefellintoline¦ConductorOverhead¦Normal
17-0019018 | Vegetation | Tree - fell into line | Conductor, Overhead | Broken, wire on ground | 2017 | Tier 2 - Elevated | Distribution Circuit | 2 | 8 | 2017-02-08 | 1681790 | Sus | N | Vegetation¦Treefellintoline¦ConductorOverhead¦Brokenwireonground
17-0019632 | Vegetation | Tree - fell into line | Conductor, Overhead | Broken, wire on ground | 2017 | Tier 3 - Extreme | Distribution Circuit | 2 | 9 | 2017-02-09 | 1684137 | Sus | N | Vegetation¦Treefellintoline¦ConductorOverhead¦Brokenwireonground
17-0022229 | Vegetation | Tree - fell into line | Pole-Wood | Broken, wire on ground | 2017 | Tier 2 - Elevated | Distribution Circuit | 2 | 17 | 2017-02-17 | 1695296 | Sus | N | Vegetation¦Treefellintoline¦PoleWood¦Brokenwireonground
17-0026993 | Unknown Cause | Patrol - found nothing |  |  | 2017 | Tier 2 - Elevated | Distribution Circuit | 2 | 27 | 2017-02-27 | 1714849 | Sus | N | UnknownCause¦Patrolfoundnothing¦¦
17-0036532 | Unknown Cause | Patrol - found nothing |  |  | 2017 | Tier 2 - Elevated | Distribution Circuit | 4 | 4 | 2017-04-04 | 1744091 | Sus | N | UnknownCause¦Patrolfoundnothing¦¦
17-0039167 | Equipment Failure/Involved | Overhead | Crossarm, Wood | Broken | 2017 | Tier 2 - Elevated | Distribution Circuit | 4 | 11 | 2017-04-11 | 1755181 | Sus | N | EquipmentFailureInvolved¦Overhead¦CrossarmWood¦Broken
17-0042237 | Unknown Cause | Patrol - found nothing |  |  | 2017 | Tier 2 - Elevated | Distribution Circuit | 4 | 23 | 2017-04-23 | 1765482 | Sus | N | UnknownCause¦Patrolfoundnothing¦¦
17-0045794 | Vegetation | Tree - branch fell on line | Conductor, Overhead | Broken, wire on ground | 2017 | Tier 2 - Elevated | Distribution Circuit | 5 | 6 | 2017-05-06 | 1776296 | Sus | Y | Vegetation¦Treebranchfellonline¦ConductorOverhead¦Brokenwireonground
17-0049074 | Unknown Cause | Patrol - found nothing |  |  | 2017 | Tier 2 - Elevated | Distribution Circuit | 5 | 19 | 2017-05-19 | 1785230 | Sus | Y | UnknownCause¦Patrolfoundnothing¦¦
17-0054327 | Unknown Cause | Patrol - not conducted |  |  | 2017 | Tier 2 - Elevated | Distribution Circuit | 6 | 11 | 2017-06-11 | 1801843 | Sus | Y | UnknownCause¦Patrolnotconducted¦¦
17-0058528 | 3rd Party | Vehicle | Pole-Wood | Broken | 2017 | Tier 3 - Extreme | Transformer only | 6 | 26 | 2017-06-26 | 1818026 | Sus | Y | 3rdParty¦Vehicle¦PoleWood¦Broken
17-0059316 | Equipment Failure/Involved | Overhead | Transformer (OH) | Leaking | 2017 | Tier 3 - Extreme | Transformer only | 6 | 28 | 2017-06-28 | 1820103 | Sus | Y | EquipmentFailureInvolved¦Overhead¦Transformer(OH)¦Leaking
17-0060007 | Vegetation | Tree - branch fell on line | Conductor, Overhead | Normal | 2017 | Tier 2 - Elevated | Distribution Circuit | 7 | 1 | 2017-07-01 | 1822154 | Sus | Y | Vegetation¦Treebranchfellonline¦ConductorOverhead¦Normal
17-0061989 | Equipment Failure/Involved | Overhead | Crossarm, Wood | Broken | 2017 | Tier 2 - Elevated | Distribution Circuit | 7 | 11 | 2017-07-11 | 1828904 | Sus | Y | EquipmentFailureInvolved¦Overhead¦CrossarmWood¦Broken
17-0062658 | Equipment Failure/Involved | Overhead | Transformer | Failed/Faulted | 2017 | Tier 3 - Extreme | Distribution Circuit | 7 | 13 | 2017-07-13 | 1830782 | Sus | Y | EquipmentFailureInvolved¦Overhead¦Transformer¦FailedFaulted
17-0078418 | Environmental/External | Lightning | Transformer | Failed/Faulted | 2017 | Tier 2 - Elevated | Distribution Circuit | 9 | 12 | 2017-09-12 | 1877497 | Sus | Y | EnvironmentalExternal¦Lightning¦Transformer¦FailedFaulted
17-0078646 | Equipment Failure/Involved | Overhead | Transformer | Failed/Faulted | 2017 | Tier 2 - Elevated | Transformer only | 9 | 13 | 2017-09-13 | 1878328 | Sus | Y | EquipmentFailureInvolved¦Overhead¦Transformer¦FailedFaulted
17-0079235 | Unknown Cause | Patrol - found nothing |  |  | 2017 | Tier 2 - Elevated | Distribution Circuit | 9 | 15 | 2017-09-15 | 1879354 | Sus | Y | UnknownCause¦Patrolfoundnothing¦¦
17-0080737 | Animal | Squirrel | Transformer |  | 2017 | Tier 2 - Elevated | Transformer only | 9 | 21 | 2017-09-21 | 1883381 | Sus | Y | Animal¦Squirrel¦Transformer¦
17-0082469 | Equipment Failure/Involved | Overhead | Transformer | Failed/Faulted | 2017 | Tier 3 - Extreme | Transformer only | 9 | 28 | 2017-09-28 | 1887442 | Sus | Y | EquipmentFailureInvolved¦Overhead¦Transformer¦FailedFaulted
17-0082754 | Unknown Cause | Patrol - found nothing |  |  | 2017 | Tier 2 - Elevated | Distribution Circuit | 9 | 29 | 2017-09-29 | 1887914 | Sus | Y | UnknownCause¦Patrolfoundnothing¦¦
17-0085114 | Unknown Cause | Patrol - found nothing |  |  | 2017 | Tier 2 - Elevated | Distribution Circuit | 10 | 8 | 2017-10-08 | 1893413 | Sus | Y | UnknownCause¦Patrolfoundnothing¦¦
17-0086813 | Environmental/External | Fire, Forest/Grass | Fuse | Normal | 2017 | Tier 2 - Elevated | Distribution Circuit | 10 | 8 | 2017-10-08 | 1899479 | Sus | Y | EnvironmentalExternal¦FireForestGrass¦Fuse¦Normal
17-0089205 | Environmental/External | Fire, Forest/Grass | Pole-Wood | Burned/flashed | 2017 | Tier 3 - Extreme | Distribution Circuit | 10 | 8 | 2017-10-08 | 1906243 | Sus | Y | EnvironmentalExternal¦FireForestGrass¦PoleWood¦Burnedflashed
17-0092514 | Vegetation | Tree - fell into line | Conductor, Overhead | Normal | 2017 | Tier 2 - Elevated | Distribution Circuit | 11 | 3 | 2017-11-03 | 1915373 | Sus | Y | Vegetation¦Treefellintoline¦ConductorOverhead¦Normal
17-0092550 | Equipment Failure/Involved | Overhead | Transformer (OH) | Failed/Faulted | 2017 | Tier 2 - Elevated | Distribution Circuit | 11 | 3 | 2017-11-03 | 1915391 | Sus | Y | EquipmentFailureInvolved¦Overhead¦Transformer(OH)¦FailedFaulted
17-0096610 | Unknown Cause | Patrol - found nothing |  |  | 2017 | Tier 3 - Extreme | Distribution Circuit | 11 | 20 | 2017-11-20 | 1926779 | Sus | Y | UnknownCause¦Patrolfoundnothing¦¦
17-0097168 | Unknown Cause | Patrol - found nothing |  |  | 2017 | Tier 2 - Elevated | Distribution Circuit | 11 | 22 | 2017-11-22 | 1927725 | Sus | Y | UnknownCause¦Patrolfoundnothing¦¦
17-0099835 | Unknown Cause | Patrol - found nothing |  |  | 2017 | Tier 3 - Extreme | Distribution Circuit | 12 | 4 | 2017-12-04 | 1936086 | Sus | N | UnknownCause¦Patrolfoundnothing¦¦
17-0100106 | Animal | Squirrel | Regulator | Burned/flashed | 2017 | Tier 2 - Elevated | Distribution Circuit | 12 | 5 | 2017-12-05 | 1936778 | Sus | N | Animal¦Squirrel¦Regulator¦Burnedflashed
17-0101688 | Animal | Squirrel | Conductor, Overhead | Normal | 2017 | Tier 2 - Elevated | Distribution Circuit | 12 | 14 | 2017-12-14 | 1943133 | Sus | N | Animal¦Squirrel¦ConductorOverhead¦Normal
18-0007856 | Environmental/External | Ice or snow | Conductor, Overhead | Together | 2018 | Tier 2 - Elevated | Distribution Circuit | 1 | 22 | 2018-01-22 | 11957 | Sus | N | EnvironmentalExternal¦Iceorsnow¦ConductorOverhead¦Together
18-0009622 | Vegetation | Tree - fell into line | Conductor, Overhead | Broken, wire on ground | 2018 | Tier 2 - Elevated | Transformer only | 1 | 28 | 2018-01-28 | 15328 | Sus | N | Vegetation¦Treefellintoline¦ConductorOverhead¦Brokenwireonground
18-0009627 | Vegetation | Tree - branch fell on line | Conductor, Overhead | Together | 2018 | Tier 3 - Extreme | Distribution Circuit | 1 | 28 | 2018-01-28 | 15321 | Sus | N | Vegetation¦Treebranchfellonline¦ConductorOverhead¦Together
18-0010255 | 3rd Party | Vehicle | Pole-Wood | Normal | 2018 | Tier 3 - Extreme | Distribution Circuit | 1 | 30 | 2018-01-30 | 16624 | Sus | N | 3rdParty¦Vehicle¦PoleWood¦Normal
18-0017334 | Vegetation | Tree - fell into line | Conductor, Overhead | Normal | 2018 | Tier 2 - Elevated | Distribution Circuit | 2 | 26 | 2018-02-26 | 31705 | Sus | N | Vegetation¦Treefellintoline¦ConductorOverhead¦Normal
18-0017385 | Vegetation | Tree - fell into line | Conductor, Overhead | Normal | 2018 | Tier 3 - Extreme | Distribution Circuit | 2 | 26 | 2018-02-26 | 31626 | Sus | N | Vegetation¦Treefellintoline¦ConductorOverhead¦Normal
18-0028202 | 3rd Party | Metallic Balloon | Fuse | Failed/Faulted | 2018 | Tier 2 - Elevated | Distribution Circuit | 3 | 31 | 2018-03-31 | 57206 | Sus | N | 3rdParty¦MetallicBalloon¦Fuse¦FailedFaulted
18-0030395 | Unknown Cause | Patrol - found nothing |  |  | 2018 | Tier 2 - Elevated | Distribution Circuit | 4 | 8 | 2018-04-08 | 62603 | Sus | N | UnknownCause¦Patrolfoundnothing¦¦
18-0036887 | 3rd Party | Vehicle | Conductor, Overhead | Broken, wire on ground | 2018 | Tier 3 - Extreme | Distribution Circuit | 4 | 30 | 2018-04-30 | 76759 | Sus | N | 3rdParty¦Vehicle¦ConductorOverhead¦Brokenwireonground
18-0038498 | Unknown Cause | Patrol - not conducted |  |  | 2018 | Tier 2 - Elevated | Distribution Circuit | 5 | 4 | 2018-05-04 | 79724 | Sus | Y | UnknownCause¦Patrolnotconducted¦¦
18-0039878 | Vegetation | Tree - fell into line | Conductor, Overhead | Broken, wire on ground | 2018 | Tier 2 - Elevated | Distribution Circuit | 5 | 10 | 2018-05-10 | 83101 | Sus | Y | Vegetation¦Treefellintoline¦ConductorOverhead¦Brokenwireonground
18-0042824 | Unknown Cause | Patrol - found nothing |  |  | 2018 | Tier 3 - Extreme | Distribution Circuit | 5 | 21 | 2018-05-21 | 90588 | Sus | Y | UnknownCause¦Patrolfoundnothing¦¦
18-0046462 | Animal | Bird found | Conductor, Overhead | Normal | 2018 | Tier 3 - Extreme | Distribution Circuit | 6 | 1 | 2018-06-01 | 98800 | Sus | Y | Animal¦Birdfound¦ConductorOverhead¦Normal
18-0047330 | Unknown Cause | Patrol - found nothing |  |  | 2018 | Tier 2 - Elevated | Distribution Circuit | 6 | 4 | 2018-06-04 | 101373 | Sus | Y | UnknownCause¦Patrolfoundnothing¦¦
18-0050911 | Equipment Failure/Involved | Overhead | Pole-Wood | Broken | 2018 | Tier 2 - Elevated | Distribution Circuit | 6 | 14 | 2018-06-14 | 108995 | Sus | Y | EquipmentFailureInvolved¦Overhead¦PoleWood¦Broken
18-0051678 | Equipment Failure/Involved | Overhead | Conductor, Overhead | Broken, wire on ground | 2018 | Tier 2 - Elevated | Distribution Circuit | 6 | 16 | 2018-06-16 | 111090 | Sus | Y | EquipmentFailureInvolved¦Overhead¦ConductorOverhead¦Brokenwireonground
18-0053720 | Equipment Failure/Involved | Overhead | Pole-Wood | Broken | 2018 | Tier 3 - Extreme | Distribution Circuit | 6 | 22 | 2018-06-22 | 115567 | Sus | Y | EquipmentFailureInvolved¦Overhead¦PoleWood¦Broken
18-0055553 | Vegetation | Tree - fell into line | Transformer | Leaking | 2018 | Tier 2 - Elevated | Transformer only | 6 | 28 | 2018-06-28 | 120469 | Sus | Y | Vegetation¦Treefellintoline¦Transformer¦Leaking
18-0057021 | Equipment Failure/Involved | Overhead | Connector or Splice (OH) | Broken | 2018 | Tier 2 - Elevated | Distribution Circuit | 7 | 4 | 2018-07-04 | 124645 | Sus | Y | EquipmentFailureInvolved¦Overhead¦ConnectororSplice(OH)¦Broken
18-0062661 | Unknown Cause | Patrol - found nothing |  |  | 2018 | Tier 2 - Elevated | Distribution Circuit | 7 | 23 | 2018-07-23 | 137871 | Sus | Y | UnknownCause¦Patrolfoundnothing¦¦
18-0071427 | Unknown Cause | Patrol - found nothing |  |  | 2018 | Tier 2 - Elevated | Distribution Circuit | 8 | 19 | 2018-08-19 | 157977 | Sus | Y | UnknownCause¦Patrolfoundnothing¦¦
18-0073729 | 3rd Party | Vehicle | Pole-Wood | Broken, wire on ground | 2018 | Tier 2 - Elevated | Distribution Circuit | 8 | 27 | 2018-08-27 | 163051 | Sus | Y | 3rdParty¦Vehicle¦PoleWood¦Brokenwireonground
18-0076645 | Unknown Cause | Patrol - found nothing |  |  | 2018 | Tier 3 - Extreme | Distribution Circuit | 9 | 5 | 2018-09-05 | 168392 | Sus | Y | UnknownCause¦Patrolfoundnothing¦¦
18-0085207 | Animal | Squirrel | Pole-Wood | Normal | 2018 | Tier 2 - Elevated | Distribution Circuit | 10 | 1 | 2018-10-01 | 184659 | Sus | Y | Animal¦Squirrel¦PoleWood¦Normal
18-0096135 | Unknown Cause | Patrol - found nothing |  |  | 2018 | Tier 3 - Extreme | Distribution Circuit | 11 | 1 | 2018-11-01 | 206678 | Sus | Y | UnknownCause¦Patrolfoundnothing¦¦
18-0099211 | Unknown Cause | Patrol - found nothing |  |  | 2018 | Tier 3 - Extreme | Distribution Circuit | 11 | 12 | 2018-11-12 | 213957 | Sus | Y | UnknownCause¦Patrolfoundnothing¦¦
18-0100875 | Environmental/External | Fire, Forest/Grass | Pole-Wood | Burned/flashed | 2018 | Tier 3 - Extreme | Distribution Circuit | 11 | 8 | 2018-11-08 | 217936 | Sus | Y | EnvironmentalExternal¦FireForestGrass¦PoleWood¦Burnedflashed
18-0105107 | Vegetation | Tree - fell into line | Conductor, Overhead | Broken, wire on ground | 2018 | Tier 3 - Extreme | Distribution Circuit | 11 | 29 | 2018-11-29 | 228670 | Sus | Y | Vegetation¦Treefellintoline¦ConductorOverhead¦Brokenwireonground
18-0109607 | Vegetation | Tree - fell into line | Conductor, Overhead | Broken, wire on ground | 2018 | Tier 2 - Elevated | Distribution Circuit | 12 | 17 | 2018-12-17 | 242082 | Sus | N | Vegetation¦Treefellintoline¦ConductorOverhead¦Brokenwireonground
18-0110346 | Unknown Cause | Patrol - found nothing |  |  | 2018 | Tier 2 - Elevated | Distribution Circuit | 12 | 22 | 2018-12-22 | 245698 | Sus | N | UnknownCause¦Patrolfoundnothing¦¦
18-0110535 | Vegetation | Tree - branch fell on line | Conductor, Overhead | Broken, wire on ground | 2018 | Tier 2 - Elevated | Distribution Circuit | 12 | 24 | 2018-12-24 | 246556 | Sus | N | Vegetation¦Treebranchfellonline¦ConductorOverhead¦Brokenwireonground
18-0110813 | Equipment Failure/Involved | Overhead | Other | Malfunctioning | 2018 | Tier 3 - Extreme | Distribution Circuit | 12 | 27 | 2018-12-27 | 247969 | Sus | N | EquipmentFailureInvolved¦Overhead¦Other¦Malfunctioning
19-0004399 | Unknown Cause | Patrol - found nothing |  |  | 2019 | Tier 2 - Elevated | Distribution Circuit | 1 | 4 | 2019-01-04 | 252804 | Sus | N | UnknownCause¦Patrolfoundnothing¦¦
19-0006789 | Equipment Failure/Involved | Overhead | Secondary | Broken, wire on ground | 2019 | Tier 3 - Extreme | Transformer only | 1 | 9 | 2019-01-09 | 261268 | Sus | N | EquipmentFailureInvolved¦Overhead¦Secondary¦Brokenwireonground
19-0009823 | Vegetation | Tree - fell into line | Conductor, Overhead | Together | 2019 | Tier 3 - Extreme | Distribution Circuit | 1 | 16 | 2019-01-16 | 267524 | Sus | N | Vegetation¦Treefellintoline¦ConductorOverhead¦Together
19-0010670 | Vegetation | Tree - branch fell on line | Crossarm, Wood | Broken, wire on ground | 2019 | Tier 2 - Elevated | Distribution Circuit | 1 | 16 | 2019-01-16 | 271907 | Sus | N | Vegetation¦Treebranchfellonline¦CrossarmWood¦Brokenwireonground
19-0010880 | Unknown Cause | Patrol - found nothing |  |  | 2019 | Tier 3 - Extreme | Distribution Circuit | 1 | 16 | 2019-01-16 | 272066 | Sus | N | UnknownCause¦Patrolfoundnothing¦¦
19-0011740 | Unknown Cause | Patrol - found nothing |  |  | 2019 | Tier 2 - Elevated | Transformer only | 1 | 16 | 2019-01-16 | 270145 | Sus | N | UnknownCause¦Patrolfoundnothing¦¦
19-0012839 | Unknown Cause | Patrol - found nothing |  |  | 2019 | Tier 2 - Elevated | Distribution Circuit | 1 | 21 | 2019-01-21 | 278054 | Sus | N | UnknownCause¦Patrolfoundnothing¦¦
19-0016999 | Vegetation | Tree - fell into line | Conductor, Overhead | Broken, wire on ground | 2019 | Tier 2 - Elevated | Distribution Circuit | 2 | 2 | 2019-02-02 | 286316 | Sus | N | Vegetation¦Treefellintoline¦ConductorOverhead¦Brokenwireonground
19-0017554 | Vegetation | Tree - fell into line | Conductor, Overhead | Normal | 2019 | Tier 3 - Extreme | Distribution Circuit | 2 | 2 | 2019-02-02 | 287995 | Sus | N | Vegetation¦Treefellintoline¦ConductorOverhead¦Normal
19-0018576 | Vegetation | Tree - fell into line | Conductor, Overhead | Normal | 2019 | Tier 2 - Elevated | Distribution Circuit | 2 | 5 | 2019-02-05 | 292501 | Sus | N | Vegetation¦Treefellintoline¦ConductorOverhead¦Normal
19-0019321 | Environmental/External | Ice or snow | Conductor, Overhead | Broken, wire on ground | 2019 | Tier 2 - Elevated | Distribution Circuit | 2 | 6 | 2019-02-06 | 294291 | Sus | N | EnvironmentalExternal¦Iceorsnow¦ConductorOverhead¦Brokenwireonground
19-0019624 | Vegetation | Tree - fell into line | Conductor, Overhead | Normal | 2019 | Tier 3 - Extreme | Distribution Circuit | 2 | 7 | 2019-02-07 | 295024 | Sus | N | Vegetation¦Treefellintoline¦ConductorOverhead¦Normal
19-0019896 | Unknown Cause | Patrol - found nothing |  |  | 2019 | Tier 3 - Extreme | Transformer only | 2 | 7 | 2019-02-07 | 295868 | Sus | N | UnknownCause¦Patrolfoundnothing¦¦
19-0020359 | Unknown Cause | Patrol - not conducted |  |  | 2019 | Tier 2 - Elevated | Distribution Circuit | 2 | 9 | 2019-02-09 | 297140 | Sus | N | UnknownCause¦Patrolnotconducted¦¦
19-0020541 | Unknown Cause | Patrol - found nothing |  |  | 2019 | Tier 2 - Elevated | Transmission line | 2 | 10 | 2019-02-10 | 297918 | Sus | N | UnknownCause¦Patrolfoundnothing¦¦
19-0021772 | Unknown Cause | Patrol - found nothing |  |  | 2019 | Tier 2 - Elevated | Distribution Circuit | 2 | 13 | 2019-02-13 | 302642 | Sus | N | UnknownCause¦Patrolfoundnothing¦¦
19-0022917 | Vegetation | Tree - branch fell on line | Conductor, Overhead | Broken | 2019 | Tier 3 - Extreme | Distribution Circuit | 2 | 14 | 2019-02-14 | 307534 | Sus | N | Vegetation¦Treebranchfellonline¦ConductorOverhead¦Broken
19-0023628 | Unknown Cause | Patrol - found nothing |  |  | 2019 | Tier 3 - Extreme | Distribution Circuit | 2 | 14 | 2019-02-14 | 310063 | Sus | N | UnknownCause¦Patrolfoundnothing¦¦
19-0025209 | Equipment Failure/Involved | Overhead | Conductor, Overhead | Broken, wire on ground | 2019 | Tier 3 - Extreme | Distribution Circuit | 2 | 17 | 2019-02-17 | 315503 | Sus | N | EquipmentFailureInvolved¦Overhead¦ConductorOverhead¦Brokenwireonground
19-0025253 | Equipment Failure/Involved | Overhead | Conductor, Overhead | Broken, wire on ground | 2019 | Tier 2 - Elevated | Distribution Circuit | 2 | 17 | 2019-02-17 | 316488 | Sus | N | EquipmentFailureInvolved¦Overhead¦ConductorOverhead¦Brokenwireonground
19-0025290 | Equipment Failure/Involved | Fire, pole | Pole-Wood | Burned/flashed | 2019 | Tier 3 - Extreme | Distribution Circuit | 2 | 17 | 2019-02-17 | 316316 | Sus | N | EquipmentFailureInvolved¦Firepole¦PoleWood¦Burnedflashed
19-0025538 | Unknown Cause | Patrol - not conducted |  |  | 2019 | Tier 2 - Elevated | Distribution Circuit | 2 | 18 | 2019-02-18 | 317153 | Sus | N | UnknownCause¦Patrolnotconducted¦¦
19-0025575 | Unknown Cause | Patrol - found nothing |  |  | 2019 | Tier 2 - Elevated | Distribution Circuit | 2 | 13 | 2019-02-13 | 317418 | Sus | N | UnknownCause¦Patrolfoundnothing¦¦
19-0026131 | Equipment Failure/Involved | Overhead | Jumper | Broken | 2019 | Tier 2 - Elevated | Transformer only | 2 | 19 | 2019-02-19 | 318848 | Sus | N | EquipmentFailureInvolved¦Overhead¦Jumper¦Broken
19-0029192 | Unknown Cause | Patrol - not conducted |  |  | 2019 | Tier 2 - Elevated | Distribution Circuit | 2 | 27 | 2019-02-27 | 326012 | Sus | N | UnknownCause¦Patrolnotconducted¦¦
19-0029858 | Environmental/External | Flood/Erosion | Conductor, Overhead | Broken, wire on ground | 2019 | Tier 3 - Extreme | Distribution Circuit | 2 | 26 | 2019-02-26 | 325505 | Sus | N | EnvironmentalExternal¦FloodErosion¦ConductorOverhead¦Brokenwireonground
19-0030610 | Equipment Failure/Involved | Overhead | Lightning Arrestor | Failed/Faulted | 2019 | Tier 2 - Elevated | Distribution Circuit | 3 | 4 | 2019-03-04 | 331025 | Sus | N | EquipmentFailureInvolved¦Overhead¦LightningArrestor¦FailedFaulted
19-0030646 | Vegetation | Tree - fell into line | Conductor, Overhead | Broken, wire on ground | 2019 | Tier 3 - Extreme | Distribution Circuit | 3 | 5 | 2019-03-05 | 331163 | Sus | N | Vegetation¦Treefellintoline¦ConductorOverhead¦Brokenwireonground
19-0031201 | Vegetation | Tree - fell into line | Conductor, Overhead | Broken, wire on ground | 2019 | Tier 3 - Extreme | Distribution Circuit | 3 | 6 | 2019-03-06 | 332181 | Sus | N | Vegetation¦Treefellintoline¦ConductorOverhead¦Brokenwireonground
19-0034082 | Vegetation | Tree - fell into line | Conductor, Overhead | Normal | 2019 | Tier 3 - Extreme | Distribution Circuit | 3 | 15 | 2019-03-15 | 339932 | Sus | N | Vegetation¦Treefellintoline¦ConductorOverhead¦Normal
19-0036599 | Unknown Cause | Patrol - not conducted |  |  | 2019 | Tier 2 - Elevated | Distribution Circuit | 3 | 25 | 2019-03-25 | 346701 | Sus | N | UnknownCause¦Patrolnotconducted¦¦
19-0037695 | Environmental/External | Lightning | Transformer | Failed/Faulted | 2019 | Tier 2 - Elevated | Transformer only | 3 | 27 | 2019-03-27 | 349068 | Sus | N | EnvironmentalExternal¦Lightning¦Transformer¦FailedFaulted
19-0038398 | Equipment Failure/Involved | Overhead | Crossarm, Wood | Broken | 2019 | Tier 2 - Elevated | Distribution Circuit | 3 | 29 | 2019-03-29 | 350437 | Sus | N | EquipmentFailureInvolved¦Overhead¦CrossarmWood¦Broken
19-0038910 | Unknown Cause | Patrol - found nothing |  |  | 2019 | Tier 3 - Extreme | Distribution Circuit | 4 | 1 | 2019-04-01 | 351897 | Sus | N | UnknownCause¦Patrolfoundnothing¦¦
19-0040859 | Animal | Bird found | Conductor, Overhead | Normal | 2019 | Tier 2 - Elevated | Distribution Circuit | 4 | 9 | 2019-04-09 | 356445 | Sus | N | Animal¦Birdfound¦ConductorOverhead¦Normal
19-0041662 | Equipment Failure/Involved | Overhead | Transformer (OH) | Deteriorated | 2019 | Tier 2 - Elevated | Transformer only | 4 | 11 | 2019-04-11 | 358945 | Sus | N | EquipmentFailureInvolved¦Overhead¦Transformer(OH)¦Deteriorated
19-0043672 | Equipment Failure/Involved | Overhead | Transformer | Failed/Faulted | 2019 | Tier 3 - Extreme | Transformer only | 4 | 17 | 2019-04-17 | 362629 | Sus | N | EquipmentFailureInvolved¦Overhead¦Transformer¦FailedFaulted
19-0043886 | Unknown Cause | Patrol - found nothing |  |  | 2019 | Tier 2 - Elevated | Distribution Circuit | 4 | 18 | 2019-04-18 | 362864 | Sus | N | UnknownCause¦Patrolfoundnothing¦¦
19-0044192 | Vegetation | Tree - branch fell on line | Conductor, Overhead | Broken, wire on ground | 2019 | Tier 2 - Elevated | Distribution Circuit | 4 | 18 | 2019-04-18 | 363414 | Sus | N | Vegetation¦Treebranchfellonline¦ConductorOverhead¦Brokenwireonground
19-0049011 | Unknown Cause | Patrol - found nothing |  |  | 2019 | Tier 2 - Elevated | Distribution Circuit | 5 | 5 | 2019-05-05 | 373984 | Sus | Y | UnknownCause¦Patrolfoundnothing¦¦
19-0052060 | Unknown Cause | Patrol - found nothing |  |  | 2019 | Tier 2 - Elevated | Distribution Circuit | 5 | 15 | 2019-05-15 | 380648 | Sus | Y | UnknownCause¦Patrolfoundnothing¦¦
19-0054711 | Vegetation | Tree - branch fell on line | Conductor, Overhead | Normal | 2019 | Tier 2 - Elevated | Distribution Circuit | 5 | 21 | 2019-05-21 | 386701 | Sus | Y | Vegetation¦Treebranchfellonline¦ConductorOverhead¦Normal
19-0070671 | Company Initiated | Construction Activity/equip, company | Pole-Wood | Deteriorated | 2019 | Tier 2 - Elevated | Distribution Circuit | 6 | 21 | 2019-06-21 | 425556 | Sus | Y | CompanyInitiated¦ConstructionActivityequipcompany¦PoleWood¦Deteriorated
19-0073169 | Vegetation | Tree - branch fell on line | Transformer | Broken, wire on ground | 2019 | Tier 3 - Extreme | Transformer only | 6 | 28 | 2019-06-28 | 433745 | Sus | Y | Vegetation¦Treebranchfellonline¦Transformer¦Brokenwireonground
19-0091734 | Equipment Failure/Involved | Overhead | Cutout, fuse holder | Broken | 2019 | Tier 2 - Elevated | Distribution Circuit | 8 | 24 | 2019-08-24 | 535141 | Sus | Y | EquipmentFailureInvolved¦Overhead¦Cutoutfuseholder¦Broken
19-0092533 | Vegetation | Tree - branch fell on line | Conductor, Overhead | Normal | 2019 | Tier 2 - Elevated | Distribution Circuit | 8 | 27 | 2019-08-27 | 541802 | Sus | Y | Vegetation¦Treebranchfellonline¦ConductorOverhead¦Normal
19-0093499 | Equipment Failure/Involved | Overhead | Pole-Wood | Broken | 2019 | Tier 2 - Elevated | Distribution Circuit | 8 | 29 | 2019-08-29 | 546610 | Sus | Y | EquipmentFailureInvolved¦Overhead¦PoleWood¦Broken
19-0096594 | Unknown Cause | Patrol - found nothing |  |  | 2019 | Tier 2 - Elevated | Distribution Circuit | 9 | 8 | 2019-09-08 | 562582 | Sus | Y | UnknownCause¦Patrolfoundnothing¦¦
19-0102010 | Vegetation | Tree - branch fell on line | Connector or Splice (OH) | Broken, wire on ground | 2019 | Tier 3 - Extreme | Distribution Circuit | 9 | 20 | 2019-09-20 | 599848 | Sus | Y | Vegetation¦Treebranchfellonline¦ConnectororSplice(OH)¦Brokenwireonground
19-0102208 | Equipment Failure/Involved | Overhead | Transformer (OH) | Failed/Faulted | 2019 | Tier 3 - Extreme | Distribution Circuit | 9 | 22 | 2019-09-22 | 603267 | Sus | Y | EquipmentFailureInvolved¦Overhead¦Transformer(OH)¦FailedFaulted
19-0105018 | Equipment Failure/Involved | Overhead | Secondary | Arcing | 2019 | Tier 2 - Elevated | Transformer only | 9 | 28 | 2019-09-28 | 628137 | Sus | Y | EquipmentFailureInvolved¦Overhead¦Secondary¦Arcing
19-0107226 | Vegetation | Tree - branch fell on line | Conductor, Overhead | Normal | 2019 | Tier 3 - Extreme | Distribution Circuit | 10 | 3 | 2019-10-03 | 642201 | Sus | Y | Vegetation¦Treebranchfellonline¦ConductorOverhead¦Normal
19-0112359 | Unknown Cause | Patrol - found nothing |  |  | 2019 | Tier 3 - Extreme | Distribution Circuit | 10 | 16 | 2019-10-16 | 660843 | Sus | Y | UnknownCause¦Patrolfoundnothing¦¦
19-0113736 | Vegetation | Tree - fell into line | Conductor, Overhead | Broken, wire on ground | 2019 | Tier 2 - Elevated | Distribution Circuit | 10 | 19 | 2019-10-19 | 673816 | Sus | Y | Vegetation¦Treefellintoline¦ConductorOverhead¦Brokenwireonground
19-0119127 | Equipment Failure/Involved | Substation | Relay | Normal | 2019 | Tier 2 - Elevated | Distribution Circuit | 10 | 30 | 2019-10-30 | 696078 | Sus | Y | EquipmentFailureInvolved¦Substation¦Relay¦Normal
19-0120610 | Animal | Squirrel | Conductor, Overhead | Normal | 2019 | Tier 3 - Extreme | Distribution Circuit | 11 | 4 | 2019-11-04 | 698961 | Sus | Y | Animal¦Squirrel¦ConductorOverhead¦Normal
19-0125437 | Equipment Failure/Involved | Overhead | Transformer | Failed/Faulted | 2019 | Tier 3 - Extreme | Transformer only | 11 | 16 | 2019-11-16 | 708432 | Sus | Y | EquipmentFailureInvolved¦Overhead¦Transformer¦FailedFaulted
19-0126344 | Equipment Failure/Involved | Overhead | Conductor, Overhead | Broken, wire on object | 2019 | Tier 2 - Elevated | Distribution Circuit | 11 | 19 | 2019-11-19 | 710289 | Sus | Y | EquipmentFailureInvolved¦Overhead¦ConductorOverhead¦Brokenwireonobject
19-0126607 | Wildfire Mitigation | Public Safety Power Shut-off | Conductor, Overhead | Normal | 2019 | Tier 2 - Elevated | Distribution Circuit | 11 | 20 | 2019-11-20 | 711136 | Sus | Y | WildfireMitigation¦PublicSafetyPowerShutoff¦ConductorOverhead¦Normal
19-0128373 | Unknown Cause | Patrol - found nothing |  |  | 2019 | Tier 2 - Elevated | Distribution Circuit | 11 | 25 | 2019-11-25 | 714410 | Sus | Y | UnknownCause¦Patrolfoundnothing¦¦
19-0129434 | Vegetation | Tree - fell into line | Secondary | Broken, wire on ground | 2019 | Tier 2 - Elevated | Distribution Circuit | 11 | 26 | 2019-11-26 | 717621 | Sus | Y | Vegetation¦Treefellintoline¦Secondary¦Brokenwireonground
19-0129481 | Vegetation | Tree - fell into line | Conductor, Overhead | Broken, wire on ground | 2019 | Tier 2 - Elevated | Distribution Circuit | 11 | 26 | 2019-11-26 | 717904 | Sus | Y | Vegetation¦Treefellintoline¦ConductorOverhead¦Brokenwireonground
19-0130396 | Vegetation | Tree - fell into line | Conductor, Overhead | Together | 2019 | Tier 2 - Elevated | Distribution Circuit | 11 | 26 | 2019-11-26 | 721716 | Sus | Y | Vegetation¦Treefellintoline¦ConductorOverhead¦Together
19-0131074 | Unknown Cause | Patrol - found nothing |  |  | 2019 | Tier 3 - Extreme | Distribution Circuit | 11 | 29 | 2019-11-29 | 723553 | Sus | Y | UnknownCause¦Patrolfoundnothing¦¦
19-0131114 | Unknown Cause | Patrol - found nothing |  |  | 2019 | Tier 2 - Elevated | Distribution Circuit | 11 | 29 | 2019-11-29 | 723842 | Sus | Y | UnknownCause¦Patrolfoundnothing¦¦
19-0131114 | Unknown Cause | Patrol - found nothing |  |  | 2019 | Tier 2 - Elevated | Distribution Circuit | 11 | 29 | 2019-11-29 | 723842 | Sus | Y | UnknownCause¦Patrolfoundnothing¦¦
19-0131733 | Unknown Cause | Patrol - found nothing |  |  | 2019 | Tier 3 - Extreme | Distribution Circuit | 11 | 30 | 2019-11-30 | 725234 | Sus | Y | UnknownCause¦Patrolfoundnothing¦¦
19-0131998 | Unknown Cause | Patrol - found nothing |  |  | 2019 | Tier 2 - Elevated | Distribution Circuit | 12 | 1 | 2019-12-01 | 726077 | Sus | N | UnknownCause¦Patrolfoundnothing¦¦
19-0136622 | 3rd Party | Vehicle | Pole-Wood | Normal | 2019 | Tier 3 - Extreme | Distribution Circuit | 12 | 15 | 2019-12-15 | 739960 | Sus | N | 3rdParty¦Vehicle¦PoleWood¦Normal
19-0136748 | Equipment Failure/Involved | Overhead | Pole-Wood | Broken, wire on ground | 2019 | Tier 3 - Extreme | Distribution Circuit | 12 | 16 | 2019-12-16 | 741973 | Sus | N | EquipmentFailureInvolved¦Overhead¦PoleWood¦Brokenwireonground
20-0018998 | Equipment Failure/Involved | Overhead | Conductor, Overhead | Together | 2020 | Tier 2 - Elevated | Distribution Circuit | 2 | 9 | 2020-02-09 | 781259 | Sus | N | EquipmentFailureInvolved¦Overhead¦ConductorOverhead¦Together
20-0019089 | Vegetation | Tree - fell into line | Pole-Wood | Broken, wire on ground | 2020 | Tier 3 - Extreme | Distribution Circuit | 2 | 9 | 2020-02-09 | 782185 | Sus | N | Vegetation¦Treefellintoline¦PoleWood¦Brokenwireonground
20-0031131 | Unknown Cause | Patrol - found nothing |  |  | 2020 | Tier 3 - Extreme | Distribution Circuit | 3 | 11 | 2020-03-11 | 844535 | Sus | N | UnknownCause¦Patrolfoundnothing¦¦
20-0033367 | Unknown Cause | Patrol - not conducted |  |  | 2020 | Tier 3 - Extreme | Distribution Circuit | 3 | 17 | 2020-03-17 | 856239 | Sus | N | UnknownCause¦Patrolnotconducted¦¦
20-0034936 | Unknown Cause | Patrol - found nothing |  |  | 2020 | Tier 2 - Elevated | Distribution Circuit | 3 | 21 | 2020-03-21 | 860143 | Sus | N | UnknownCause¦Patrolfoundnothing¦¦
20-0035283 | 3rd Party | Vehicle | Pole-Wood | Broken | 2020 | Tier 2 - Elevated | Distribution Circuit | 3 | 23 | 2020-03-23 | 861939 | Sus | N | 3rdParty¦Vehicle¦PoleWood¦Broken
20-0035996 | Unknown Cause | Patrol - found nothing |  |  | 2020 | Tier 2 - Elevated | Distribution Circuit | 3 | 25 | 2020-03-25 | 864717 | Sus | N | UnknownCause¦Patrolfoundnothing¦¦
20-0036870 | Equipment Failure/Involved | Overhead | Crossarm, Wood | Broken | 2020 | Tier 3 - Extreme | Distribution Circuit | 3 | 28 | 2020-03-28 | 868940 | Sus | N | EquipmentFailureInvolved¦Overhead¦CrossarmWood¦Broken
20-0037130 | Animal | Squirrel | Pothead(Riser Termination) | Normal | 2020 | Tier 3 - Extreme | Distribution Circuit | 3 | 30 | 2020-03-30 | 869645 | Sus | N | Animal¦Squirrel¦Pothead(RiserTermination)¦Normal
20-0038745 | Unknown Cause | Patrol - found nothing |  |  | 2020 | Tier 3 - Extreme | Distribution Circuit | 4 | 5 | 2020-04-05 | 883941 | Sus | N | UnknownCause¦Patrolfoundnothing¦¦
20-0039709 | Equipment Failure/Involved | Overhead | Lightning Arrestor | Failed/Faulted | 2020 | Tier 3 - Extreme | Distribution Circuit | 4 | 8 | 2020-04-08 | 890775 | Sus | N | EquipmentFailureInvolved¦Overhead¦LightningArrestor¦FailedFaulted
20-0042674 | Unknown Cause | Patrol - found nothing |  |  | 2020 | Tier 2 - Elevated | Distribution Circuit | 4 | 19 | 2020-04-19 | 897812 | Sus | N | UnknownCause¦Patrolfoundnothing¦¦
20-0046555 | Equipment Failure/Involved | Overhead | Crossarm, Wood | Broken | 2020 | Tier 2 - Elevated | Distribution Circuit | 5 | 2 | 2020-05-02 | 905766 | Sus | Y | EquipmentFailureInvolved¦Overhead¦CrossarmWood¦Broken
20-0049339 | Vegetation | Tree - fell into line | Pole-Wood | Broken, wire on ground | 2020 | Tier 3 - Extreme | Distribution Circuit | 5 | 12 | 2020-05-12 | 911881 | Sus | Y | Vegetation¦Treefellintoline¦PoleWood¦Brokenwireonground
20-0053665 | Equipment Failure/Involved | Overhead | Cutout, fuse holder | Broken | 2020 | Tier 2 - Elevated | Transformer only | 5 | 23 | 2020-05-23 | 920404 | Sus | Y | EquipmentFailureInvolved¦Overhead¦Cutoutfuseholder¦Broken
20-0066884 | Equipment Failure/Involved | Overhead | Fuse | Broken | 2020 | Tier 3 - Extreme | Distribution Circuit | 6 | 30 | 2020-06-30 | 955311 | Sus | Y | EquipmentFailureInvolved¦Overhead¦Fuse¦Broken
20-0071988 | Vegetation | Tree - fell into line | Conductor, Overhead | Broken, wire on ground | 2020 | Tier 2 - Elevated | Distribution Circuit | 7 | 14 | 2020-07-14 | 964792 | Sus | Y | Vegetation¦Treefellintoline¦ConductorOverhead¦Brokenwireonground
20-0080173 | Unknown Cause | Patrol - found nothing |  |  | 2020 | Tier 2 - Elevated | Distribution Circuit | 8 | 5 | 2020-08-05 | 979648 | Sus | Y | UnknownCause¦Patrolfoundnothing¦¦
20-0082351 | Unknown Cause | Patrol - found nothing |  |  | 2020 | Tier 2 - Elevated | Distribution Circuit | 8 | 11 | 2020-08-11 | 993342 | Sus | Y | UnknownCause¦Patrolfoundnothing¦¦
20-0082972 | Equipment Failure/Involved | Overhead | Pole-Wood | Broken | 2020 | Tier 2 - Elevated | Transformer only | 8 | 13 | 2020-08-13 | 994885 | Sus | Y | EquipmentFailureInvolved¦Overhead¦PoleWood¦Broken
20-0090234 | Environmental/External | Fire, Forest/Grass | Conductor, Overhead | Normal | 2020 | Tier 3 - Extreme | Distribution Circuit | 8 | 19 | 2020-08-19 | 1032496 | Sus | Y | EnvironmentalExternal¦FireForestGrass¦ConductorOverhead¦Normal
20-0092623 | Vegetation | Tree - fell into line | Conductor, Overhead | Normal | 2020 | Tier 2 - Elevated | Distribution Circuit | 9 | 2 | 2020-09-02 | 1049254 | Sus | Y | Vegetation¦Treefellintoline¦ConductorOverhead¦Normal
20-0093497 | Equipment Failure/Involved | Underground | Transformer (UG) | Failed/Faulted | 2020 | Tier 2 - Elevated | Distribution Circuit | 9 | 4 | 2020-09-04 | 1054534 | Sus | Y | EquipmentFailureInvolved¦Underground¦Transformer(UG)¦FailedFaulted
20-0094400 | Wildfire Mitigation | Public Safety Power Shut-off | Conductor, Overhead | Normal | 2020 | Tier 3 - Extreme | Distribution Circuit | 9 | 7 | 2020-09-07 | 1060061 | Sus | Y | WildfireMitigation¦PublicSafetyPowerShutoff¦ConductorOverhead¦Normal
20-0096998 | Environmental/External | Fire, Forest/Grass | Transformer | Normal | 2020 | Tier 3 - Extreme | Transformer only | 8 | 19 | 2020-08-19 | 1067385 | Sus | Y | EnvironmentalExternal¦FireForestGrass¦Transformer¦Normal
20-0099293 | Environmental/External | Fire, Forest/Grass | Conductor, Overhead | Normal | 2020 | Tier 3 - Extreme | Distribution Circuit | 8 | 19 | 2020-08-19 | 1083266 | Sus | Y | EnvironmentalExternal¦FireForestGrass¦ConductorOverhead¦Normal
20-0100119 | Company Initiated | Personnel, company | Relay | Malfunctioning | 2020 | Tier 2 - Elevated | Substation - Transmission | 9 | 22 | 2020-09-22 | 1087084 | Sus | Y | CompanyInitiated¦Personnelcompany¦Relay¦Malfunctioning
20-0102403 | Unknown Cause | Patrol - found nothing |  |  | 2020 | Tier 2 - Elevated | Distribution Circuit | 9 | 28 | 2020-09-28 | 1096186 | Sus | Y | UnknownCause¦Patrolfoundnothing¦¦
20-0106758 | Unknown Cause | Patrol - found nothing |  |  | 2020 | Tier 2 - Elevated | Distribution Circuit | 10 | 9 | 2020-10-09 | 1113883 | Sus | Y | UnknownCause¦Patrolfoundnothing¦¦
20-0107335 | Equipment Failure/Involved | Overhead | Transformer (OH) | Broken | 2020 | Tier 2 - Elevated | Transformer only | 10 | 11 | 2020-10-11 | 1115207 | Sus | Y | EquipmentFailureInvolved¦Overhead¦Transformer(OH)¦Broken
20-0108451 | Wildfire Mitigation | Public Safety Power Shut-off | Conductor, Overhead | Normal | 2020 | Tier 2 - Elevated | Distribution Circuit | 10 | 14 | 2020-10-14 | 1117609 | Sus | Y | WildfireMitigation¦PublicSafetyPowerShutoff¦ConductorOverhead¦Normal
20-0109876 | Equipment Failure/Involved | Overhead | Transformer (OH) | Failed/Faulted | 2020 | Tier 2 - Elevated | Transformer only | 10 | 16 | 2020-10-16 | 1119463 | Sus | Y | EquipmentFailureInvolved¦Overhead¦Transformer(OH)¦FailedFaulted
20-0113179 | Vegetation | Tree - bark fell into line | Secondary | Broken | 2020 | Tier 3 - Extreme | Transformer only | 10 | 25 | 2020-10-25 | 1127034 | Sus | Y | Vegetation¦Treebarkfellintoline¦Secondary¦Broken
20-0114358 | Unknown Cause | Patrol - not conducted |  |  | 2020 | Tier 3 - Extreme | Transformer only | 10 | 28 | 2020-10-28 | 1130721 | Sus | Y | UnknownCause¦Patrolnotconducted¦¦
20-0116370 | Unknown Cause | Patrol - found nothing |  |  | 2020 | Tier 2 - Elevated | Distribution Circuit | 11 | 3 | 2020-11-03 | 1134898 | Sus | Y | UnknownCause¦Patrolfoundnothing¦¦
20-0117965 | Equipment Failure/Involved | Overhead | Conductor, Overhead | Broken, wire on ground | 2020 | Tier 2 - Elevated | Distribution Circuit | 11 | 6 | 2020-11-06 | 1137745 | Sus | Y | EquipmentFailureInvolved¦Overhead¦ConductorOverhead¦Brokenwireonground
20-0118072 | Equipment Failure/Involved | Overhead | Pole-Wood | Burned/flashed | 2020 | Tier 2 - Elevated | Distribution Circuit | 11 | 6 | 2020-11-06 | 1137862 | Sus | Y | EquipmentFailureInvolved¦Overhead¦PoleWood¦Burnedflashed
20-0118728 | 3rd Party | Vehicle | Pole-Wood | Burned/flashed | 2020 | Tier 2 - Elevated | Distribution Circuit | 11 | 9 | 2020-11-09 | 1140212 | Sus | Y | 3rdParty¦Vehicle¦PoleWood¦Burnedflashed
20-0122119 | Vegetation | Tree - branch fell on line | Conductor, Overhead | Normal | 2020 | Tier 3 - Extreme | Distribution Circuit | 11 | 17 | 2020-11-17 | 1147663 | Sus | Y | Vegetation¦Treebranchfellonline¦ConductorOverhead¦Normal
20-0131087 | Animal | Squirrel | Transformer (OH) | Arcing | 2020 | Tier 3 - Extreme | Distribution Circuit | 12 | 18 | 2020-12-18 | 1193859 | Sus | N | Animal¦Squirrel¦Transformer(OH)¦Arcing
20-0132170 | 3rd Party | Vehicle | Crossarm, Wood | Broken, wire on object | 2020 | Tier 2 - Elevated | Distribution Circuit | 12 | 29 | 2020-12-29 | 1200776 | Sus | N | 3rdParty¦Vehicle¦CrossarmWood¦Brokenwireonobject
20-0132330 | Unknown Cause | Patrol - found nothing |  |  | 2020 | Tier 2 - Elevated | Distribution Circuit | 12 | 31 | 2020-12-31 | 1201646 | Sus | N | UnknownCause¦Patrolfoundnothing¦¦
21-0004263 | Equipment Failure/Involved | Overhead | Secondary | Burned/flashed | 2021 | Tier 3 - Extreme | Transformer only | 1 | 1 | 2021-01-01 | 1202208 | Sus | N | EquipmentFailureInvolved¦Overhead¦Secondary¦Burnedflashed
21-0010251 | Equipment Failure/Involved | Overhead | Conductor, Overhead | Broken, wire on ground | 2021 | Tier 3 - Extreme | Distribution Circuit | 1 | 19 | 2021-01-19 | 1214456 | Sus | N | EquipmentFailureInvolved¦Overhead¦ConductorOverhead¦Brokenwireonground
21-0013636 | Vegetation | Tree - fell into line | Pole-Wood | Broken, wire on ground | 2021 | Tier 2 - Elevated | Distribution Circuit | 1 | 25 | 2021-01-25 | 1223404 | Sus | N | Vegetation¦Treefellintoline¦PoleWood¦Brokenwireonground
21-0015647 | Vegetation | Tree - fell into line | Conductor, Overhead | Broken, wire on ground | 2021 | Tier 3 - Extreme | Distribution Circuit | 1 | 27 | 2021-01-27 | 1232739 | Sus | N | Vegetation¦Treefellintoline¦ConductorOverhead¦Brokenwireonground
21-0016230 | Vegetation | Tree - branch fell on line | Conductor, Overhead | Broken, wire on ground | 2021 | Tier 2 - Elevated | Distribution Circuit | 1 | 27 | 2021-01-27 | 1229742 | Sus | N | Vegetation¦Treebranchfellonline¦ConductorOverhead¦Brokenwireonground
21-0016247 | Vegetation | Tree - branch fell on line | Conductor, Overhead | Normal | 2021 | Tier 2 - Elevated | Distribution Circuit | 1 | 26 | 2021-01-26 | 1227723 | Sus | N | Vegetation¦Treebranchfellonline¦ConductorOverhead¦Normal
21-0017665 | Unknown Cause | Patrol - found nothing |  |  | 2021 | Tier 2 - Elevated | Distribution Circuit | 1 | 28 | 2021-01-28 | 1239503 | Sus | N | UnknownCause¦Patrolfoundnothing¦¦
21-0017782 | Equipment Failure/Involved | Overhead | Transformer (OH) | Burned/flashed | 2021 | Tier 2 - Elevated | Transformer only | 1 | 28 | 2021-01-28 | 1239862 | Sus | N | EquipmentFailureInvolved¦Overhead¦Transformer(OH)¦Burnedflashed
21-0019974 | Unknown Cause | Patrol - found nothing |  |  | 2021 | Tier 2 - Elevated | Transformer only | 1 | 31 | 2021-01-31 | 1243739 | Sus | N | UnknownCause¦Patrolfoundnothing¦¦
21-0019981 | Vegetation | Tree - fell into line | Conductor, Overhead | Broken, wire on ground | 2021 | Tier 3 - Extreme | Distribution Circuit | 1 | 26 | 2021-01-26 | 1243859 | Sus | N | Vegetation¦Treefellintoline¦ConductorOverhead¦Brokenwireonground
21-0027073 | Vegetation | Tree - fell into line | Transformer | Failed/Faulted | 2021 | Tier 2 - Elevated | Transformer only | 2 | 18 | 2021-02-18 | 1257490 | Sus | N | Vegetation¦Treefellintoline¦Transformer¦FailedFaulted
21-0027227 | Unknown Cause | Patrol - found nothing |  |  | 2021 | Tier 2 - Elevated | Distribution Circuit | 2 | 19 | 2021-02-19 | 1257656 | Sus | N | UnknownCause¦Patrolfoundnothing¦¦
21-0027232 | Vegetation | Tree - grew into line | Conductor, Overhead | Normal | 2021 | Tier 2 - Elevated | Distribution Circuit | 2 | 19 | 2021-02-19 | 1257726 | Sus | N | Vegetation¦Treegrewintoline¦ConductorOverhead¦Normal
21-0030342 | Vegetation | Tree - branch fell on line | Connector or Splice (OH) | Broken | 2021 | Tier 2 - Elevated | Distribution Circuit | 2 | 27 | 2021-02-27 | 1263658 | Sus | N | Vegetation¦Treebranchfellonline¦ConnectororSplice(OH)¦Broken
21-0040707 | Vegetation | Tree - fell into line | Conductor, Overhead | Broken, wire on ground | 2021 | Tier 2 - Elevated | Distribution Circuit | 3 | 24 | 2021-03-24 | 1296600 | Sus | N | Vegetation¦Treefellintoline¦ConductorOverhead¦Brokenwireonground
21-0041885 | Equipment Failure/Involved | Overhead | Transformer (OH) | Failed/Faulted | 2021 | Tier 2 - Elevated | Transformer only | 3 | 28 | 2021-03-28 | 1301912 | Sus | N | EquipmentFailureInvolved¦Overhead¦Transformer(OH)¦FailedFaulted
21-0042373 | Vegetation | Tree - branch fell on line | Conductor, Overhead | Normal | 2021 | Tier 2 - Elevated | Distribution Circuit | 3 | 29 | 2021-03-29 | 1302753 | Sus | N | Vegetation¦Treebranchfellonline¦ConductorOverhead¦Normal
21-0048100 | Unknown Cause | Patrol - not conducted |  |  | 2021 | Tier 2 - Elevated | Distribution Circuit | 4 | 13 | 2021-04-13 | 1315222 | Sus | N | UnknownCause¦Patrolnotconducted¦¦
21-0059568 | Unknown Cause | Patrol - found nothing |  |  | 2021 | Tier 2 - Elevated | Distribution Circuit | 5 | 11 | 2021-05-11 | 1345540 | Sus | Y | UnknownCause¦Patrolfoundnothing¦¦
21-0062898 | Equipment Failure/Involved | Overhead | Transformer (OH) | Failed/Faulted | 2021 | Tier 3 - Extreme | Transformer only | 5 | 18 | 2021-05-18 | 1352499 | Sus | Y | EquipmentFailureInvolved¦Overhead¦Transformer(OH)¦FailedFaulted
21-0080516 | Equipment Failure/Involved | Overhead | Transformer | Failed/Faulted | 2021 | Tier 2 - Elevated | Transformer only | 6 | 27 | 2021-06-27 | 1386143 | Sus | Y | EquipmentFailureInvolved¦Overhead¦Transformer¦FailedFaulted
21-0084625 | 3rd Party | Vehicle | Pole-Wood | Broken | 2021 | Tier 2 - Elevated | Distribution Circuit | 7 | 2 | 2021-07-02 | 1391022 | Sus | Y | 3rdParty¦Vehicle¦PoleWood¦Broken
21-0092397 | Company Initiated | Improper Construction | Crossarm, Wood | Normal | 2021 | Tier 2 - Elevated | Transformer only | 7 | 20 | 2021-07-20 | 1409132 | Sus | Y | CompanyInitiated¦ImproperConstruction¦CrossarmWood¦Normal
21-0094829 | Equipment Failure/Involved | Overhead | Cutout, fuse holder | Broken | 2021 | Tier 2 - Elevated | Distribution Circuit | 7 | 26 | 2021-07-26 | 1414564 | Sus | Y | EquipmentFailureInvolved¦Overhead¦Cutoutfuseholder¦Broken
21-0097105 | Unknown Cause | Patrol - found nothing |  |  | 2021 | Tier 3 - Extreme | Distribution Circuit | 7 | 29 | 2021-07-29 | 1420506 | Sus | Y | UnknownCause¦Patrolfoundnothing¦¦
21-0098071 | Unknown Cause | Patrol - found nothing |  |  | 2021 | Tier 2 - Elevated | Distribution Circuit | 7 | 31 | 2021-07-31 | 1426225 | Sus | Y | UnknownCause¦Patrolfoundnothing¦¦
21-0104485 | Vegetation | Tree - branch fell on line | Conductor, Overhead | Normal | 2021 | Tier 2 - Elevated | Distribution Circuit | 8 | 14 | 2021-08-14 | 1442415 | Sus | Y | Vegetation¦Treebranchfellonline¦ConductorOverhead¦Normal
21-0108723 | Equipment Failure/Involved | Overhead | Transformer (OH) | Broken | 2021 | Tier 2 - Elevated | Transformer only | 8 | 24 | 2021-08-24 | 1452200 | Sus | Y | EquipmentFailureInvolved¦Overhead¦Transformer(OH)¦Broken
21-0110536 | Animal | Squirrel | Transformer (OH) | Normal | 2021 | Tier 2 - Elevated | Distribution Circuit | 8 | 28 | 2021-08-28 | 1456133 | Sus | Y | Animal¦Squirrel¦Transformer(OH)¦Normal
21-0114627 | Equipment Failure/Involved | Overhead | Pole-Wood | Deteriorated | 2021 | Tier 2 - Elevated | Distribution Circuit | 9 | 8 | 2021-09-08 | 1464479 | Sus | Y | EquipmentFailureInvolved¦Overhead¦PoleWood¦Deteriorated
21-0115358 | Vegetation | Tree - cutting, PG&E contractor | Conductor, Overhead | Normal | 2021 | Tier 2 - Elevated | Distribution Circuit | 9 | 9 | 2021-09-09 | 1466072 | Sus | Y | Vegetation¦TreecuttingPG&Econtractor¦ConductorOverhead¦Normal
21-0127820 | Unknown Cause | Patrol - found nothing |  |  | 2021 | Tier 2 - Elevated | Transformer only | 10 | 8 | 2021-10-08 | 1490487 | Sus | Y | UnknownCause¦Patrolfoundnothing¦¦
21-0131409 | Unknown Cause | Patrol - found nothing |  |  | 2021 | Tier 2 - Elevated | Distribution Circuit | 10 | 15 | 2021-10-15 | 1498006 | Sus | Y | UnknownCause¦Patrolfoundnothing¦¦
21-0132799 | Equipment Failure/Involved | Overhead | Transformer (OH) | Broken | 2021 | Tier 2 - Elevated | Transformer only | 10 | 18 | 2021-10-18 | 1501484 | Sus | Y | EquipmentFailureInvolved¦Overhead¦Transformer(OH)¦Broken
21-0137406 | Unknown Cause | Patrol - found nothing |  |  | 2021 | Tier 2 - Elevated | Distribution Circuit | 10 | 25 | 2021-10-25 | 1518912 | Sus | Y | UnknownCause¦Patrolfoundnothing¦¦
21-0137570 | Vegetation | Tree - branch fell on line | Conductor, Overhead | Normal | 2021 | Tier 2 - Elevated | Distribution Circuit | 10 | 25 | 2021-10-25 | 1519125 | Sus | Y | Vegetation¦Treebranchfellonline¦ConductorOverhead¦Normal
21-0138806 | Unknown Cause | Patrol - found nothing |  |  | 2021 | Tier 3 - Extreme | Distribution Circuit | 10 | 27 | 2021-10-27 | 1522965 | Sus | Y | UnknownCause¦Patrolfoundnothing¦¦
21-0138877 | Unknown Cause | Patrol - found nothing |  |  | 2021 | Tier 3 - Extreme | Transformer only | 10 | 27 | 2021-10-27 | 1523180 | Sus | Y | UnknownCause¦Patrolfoundnothing¦¦
21-0139676 | Vegetation | Tree - fell into line | Conductor, Overhead | Normal | 2021 | Tier 2 - Elevated | Distribution Circuit | 10 | 29 | 2021-10-29 | 1525037 | Sus | Y | Vegetation¦Treefellintoline¦ConductorOverhead¦Normal
21-0147795 | Animal | Squirrel | Transformer (OH) | Normal | 2021 | Tier 2 - Elevated | Transformer only | 11 | 18 | 2021-11-18 | 1548851 | Sus | Y | Animal¦Squirrel¦Transformer(OH)¦Normal
21-0152331 | Equipment Failure/Involved | Overhead | Transformer (OH) | Failed/Faulted | 2021 | Tier 2 - Elevated | Transformer only | 11 | 28 | 2021-11-28 | 1555337 | Sus | Y | EquipmentFailureInvolved¦Overhead¦Transformer(OH)¦FailedFaulted
21-0157383 | Vegetation | Tree - branch fell on line | Transformer | Normal | 2021 | Tier 3 - Extreme | Transformer only | 12 | 13 | 2021-12-13 | 1567272 | Sus | N | Vegetation¦Treebranchfellonline¦Transformer¦Normal
21-0160193 | Equipment Failure/Involved | Overhead | Recloser | Malfunctioning | 2021 | Tier 2 - Elevated | Distribution Circuit | 12 | 22 | 2021-12-22 | 1579436 | Sus | N | EquipmentFailureInvolved¦Overhead¦Recloser¦Malfunctioning
21-0160273 | Vegetation | Tree - fell into line | Conductor, Overhead | Broken, wire on ground | 2021 | Tier 2 - Elevated | Distribution Circuit | 12 | 23 | 2021-12-23 | 1579860 | Sus | N | Vegetation¦Treefellintoline¦ConductorOverhead¦Brokenwireonground
21-0160724 | Vegetation | Tree - fell into line | Conductor, Overhead | Normal | 2021 | Tier 3 - Extreme | Distribution Circuit | 12 | 25 | 2021-12-25 | 1581732 | Sus | N | Vegetation¦Treefellintoline¦ConductorOverhead¦Normal
21-0161071 | Vegetation | Tree - fell into line | Conductor, Overhead | Broken, wire on ground | 2021 | Tier 2 - Elevated | Distribution Circuit | 12 | 27 | 2021-12-27 | 1585527 | Sus | N | Vegetation¦Treefellintoline¦ConductorOverhead¦Brokenwireonground
21-0161650 | Vegetation | Tree - fell into line | Conductor, Overhead | Broken, wire on ground | 2021 | Tier 2 - Elevated | Distribution Circuit | 12 | 27 | 2021-12-27 | 1588898 | Sus | N | Vegetation¦Treefellintoline¦ConductorOverhead¦Brokenwireonground
21-0161752 | Equipment Failure/Involved | Overhead | Woodpin | Broken | 2021 | Tier 2 - Elevated | Distribution Circuit | 12 | 30 | 2021-12-30 | 1588750 | Sus | N | EquipmentFailureInvolved¦Overhead¦Woodpin¦Broken
22-0006650 | Animal | Bird found | Conductor, Overhead | Normal | 2022 | Tier 2 - Elevated | Distribution Circuit | 1 | 6 | 2022-01-06 | 1596285 | Sus | N | Animal¦Birdfound¦ConductorOverhead¦Normal
22-0007286 | Equipment Failure/Involved | Overhead | Transformer | Broken | 2022 | Tier 3 - Extreme | Transformer only | 1 | 1 | 2022-01-01 | 1591931 | Sus | N | EquipmentFailureInvolved¦Overhead¦Transformer¦Broken
22-0010906 | Equipment Failure/Involved | Overhead | Pole-Wood | Deteriorated | 2022 | Tier 2 - Elevated | Distribution Circuit | 1 | 18 | 2022-01-18 | 1604735 | Sus | N | EquipmentFailureInvolved¦Overhead¦PoleWood¦Deteriorated
22-0015429 | Equipment Failure/Involved | Underground | Secondary | Broken | 2022 | Tier 2 - Elevated | Transformer only | 1 | 27 | 2022-01-27 | 1614684 | Sus | N | EquipmentFailureInvolved¦Underground¦Secondary¦Broken
22-0017782 | Vegetation | Tree - fell into line | Conductor, Overhead | Broken, wire on ground | 2022 | Tier 3 - Extreme | Distribution Circuit | 2 | 2 | 2022-02-02 | 1619362 | Sus | N | Vegetation¦Treefellintoline¦ConductorOverhead¦Brokenwireonground
22-0028403 | Unknown Cause | Patrol - found nothing |  |  | 2022 | Tier 3 - Extreme | Transformer only | 3 | 1 | 2022-03-01 | 1640087 | Sus | N | UnknownCause¦Patrolfoundnothing¦¦
22-0035090 | Equipment Failure/Involved | Overhead | Secondary | Normal | 2022 | Tier 3 - Extreme | Transformer only | 3 | 17 | 2022-03-17 | 1650522 | Sus | N | EquipmentFailureInvolved¦Overhead¦Secondary¦Normal
22-0036072 | Unknown Cause | Patrol - found nothing |  |  | 2022 | Tier 3 - Extreme | Distribution Circuit | 3 | 20 | 2022-03-20 | 1651933 | Sus | N | UnknownCause¦Patrolfoundnothing¦¦
22-0055559 | Vegetation | Tree - branch fell on line | Secondary | Normal | 2022 | Tier 2 - Elevated | Transformer only | 4 | 28 | 2022-04-28 | 1683817 | Sus | N | Vegetation¦Treebranchfellonline¦Secondary¦Normal
22-0057474 | Equipment Failure/Involved | Overhead | Pole-Wood | Broken | 2022 | Tier 3 - Extreme | Distribution Circuit | 5 | 3 | 2022-05-03 | 1687675 | Sus | Y | EquipmentFailureInvolved¦Overhead¦PoleWood¦Broken
22-0060718 | Vegetation | Tree - branch fell on line | Conductor, Overhead | Normal | 2022 | Tier 2 - Elevated | Distribution Circuit | 5 | 11 | 2022-05-11 | 1693835 | Sus | Y | Vegetation¦Treebranchfellonline¦ConductorOverhead¦Normal
22-0064208 | Vegetation | Tree - fell into line | Conductor, Overhead | Broken | 2022 | Tier 3 - Extreme | Distribution Circuit | 5 | 19 | 2022-05-19 | 1704927 | Sus | Y | Vegetation¦Treefellintoline¦ConductorOverhead¦Broken
22-0064369 | Vegetation | Tree - fell into line | Conductor, Overhead | Normal | 2022 | Tier 3 - Extreme | Distribution Circuit | 5 | 20 | 2022-05-20 | 1705522 | Sus | Y | Vegetation¦Treefellintoline¦ConductorOverhead¦Normal
22-0066578 | Equipment Failure/Involved | Overhead | Pole-Wood | Deteriorated | 2022 | Tier 2 - Elevated | Transformer only | 5 | 25 | 2022-05-25 | 1710826 | Sus | Y | EquipmentFailureInvolved¦Overhead¦PoleWood¦Deteriorated
22-0066657 | Animal | Bird found | Conductor, Overhead | Normal | 2022 | Tier 2 - Elevated | Distribution Circuit | 5 | 26 | 2022-05-26 | 1711207 | Sus | Y | Animal¦Birdfound¦ConductorOverhead¦Normal
22-0067178 | Equipment Failure/Involved | Overhead | Fuse | Normal | 2022 | Tier 3 - Extreme | Transformer only | 5 | 26 | 2022-05-26 | 1711796 | Sus | Y | EquipmentFailureInvolved¦Overhead¦Fuse¦Normal
22-0069854 | Company Initiated | Personnel, company | Conductor, Overhead | Normal | 2022 | Tier 2 - Elevated | Distribution Circuit | 6 | 3 | 2022-06-03 | 1717585 | Sus | Y | CompanyInitiated¦Personnelcompany¦ConductorOverhead¦Normal
22-0071037 | Vegetation | Tree - branch fell on line | Pole-Wood | Broken, wire on ground | 2022 | Tier 2 - Elevated | Distribution Circuit | 6 | 7 | 2022-06-07 | 1721450 | Sus | Y | Vegetation¦Treebranchfellonline¦PoleWood¦Brokenwireonground
22-0073803 | Equipment Failure/Involved | Overhead | Pole-Wood | Broken | 2022 | Tier 3 - Extreme | Distribution Circuit | 6 | 13 | 2022-06-13 | 1730530 | Sus | Y | EquipmentFailureInvolved¦Overhead¦PoleWood¦Broken
22-0077494 | Equipment Failure/Involved | Underground | Transformer (UG) | Broken | 2022 | Tier 2 - Elevated | Distribution Circuit | 6 | 22 | 2022-06-22 | 1739402 | Sus | Y | EquipmentFailureInvolved¦Underground¦Transformer(UG)¦Broken
22-0077623 | Unknown Cause | Patrol - found nothing |  |  | 2022 | Tier 2 - Elevated | Distribution Circuit | 6 | 23 | 2022-06-23 | 1739862 | Sus | Y | UnknownCause¦Patrolfoundnothing¦¦
22-0080173 | Equipment Failure/Involved | Underground | Elbow | Burned/flashed | 2022 | Tier 3 - Extreme | Distribution Circuit | 6 | 29 | 2022-06-29 | 1745676 | Sus | Y | EquipmentFailureInvolved¦Underground¦Elbow¦Burnedflashed
22-0098455 | Vegetation | Tree - branch fell on line | Conductor, Overhead | Normal | 2022 | Tier 3 - Extreme | Distribution Circuit | 8 | 17 | 2022-08-17 | 1783116 | Sus | Y | Vegetation¦Treebranchfellonline¦ConductorOverhead¦Normal
22-0117402 | 3rd Party | Customer Equipment | Conductor, Overhead | Normal | 2022 | Tier 2 - Elevated | Distribution Circuit | 10 | 3 | 2022-10-03 | 1827200 | Sus | Y | 3rdParty¦CustomerEquipment¦ConductorOverhead¦Normal
22-0128596 | Unknown Cause | Patrol - found nothing |  |  | 2022 | Tier 3 - Extreme | Distribution Circuit | 11 | 7 | 2022-11-07 | 1856069 | Sus | Y | UnknownCause¦Patrolfoundnothing¦¦
22-0130883 | Unknown Cause | Patrol - found nothing |  |  | 2022 | Tier 3 - Extreme | Distribution Circuit | 11 | 14 | 2022-11-14 | 1862184 | Sus | Y | UnknownCause¦Patrolfoundnothing¦¦
22-0135559 | Unknown Cause | Patrol - found nothing |  |  | 2022 | Tier 2 - Elevated | Distribution Circuit | 12 | 1 | 2022-12-01 | 1873082 | Sus | N | UnknownCause¦Patrolfoundnothing¦¦
22-0136943 | Vegetation | Tree - fell into line | Conductor, Overhead | Normal | 2022 | Tier 2 - Elevated | Distribution Circuit | 12 | 6 | 2022-12-06 | 1877109 | Sus | N | Vegetation¦Treefellintoline¦ConductorOverhead¦Normal
22-0138235 | Vegetation | Tree - fell into line | Conductor, Overhead | Broken, wire on ground | 2022 | Tier 3 - Extreme | Distribution Circuit | 12 | 10 | 2022-12-10 | 1881394 | Sus | N | Vegetation¦Treefellintoline¦ConductorOverhead¦Brokenwireonground
22-0138984 | Unknown Cause | Patrol - found nothing |  |  | 2022 | Tier 2 - Elevated | Distribution Circuit | 12 | 11 | 2022-12-11 | 1884913 | Sus | N | UnknownCause¦Patrolfoundnothing¦¦
22-0139374 | Unknown Cause | Patrol - found nothing |  |  | 2022 | Tier 2 - Elevated | Transformer only | 12 | 11 | 2022-12-11 | 1886449 | Sus | N | UnknownCause¦Patrolfoundnothing¦¦
22-0141781 | Vegetation | Tree - branch fell on line | Fuse | Failed/Faulted | 2022 | Tier 2 - Elevated | Distribution Circuit | 12 | 27 | 2022-12-27 | 1899603 | Sus | N | Vegetation¦Treebranchfellonline¦Fuse¦FailedFaulted
15-0003178 | Equipment Failure/Involved | Other | Transformer | Burned/flashed | 2015 | Tier 2 - Elevated | Distribution Circuit | 1 | 7 | 2015-01-07 | 1160728 | Sus | N | EquipmentFailureInvolved¦Other¦Transformer¦Burnedflashed
15-0007000 | Vegetation | Tree - fell into line | Conductor, Overhead | Broken, wire on ground | 2015 | Tier 3 - Extreme | Distribution Circuit | 1 | 26 | 2015-01-26 | 1168347 | Sus | N | Vegetation¦Treefellintoline¦ConductorOverhead¦Brokenwireonground
15-0012505 | Vegetation | Tree - branch fell on line | Conductor, Overhead | Normal | 2015 | Tier 2 - Elevated | Distribution Circuit | 2 | 10 | 2015-02-10 | 1187934 | Sus | N | Vegetation¦Treebranchfellonline¦ConductorOverhead¦Normal
15-0016372 | Equipment Failure/Involved | Other | Pole-Wood | Broken | 2015 | Tier 2 - Elevated | Distribution Circuit | 2 | 28 | 2015-02-28 | 1197311 | Sus | N | EquipmentFailureInvolved¦Other¦PoleWood¦Broken
15-0023388 | Vegetation | Tree - branch fell on line | Conductor, Overhead | Broken, wire on ground | 2015 | Tier 2 - Elevated | Distribution Circuit | 3 | 31 | 2015-03-31 | 1210873 | Sus | N | Vegetation¦Treebranchfellonline¦ConductorOverhead¦Brokenwireonground
15-0032341 | Unknown Cause | Patrol - not conducted |  |  | 2015 | Tier 2 - Elevated | Distribution Circuit | 5 | 7 | 2015-05-07 | 1230197 | Sus | Y | UnknownCause¦Patrolnotconducted¦¦
15-0036315 | Animal | Squirrel | Fuse | Failed/Faulted | 2015 | Tier 2 - Elevated | Distribution Circuit | 5 | 25 | 2015-05-25 | 1239281 | Sus | Y | Animal¦Squirrel¦Fuse¦FailedFaulted
15-0039860 | Unknown Cause | Patrol - found nothing |  |  | 2015 | Tier 3 - Extreme | Distribution Circuit | 6 | 9 | 2015-06-09 | 1247877 | Sus | Y | UnknownCause¦Patrolfoundnothing¦¦
15-0043244 | Vegetation | Tree - branch fell on line | Fuse | Failed/Faulted | 2015 | Tier 2 - Elevated | Distribution Circuit | 6 | 25 | 2015-06-25 | 1256223 | Sus | Y | Vegetation¦Treebranchfellonline¦Fuse¦FailedFaulted
15-0043476 | Unknown Cause | Patrol - found nothing |  |  | 2015 | Tier 2 - Elevated | Distribution Circuit | 6 | 25 | 2015-06-25 | 1256651 | Sus | Y | UnknownCause¦Patrolfoundnothing¦¦
15-0048585 | Unknown Cause | Patrol - not conducted |  |  | 2015 | Tier 2 - Elevated | Distribution Circuit | 7 | 19 | 2015-07-19 | 1271698 | Sus | Y | UnknownCause¦Patrolnotconducted¦¦
15-0049675 | Environmental/External | Lightning | Transformer | Broken | 2015 | Tier 2 - Elevated | Transformer only | 7 | 21 | 2015-07-21 | 1274909 | Sus | Y | EnvironmentalExternal¦Lightning¦Transformer¦Broken
15-0052901 | Environmental/External | Fire, Forest/Grass | Pole-Wood | Burned/flashed | 2015 | Tier 2 - Elevated | Distribution Circuit | 8 | 5 | 2015-08-05 | 1283107 | Sus | Y | EnvironmentalExternal¦FireForestGrass¦PoleWood¦Burnedflashed
15-0059299 | Animal | Other | Pole-Wood | Broken | 2015 | Tier 2 - Elevated | Transformer only | 9 | 4 | 2015-09-04 | 1300030 | Sus | Y | Animal¦Other¦PoleWood¦Broken
15-0061563 | Environmental/External | Fire, Forest/Grass | Pole-Wood | Burned/flashed | 2015 | Tier 3 - Extreme | Distribution Circuit | 9 | 9 | 2015-09-09 | 1306427 | Sus | Y | EnvironmentalExternal¦FireForestGrass¦PoleWood¦Burnedflashed
15-0062421 | Equipment Failure/Involved | Electrical Overload | Transformer | Failed/Faulted | 2015 | Tier 3 - Extreme | Transformer only | 9 | 20 | 2015-09-20 | 1309044 | Sus | Y | EquipmentFailureInvolved¦ElectricalOverload¦Transformer¦FailedFaulted
15-0063002 | Unknown Cause | Patrol - found nothing |  |  | 2015 | Tier 2 - Elevated | Distribution Circuit | 9 | 23 | 2015-09-23 | 1311024 | Sus | Y | UnknownCause¦Patrolfoundnothing¦¦
15-0067256 | Environmental/External | Lightning | Other | Failed/Faulted | 2015 | Tier 3 - Extreme | Transformer only | 10 | 1 | 2015-10-01 | 1315031 | Sus | Y | EnvironmentalExternal¦Lightning¦Other¦FailedFaulted
15-0067559 | Unknown Cause | Patrol - found nothing |  |  | 2015 | Tier 2 - Elevated | Distribution Circuit | 10 | 3 | 2015-10-03 | 1315711 | Sus | Y | UnknownCause¦Patrolfoundnothing¦¦
15-0068029 | Animal | Squirrel | Transformer (OH) | Normal | 2015 | Tier 2 - Elevated | Distribution Circuit | 10 | 5 | 2015-10-05 | 1317154 | Sus | Y | Animal¦Squirrel¦Transformer(OH)¦Normal
15-0083934 | Unknown Cause | Patrol - found nothing |  | Failed/Faulted | 2015 | Tier 2 - Elevated | Distribution Circuit | 12 | 10 | 2015-12-10 | 1357376 | Sus | N | UnknownCause¦Patrolfoundnothing¦¦FailedFaulted
15-0083995 | Vegetation | Tree - fell into line | Conductor, Overhead | Broken, wire on ground | 2015 | Tier 2 - Elevated | Distribution Circuit | 12 | 10 | 2015-12-10 | 1357890 | Sus | N | Vegetation¦Treefellintoline¦ConductorOverhead¦Brokenwireonground
15-0084869 | Unknown Cause | Patrol - found nothing |  |  | 2015 | Tier 3 - Extreme | Distribution Circuit | 12 | 13 | 2015-12-13 | 1362158 | Sus | N | UnknownCause¦Patrolfoundnothing¦¦
15-0085215 | Vegetation | Tree - branch fell on line | Conductor, Overhead | Broken, wire on ground | 2015 | Tier 2 - Elevated | Distribution Circuit | 12 | 14 | 2015-12-14 | 1363041 | Sus | N | Vegetation¦Treebranchfellonline¦ConductorOverhead¦Brokenwireonground
15-0086313 | Equipment Failure/Involved | Overhead | Insulator | Broken, wire on object | 2015 | Tier 3 - Extreme | Distribution Circuit | 12 | 20 | 2015-12-20 | 1367134 | Sus | N | EquipmentFailureInvolved¦Overhead¦Insulator¦Brokenwireonobject
15-0086609 | Vegetation | Tree - fell into line | Conductor, Overhead | Broken, wire on ground | 2015 | Tier 3 - Extreme | Distribution Circuit | 12 | 22 | 2015-12-22 | 1368517 | Sus | N | Vegetation¦Treefellintoline¦ConductorOverhead¦Brokenwireonground
15-0086774 | Unknown Cause | Patrol - found nothing |  |  | 2015 | Tier 2 - Elevated | Distribution Circuit | 12 | 22 | 2015-12-22 | 1369025 | Sus | N | UnknownCause¦Patrolfoundnothing¦¦
15-0087528 | Vegetation | Tree - fell into line | Conductor, Overhead | Arcing | 2015 | Tier 3 - Extreme | Distribution Circuit | 12 | 27 | 2015-12-27 | 1372873 | Sus | N | Vegetation¦Treefellintoline¦ConductorOverhead¦Arcing
16-0002447 | Animal | Squirrel | Fuse | Failed/Faulted | 2016 | Tier 3 - Extreme | Distribution Circuit | 1 | 1 | 2016-01-01 | 1375684 | Sus | N | Animal¦Squirrel¦Fuse¦FailedFaulted
16-0006031 | Vegetation | Tree - fell into line | Conductor, Overhead | Broken, wire on ground | 2016 | Tier 3 - Extreme | Distribution Circuit | 1 | 18 | 2016-01-18 | 1386024 | Sus | N | Vegetation¦Treefellintoline¦ConductorOverhead¦Brokenwireonground
16-0007655 | Unknown Cause | Patrol - found nothing |  |  | 2016 | Tier 2 - Elevated | Distribution Circuit | 1 | 22 | 2016-01-22 | 1390238 | Sus | N | UnknownCause¦Patrolfoundnothing¦¦
16-0007794 | Vegetation | Tree - fell into line | Secondary | Broken, wire on object | 2016 | Tier 3 - Extreme | Distribution Circuit | 1 | 23 | 2016-01-23 | 1390891 | Sus | N | Vegetation¦Treefellintoline¦Secondary¦Brokenwireonobject
16-0013152 | Unknown Cause | Patrol - found nothing |  |  | 2016 | Tier 3 - Extreme | Distribution Circuit | 2 | 17 | 2016-02-17 | 1404535 | Sus | N | UnknownCause¦Patrolfoundnothing¦¦
16-0013647 | Vegetation | Tree - branch fell on line | Conductor, Overhead | Broken, wire on ground | 2016 | Tier 3 - Extreme | Distribution Circuit | 2 | 17 | 2016-02-17 | 1407539 | Sus | N | Vegetation¦Treebranchfellonline¦ConductorOverhead¦Brokenwireonground
16-0013673 | Vegetation | Tree - fell into line | Conductor, Overhead | Normal | 2016 | Tier 2 - Elevated | Distribution Circuit | 2 | 18 | 2016-02-18 | 1407880 | Sus | N | Vegetation¦Treefellintoline¦ConductorOverhead¦Normal
16-0016690 | Equipment Failure/Involved | Overhead | Secondary | Broken | 2016 | Tier 2 - Elevated | Transformer only | 3 | 2 | 2016-03-02 | 1414621 | Sus | N | EquipmentFailureInvolved¦Overhead¦Secondary¦Broken
16-0017482 | Vegetation | Tree - branch fell on line | Conductor, Overhead | Normal | 2016 | Tier 2 - Elevated | Distribution Circuit | 3 | 5 | 2016-03-05 | 1416674 | Sus | N | Vegetation¦Treebranchfellonline¦ConductorOverhead¦Normal
16-0018121 | Unknown Cause | Patrol - found nothing |  |  | 2016 | Tier 2 - Elevated | Distribution Circuit | 3 | 5 | 2016-03-05 | 1420433 | Sus | N | UnknownCause¦Patrolfoundnothing¦¦
16-0020340 | Unknown Cause | Patrol - found nothing |  |  | 2016 | Tier 2 - Elevated | Distribution Circuit | 3 | 11 | 2016-03-11 | 1427111 | Sus | N | UnknownCause¦Patrolfoundnothing¦¦
16-0031635 | Equipment Failure/Involved | Overhead | Crossarm, Wood | Broken | 2016 | Tier 2 - Elevated | Distribution Circuit | 4 | 26 | 2016-04-26 | 1459308 | Sus | N | EquipmentFailureInvolved¦Overhead¦CrossarmWood¦Broken
16-0035432 | Vegetation | Tree - fell into line | Conductor, Overhead | Broken, wire on ground | 2016 | Tier 2 - Elevated | Distribution Circuit | 5 | 11 | 2016-05-11 | 1468260 | Sus | Y | Vegetation¦Treefellintoline¦ConductorOverhead¦Brokenwireonground
16-0040151 | 3rd Party | Vehicle | Crossarm, Wood | Broken | 2016 | Tier 2 - Elevated | Distribution Circuit | 6 | 1 | 2016-06-01 | 1480652 | Sus | Y | 3rdParty¦Vehicle¦CrossarmWood¦Broken
16-0042542 | Unknown Cause | Patrol - found nothing |  |  | 2016 | Tier 2 - Elevated | Distribution Circuit | 6 | 10 | 2016-06-10 | 1486937 | Sus | Y | UnknownCause¦Patrolfoundnothing¦¦
16-0042673 | Animal | Bird found | Fuse | Failed/Faulted | 2016 | Tier 2 - Elevated | Distribution Circuit | 6 | 12 | 2016-06-12 | 1487413 | Sus | Y | Animal¦Birdfound¦Fuse¦FailedFaulted
16-0047490 | Unknown Cause | Patrol - found nothing |  |  | 2016 | Tier 2 - Elevated | Transformer only | 7 | 1 | 2016-07-01 | 1499791 | Sus | Y | UnknownCause¦Patrolfoundnothing¦¦
16-0051139 | Unknown Cause | Patrol - found nothing |  |  | 2016 | Tier 2 - Elevated | Distribution Circuit | 7 | 20 | 2016-07-20 | 1513051 | Sus | Y | UnknownCause¦Patrolfoundnothing¦¦
16-0051340 | Unknown Cause | Patrol - found nothing |  |  | 2016 | Tier 2 - Elevated | Distribution Circuit | 7 | 21 | 2016-07-21 | 1513353 | Sus | Y | UnknownCause¦Patrolfoundnothing¦¦
16-0052431 | Equipment Failure/Involved | Overhead | Conductor, Overhead | Broken, wire on ground | 2016 | Tier 2 - Elevated | Distribution Circuit | 7 | 25 | 2016-07-25 | 1515951 | Sus | Y | EquipmentFailureInvolved¦Overhead¦ConductorOverhead¦Brokenwireonground
16-0053437 | Vegetation | Tree - fell into line | Conductor, Overhead | Broken, wire on ground | 2016 | Tier 3 - Extreme | Distribution Circuit | 7 | 28 | 2016-07-28 | 1518104 | Sus | Y | Vegetation¦Treefellintoline¦ConductorOverhead¦Brokenwireonground
16-0053620 | Animal | Squirrel | Transformer (OH) | Failed/Faulted | 2016 | Tier 2 - Elevated | Distribution Circuit | 7 | 29 | 2016-07-29 | 1518481 | Sus | Y | Animal¦Squirrel¦Transformer(OH)¦FailedFaulted
16-0058021 | Equipment Failure/Involved | Overhead | Crossarm, Wood | Broken | 2016 | Tier 2 - Elevated | Distribution Circuit | 8 | 17 | 2016-08-17 | 1528128 | Sus | Y | EquipmentFailureInvolved¦Overhead¦CrossarmWood¦Broken
16-0058144 | Unknown Cause | Patrol - found nothing |  |  | 2016 | Tier 2 - Elevated | Distribution Circuit | 8 | 18 | 2016-08-18 | 1528294 | Sus | Y | UnknownCause¦Patrolfoundnothing¦¦
16-0062485 | Animal | Squirrel | Transformer (OH) | Burned/flashed | 2016 | Tier 3 - Extreme | Distribution Circuit | 9 | 6 | 2016-09-06 | 1537080 | Sus | Y | Animal¦Squirrel¦Transformer(OH)¦Burnedflashed
16-0063056 | Vegetation | Tree - fell into line | Conductor, Overhead | Broken, wire on ground | 2016 | Tier 2 - Elevated | Distribution Circuit | 9 | 7 | 2016-09-07 | 1538095 | Sus | Y | Vegetation¦Treefellintoline¦ConductorOverhead¦Brokenwireonground
16-0065705 | Equipment Failure/Involved | Overhead | Transformer | Failed/Faulted | 2016 | Tier 2 - Elevated | Transformer only | 9 | 19 | 2016-09-19 | 1544090 | Sus | Y | EquipmentFailureInvolved¦Overhead¦Transformer¦FailedFaulted
16-0071922 | Vegetation | Tree - fell into line | Pole-Wood | Broken, wire on ground | 2016 | Tier 3 - Extreme | Distribution Circuit | 10 | 14 | 2016-10-14 | 1558419 | Sus | Y | Vegetation¦Treefellintoline¦PoleWood¦Brokenwireonground
16-0072860 | Vegetation | Tree - fell into line | Conductor, Overhead | Normal | 2016 | Tier 3 - Extreme | Distribution Circuit | 10 | 16 | 2016-10-16 | 1562799 | Sus | Y | Vegetation¦Treefellintoline¦ConductorOverhead¦Normal
16-0073978 | Vegetation | Tree - fell into line | Conductor, Overhead | Together | 2016 | Tier 3 - Extreme | Distribution Circuit | 10 | 19 | 2016-10-19 | 1565913 | Sus | Y | Vegetation¦Treefellintoline¦ConductorOverhead¦Together
16-0074845 | Unknown Cause | Patrol - found nothing |  |  | 2016 | Tier 2 - Elevated | Distribution Circuit | 10 | 23 | 2016-10-23 | 1568041 | Sus | Y | UnknownCause¦Patrolfoundnothing¦¦
16-0077237 | Equipment Failure/Involved | Overhead | Transformer (OH) | Leaking | 2016 | Tier 2 - Elevated | Transformer only | 11 | 1 | 2016-11-01 | 1574566 | Sus | Y | EquipmentFailureInvolved¦Overhead¦Transformer(OH)¦Leaking
16-0081890 | 3rd Party | Other | Transformer (OH) | Normal | 2016 | Tier 2 - Elevated | Distribution Circuit | 11 | 23 | 2016-11-23 | 1587698 | Sus | Y | 3rdParty¦Other¦Transformer(OH)¦Normal
16-0085811 | Vegetation | Tree - fell into line | Conductor, Overhead | Broken, wire on ground | 2016 | Tier 3 - Extreme | Distribution Circuit | 12 | 15 | 2016-12-15 | 1603084 | Sus | N | Vegetation¦Treefellintoline¦ConductorOverhead¦Brokenwireonground
17-0004908 | Vegetation | Tree - branch fell on line | Transformer (OH) | Failed/Faulted | 2017 | Tier 3 - Extreme | Distribution Circuit | 1 | 8 | 2017-01-08 | 1622497 | Sus | N | Vegetation¦Treebranchfellonline¦Transformer(OH)¦FailedFaulted
17-0005754 | Vegetation | Tree - fell into line | Conductor, Overhead | Broken, wire on ground | 2017 | Tier 3 - Extreme | Distribution Circuit | 1 | 8 | 2017-01-08 | 1628450 | Sus | N | Vegetation¦Treefellintoline¦ConductorOverhead¦Brokenwireonground
17-0006284 | Vegetation | Tree - branch fell on line | Conductor, Overhead | Normal | 2017 | Tier 3 - Extreme | Distribution Circuit | 1 | 9 | 2017-01-09 | 1632128 | Sus | N | Vegetation¦Treebranchfellonline¦ConductorOverhead¦Normal
17-0007793 | Unknown Cause | Patrol - found nothing |  |  | 2017 | Tier 2 - Elevated | Distribution Circuit | 1 | 11 | 2017-01-11 | 1638373 | Sus | N | UnknownCause¦Patrolfoundnothing¦¦
17-0007879 | Unknown Cause | Patrol - not conducted |  |  | 2017 | Tier 3 - Extreme | Distribution Circuit | 1 | 11 | 2017-01-11 | 1640334 | Sus | N | UnknownCause¦Patrolnotconducted¦¦
17-0008644 | Unknown Cause | Patrol - found nothing |  |  | 2017 | Tier 2 - Elevated | Distribution Circuit | 1 | 13 | 2017-01-13 | 1642130 | Sus | N | UnknownCause¦Patrolfoundnothing¦¦
17-0011558 | Vegetation | Tree - fell into line | Conductor, Overhead | Broken, wire on ground | 2017 | Tier 2 - Elevated | Distribution Circuit | 1 | 20 | 2017-01-20 | 1652605 | Sus | N | Vegetation¦Treefellintoline¦ConductorOverhead¦Brokenwireonground
17-0012037 | Vegetation | Tree - fell into line | Conductor, Overhead | Broken, wire on ground | 2017 | Tier 2 - Elevated | Distribution Circuit | 1 | 21 | 2017-01-21 | 1656267 | Sus | N | Vegetation¦Treefellintoline¦ConductorOverhead¦Brokenwireonground
17-0013520 | Equipment Failure/Involved | Overhead | Pole-Wood | Broken | 2017 | Tier 2 - Elevated | Distribution Circuit | 1 | 22 | 2017-01-22 | 1661065 | Sus | N | EquipmentFailureInvolved¦Overhead¦PoleWood¦Broken
17-0013947 | Vegetation | Tree - fell into line | Conductor, Overhead | Normal | 2017 | Tier 3 - Extreme | Distribution Circuit | 1 | 23 | 2017-01-23 | 1662726 | Sus | N | Vegetation¦Treefellintoline¦ConductorOverhead¦Normal
17-0014419 | Vegetation | Tree - branch fell on line | Conductor, Overhead | Normal | 2017 | Tier 3 - Extreme | Distribution Circuit | 1 | 23 | 2017-01-23 | 1662951 | Sus | N | Vegetation¦Treebranchfellonline¦ConductorOverhead¦Normal
17-0014696 | Equipment Failure/Involved | Overhead | Conductor, Overhead | Broken | 2017 | Tier 3 - Extreme | Distribution Circuit | 1 | 25 | 2017-01-25 | 1666618 | Sus | N | EquipmentFailureInvolved¦Overhead¦ConductorOverhead¦Broken
17-0015882 | Equipment Failure/Involved | Overhead | Conductor, Overhead | Broken, wire on ground | 2017 | Tier 2 - Elevated | Distribution Circuit | 1 | 29 | 2017-01-29 | 1669776 | Sus | N | EquipmentFailureInvolved¦Overhead¦ConductorOverhead¦Brokenwireonground
17-0017078 | Unknown Cause | Patrol - found nothing |  |  | 2017 | Tier 2 - Elevated | Distribution Circuit | 2 | 3 | 2017-02-03 | 1673475 | Sus | N | UnknownCause¦Patrolfoundnothing¦¦
17-0017444 | Unknown Cause | Patrol - found nothing |  |  | 2017 | Tier 2 - Elevated | Distribution Circuit | 2 | 4 | 2017-02-04 | 1674652 | Sus | N | UnknownCause¦Patrolfoundnothing¦¦
17-0018257 | Vegetation | Tree - fell into line | Conductor, Overhead | Together | 2017 | Tier 3 - Extreme | Distribution Circuit | 2 | 7 | 2017-02-07 | 1678012 | Sus | N | Vegetation¦Treefellintoline¦ConductorOverhead¦Together
17-0019744 | Vegetation | Tree - fell into line | Conductor, Overhead | Together | 2017 | Tier 2 - Elevated | Distribution Circuit | 2 | 10 | 2017-02-10 | 1684444 | Sus | N | Vegetation¦Treefellintoline¦ConductorOverhead¦Together
17-0022279 | Unknown Cause | Patrol - found nothing |  |  | 2017 | Tier 2 - Elevated | Transformer only | 2 | 17 | 2017-02-17 | 1696044 | Sus | N | UnknownCause¦Patrolfoundnothing¦¦
17-0023515 | Animal | Squirrel | Fuse | Normal | 2017 | Tier 3 - Extreme | Distribution Circuit | 2 | 19 | 2017-02-19 | 1702056 | Sus | N | Animal¦Squirrel¦Fuse¦Normal
17-0023813 | Vegetation | Tree - branch fell on line | Conductor, Overhead | Normal | 2017 | Tier 3 - Extreme | Distribution Circuit | 2 | 20 | 2017-02-20 | 1703231 | Sus | N | Vegetation¦Treebranchfellonline¦ConductorOverhead¦Normal
17-0023880 | Vegetation | Tree - fell into line | Conductor, Overhead | Broken, wire on ground | 2017 | Tier 3 - Extreme | Distribution Circuit | 2 | 20 | 2017-02-20 | 1703577 | Sus | N | Vegetation¦Treefellintoline¦ConductorOverhead¦Brokenwireonground
17-0024756 | Vegetation | Tree - fell into line | Conductor, Overhead | Normal | 2017 | Tier 3 - Extreme | Distribution Circuit | 2 | 20 | 2017-02-20 | 1706139 | Sus | N | Vegetation¦Treefellintoline¦ConductorOverhead¦Normal
17-0028482 | Vegetation | Tree - fell into line | Conductor, Overhead | Broken, wire on ground | 2017 | Tier 3 - Extreme | Distribution Circuit | 3 | 5 | 2017-03-05 | 1719762 | Sus | N | Vegetation¦Treefellintoline¦ConductorOverhead¦Brokenwireonground
17-0032187 | Vegetation | Tree - fell into line | Conductor, Overhead | Together | 2017 | Tier 2 - Elevated | Distribution Circuit | 3 | 21 | 2017-03-21 | 1731491 | Sus | N | Vegetation¦Treefellintoline¦ConductorOverhead¦Together
17-0036722 | Equipment Failure/Involved | Overhead | Transformer | Failed/Faulted | 2017 | Tier 2 - Elevated | Transformer only | 4 | 5 | 2017-04-05 | 1744570 | Sus | N | EquipmentFailureInvolved¦Overhead¦Transformer¦FailedFaulted
17-0042276 | Vegetation | Tree - fell into line | Conductor, Overhead | Broken, wire on ground | 2017 | Tier 2 - Elevated | Distribution Circuit | 4 | 23 | 2017-04-23 | 1765605 | Sus | N | Vegetation¦Treefellintoline¦ConductorOverhead¦Brokenwireonground
17-0042758 | Unknown Cause | Patrol - found nothing |  |  | 2017 | Tier 3 - Extreme | Distribution Circuit | 4 | 25 | 2017-04-25 | 1766722 | Sus | N | UnknownCause¦Patrolfoundnothing¦¦
17-0044765 | Equipment Failure/Involved | Underground | Transformer | Deteriorated | 2017 | Tier 2 - Elevated | Distribution Circuit | 5 | 3 | 2017-05-03 | 1773048 | Sus | Y | EquipmentFailureInvolved¦Underground¦Transformer¦Deteriorated
17-0045389 | 3rd Party | Vehicle | Pole-Wood | Broken | 2017 | Tier 2 - Elevated | Distribution Circuit | 5 | 4 | 2017-05-04 | 1774978 | Sus | Y | 3rdParty¦Vehicle¦PoleWood¦Broken
17-0046221 | Vegetation | Tree - branch fell on line | Conductor, Overhead | Normal | 2017 | Tier 3 - Extreme | Distribution Circuit | 5 | 8 | 2017-05-08 | 1777639 | Sus | Y | Vegetation¦Treebranchfellonline¦ConductorOverhead¦Normal
17-0047777 | Vegetation | Tree - branch fell on line | Transformer | Broken | 2017 | Tier 2 - Elevated | Transformer only | 5 | 13 | 2017-05-13 | 1781604 | Sus | Y | Vegetation¦Treebranchfellonline¦Transformer¦Broken
17-0047844 | Vegetation | Tree - branch fell on line | Secondary | Broken | 2017 | Tier 3 - Extreme | Transformer only | 5 | 14 | 2017-05-14 | 1782015 | Sus | Y | Vegetation¦Treebranchfellonline¦Secondary¦Broken
17-0048839 | Equipment Failure/Involved | Overhead | Transformer | Arcing | 2017 | Tier 3 - Extreme | Transformer only | 5 | 18 | 2017-05-18 | 1784772 | Sus | Y | EquipmentFailureInvolved¦Overhead¦Transformer¦Arcing
17-0053199 | Equipment Failure/Involved | Overhead | Crossarm, Wood | Broken | 2017 | Tier 2 - Elevated | Distribution Circuit | 6 | 6 | 2017-06-06 | 1798451 | Sus | Y | EquipmentFailureInvolved¦Overhead¦CrossarmWood¦Broken
17-0058403 | Vegetation | Tree - branch fell on line | Conductor, Overhead | Broken, wire on ground | 2017 | Tier 2 - Elevated | Distribution Circuit | 6 | 24 | 2017-06-24 | 1817457 | Sus | Y | Vegetation¦Treebranchfellonline¦ConductorOverhead¦Brokenwireonground
17-0061002 | Vegetation | Tree - fell into line | Conductor, Overhead | Normal | 2017 | Tier 3 - Extreme | Distribution Circuit | 7 | 6 | 2017-07-06 | 1824670 | Sus | Y | Vegetation¦Treefellintoline¦ConductorOverhead¦Normal
17-0061577 | Equipment Failure/Involved | Overhead | Transformer | Failed/Faulted | 2017 | Tier 2 - Elevated | Transformer only | 7 | 9 | 2017-07-09 | 1827640 | Sus | Y | EquipmentFailureInvolved¦Overhead¦Transformer¦FailedFaulted
17-0064801 | Animal | Bird found | Conductor, Overhead | Broken, wire on ground | 2017 | Tier 2 - Elevated | Distribution Circuit | 7 | 23 | 2017-07-23 | 1838018 | Sus | Y | Animal¦Birdfound¦ConductorOverhead¦Brokenwireonground
17-0066480 | Environmental/External | Fire, Forest/Grass | Pole-Wood | Burned/flashed | 2017 | Tier 2 - Elevated | Distribution Circuit | 7 | 29 | 2017-07-29 | 1842265 | Sus | Y | EnvironmentalExternal¦FireForestGrass¦PoleWood¦Burnedflashed
17-0068987 | Animal | Squirrel | Fuse | Normal | 2017 | Tier 2 - Elevated | Distribution Circuit | 8 | 9 | 2017-08-09 | 1849031 | Sus | Y | Animal¦Squirrel¦Fuse¦Normal
17-0078868 | 3rd Party | Tree - cutting, 3rd party | Conductor, Overhead | Broken, wire on ground | 2017 | Tier 2 - Elevated | Distribution Circuit | 9 | 14 | 2017-09-14 | 1878722 | Sus | Y | 3rdParty¦Treecutting3rdparty¦ConductorOverhead¦Brokenwireonground
17-0079478 | Unknown Cause | Patrol - found nothing |  |  | 2017 | Tier 2 - Elevated | Distribution Circuit | 9 | 16 | 2017-09-16 | 1880120 | Sus | Y | UnknownCause¦Patrolfoundnothing¦¦
17-0080636 | Equipment Failure/Involved | Overhead | Transformer (OH) | Broken | 2017 | Tier 3 - Extreme | Distribution Circuit | 9 | 21 | 2017-09-21 | 1883143 | Sus | Y | EquipmentFailureInvolved¦Overhead¦Transformer(OH)¦Broken
17-0086133 | Equipment Failure/Involved | Overhead | Capacitor | Failed/Faulted | 2017 | Tier 2 - Elevated | Distribution Circuit | 10 | 10 | 2017-10-10 | 1897738 | Sus | Y | EquipmentFailureInvolved¦Overhead¦Capacitor¦FailedFaulted
17-0091702 | Animal | Bird found | Fuse | Failed/Faulted | 2017 | Tier 2 - Elevated | Distribution Circuit | 11 | 1 | 2017-11-01 | 1913456 | Sus | Y | Animal¦Birdfound¦Fuse¦FailedFaulted
17-0092026 | Equipment Failure/Involved | Overhead | Pole-Wood | Broken | 2017 | Tier 2 - Elevated | Distribution Circuit | 11 | 3 | 2017-11-03 | 1914917 | Sus | Y | EquipmentFailureInvolved¦Overhead¦PoleWood¦Broken
17-0097487 | Unknown Cause | Patrol - found nothing |  |  | 2017 | Tier 2 - Elevated | Distribution Circuit | 11 | 25 | 2017-11-25 | 1928910 | Sus | Y | UnknownCause¦Patrolfoundnothing¦¦
17-0099186 | Equipment Failure/Involved | Overhead | Pole-Wood | Broken | 2017 | Tier 2 - Elevated | Distribution Circuit | 12 | 2 | 2017-12-02 | 1933785 | Sus | N | EquipmentFailureInvolved¦Overhead¦PoleWood¦Broken
17-0102828 | Equipment Failure/Involved | Fire, pole | Pole-Wood | Burned/flashed | 2017 | Tier 2 - Elevated | Distribution Circuit | 12 | 20 | 2017-12-20 | 1948899 | Sus | N | EquipmentFailureInvolved¦Firepole¦PoleWood¦Burnedflashed
17-0102948 | Animal | Bird found | Fuse | Failed/Faulted | 2017 | Tier 2 - Elevated | Distribution Circuit | 12 | 21 | 2017-12-21 | 1949682 | Sus | N | Animal¦Birdfound¦Fuse¦FailedFaulted
18-0003355 | Unknown Cause | Patrol - found nothing |  |  | 2018 | Tier 3 - Extreme | Distribution Circuit | 1 | 3 | 2018-01-03 | 1313 | Sus | N | UnknownCause¦Patrolfoundnothing¦¦
18-0004515 | Unknown Cause | Patrol - found nothing |  |  | 2018 | Tier 2 - Elevated | Distribution Circuit | 1 | 8 | 2018-01-08 | 4439 | Sus | N | UnknownCause¦Patrolfoundnothing¦¦
18-0005232 | Vegetation | Tree - fell into line | Conductor, Overhead | Normal | 2018 | Tier 2 - Elevated | Distribution Circuit | 1 | 11 | 2018-01-11 | 6391 | Sus | N | Vegetation¦Treefellintoline¦ConductorOverhead¦Normal
18-0006595 | Animal | Bird found | Conductor, Overhead | Broken, wire on ground | 2018 | Tier 2 - Elevated | Distribution Circuit | 1 | 16 | 2018-01-16 | 9406 | Sus | N | Animal¦Birdfound¦ConductorOverhead¦Brokenwireonground
18-0007169 | Unknown Cause | Patrol - found nothing |  |  | 2018 | Tier 3 - Extreme | Distribution Circuit | 1 | 18 | 2018-01-18 | 10379 | Sus | N | UnknownCause¦Patrolfoundnothing¦¦
18-0007218 | Vegetation | Tree - fell into line | Pole-Wood | Broken, wire on ground | 2018 | Tier 3 - Extreme | Distribution Circuit | 1 | 19 | 2018-01-19 | 10551 | Sus | N | Vegetation¦Treefellintoline¦PoleWood¦Brokenwireonground
18-0008725 | Equipment Failure/Involved | Overhead | Conductor, Overhead | Together | 2018 | Tier 2 - Elevated | Distribution Circuit | 1 | 24 | 2018-01-24 | 13474 | Sus | N | EquipmentFailureInvolved¦Overhead¦ConductorOverhead¦Together
18-0016981 | 3rd Party | Metallic Balloon | Conductor, Overhead | Normal | 2018 | Tier 2 - Elevated | Distribution Circuit | 2 | 24 | 2018-02-24 | 30988 | Sus | N | 3rdParty¦MetallicBalloon¦ConductorOverhead¦Normal
18-0018305 | Unknown Cause | Patrol - found nothing |  |  | 2018 | Tier 3 - Extreme | Distribution Circuit | 3 | 1 | 2018-03-01 | 33798 | Sus | N | UnknownCause¦Patrolfoundnothing¦¦
18-0018653 | 3rd Party | Vehicle | Pole-Wood | Broken | 2018 | Tier 2 - Elevated | Distribution Circuit | 3 | 1 | 2018-03-01 | 35071 | Sus | N | 3rdParty¦Vehicle¦PoleWood¦Broken
18-0019180 | Environmental/External | Ice or snow | Conductor, Overhead | Broken | 2018 | Tier 2 - Elevated | Distribution Circuit | 3 | 2 | 2018-03-02 | 36442 | Sus | N | EnvironmentalExternal¦Iceorsnow¦ConductorOverhead¦Broken
18-0019956 | Vegetation | Tree - fell into line | Conductor, Overhead | Normal | 2018 | Tier 3 - Extreme | Distribution Circuit | 3 | 5 | 2018-03-05 | 38461 | Sus | N | Vegetation¦Treefellintoline¦ConductorOverhead¦Normal
18-0026159 | 3rd Party | Customer Equipment | Other | Burned/flashed | 2018 | Tier 2 - Elevated | Distribution Circuit | 3 | 23 | 2018-03-23 | 52105 | Sus | N | 3rdParty¦CustomerEquipment¦Other¦Burnedflashed
18-0030585 | Unknown Cause | Patrol - found nothing |  |  | 2018 | Tier 2 - Elevated | Distribution Circuit | 4 | 9 | 2018-04-09 | 63201 | Sus | N | UnknownCause¦Patrolfoundnothing¦¦
18-0038746 | Animal | Bird found | Fuse | Failed/Faulted | 2018 | Tier 2 - Elevated | Distribution Circuit | 5 | 7 | 2018-05-07 | 80513 | Sus | Y | Animal¦Birdfound¦Fuse¦FailedFaulted
18-0039697 | Equipment Failure/Involved | Overhead | Conductor, Overhead | Broken, wire on ground | 2018 | Tier 2 - Elevated | Distribution Circuit | 5 | 9 | 2018-05-09 | 82477 | Sus | Y | EquipmentFailureInvolved¦Overhead¦ConductorOverhead¦Brokenwireonground
18-0042650 | Equipment Failure/Involved | Overhead | Crossarm, Wood | Broken | 2018 | Tier 2 - Elevated | Distribution Circuit | 5 | 20 | 2018-05-20 | 90271 | Sus | Y | EquipmentFailureInvolved¦Overhead¦CrossarmWood¦Broken
18-0044740 | Unknown Cause | Patrol - found nothing |  |  | 2018 | Tier 2 - Elevated | Distribution Circuit | 5 | 27 | 2018-05-27 | 94811 | Sus | Y | UnknownCause¦Patrolfoundnothing¦¦
18-0054926 | Unknown Cause | Patrol - found nothing |  |  | 2018 | Tier 2 - Elevated | Distribution Circuit | 6 | 27 | 2018-06-27 | 119169 | Sus | Y | UnknownCause¦Patrolfoundnothing¦¦
18-0055972 | Unknown Cause | Patrol - found nothing |  |  | 2018 | Tier 3 - Extreme | Distribution Circuit | 6 | 30 | 2018-06-30 | 121797 | Sus | Y | UnknownCause¦Patrolfoundnothing¦¦
18-0056986 | 3rd Party | Vehicle | Pole-Wood | Broken, wire on ground | 2018 | Tier 2 - Elevated | Distribution Circuit | 7 | 4 | 2018-07-04 | 124473 | Sus | Y | 3rdParty¦Vehicle¦PoleWood¦Brokenwireonground
18-0061271 | Vegetation | Tree - fell into line | Conductor, Overhead | Bent or Twisted | 2018 | Tier 2 - Elevated | Distribution Circuit | 7 | 18 | 2018-07-18 | 135216 | Sus | Y | Vegetation¦Treefellintoline¦ConductorOverhead¦BentorTwisted
18-0062201 | Vegetation | Tree - branch fell on line | Conductor, Overhead | Broken, wire on ground | 2018 | Tier 2 - Elevated | Distribution Circuit | 7 | 20 | 2018-07-20 | 136826 | Sus | Y | Vegetation¦Treebranchfellonline¦ConductorOverhead¦Brokenwireonground
18-0068441 | Environmental/External | Fire, Forest/Grass | Pole-Wood | Burned/flashed | 2018 | Tier 2 - Elevated | Distribution Circuit | 7 | 23 | 2018-07-23 | 152355 | Sus | Y | EnvironmentalExternal¦FireForestGrass¦PoleWood¦Burnedflashed
18-0071727 | 3rd Party | Tree - cutting, 3rd party | Conductor, Overhead | Broken, wire on ground | 2018 | Tier 2 - Elevated | Distribution Circuit | 8 | 20 | 2018-08-20 | 158692 | Sus | Y | 3rdParty¦Treecutting3rdparty¦ConductorOverhead¦Brokenwireonground
18-0072137 | Animal | Bird found | Transformer (OH) | Failed/Faulted | 2018 | Tier 3 - Extreme | Distribution Circuit | 8 | 21 | 2018-08-21 | 159576 | Sus | Y | Animal¦Birdfound¦Transformer(OH)¦FailedFaulted
18-0075485 | Vegetation | Tree - fell into line | Conductor, Overhead | Broken, wire on ground | 2018 | Tier 2 - Elevated | Distribution Circuit | 8 | 31 | 2018-08-31 | 166219 | Sus | Y | Vegetation¦Treefellintoline¦ConductorOverhead¦Brokenwireonground
18-0084171 | Vegetation | Tree - branch fell on line | Conductor, Overhead | Normal | 2018 | Tier 2 - Elevated | Distribution Circuit | 9 | 27 | 2018-09-27 | 182506 | Sus | Y | Vegetation¦Treebranchfellonline¦ConductorOverhead¦Normal
18-0086032 | Animal | Squirrel | Conductor, Overhead | Normal | 2018 | Tier 3 - Extreme | Distribution Circuit | 10 | 3 | 2018-10-03 | 186623 | Sus | Y | Animal¦Squirrel¦ConductorOverhead¦Normal
18-0088085 | Unknown Cause | Patrol - found nothing |  |  | 2018 | Tier 2 - Elevated | Distribution Circuit | 10 | 8 | 2018-10-08 | 190573 | Sus | Y | UnknownCause¦Patrolfoundnothing¦¦
18-0088113 | Equipment Failure/Involved | Overhead | Cutout, fuse holder | Failed/Faulted | 2018 | Tier 2 - Elevated | Transformer only | 10 | 8 | 2018-10-08 | 190585 | Sus | Y | EquipmentFailureInvolved¦Overhead¦Cutoutfuseholder¦FailedFaulted
18-0090213 | Wildfire Mitigation | Public Safety Power Shut-off | Conductor, Overhead | Normal | 2018 | Tier 2 - Elevated | Distribution Circuit | 10 | 14 | 2018-10-14 | 195033 | Sus | Y | WildfireMitigation¦PublicSafetyPowerShutoff¦ConductorOverhead¦Normal
18-0090952 | 3rd Party | Vehicle | Anchor or Guy | Broken, wire on ground | 2018 | Tier 2 - Elevated | Distribution Circuit | 10 | 16 | 2018-10-16 | 196475 | Sus | Y | 3rdParty¦Vehicle¦AnchororGuy¦Brokenwireonground
18-0091105 | Equipment Failure/Involved | Overhead | Transformer | Failed/Faulted | 2018 | Tier 2 - Elevated | Transformer only | 10 | 16 | 2018-10-16 | 196683 | Sus | Y | EquipmentFailureInvolved¦Overhead¦Transformer¦FailedFaulted
18-0092581 | Equipment Failure/Involved | Overhead | Transformer | Failed/Faulted | 2018 | Tier 3 - Extreme | Transformer only | 10 | 21 | 2018-10-21 | 199554 | Sus | Y | EquipmentFailureInvolved¦Overhead¦Transformer¦FailedFaulted
18-0094421 | Unknown Cause | Patrol - found nothing |  |  | 2018 | Tier 2 - Elevated | Distribution Circuit | 10 | 26 | 2018-10-26 | 202671 | Sus | Y | UnknownCause¦Patrolfoundnothing¦¦
18-0096120 | Vegetation | Tree - fell into line | Conductor, Overhead | Normal | 2018 | Tier 2 - Elevated | Distribution Circuit | 10 | 31 | 2018-10-31 | 206616 | Sus | Y | Vegetation¦Treefellintoline¦ConductorOverhead¦Normal
18-0098936 | Vegetation | Tree - branch fell on line | Conductor, Overhead | Broken, wire on ground | 2018 | Tier 2 - Elevated | Transformer only | 11 | 11 | 2018-11-11 | 213333 | Sus | Y | Vegetation¦Treebranchfellonline¦ConductorOverhead¦Brokenwireonground
18-0101051 | Environmental/External | Fire, Forest/Grass | Pole-Wood | Burned/flashed | 2018 | Tier 3 - Extreme | Distribution Circuit | 11 | 8 | 2018-11-08 | 218302 | Sus | Y | EnvironmentalExternal¦FireForestGrass¦PoleWood¦Burnedflashed
18-0102208 | Unknown Cause | Patrol - found nothing |  |  | 2018 | Tier 2 - Elevated | Distribution Circuit | 11 | 21 | 2018-11-21 | 221281 | Sus | Y | UnknownCause¦Patrolfoundnothing¦¦
18-0104078 | Unknown Cause | Patrol - found nothing |  |  | 2018 | Tier 2 - Elevated | Distribution Circuit | 11 | 27 | 2018-11-27 | 226002 | Sus | Y | UnknownCause¦Patrolfoundnothing¦¦
18-0105062 | Vegetation | Tree - branch fell on line | Conductor, Overhead | Normal | 2018 | Tier 2 - Elevated | Distribution Circuit | 11 | 29 | 2018-11-29 | 228977 | Sus | Y | Vegetation¦Treebranchfellonline¦ConductorOverhead¦Normal
18-0107616 | Unknown Cause | Patrol - found nothing |  |  | 2018 | Tier 2 - Elevated | Distribution Circuit | 12 | 6 | 2018-12-06 | 234972 | Sus | N | UnknownCause¦Patrolfoundnothing¦¦
18-0109576 | Vegetation | Tree - fell into line | Conductor, Overhead | Broken, wire on ground | 2018 | Tier 3 - Extreme | Distribution Circuit | 12 | 16 | 2018-12-16 | 241875 | Sus | N | Vegetation¦Treefellintoline¦ConductorOverhead¦Brokenwireonground
18-0109817 | Animal | Bird found | Conductor, Overhead | Together | 2018 | Tier 2 - Elevated | Distribution Circuit | 12 | 18 | 2018-12-18 | 242792 | Sus | N | Animal¦Birdfound¦ConductorOverhead¦Together
19-0007787 | Equipment Failure/Involved | Overhead | Insulator | Broken | 2019 | Tier 2 - Elevated | Distribution Circuit | 1 | 10 | 2019-01-10 | 262914 | Sus | N | EquipmentFailureInvolved¦Overhead¦Insulator¦Broken
19-0008179 | Equipment Failure/Involved | Overhead | Conductor, Overhead | Broken, wire on ground | 2019 | Tier 3 - Extreme | Distribution Circuit | 1 | 11 | 2019-01-11 | 263636 | Sus | N | EquipmentFailureInvolved¦Overhead¦ConductorOverhead¦Brokenwireonground
19-0010096 | Vegetation | Tree - branch fell on line | Conductor, Overhead | Broken, wire on ground | 2019 | Tier 2 - Elevated | Distribution Circuit | 1 | 16 | 2019-01-16 | 268656 | Sus | N | Vegetation¦Treebranchfellonline¦ConductorOverhead¦Brokenwireonground
19-0010518 | Vegetation | Tree - fell into line | Conductor, Overhead | Broken, wire on ground | 2019 | Tier 2 - Elevated | Distribution Circuit | 1 | 16 | 2019-01-16 | 269411 | Sus | N | Vegetation¦Treefellintoline¦ConductorOverhead¦Brokenwireonground
19-0010664 | Equipment Failure/Involved | Overhead | Transformer | Failed/Faulted | 2019 | Tier 3 - Extreme | Transformer only | 1 | 17 | 2019-01-17 | 272683 | Sus | N | EquipmentFailureInvolved¦Overhead¦Transformer¦FailedFaulted
19-0010999 | Vegetation | Tree - fell into line | Pole-Wood | Broken, wire on ground | 2019 | Tier 2 - Elevated | Distribution Circuit | 1 | 16 | 2019-01-16 | 273898 | Sus | N | Vegetation¦Treefellintoline¦PoleWood¦Brokenwireonground
19-0011958 | Equipment Failure/Involved | Overhead | Transformer (OH) | Normal | 2019 | Tier 2 - Elevated | Transformer only | 1 | 18 | 2019-01-18 | 275898 | Sus | N | EquipmentFailureInvolved¦Overhead¦Transformer(OH)¦Normal
19-0012140 | Unknown Cause | Patrol - found nothing |  |  | 2019 | Tier 3 - Extreme | Distribution Circuit | 1 | 18 | 2019-01-18 | 276760 | Sus | N | UnknownCause¦Patrolfoundnothing¦¦
19-0012598 | Vegetation | Tree - fell into line | Conductor, Overhead | Broken, wire on ground | 2019 | Tier 3 - Extreme | Distribution Circuit | 1 | 20 | 2019-01-20 | 277266 | Sus | N | Vegetation¦Treefellintoline¦ConductorOverhead¦Brokenwireonground
19-0012871 | Equipment Failure/Involved | Overhead | Connector or Splice (OH) | Arcing | 2019 | Tier 3 - Extreme | Distribution Circuit | 1 | 21 | 2019-01-21 | 278303 | Sus | N | EquipmentFailureInvolved¦Overhead¦ConnectororSplice(OH)¦Arcing
19-0016100 | Vegetation | Tree - fell into line | Conductor, Overhead | Together | 2019 | Tier 3 - Extreme | Distribution Circuit | 1 | 30 | 2019-01-30 | 284359 | Sus | N | Vegetation¦Treefellintoline¦ConductorOverhead¦Together
19-0018221 | Vegetation | Tree - branch fell on line | Conductor, Overhead | Normal | 2019 | Tier 2 - Elevated | Distribution Circuit | 2 | 4 | 2019-02-04 | 291152 | Sus | N | Vegetation¦Treebranchfellonline¦ConductorOverhead¦Normal
19-0018465 | Vegetation | Tree - fell into line | Conductor, Overhead | Together | 2019 | Tier 3 - Extreme | Distribution Circuit | 2 | 5 | 2019-02-05 | 291933 | Sus | N | Vegetation¦Treefellintoline¦ConductorOverhead¦Together
19-0021907 | Vegetation | Tree - fell into line | Conductor, Overhead | Normal | 2019 | Tier 2 - Elevated | Distribution Circuit | 2 | 13 | 2019-02-13 | 303147 | Sus | N | Vegetation¦Treefellintoline¦ConductorOverhead¦Normal
19-0022076 | Vegetation | Tree - fell into line | Conductor, Overhead | Normal | 2019 | Tier 3 - Extreme | Distribution Circuit | 2 | 13 | 2019-02-13 | 302904 | Sus | N | Vegetation¦Treefellintoline¦ConductorOverhead¦Normal
19-0022555 | Vegetation | Tree - fell into line | Pole-Wood | Broken, wire on ground | 2019 | Tier 2 - Elevated | Distribution Circuit | 2 | 10 | 2019-02-10 | 305581 | Sus | N | Vegetation¦Treefellintoline¦PoleWood¦Brokenwireonground
19-0022723 | Vegetation | Tree - branch fell on line | Conductor, Overhead | Broken, wire on ground | 2019 | Tier 3 - Extreme | Distribution Circuit | 2 | 14 | 2019-02-14 | 306070 | Sus | N | Vegetation¦Treebranchfellonline¦ConductorOverhead¦Brokenwireonground
19-0023129 | Vegetation | Tree - fell into line | Conductor, Overhead | Broken, wire on ground | 2019 | Tier 2 - Elevated | Distribution Circuit | 2 | 13 | 2019-02-13 | 308505 | Sus | N | Vegetation¦Treefellintoline¦ConductorOverhead¦Brokenwireonground
19-0023165 | Unknown Cause | Patrol - found nothing |  |  | 2019 | Tier 2 - Elevated | Distribution Circuit | 2 | 14 | 2019-02-14 | 306884 | Sus | N | UnknownCause¦Patrolfoundnothing¦¦
19-0023516 | Vegetation | Tree - fell into line | Conductor, Overhead | Broken, wire on ground | 2019 | Tier 2 - Elevated | Distribution Circuit | 2 | 14 | 2019-02-14 | 307366 | Sus | N | Vegetation¦Treefellintoline¦ConductorOverhead¦Brokenwireonground
19-0024102 | Environmental/External | Ice or snow | Conductor, Overhead | Broken, wire on ground | 2019 | Tier 3 - Extreme | Distribution Circuit | 2 | 15 | 2019-02-15 | 312250 | Sus | N | EnvironmentalExternal¦Iceorsnow¦ConductorOverhead¦Brokenwireonground
19-0024186 | Unknown Cause | Patrol - found nothing |  |  | 2019 | Tier 3 - Extreme | Distribution Circuit | 2 | 15 | 2019-02-15 | 312043 | Sus | N | UnknownCause¦Patrolfoundnothing¦¦
19-0024355 | Vegetation | Tree - fell into line | Conductor, Overhead | Broken, wire on ground | 2019 | Tier 3 - Extreme | Distribution Circuit | 2 | 15 | 2019-02-15 | 313131 | Sus | N | Vegetation¦Treefellintoline¦ConductorOverhead¦Brokenwireonground
19-0024682 | Vegetation | Tree - fell into line | Pole-Wood | Broken, wire on ground | 2019 | Tier 2 - Elevated | Distribution Circuit | 2 | 12 | 2019-02-12 | 314821 | Sus | N | Vegetation¦Treefellintoline¦PoleWood¦Brokenwireonground
19-0024742 | Vegetation | Tree - fell into line | Conductor, Overhead | Broken, wire on ground | 2019 | Tier 3 - Extreme | Distribution Circuit | 2 | 16 | 2019-02-16 | 314835 | Sus | N | Vegetation¦Treefellintoline¦ConductorOverhead¦Brokenwireonground
19-0024753 | Vegetation | Tree - branch fell on line | Conductor, Overhead | Normal | 2019 | Tier 2 - Elevated | Distribution Circuit | 2 | 16 | 2019-02-16 | 315038 | Sus | N | Vegetation¦Treebranchfellonline¦ConductorOverhead¦Normal
19-0025110 | Vegetation | Tree - branch fell on line | Conductor, Overhead | Normal | 2019 | Tier 3 - Extreme | Distribution Circuit | 2 | 17 | 2019-02-17 | 315689 | Sus | N | Vegetation¦Treebranchfellonline¦ConductorOverhead¦Normal
19-0025286 | Vegetation | Tree - fell into line | Crossarm, Wood | Broken, wire on ground | 2019 | Tier 2 - Elevated | Distribution Circuit | 2 | 13 | 2019-02-13 | 316534 | Sus | N | Vegetation¦Treefellintoline¦CrossarmWood¦Brokenwireonground
19-0027936 | Vegetation | Tree - fell into line | Pole-Wood | Broken, wire on ground | 2019 | Tier 2 - Elevated | Distribution Circuit | 2 | 25 | 2019-02-25 | 323291 | Sus | N | Vegetation¦Treefellintoline¦PoleWood¦Brokenwireonground
19-0027939 | Vegetation | Tree - fell into line | Conductor, Overhead | Normal | 2019 | Tier 2 - Elevated | Distribution Circuit | 2 | 25 | 2019-02-25 | 323307 | Sus | N | Vegetation¦Treefellintoline¦ConductorOverhead¦Normal
19-0028051 | Vegetation | Tree - fell into line | Conductor, Overhead | Broken, wire on ground | 2019 | Tier 2 - Elevated | Distribution Circuit | 2 | 25 | 2019-02-25 | 323665 | Sus | N | Vegetation¦Treefellintoline¦ConductorOverhead¦Brokenwireonground
19-0031308 | Equipment Failure/Involved | Overhead | Transformer | Failed/Faulted | 2019 | Tier 3 - Extreme | Transformer only | 3 | 6 | 2019-03-06 | 332660 | Sus | N | EquipmentFailureInvolved¦Overhead¦Transformer¦FailedFaulted
19-0041599 | Equipment Failure/Involved | Overhead | Transformer | Failed/Faulted | 2019 | Tier 2 - Elevated | Transformer only | 4 | 11 | 2019-04-11 | 358783 | Sus | N | EquipmentFailureInvolved¦Overhead¦Transformer¦FailedFaulted
19-0048916 | 3rd Party | Vehicle | Pole-Wood | Broken, wire on ground | 2019 | Tier 3 - Extreme | Distribution Circuit | 5 | 4 | 2019-05-04 | 373803 | Sus | Y | 3rdParty¦Vehicle¦PoleWood¦Brokenwireonground
19-0050294 | Equipment Failure/Involved | Overhead | Pole-Wood | Broken | 2019 | Tier 2 - Elevated | Distribution Circuit | 5 | 9 | 2019-05-09 | 376905 | Sus | Y | EquipmentFailureInvolved¦Overhead¦PoleWood¦Broken
19-0051169 | Equipment Failure/Involved | Overhead | Transformer | Failed/Faulted | 2019 | Tier 3 - Extreme | Transformer only | 5 | 12 | 2019-05-12 | 378974 | Sus | Y | EquipmentFailureInvolved¦Overhead¦Transformer¦FailedFaulted
19-0051318 | Unknown Cause | Patrol - found nothing |  |  | 2019 | Tier 2 - Elevated | Distribution Circuit | 5 | 13 | 2019-05-13 | 379189 | Sus | Y | UnknownCause¦Patrolfoundnothing¦¦
19-0051638 | Unknown Cause | Patrol - found nothing |  |  | 2019 | Tier 2 - Elevated | Distribution Circuit | 5 | 14 | 2019-05-14 | 379918 | Sus | Y | UnknownCause¦Patrolfoundnothing¦¦
19-0055241 | Environmental/External | Ice or snow | Conductor, Overhead | Normal | 2019 | Tier 3 - Extreme | Distribution Circuit | 5 | 21 | 2019-05-21 | 387512 | Sus | Y | EnvironmentalExternal¦Iceorsnow¦ConductorOverhead¦Normal
19-0061444 | Unknown Cause | Patrol - found nothing |  |  | 2019 | Tier 2 - Elevated | Distribution Circuit | 6 | 1 | 2019-06-01 | 395494 | Sus | Y | UnknownCause¦Patrolfoundnothing¦¦
19-0064655 | Wildfire Mitigation | Public Safety Power Shut-off | Conductor, Overhead | Normal | 2019 | Tier 2 - Elevated | Distribution Circuit | 6 | 8 | 2019-06-08 | 402095 | Sus | Y | WildfireMitigation¦PublicSafetyPowerShutoff¦ConductorOverhead¦Normal
19-0066438 | Equipment Failure/Involved | Overhead | Cutout, fuse holder | Broken | 2019 | Tier 2 - Elevated | Transformer only | 6 | 12 | 2019-06-12 | 407182 | Sus | Y | EquipmentFailureInvolved¦Overhead¦Cutoutfuseholder¦Broken
19-0066497 | Equipment Failure/Involved | Overhead | Pole-Wood | Deteriorated | 2019 | Tier 3 - Extreme | Distribution Circuit | 6 | 12 | 2019-06-12 | 407282 | Sus | Y | EquipmentFailureInvolved¦Overhead¦PoleWood¦Deteriorated
19-0066701 | Equipment Failure/Involved | Overhead | Secondary | Broken | 2019 | Tier 3 - Extreme | Transformer only | 6 | 12 | 2019-06-12 | 407683 | Sus | Y | EquipmentFailureInvolved¦Overhead¦Secondary¦Broken
19-0075036 | Vegetation | Tree - branch fell on line | Conductor, Overhead | Normal | 2019 | Tier 2 - Elevated | Distribution Circuit | 7 | 7 | 2019-07-07 | 442183 | Sus | Y | Vegetation¦Treebranchfellonline¦ConductorOverhead¦Normal
19-0077062 | Company Initiated | Other Circuits | Pole-Wood | Burned/flashed | 2019 | Tier 2 - Elevated | Distribution Circuit | 7 | 13 | 2019-07-13 | 448433 | Sus | Y | CompanyInitiated¦OtherCircuits¦PoleWood¦Burnedflashed
19-0083577 | Vegetation | Tree - branch fell on line | Conductor, Overhead | Normal | 2019 | Tier 3 - Extreme | Distribution Circuit | 8 | 1 | 2019-08-01 | 477441 | Sus | Y | Vegetation¦Treebranchfellonline¦ConductorOverhead¦Normal
19-0091816 | 3rd Party | Vehicle | Pole-Wood | Broken | 2019 | Tier 2 - Elevated | Distribution Circuit | 8 | 24 | 2019-08-24 | 537824 | Sus | Y | 3rdParty¦Vehicle¦PoleWood¦Broken
19-0092128 | Equipment Failure/Involved | Overhead | Anchor or Guy | Broken | 2019 | Tier 2 - Elevated | Distribution Circuit | 8 | 26 | 2019-08-26 | 539513 | Sus | Y | EquipmentFailureInvolved¦Overhead¦AnchororGuy¦Broken
19-0096564 | Equipment Failure/Involved | Overhead | Transformer | Failed/Faulted | 2019 | Tier 3 - Extreme | Transformer only | 9 | 8 | 2019-09-08 | 562480 | Sus | Y | EquipmentFailureInvolved¦Overhead¦Transformer¦FailedFaulted
19-0098211 | Equipment Failure/Involved | Overhead | Conductor, Overhead | Broken | 2019 | Tier 3 - Extreme | Distribution Circuit | 9 | 12 | 2019-09-12 | 574729 | Sus | Y | EquipmentFailureInvolved¦Overhead¦ConductorOverhead¦Broken
19-0103533 | Unknown Cause | Patrol - found nothing |  |  | 2019 | Tier 2 - Elevated | Distribution Circuit | 9 | 25 | 2019-09-25 | 614058 | Sus | Y | UnknownCause¦Patrolfoundnothing¦¦
19-0103547 | Unknown Cause | Patrol - found nothing |  |  | 2019 | Tier 3 - Extreme | Distribution Circuit | 9 | 25 | 2019-09-25 | 613318 | Sus | Y | UnknownCause¦Patrolfoundnothing¦¦
19-0113493 | Equipment Failure/Involved | Overhead | Transformer | Failed/Faulted | 2019 | Tier 2 - Elevated | Transformer only | 10 | 18 | 2019-10-18 | 668159 | Sus | Y | EquipmentFailureInvolved¦Overhead¦Transformer¦FailedFaulted
19-0122471 | Equipment Failure/Involved | Overhead | Pole-Wood | Broken | 2019 | Tier 2 - Elevated | Distribution Circuit | 11 | 7 | 2019-11-07 | 701959 | Sus | Y | EquipmentFailureInvolved¦Overhead¦PoleWood¦Broken
19-0130322 | Unknown Cause | Patrol - found nothing |  |  | 2019 | Tier 2 - Elevated | Distribution Circuit | 11 | 26 | 2019-11-26 | 721590 | Sus | Y | UnknownCause¦Patrolfoundnothing¦¦
19-0130774 | Vegetation | Tree - fell into line | Conductor, Overhead | Normal | 2019 | Tier 3 - Extreme | Distribution Circuit | 11 | 28 | 2019-11-28 | 722599 | Sus | Y | Vegetation¦Treefellintoline¦ConductorOverhead¦Normal
19-0130806 | Vegetation | Tree - branch fell on line | Fuse | Failed/Faulted | 2019 | Tier 2 - Elevated | Distribution Circuit | 11 | 28 | 2019-11-28 | 722528 | Sus | Y | Vegetation¦Treebranchfellonline¦Fuse¦FailedFaulted
19-0131081 | Unknown Cause | Patrol - found nothing |  |  | 2019 | Tier 2 - Elevated | Distribution Circuit | 11 | 29 | 2019-11-29 | 723463 | Sus | Y | UnknownCause¦Patrolfoundnothing¦¦
19-0131754 | Vegetation | Tree - branch fell on line | Conductor, Overhead | Normal | 2019 | Tier 2 - Elevated | Distribution Circuit | 11 | 30 | 2019-11-30 | 725265 | Sus | Y | Vegetation¦Treebranchfellonline¦ConductorOverhead¦Normal
19-0131926 | Equipment Failure/Involved | Overhead | Jumper | Burned Open | 2019 | Tier 2 - Elevated | Distribution Circuit | 12 | 1 | 2019-12-01 | 725749 | Sus | N | EquipmentFailureInvolved¦Overhead¦Jumper¦BurnedOpen
19-0134737 | Unknown Cause | Patrol - found nothing |  |  | 2019 | Tier 2 - Elevated | Distribution Circuit | 12 | 7 | 2019-12-07 | 732399 | Sus | N | UnknownCause¦Patrolfoundnothing¦¦
19-0134817 | Unknown Cause | Patrol - found nothing |  |  | 2019 | Tier 3 - Extreme | Distribution Circuit | 12 | 7 | 2019-12-07 | 732742 | Sus | N | UnknownCause¦Patrolfoundnothing¦¦
19-0136888 | 3rd Party | Vehicle | Pole-Wood | Broken, wire on ground | 2019 | Tier 3 - Extreme | Distribution Circuit | 12 | 16 | 2019-12-16 | 743952 | Sus | N | 3rdParty¦Vehicle¦PoleWood¦Brokenwireonground
20-0007480 | Equipment Failure/Involved | Overhead | Transformer | Failed/Faulted | 2020 | Tier 2 - Elevated | Transformer only | 1 | 10 | 2020-01-10 | 758744 | Sus | N | EquipmentFailureInvolved¦Overhead¦Transformer¦FailedFaulted
20-0010051 | Vegetation | Tree - branch fell on line | Transformer | On Ground | 2020 | Tier 2 - Elevated | Transformer only | 1 | 16 | 2020-01-16 | 762713 | Sus | N | Vegetation¦Treebranchfellonline¦Transformer¦OnGround
20-0010592 | Vegetation | Tree - fell into line | Conductor, Overhead | Broken, wire on ground | 2020 | Tier 3 - Extreme | Distribution Circuit | 1 | 16 | 2020-01-16 | 764770 | Sus | N | Vegetation¦Treefellintoline¦ConductorOverhead¦Brokenwireonground
20-0011168 | Vegetation | Tree - fell into line | Conductor, Overhead | Together | 2020 | Tier 2 - Elevated | Distribution Circuit | 1 | 16 | 2020-01-16 | 766097 | Sus | N | Vegetation¦Treefellintoline¦ConductorOverhead¦Together
20-0017472 | Unknown Cause | Patrol - found nothing |  |  | 2020 | Tier 2 - Elevated | Distribution Circuit | 2 | 5 | 2020-02-05 | 778207 | Sus | N | UnknownCause¦Patrolfoundnothing¦¦
20-0018736 | Equipment Failure/Involved | Overhead | Transformer (OH) | Deteriorated | 2020 | Tier 3 - Extreme | Transformer only | 2 | 7 | 2020-02-07 | 780265 | Sus | N | EquipmentFailureInvolved¦Overhead¦Transformer(OH)¦Deteriorated
20-0019631 | Vegetation | Tree - branch fell on line | Conductor, Overhead | Normal | 2020 | Tier 2 - Elevated | Distribution Circuit | 2 | 9 | 2020-02-09 | 783294 | Sus | N | Vegetation¦Treebranchfellonline¦ConductorOverhead¦Normal
20-0019817 | Vegetation | Tree - fell into line | Conductor, Overhead | Broken, wire on ground | 2020 | Tier 3 - Extreme | Distribution Circuit | 2 | 9 | 2020-02-09 | 787247 | Sus | N | Vegetation¦Treefellintoline¦ConductorOverhead¦Brokenwireonground
20-0022504 | Equipment Failure/Involved | Overhead | Fuse | Failed/Faulted | 2020 | Tier 3 - Extreme | Distribution Circuit | 2 | 14 | 2020-02-14 | 791515 | Sus | N | EquipmentFailureInvolved¦Overhead¦Fuse¦FailedFaulted
20-0034402 | Vegetation | Tree - branch fell on line | Crossarm, Wood | Broken | 2020 | Tier 3 - Extreme | Distribution Circuit | 3 | 15 | 2020-03-15 | 859304 | Sus | N | Vegetation¦Treebranchfellonline¦CrossarmWood¦Broken
20-0034567 | Vegetation | Tree - branch fell on line | Insulator | Broken | 2020 | Tier 2 - Elevated | Distribution Circuit | 3 | 16 | 2020-03-16 | 859482 | Sus | N | Vegetation¦Treebranchfellonline¦Insulator¦Broken
20-0038543 | Vegetation | Tree - branch fell on line | Conductor, Overhead | Normal | 2020 | Tier 3 - Extreme | Distribution Circuit | 4 | 5 | 2020-04-05 | 882804 | Sus | N | Vegetation¦Treebranchfellonline¦ConductorOverhead¦Normal
20-0043114 | 3rd Party | Customer Equipment | Secondary | Normal | 2020 | Tier 2 - Elevated | Distribution Circuit | 4 | 20 | 2020-04-20 | 898238 | Sus | N | 3rdParty¦CustomerEquipment¦Secondary¦Normal
20-0044657 | Equipment Failure/Involved | Overhead | Transformer | Failed/Faulted | 2020 | Tier 2 - Elevated | Transformer only | 4 | 26 | 2020-04-26 | 901750 | Sus | N | EquipmentFailureInvolved¦Overhead¦Transformer¦FailedFaulted
20-0045693 | Vegetation | Tree - fell into line | Conductor, Overhead | Broken, wire on ground | 2020 | Tier 3 - Extreme | Distribution Circuit | 4 | 29 | 2020-04-29 | 903815 | Sus | N | Vegetation¦Treefellintoline¦ConductorOverhead¦Brokenwireonground
20-0048891 | Animal | Bird found | Fuse | Failed/Faulted | 2020 | Tier 2 - Elevated | Distribution Circuit | 5 | 10 | 2020-05-10 | 910659 | Sus | Y | Animal¦Birdfound¦Fuse¦FailedFaulted
20-0058645 | Vegetation | Tree - fell into line | Conductor, Overhead | Broken, wire on ground | 2020 | Tier 2 - Elevated | Distribution Circuit | 6 | 7 | 2020-06-07 | 933652 | Sus | Y | Vegetation¦Treefellintoline¦ConductorOverhead¦Brokenwireonground
20-0059474 | Animal | Bird found | Fuse | Failed/Faulted | 2020 | Tier 2 - Elevated | Distribution Circuit | 6 | 10 | 2020-06-10 | 935669 | Sus | Y | Animal¦Birdfound¦Fuse¦FailedFaulted
20-0060968 | Equipment Failure/Involved | Overhead | Transformer | Failed/Faulted | 2020 | Tier 2 - Elevated | Transformer only | 6 | 14 | 2020-06-14 | 938736 | Sus | Y | EquipmentFailureInvolved¦Overhead¦Transformer¦FailedFaulted
20-0063052 | Equipment Failure/Involved | Overhead | Crossarm, Wood | Broken | 2020 | Tier 3 - Extreme | Distribution Circuit | 6 | 19 | 2020-06-19 | 942689 | Sus | Y | EquipmentFailureInvolved¦Overhead¦CrossarmWood¦Broken
20-0064165 | Environmental/External | Fire, Forest/Grass | Pole-Wood | Normal | 2020 | Tier 2 - Elevated | Distribution Circuit | 6 | 23 | 2020-06-23 | 945695 | Sus | Y | EnvironmentalExternal¦FireForestGrass¦PoleWood¦Normal
20-0070816 | Equipment Failure/Involved | Overhead | Other | Broken | 2020 | Tier 2 - Elevated | Distribution Circuit | 7 | 11 | 2020-07-11 | 962416 | Sus | Y | EquipmentFailureInvolved¦Overhead¦Other¦Broken
20-0073319 | Equipment Failure/Involved | Overhead | Transformer | Deteriorated | 2020 | Tier 2 - Elevated | Transformer only | 7 | 18 | 2020-07-18 | 967329 | Sus | Y | EquipmentFailureInvolved¦Overhead¦Transformer¦Deteriorated
20-0075902 | Equipment Failure/Involved | Overhead | Fuse | Broken | 2020 | Tier 2 - Elevated | Distribution Circuit | 7 | 24 | 2020-07-24 | 971576 | Sus | Y | EquipmentFailureInvolved¦Overhead¦Fuse¦Broken
20-0085035 | Environmental/External | Lightning | Transformer | Failed/Faulted | 2020 | Tier 2 - Elevated | Transformer only | 8 | 16 | 2020-08-16 | 1011928 | Sus | Y | EnvironmentalExternal¦Lightning¦Transformer¦FailedFaulted
20-0085054 | Vegetation | Tree - fell into line | Conductor, Overhead | Normal | 2020 | Tier 2 - Elevated | Distribution Circuit | 8 | 16 | 2020-08-16 | 1013188 | Sus | Y | Vegetation¦Treefellintoline¦ConductorOverhead¦Normal
20-0085279 | Vegetation | Tree - branch fell on line | Conductor, Overhead | Normal | 2020 | Tier 3 - Extreme | Distribution Circuit | 8 | 16 | 2020-08-16 | 1013876 | Sus | Y | Vegetation¦Treebranchfellonline¦ConductorOverhead¦Normal
20-0089918 | Unknown Cause | Patrol - found nothing |  |  | 2020 | Tier 2 - Elevated | Distribution Circuit | 8 | 25 | 2020-08-25 | 1029914 | Sus | Y | UnknownCause¦Patrolfoundnothing¦¦
20-0090390 | Equipment Failure/Involved | Underground | Conductor, Underground | Broken | 2020 | Tier 2 - Elevated | Distribution Circuit | 8 | 26 | 2020-08-26 | 1033119 | Sus | Y | EquipmentFailureInvolved¦Underground¦ConductorUnderground¦Broken
20-0090412 | Environmental/External | Fire, Forest/Grass | Pole-Wood | Burned/flashed | 2020 | Tier 3 - Extreme | Distribution Circuit | 8 | 19 | 2020-08-19 | 1033283 | Sus | Y | EnvironmentalExternal¦FireForestGrass¦PoleWood¦Burnedflashed
20-0090427 | Environmental/External | Fire, Forest/Grass | Conductor, Overhead | Normal | 2020 | Tier 3 - Extreme | Distribution Circuit | 8 | 19 | 2020-08-19 | 1033307 | Sus | Y | EnvironmentalExternal¦FireForestGrass¦ConductorOverhead¦Normal
20-0090430 | Environmental/External | Fire, Forest/Grass | Conductor, Overhead | Deteriorated | 2020 | Tier 3 - Extreme | Distribution Circuit | 8 | 19 | 2020-08-19 | 1033310 | Sus | Y | EnvironmentalExternal¦FireForestGrass¦ConductorOverhead¦Deteriorated
20-0090431 | Environmental/External | Fire, Forest/Grass | Conductor, Overhead | Normal | 2020 | Tier 3 - Extreme | Distribution Circuit | 8 | 19 | 2020-08-19 | 1033311 | Sus | Y | EnvironmentalExternal¦FireForestGrass¦ConductorOverhead¦Normal
20-0094037 | Vegetation | Tree - fell into line | Transformer | Burned/flashed | 2020 | Tier 3 - Extreme | Transformer only | 9 | 6 | 2020-09-06 | 1057881 | Sus | Y | Vegetation¦Treefellintoline¦Transformer¦Burnedflashed
20-0099182 | Company Initiated | Return Circuit Normal | Conductor, Overhead | Normal | 2020 | Tier 2 - Elevated | Distribution Circuit | 9 | 19 | 2020-09-19 | 1082415 | Sus | Y | CompanyInitiated¦ReturnCircuitNormal¦ConductorOverhead¦Normal
20-0108386 | Wildfire Mitigation | Public Safety Power Shut-off | Conductor, Overhead | Normal | 2020 | Tier 2 - Elevated | Distribution Circuit | 10 | 14 | 2020-10-14 | 1117804 | Sus | Y | WildfireMitigation¦PublicSafetyPowerShutoff¦ConductorOverhead¦Normal
20-0108386 | Wildfire Mitigation | Public Safety Power Shut-off | Conductor, Overhead | Normal | 2020 | Tier 2 - Elevated | Distribution Circuit | 10 | 14 | 2020-10-14 | 1117804 | Sus | Y | WildfireMitigation¦PublicSafetyPowerShutoff¦ConductorOverhead¦Normal
20-0112389 | Wildfire Mitigation | Public Safety Power Shut-off | Conductor, Overhead | Normal | 2020 | Tier 2 - Elevated | Distribution Circuit | 10 | 25 | 2020-10-25 | 1125130 | Sus | Y | WildfireMitigation¦PublicSafetyPowerShutoff¦ConductorOverhead¦Normal
20-0122341 | Vegetation | Tree - fell into line | Crossarm, Wood | Broken, wire on ground | 2020 | Tier 3 - Extreme | Distribution Circuit | 11 | 17 | 2020-11-17 | 1148393 | Sus | Y | Vegetation¦Treefellintoline¦CrossarmWood¦Brokenwireonground
20-0126738 | 3rd Party | Vehicle | Pole-Wood | Broken | 2020 | Tier 2 - Elevated | Distribution Circuit | 12 | 2 | 2020-12-02 | 1157868 | Sus | N | 3rdParty¦Vehicle¦PoleWood¦Broken
20-0128835 | Equipment Failure/Involved | Overhead | Transformer (OH) | Failed/Faulted | 2020 | Tier 3 - Extreme | Distribution Circuit | 12 | 8 | 2020-12-08 | 1170811 | Sus | N | EquipmentFailureInvolved¦Overhead¦Transformer(OH)¦FailedFaulted
20-0129524 | Unknown Cause | Patrol - found nothing |  |  | 2020 | Tier 2 - Elevated | Distribution Circuit | 12 | 10 | 2020-12-10 | 1176629 | Sus | N | UnknownCause¦Patrolfoundnothing¦¦
20-0129907 | Unknown Cause | Patrol - not conducted |  |  | 2020 | Tier 2 - Elevated | Distribution Circuit | 12 | 12 | 2020-12-12 | 1180808 | Sus | N | UnknownCause¦Patrolnotconducted¦¦
20-0131897 | Vegetation | Tree - fell into line | Conductor, Overhead | Together | 2020 | Tier 2 - Elevated | Distribution Circuit | 12 | 26 | 2020-12-26 | 1198982 | Sus | N | Vegetation¦Treefellintoline¦ConductorOverhead¦Together
20-0131945 | Vegetation | Tree - fell into line | Conductor, Overhead | Broken, wire on ground | 2020 | Tier 2 - Elevated | Distribution Circuit | 12 | 27 | 2020-12-27 | 1199482 | Sus | N | Vegetation¦Treefellintoline¦ConductorOverhead¦Brokenwireonground
21-0006714 | Unknown Cause | Patrol - not conducted |  |  | 2021 | Tier 2 - Elevated | Distribution Circuit | 1 | 8 | 2021-01-08 | 1207007 | Sus | N | UnknownCause¦Patrolnotconducted¦¦
21-0006904 | Equipment Failure/Involved | Overhead | Transformer | Failed/Faulted | 2021 | Tier 2 - Elevated | Transformer only | 1 | 9 | 2021-01-09 | 1207330 | Sus | N | EquipmentFailureInvolved¦Overhead¦Transformer¦FailedFaulted
21-0008443 | Animal | Bird found | Conductor, Overhead | Normal | 2021 | Tier 2 - Elevated | Distribution Circuit | 1 | 13 | 2021-01-13 | 1210059 | Sus | N | Animal¦Birdfound¦ConductorOverhead¦Normal
21-0009707 | Equipment Failure/Involved | Overhead | Connector or Splice (OH) | Broken | 2021 | Tier 2 - Elevated | Transformer only | 1 | 18 | 2021-01-18 | 1212404 | Sus | N | EquipmentFailureInvolved¦Overhead¦ConnectororSplice(OH)¦Broken
21-0010342 | Vegetation | Tree - branch fell on line | Conductor, Overhead | Normal | 2021 | Tier 3 - Extreme | Distribution Circuit | 1 | 19 | 2021-01-19 | 1214179 | Sus | N | Vegetation¦Treebranchfellonline¦ConductorOverhead¦Normal
21-0011383 | Vegetation | Tree - fell into line | Conductor, Overhead | Broken, wire on ground | 2021 | Tier 3 - Extreme | Distribution Circuit | 1 | 19 | 2021-01-19 | 1218561 | Sus | N | Vegetation¦Treefellintoline¦ConductorOverhead¦Brokenwireonground
21-0012426 | Unknown Cause | Patrol - found nothing |  |  | 2021 | Tier 3 - Extreme | Transformer only | 1 | 21 | 2021-01-21 | 1220479 | Sus | N | UnknownCause¦Patrolfoundnothing¦¦
21-0013202 | Equipment Failure/Involved | Overhead | Pole-Wood | Broken | 2021 | Tier 3 - Extreme | Distribution Circuit | 1 | 19 | 2021-01-19 | 1221664 | Sus | N | EquipmentFailureInvolved¦Overhead¦PoleWood¦Broken
21-0015593 | Vegetation | Tree - branch fell on line | Conductor, Overhead | Normal | 2021 | Tier 3 - Extreme | Distribution Circuit | 1 | 26 | 2021-01-26 | 1228693 | Sus | N | Vegetation¦Treebranchfellonline¦ConductorOverhead¦Normal
21-0017635 | Equipment Failure/Involved | Overhead | Transformer | Burned Open | 2021 | Tier 2 - Elevated | Transformer only | 1 | 27 | 2021-01-27 | 1234349 | Sus | N | EquipmentFailureInvolved¦Overhead¦Transformer¦BurnedOpen
21-0017775 | Unknown Cause | Patrol - found nothing |  |  | 2021 | Tier 2 - Elevated | Distribution Circuit | 1 | 28 | 2021-01-28 | 1238673 | Sus | N | UnknownCause¦Patrolfoundnothing¦¦
21-0018665 | Vegetation | Tree - fell into line | Service conductor | Broken | 2021 | Tier 2 - Elevated | Transformer only | 1 | 27 | 2021-01-27 | 1232850 | Sus | N | Vegetation¦Treefellintoline¦Serviceconductor¦Broken
21-0020303 | Equipment Failure/Involved | Overhead | Insulator | Burned/flashed | 2021 | Tier 2 - Elevated | Distribution Circuit | 2 | 1 | 2021-02-01 | 1244781 | Sus | N | EquipmentFailureInvolved¦Overhead¦Insulator¦Burnedflashed
21-0020704 | Unknown Cause | Patrol - found nothing |  |  | 2021 | Tier 2 - Elevated | Distribution Circuit | 2 | 2 | 2021-02-02 | 1245697 | Sus | N | UnknownCause¦Patrolfoundnothing¦¦
21-0023523 | Equipment Failure/Involved | Overhead | Transformer | Failed/Faulted | 2021 | Tier 2 - Elevated | Transformer only | 2 | 9 | 2021-02-09 | 1251546 | Sus | N | EquipmentFailureInvolved¦Overhead¦Transformer¦FailedFaulted
21-0029441 | Vegetation | Tree - branch fell on line | Conductor, Overhead | Normal | 2021 | Tier 3 - Extreme | Distribution Circuit | 2 | 25 | 2021-02-25 | 1261852 | Sus | N | Vegetation¦Treebranchfellonline¦ConductorOverhead¦Normal
21-0032926 | Unknown Cause | Patrol - found nothing |  |  | 2021 | Tier 2 - Elevated | Distribution Circuit | 3 | 5 | 2021-03-05 | 1270600 | Sus | N | UnknownCause¦Patrolfoundnothing¦¦
21-0036331 | Equipment Failure/Involved | Overhead | Crossarm, Wood | Broken | 2021 | Tier 2 - Elevated | Distribution Circuit | 3 | 14 | 2021-03-14 | 1282372 | Sus | N | EquipmentFailureInvolved¦Overhead¦CrossarmWood¦Broken
21-0037822 | Animal | Bird found | Conductor, Overhead | Normal | 2021 | Tier 2 - Elevated | Distribution Circuit | 3 | 17 | 2021-03-17 | 1287449 | Sus | N | Animal¦Birdfound¦ConductorOverhead¦Normal
21-0040766 | Equipment Failure/Involved | Overhead | Crossarm, Wood | Broken | 2021 | Tier 3 - Extreme | Distribution Circuit | 3 | 25 | 2021-03-25 | 1297028 | Sus | N | EquipmentFailureInvolved¦Overhead¦CrossarmWood¦Broken
21-0044902 | Unknown Cause | Patrol - not conducted |  |  | 2021 | Tier 3 - Extreme | Distribution Circuit | 4 | 5 | 2021-04-05 | 1307283 | Sus | N | UnknownCause¦Patrolnotconducted¦¦
21-0046158 | Unknown Cause | Patrol - found nothing |  |  | 2021 | Tier 2 - Elevated | Distribution Circuit | 4 | 8 | 2021-04-08 | 1310368 | Sus | N | UnknownCause¦Patrolfoundnothing¦¦
21-0050541 | Equipment Failure/Involved | Overhead | Transformer (OH) | Burned/flashed | 2021 | Tier 2 - Elevated | Transformer only | 4 | 19 | 2021-04-19 | 1322872 | Sus | N | EquipmentFailureInvolved¦Overhead¦Transformer(OH)¦Burnedflashed
21-0053823 | 3rd Party | Vehicle | Pole-Wood | Broken | 2021 | Tier 3 - Extreme | Distribution Circuit | 4 | 27 | 2021-04-27 | 1335409 | Sus | N | 3rdParty¦Vehicle¦PoleWood¦Broken
21-0058489 | Equipment Failure/Involved | Overhead | Pole-Wood | Broken | 2021 | Tier 3 - Extreme | Distribution Circuit | 5 | 7 | 2021-05-07 | 1343339 | Sus | Y | EquipmentFailureInvolved¦Overhead¦PoleWood¦Broken
21-0061893 | Environmental/External | Lightning | Conductor, Overhead | Broken, wire on ground | 2021 | Tier 2 - Elevated | Distribution Circuit | 5 | 15 | 2021-05-15 | 1350224 | Sus | Y | EnvironmentalExternal¦Lightning¦ConductorOverhead¦Brokenwireonground
21-0068644 | Unknown Cause | Patrol - found nothing |  |  | 2021 | Tier 2 - Elevated | Distribution Circuit | 6 | 1 | 2021-06-01 | 1363456 | Sus | Y | UnknownCause¦Patrolfoundnothing¦¦
21-0070378 | Equipment Failure/Involved | Overhead | Crossarm, Wood | Broken | 2021 | Tier 2 - Elevated | Distribution Circuit | 6 | 5 | 2021-06-05 | 1366319 | Sus | Y | EquipmentFailureInvolved¦Overhead¦CrossarmWood¦Broken
21-0077005 | 3rd Party | Vehicle | Pole-Wood | Broken | 2021 | Tier 3 - Extreme | Distribution Circuit | 6 | 21 | 2021-06-21 | 1381120 | Sus | Y | 3rdParty¦Vehicle¦PoleWood¦Broken
21-0083830 | Unknown Cause | Patrol - found nothing |  |  | 2021 | Tier 2 - Elevated | Transformer only | 7 | 1 | 2021-07-01 | 1390174 | Sus | Y | UnknownCause¦Patrolfoundnothing¦¦
21-0087705 | Equipment Failure/Involved | Electrical Overload | Transformer | Malfunctioning | 2021 | Tier 2 - Elevated | Transformer only | 7 | 11 | 2021-07-11 | 1399215 | Sus | Y | EquipmentFailureInvolved¦ElectricalOverload¦Transformer¦Malfunctioning
21-0092900 | Unknown Cause | Patrol - found nothing |  |  | 2021 | Tier 2 - Elevated | Distribution Circuit | 7 | 21 | 2021-07-21 | 1409627 | Sus | Y | UnknownCause¦Patrolfoundnothing¦¦
21-0097063 | Animal | Bird found | Conductor, Overhead | Normal | 2021 | Tier 2 - Elevated | Distribution Circuit | 7 | 29 | 2021-07-29 | 1420360 | Sus | Y | Animal¦Birdfound¦ConductorOverhead¦Normal
21-0101698 | Unknown Cause | Patrol - found nothing |  |  | 2021 | Tier 2 - Elevated | Distribution Circuit | 8 | 8 | 2021-08-08 | 1437249 | Sus | Y | UnknownCause¦Patrolfoundnothing¦¦
21-0109962 | Equipment Failure/Involved | Overhead | Capacitor | Failed/Faulted | 2021 | Tier 2 - Elevated | Distribution Circuit | 8 | 27 | 2021-08-27 | 1455091 | Sus | Y | EquipmentFailureInvolved¦Overhead¦Capacitor¦FailedFaulted
21-0111344 | Vegetation | Tree - grew into line | Conductor, Overhead | Normal | 2021 | Tier 2 - Elevated | Distribution Circuit | 8 | 30 | 2021-08-30 | 1458616 | Sus | Y | Vegetation¦Treegrewintoline¦ConductorOverhead¦Normal
21-0118399 | Vegetation | Tree - fell into line | Conductor, Overhead | Normal | 2021 | Tier 2 - Elevated | Distribution Circuit | 9 | 16 | 2021-09-16 | 1473118 | Sus | Y | Vegetation¦Treefellintoline¦ConductorOverhead¦Normal
21-0126276 | Unknown Cause | Patrol - found nothing |  |  | 2021 | Tier 3 - Extreme | Transformer only | 10 | 5 | 2021-10-05 | 1487776 | Sus | Y | UnknownCause¦Patrolfoundnothing¦¦
21-0130155 | Unknown Cause | Patrol - not conducted |  |  | 2021 | Tier 2 - Elevated | Distribution Circuit | 10 | 12 | 2021-10-12 | 1496338 | Sus | Y | UnknownCause¦Patrolnotconducted¦¦
21-0130251 | Unknown Cause | Patrol - found nothing |  |  | 2021 | Tier 3 - Extreme | Distribution Circuit | 10 | 13 | 2021-10-13 | 1496516 | Sus | Y | UnknownCause¦Patrolfoundnothing¦¦
21-0134300 | Equipment Failure/Involved | Overhead | Other | Burned Open | 2021 | Tier 3 - Extreme | Distribution Circuit | 10 | 21 | 2021-10-21 | 1504236 | Sus | Y | EquipmentFailureInvolved¦Overhead¦Other¦BurnedOpen
21-0135883 | Vegetation | Tree - branch fell on line | Conductor, Overhead | Broken, wire on ground | 2021 | Tier 3 - Extreme | Distribution Circuit | 10 | 24 | 2021-10-24 | 1509552 | Sus | Y | Vegetation¦Treebranchfellonline¦ConductorOverhead¦Brokenwireonground
21-0136349 | Unknown Cause | Patrol - found nothing |  |  | 2021 | Tier 2 - Elevated | Distribution Circuit | 10 | 24 | 2021-10-24 | 1511090 | Sus | Y | UnknownCause¦Patrolfoundnothing¦¦
21-0136983 | Vegetation | Tree - fell into line | Conductor, Overhead | Normal | 2021 | Tier 2 - Elevated | Distribution Circuit | 10 | 25 | 2021-10-25 | 1517559 | Sus | Y | Vegetation¦Treefellintoline¦ConductorOverhead¦Normal
21-0137036 | Vegetation | Tree - fell into line | Conductor, Overhead | Broken, wire on ground | 2021 | Tier 3 - Extreme | Distribution Circuit | 10 | 24 | 2021-10-24 | 1517937 | Sus | Y | Vegetation¦Treefellintoline¦ConductorOverhead¦Brokenwireonground
21-0137152 | Equipment Failure/Involved | Overhead | Jumper | Broken | 2021 | Tier 2 - Elevated | Transformer only | 10 | 25 | 2021-10-25 | 1517461 | Sus | Y | EquipmentFailureInvolved¦Overhead¦Jumper¦Broken
21-0138211 | Unknown Cause | Patrol - found nothing |  |  | 2021 | Tier 2 - Elevated | Transformer only | 10 | 26 | 2021-10-26 | 1521481 | Sus | Y | UnknownCause¦Patrolfoundnothing¦¦
21-0141988 | Unknown Cause | Patrol - found nothing |  |  | 2021 | Tier 2 - Elevated | Distribution Circuit | 11 | 3 | 2021-11-03 | 1534080 | Sus | Y | UnknownCause¦Patrolfoundnothing¦¦
21-0144368 | Equipment Failure/Involved | Overhead | Transformer (OH) | Failed/Faulted | 2021 | Tier 2 - Elevated | Transformer only | 11 | 10 | 2021-11-10 | 1539411 | Sus | Y | EquipmentFailureInvolved¦Overhead¦Transformer(OH)¦FailedFaulted
21-0145266 | Animal | Squirrel | Fuse | Failed/Faulted | 2021 | Tier 2 - Elevated | Distribution Circuit | 11 | 13 | 2021-11-13 | 1542334 | Sus | Y | Animal¦Squirrel¦Fuse¦FailedFaulted
21-0156943 | Vegetation | Tree - branch fell on line | Conductor, Overhead | Normal | 2021 | Tier 2 - Elevated | Distribution Circuit | 12 | 13 | 2021-12-13 | 1565751 | Sus | N | Vegetation¦Treebranchfellonline¦ConductorOverhead¦Normal
21-0158669 | Vegetation | Tree - fell into line | Conductor, Overhead | Broken, wire on ground | 2021 | Tier 2 - Elevated | Distribution Circuit | 12 | 15 | 2021-12-15 | 1573775 | Sus | N | Vegetation¦Treefellintoline¦ConductorOverhead¦Brokenwireonground
21-0159382 | Vegetation | Tree - fell into line | Conductor, Overhead | Broken, wire on ground | 2021 | Tier 3 - Extreme | Distribution Circuit | 12 | 17 | 2021-12-17 | 1576208 | Sus | N | Vegetation¦Treefellintoline¦ConductorOverhead¦Brokenwireonground
21-0159386 | Vegetation | Tree - fell into line | Service conductor | Broken, wire on ground | 2021 | Tier 3 - Extreme | Transformer only | 12 | 17 | 2021-12-17 | 1575915 | Sus | N | Vegetation¦Treefellintoline¦Serviceconductor¦Brokenwireonground
21-0159976 | Animal | Squirrel | Conductor, Overhead | Normal | 2021 | Tier 2 - Elevated | Distribution Circuit | 12 | 21 | 2021-12-21 | 1578628 | Sus | N | Animal¦Squirrel¦ConductorOverhead¦Normal
21-0160007 | Vegetation | Tree - branch fell on line | Conductor, Overhead | Normal | 2021 | Tier 3 - Extreme | Distribution Circuit | 12 | 21 | 2021-12-21 | 1578832 | Sus | N | Vegetation¦Treebranchfellonline¦ConductorOverhead¦Normal
21-0160198 | Equipment Failure/Involved | Overhead | Transformer | Failed/Faulted | 2021 | Tier 3 - Extreme | Transformer only | 12 | 22 | 2021-12-22 | 1579445 | Sus | N | EquipmentFailureInvolved¦Overhead¦Transformer¦FailedFaulted
21-0160675 | Vegetation | Tree - fell into line | Conductor, Overhead | Broken, wire on ground | 2021 | Tier 3 - Extreme | Distribution Circuit | 12 | 25 | 2021-12-25 | 1582072 | Sus | N | Vegetation¦Treefellintoline¦ConductorOverhead¦Brokenwireonground
21-0161050 | Vegetation | Tree - fell into line | Conductor, Overhead | On Ground | 2021 | Tier 2 - Elevated | Distribution Circuit | 12 | 27 | 2021-12-27 | 1585359 | Sus | N | Vegetation¦Treefellintoline¦ConductorOverhead¦OnGround
21-0161055 | Vegetation | Tree - fell into line | Conductor, Overhead | Broken, wire on ground | 2021 | Tier 2 - Elevated | Distribution Circuit | 12 | 27 | 2021-12-27 | 1584580 | Sus | N | Vegetation¦Treefellintoline¦ConductorOverhead¦Brokenwireonground
21-0161875 | Equipment Failure/Involved | Overhead | Secondary | Broken | 2021 | Tier 2 - Elevated | Transformer only | 12 | 27 | 2021-12-27 | 1585274 | Sus | N | EquipmentFailureInvolved¦Overhead¦Secondary¦Broken
21-0162009 | Vegetation | Tree - fell into line | Conductor, Overhead | Broken, wire on ground | 2021 | Tier 3 - Extreme | Distribution Circuit | 12 | 27 | 2021-12-27 | 1590825 | Sus | N | Vegetation¦Treefellintoline¦ConductorOverhead¦Brokenwireonground
22-0009609 | Unknown Cause | Patrol - found nothing |  |  | 2022 | Tier 2 - Elevated | Distribution Circuit | 1 | 13 | 2022-01-13 | 1601725 | Sus | N | UnknownCause¦Patrolfoundnothing¦¦
22-0012090 | Equipment Failure/Involved | Overhead | Transformer (OH) | Failed/Faulted | 2022 | Tier 2 - Elevated | Transformer only | 1 | 20 | 2022-01-20 | 1606469 | Sus | N | EquipmentFailureInvolved¦Overhead¦Transformer(OH)¦FailedFaulted
22-0021202 | 3rd Party | Vehicle | Pole-Wood | Broken, wire on ground | 2022 | Tier 2 - Elevated | Distribution Circuit | 2 | 11 | 2022-02-11 | 1625401 | Sus | N | 3rdParty¦Vehicle¦PoleWood¦Brokenwireonground
22-0021202 | 3rd Party | Vehicle | Pole-Wood | Broken, wire on ground | 2022 | Tier 2 - Elevated | Distribution Circuit | 2 | 11 | 2022-02-11 | 1625401 | Sus | N | 3rdParty¦Vehicle¦PoleWood¦Brokenwireonground
22-0021687 | Unknown Cause | Patrol - found nothing |  |  | 2022 | Tier 2 - Elevated | Distribution Circuit | 2 | 12 | 2022-02-12 | 1626060 | Sus | N | UnknownCause¦Patrolfoundnothing¦¦
22-0021687 | Unknown Cause | Patrol - found nothing |  |  | 2022 | Tier 2 - Elevated | Distribution Circuit | 2 | 12 | 2022-02-12 | 1626060 | Sus | N | UnknownCause¦Patrolfoundnothing¦¦
22-0025838 | Equipment Failure/Involved | Overhead | Customer Equipment | Failed/Faulted | 2022 | Tier 2 - Elevated | Transformer only | 2 | 23 | 2022-02-23 | 1634888 | Sus | N | EquipmentFailureInvolved¦Overhead¦CustomerEquipment¦FailedFaulted
22-0031093 | Unknown Cause | Patrol - found nothing |  |  | 2022 | Tier 3 - Extreme | Distribution Circuit | 3 | 8 | 2022-03-08 | 1644445 | Sus | N | UnknownCause¦Patrolfoundnothing¦¦
22-0044448 | Unknown Cause | Patrol - found nothing |  |  | 2022 | Tier 2 - Elevated | Distribution Circuit | 4 | 8 | 2022-04-08 | 1665913 | Sus | N | UnknownCause¦Patrolfoundnothing¦¦
22-0044471 | Equipment Failure/Involved | Overhead | Conductor, Overhead | Together | 2022 | Tier 2 - Elevated | Distribution Circuit | 4 | 8 | 2022-04-08 | 1665933 | Sus | N | EquipmentFailureInvolved¦Overhead¦ConductorOverhead¦Together
22-0044756 | Unknown Cause | Patrol - found nothing |  |  | 2022 | Tier 2 - Elevated | Distribution Circuit | 4 | 8 | 2022-04-08 | 1666163 | Sus | N | UnknownCause¦Patrolfoundnothing¦¦
22-0057637 | Unknown Cause | Patrol - not conducted |  |  | 2022 | Tier 2 - Elevated | Distribution Circuit | 5 | 4 | 2022-05-04 | 1688013 | Sus | Y | UnknownCause¦Patrolnotconducted¦¦
22-0059985 | Equipment Failure/Involved | Overhead | Secondary | Broken | 2022 | Tier 2 - Elevated | Transformer only | 5 | 9 | 2022-05-09 | 1692311 | Sus | Y | EquipmentFailureInvolved¦Overhead¦Secondary¦Broken
22-0061973 | Equipment Failure/Involved | Overhead | Transformer (OH) | Burned/flashed | 2022 | Tier 3 - Extreme | Transformer only | 5 | 13 | 2022-05-13 | 1695853 | Sus | Y | EquipmentFailureInvolved¦Overhead¦Transformer(OH)¦Burnedflashed
22-0065081 | Animal | Squirrel | Fuse | Normal | 2022 | Tier 3 - Extreme | Distribution Circuit | 5 | 23 | 2022-05-23 | 1707542 | Sus | Y | Animal¦Squirrel¦Fuse¦Normal
22-0068053 | Equipment Failure/Involved | Overhead | Insulator | Broken | 2022 | Tier 2 - Elevated | Distribution Circuit | 5 | 30 | 2022-05-30 | 1713986 | Sus | Y | EquipmentFailureInvolved¦Overhead¦Insulator¦Broken
22-0072090 | Unknown Cause | Patrol - found nothing |  |  | 2022 | Tier 2 - Elevated | Distribution Circuit | 6 | 9 | 2022-06-09 | 1724533 | Sus | Y | UnknownCause¦Patrolfoundnothing¦¦
22-0073062 | Vegetation | Tree - fell into line | Conductor, Overhead | Broken, wire on ground | 2022 | Tier 2 - Elevated | Distribution Circuit | 6 | 10 | 2022-06-10 | 1727781 | Sus | Y | Vegetation¦Treefellintoline¦ConductorOverhead¦Brokenwireonground
22-0075459 | Equipment Failure/Involved | Underground | Secondary | Deteriorated | 2022 | Tier 2 - Elevated | Transformer only | 6 | 17 | 2022-06-17 | 1733770 | Sus | Y | EquipmentFailureInvolved¦Underground¦Secondary¦Deteriorated
22-0075577 | Unknown Cause | Patrol - found nothing |  |  | 2022 | Tier 2 - Elevated | Distribution Circuit | 6 | 17 | 2022-06-17 | 1733637 | Sus | Y | UnknownCause¦Patrolfoundnothing¦¦
22-0079455 | 3rd Party | Dig in, 3rd party | Conductor, Underground | Broken | 2022 | Tier 3 - Extreme | Distribution Circuit | 6 | 28 | 2022-06-28 | 1744339 | Sus | Y | 3rdParty¦Digin3rdparty¦ConductorUnderground¦Broken
22-0081609 | 3rd Party | Customer Equipment | Conductor, Overhead | Normal | 2022 | Tier 2 - Elevated | Distribution Circuit | 7 | 4 | 2022-07-04 | 1748567 | Sus | Y | 3rdParty¦CustomerEquipment¦ConductorOverhead¦Normal
22-0090064 | Equipment Failure/Involved | Substation | PT/CCVT | Burned/flashed | 2022 | Tier 2 - Elevated | Substation - Distribution | 7 | 26 | 2022-07-26 | 1766220 | Sus | Y | EquipmentFailureInvolved¦Substation¦PTCCVT¦Burnedflashed
22-0091671 | Equipment Failure/Involved | Overhead | Crossarm, Wood | Broken | 2022 | Tier 2 - Elevated | Distribution Circuit | 7 | 30 | 2022-07-30 | 1769066 | Sus | Y | EquipmentFailureInvolved¦Overhead¦CrossarmWood¦Broken
22-0092297 | Unknown Cause | Patrol - not conducted |  |  | 2022 | Tier 2 - Elevated | Distribution Circuit | 8 | 1 | 2022-08-01 | 1770606 | Sus | Y | UnknownCause¦Patrolnotconducted¦¦
22-0093087 | Unknown Cause | Patrol - found nothing |  |  | 2022 | Tier 2 - Elevated | Distribution Circuit | 8 | 3 | 2022-08-03 | 1771885 | Sus | Y | UnknownCause¦Patrolfoundnothing¦¦
22-0093639 | Equipment Failure/Involved | Overhead | Pole-Wood | Broken | 2022 | Tier 3 - Extreme | Distribution Circuit | 8 | 4 | 2022-08-04 | 1773054 | Sus | Y | EquipmentFailureInvolved¦Overhead¦PoleWood¦Broken
22-0097146 | Unknown Cause | Patrol - found nothing |  |  | 2022 | Tier 2 - Elevated | Distribution Circuit | 8 | 13 | 2022-08-13 | 1780022 | Sus | Y | UnknownCause¦Patrolfoundnothing¦¦
22-0097289 | Vegetation | Tree - fell into line | Conductor, Overhead | Broken, wire on ground | 2022 | Tier 3 - Extreme | Distribution Circuit | 8 | 14 | 2022-08-14 | 1780575 | Sus | Y | Vegetation¦Treefellintoline¦ConductorOverhead¦Brokenwireonground
22-0110438 | Equipment Failure/Involved | Overhead | Transformer (OH) | Broken | 2022 | Tier 3 - Extreme | Transformer only | 9 | 14 | 2022-09-14 | 1811434 | Sus | Y | EquipmentFailureInvolved¦Overhead¦Transformer(OH)¦Broken
22-0119866 | Company Initiated | Return Circuit Normal | Conductor, Overhead | Normal | 2022 | Tier 3 - Extreme | Transmission line | 10 | 26 | 2022-10-26 | 1846541 | Sus | Y | CompanyInitiated¦ReturnCircuitNormal¦ConductorOverhead¦Normal
22-0123302 | Company Initiated | Personnel, company | Recloser | Normal | 2022 | Tier 2 - Elevated | Distribution Circuit | 11 | 15 | 2022-11-15 | 1862746 | Sus | Y | CompanyInitiated¦Personnelcompany¦Recloser¦Normal
22-0125828 | Animal | Squirrel | Fuse | Failed/Faulted | 2022 | Tier 3 - Extreme | Transformer only | 10 | 28 | 2022-10-28 | 1847848 | Sus | Y | Animal¦Squirrel¦Fuse¦FailedFaulted
22-0128388 | Vegetation | Tree - branch fell on line | Conductor, Overhead | Normal | 2022 | Tier 3 - Extreme | Distribution Circuit | 11 | 6 | 2022-11-06 | 1855608 | Sus | Y | Vegetation¦Treebranchfellonline¦ConductorOverhead¦Normal
22-0129993 | Animal | Squirrel | Pothead(Riser Termination) | Normal | 2022 | Tier 2 - Elevated | Distribution Circuit | 11 | 10 | 2022-11-10 | 1859980 | Sus | Y | Animal¦Squirrel¦Pothead(RiserTermination)¦Normal
22-0133437 | Unknown Cause | Patrol - found nothing |  |  | 2022 | Tier 3 - Extreme | Distribution Circuit | 11 | 22 | 2022-11-22 | 1867793 | Sus | Y | UnknownCause¦Patrolfoundnothing¦¦
22-0136384 | Unknown Cause | Patrol - found nothing |  |  | 2022 | Tier 3 - Extreme | Distribution Circuit | 12 | 3 | 2022-12-03 | 1875496 | Sus | N | UnknownCause¦Patrolfoundnothing¦¦
22-0137338 | Vegetation | Tree - fell into line | Secondary | Normal | 2022 | Tier 2 - Elevated | Distribution Circuit | 12 | 7 | 2022-12-07 | 1878079 | Sus | N | Vegetation¦Treefellintoline¦Secondary¦Normal
22-0138054 | Vegetation | Tree - branch fell on line | Conductor, Overhead | Broken, wire on ground | 2022 | Tier 3 - Extreme | Distribution Circuit | 12 | 10 | 2022-12-10 | 1880319 | Sus | N | Vegetation¦Treebranchfellonline¦ConductorOverhead¦Brokenwireonground
22-0141695 | Vegetation | Tree - fell into line | Conductor, Overhead | Broken, wire on ground | 2022 | Zone 1 - HHZ | Distribution Circuit | 12 | 27 | 2022-12-27 | 1898523 | Sus | N | Vegetation¦Treefellintoline¦ConductorOverhead¦Brokenwireonground
22-0141954 | Environmental/External | Water | Transformer | Failed/Faulted | 2022 | Tier 2 - Elevated | Transformer only | 12 | 28 | 2022-12-28 | 1900486 | Sus | N | EnvironmentalExternal¦Water¦Transformer¦FailedFaulted
22-0142200 | Vegetation | Tree - fell into line | Service conductor | Broken, wire on ground | 2022 | Tier 3 - Extreme | Transformer only | 12 | 30 | 2022-12-30 | 1901827 | Sus | N | Vegetation¦Treefellintoline¦Serviceconductor¦Brokenwireonground
15-0010674 | Vegetation | Tree - fell into line | Conductor, Overhead | Normal | 2015 | Tier 2 - Elevated | Distribution Circuit | 2 | 6 | 2015-02-06 | 1177908 | Sus | N | Vegetation¦Treefellintoline¦ConductorOverhead¦Normal
15-0011215 | Vegetation | Tree - fell into line | Conductor, Overhead | On Ground | 2015 | Tier 2 - Elevated | Distribution Circuit | 2 | 6 | 2015-02-06 | 1181210 | Sus | N | Vegetation¦Treefellintoline¦ConductorOverhead¦OnGround
15-0024209 | Vegetation | Tree - fell into line | Conductor, Overhead | Broken, wire on ground | 2015 | Tier 2 - Elevated | Distribution Circuit | 4 | 4 | 2015-04-04 | 1212671 | Sus | N | Vegetation¦Treefellintoline¦ConductorOverhead¦Brokenwireonground
15-0034752 | Environmental/External | Lightning | Transformer (OH) | Failed/Faulted | 2015 | Tier 2 - Elevated | Transformer only | 5 | 17 | 2015-05-17 | 1235937 | Sus | Y | EnvironmentalExternal¦Lightning¦Transformer(OH)¦FailedFaulted
15-0035049 | Animal | Squirrel |  | Failed/Faulted | 2015 | Tier 3 - Extreme | Transformer only | 5 | 18 | 2015-05-18 | 1236656 | Sus | Y | Animal¦Squirrel¦¦FailedFaulted